## 1. Introduction
ENERGY STAR® Recessed Downlights Data and Analysis
Enclosed are the ENERGY STAR Recessed Downlights data and analysis supporting the Draft 1 Version 1.0 ENERGY STAR specification. The following tabs are included in this workbook:
1. Introduction: Includes Introduction, table of contents and contacts.
2. Key Product Criteria: Displays key data for new specifications and major revisions.
Table 1: Efficiency Levels
Charts 1-4: V1.0 Efficiency Criteria and Recessed Downlight Models
3. Energy and Cost Savings: Summarizes consumers' energy and cost savings, as well as national savings, associated with the Version 1.0 levels.
Table 2: Annual Unit Energy, GHG, and Cost Savings
Table 3: Lifetime Unit Energy, GHG, and Cost Savings
Table 4: National Lifetime Savings Estimate
4. Incremental Cost and Payback: Summarizes results from consumer payback analysis.
Table 5: Average Installed Cost and Payback
5. ENERGY STAR QPL - Standard: Includes all ENERGY STAR certified recessed downlights as of January 2022.
Table 6: ENERGY STAR Qualified Products List
If you have any questions concerning this data, please contact Taylor Jantz-Sell, EPA, at Jantz-Sell.Taylor@epa.gov. For more information on ENERGY STAR Recessed Downlights specification development, please visit www.energystar.gov/Luminaires.

## 2. RDL Version 1.0 Criteria
Table 1: Efficiency Levels
Key Product Criteria
|  | Luminous Efficacy | Annual Energy Use (kWh/yr)
| Federal Standard |  |  | Charts 1-4: V1.0 Efficiency Criteria and Downlighting Models
1 | 1. Downlight less than 1,000 lumens | n/a | n/a
2 | 2. Downlight 1,000+ lumens | n/a | n/a
3 | 3. Downlight Retrofit Kit less than 1,000 lumens | n/a | n/a
4 | 4. Downlight Retrofit Kit less 1,000+ lumens | n/a | n/a
5a
5b
6
7
8a
8b
9
10
11
12
13
14
15
16
Version 2.2 ENERGY STAR
1 | 1. Downlight less than 1,000 lumens | 55 | 9.7705
2 | 2. Downlight 1,000+ lumens | 55 | 81.3564
3 | 3. Downlight Retrofit Kit less than 1,000 lumens | 60 | 7.6964
4 | 4. Downlight Retrofit Kit less 1,000+ lumens | 60 | 37.2333
5a
5b
6
7
8a
8b
9
10
11
12
13
14
15
16
Draft 1 Version 1.0 ENERGY STAR
1 | 1. Downlight less than 1,000 lumens | 90 | 6.3615
2 | 2. Downlight 1,000+ lumens | 90 | 67.9574
3 | 3. Downlight Retrofit less than 1,000 lumens | 90 | 5.7662
4 | 4. Downlight Retrofit less 1,000+ lumens | 90 | 27.1443
5a
5b
6
7
8a
8b
9
10
11
12
13
14
15

## 3. Energy and Cost Savings
Table 2: Annual Unit Energy, GHG, and Cost Savings
V1.0 Efficiency Criteria
Recessed Downlight Product Classes | Electrical Savings (kWh) | Annual Operational Savings ($) | Emissions Reduction (pounds of CO2)
1. Downlight less than 1,000 lumens | 3.409 | 0.42408 | 5.226
2. Downlight 1,000+ lumens | 13.399 | 1.6668 | 20.5407
3. Downlight Retrofit less than 1,000 lumens | 1.9302 | 0.24012 | 2.959
4. Downlight Retrofit 1,000+ lumens | 10.089 | 1.2551 | 15.4665
If you have any questions concerning this data, please contact Taylor Jantz-Sell, EPA, at Jantz-Sell.Taylor@epa.gov. For more information on ENERGY STAR Recessed Downlights specification development, please visit www.energystar.gov/Luminaires.
Table 3: Lifetime Unit Energy, GHG, and Cost Savings
V1.0 Efficiency Criteria
Recessed Downlight Product Classes | Lifetime Electrical Savings (kWh) | Lifetime Annual Operational Savings ($) | Lifetime Emissions Reduction (pounds of CO2)
1. Downlight less than 1,000 lumens | 68.1806 | 8.4817 | 104.5208
2. Downlight 1,000+ lumens | 133.9903 | 16.6684 | 205.4072
3. Downlight Retrofit less than 1,000 lumens | 38.6038 | 4.8023 | 59.1797
4. Downlight Retrofit 1,000+ lumens | 100.8902 | 12.5507 | 154.6646
Assumptions: Lifetime = 10 years for 1,000+ lumen output and 20 years for <1,000 lumen output
Table 4: National Annual Savings Potential
V1.0 Efficiency Criteria
Recessed Downlight Product Classes | National Electrical Savings (GWh) | National Annual Operating Savings (millions of $) | National CO2 Emissions Reduction (billions of lbs)
1. Downlight less than 1,000 lumens | 966.3933 | 120.8215 | 1.4815
2. Downlight 1,000+ lumens | 5886.7846 | 735.984 | 9.0244
3. Downlight Retrofit less than 1,000 lumens | 598.9899 | 74.8876 | 0.91825
4. Downlight Retrofit 1,000+ lumens | 1535.5761 | 191.9825 | 2.354
Totals | 8987.7438 | 1123.6756 | 13.7782
Assumptions: Assumes all recessed downlights and downlight retrofit kits in the U.S. are ENERGY STAR at the Version 1.0 criteria over the lifetime, which totals to 1.38 billion units over 10 years. Projected shipments were estimated per 2021 USD.

## 4. Incremental Cost and Payback
Table 5: Incremental Cost and Payback
Product Class | Efficiency Level | Efficacy (lms/W) | Annual Energy Use (kWh/yr) | Average Annual Energy Cost ($) | Average Purchase Cost ($) | Average Payback (yrs) | Incremental Cost Difference ($)
1. Downlight less than 1,000 lumens | ENERGY STAR V2.2 | 55 | 9.7705 | 1.2155 | 35
| Draft 1 Version 1 | 90 | 6.3615 | 0.79137 | 35 | 0
0
2. Downlight 1,000+ lumens | ENERGY STAR V2.2 | 55 | 81.3564 | 10.1207 | 40
| Draft 1 Version 1 | 90 | 67.9574 | 8.4539 | 40 | 0
0
3. Downlight Retrofit less than 1,000 lumens | ENERGY STAR V2.2 | 60 | 7.6964 | 0.95743 | 22
| Draft 1 Version 1 | 90 | 5.7662 | 0.71731 | 22 | 0
0
4. Downlight Retrofit 1,000+ lumens | ENERGY STAR V2.2 | 60 | 37.2333 | 4.6318 | 25
| Draft 1 Version 1 | 90 | 27.1443 | 3.3767 | 25 | 0
0
Source:
Note: No observed unit cost differential based on efficacy (THD, Silver Spring, MD, 3/6/2023). Increased unit cost observed for increased light output.

## 5. ENERGY STAR QPL
Table 6: ENERGY STAR Qualified Products List |  | Source: | ENERGY STAR QPL as of January 10, 2023 | [5 empty] | Efficacy by Product Class
Brand Name | Model Number | Total Light Output (lumens) | Fixture Type | Energy Efficiency - Measured Outside the Fixture (lumens/Watt) | Date Available On Market | Date Certified | Lumen Output Bin | Product Class Number | 1 | 2 | 3 | 4
Luminus | PPJ132 | 440 | Downlight | 55 | 2018-09-21 | 2018-10-11 | Low | 1 | 55 | #N/A | #N/A | #N/A
Spex Lighting | SL-MULTI4-8W | 440 | Downlight | 55 | 2020-12-01 | 2019-07-15 | Low | 1 | 55 | #N/A | #N/A | #N/A
Trenz Lighting | TL-MULTI4-8W | 440 | Downlight | 55 | 2019-05-23 | 2019-07-15 | Low | 1 | 55 | #N/A | #N/A | #N/A
Trenz Lighting | TL-MULTI4-8W | 440 | Downlight | 55 | 2020-12-01 | 2019-07-15 | Low | 1 | 55 | #N/A | #N/A | #N/A
Liteline | SLMT4-8W | 440 | Downlight | 55 | 2019-05-23 | 2019-07-15 | Low | 1 | 55 | #N/A | #N/A | #N/A
Lithonia Lighting | 4JBK [RD¦SQ¦ADJ] [30K¦40K¦50K] 90CRI [MW¦MB¦BN¦ORB¦A¦AZ¦A TRMW¦AZ TRMW] | 495 | Downlight | 55 | 2017-09-01 | 2017-09-22 | Low | 1 | 55 | #N/A | #N/A | #N/A
HENGTE | HT-G16360PPD4-909-XXB2-##1 | 495 | Downlight | 55 | 2020-06-19 | 2020-06-22 | Low | 1 | 55 | #N/A | #N/A | #N/A
National Specialty Lighting | RGL-4B-9W-BT-** | 495 | Downlight | 55 | 2020-07-01 | 2021-01-21 | Low | 1 | 55 | #N/A | #N/A | #N/A
National Specialty Lighting | RGL-4B-9W-SW-** | 495 | Downlight | 55 | 2020-07-01 | 2021-01-21 | Low | 1 | 55 | #N/A | #N/A | #N/A
Magic Lite | RGL-4B-9W-BT-** | 495 | Downlight | 55 | 2020-07-01 | 2021-01-21 | Low | 1 | 55 | #N/A | #N/A | #N/A
Magic Lite | RGL-4B-9W-SW-** | 495 | Downlight | 55 | 2020-07-01 | 2021-01-21 | Low | 1 | 55 | #N/A | #N/A | #N/A
Commercial Electric | 1005591781 | 495 | Downlight | 55 | 2020-09-04 | 2020-09-08 | Low | 1 | 55 | #N/A | #N/A | #N/A
Commercial Electric | 1005591781 | 495 | Downlight | 55 | 2022-02-14 | 2022-02-17 | Low | 1 | 55 | #N/A | #N/A | #N/A
Commercial Electric | 1006848687 | 495 | Downlight | 55 | 2021-09-17 | 2021-12-27 | Low | 1 | 55 | #N/A | #N/A | #N/A
Commercial Electric | 1007995260 | 495 | Downlight | 55 | 2022-06-06 | 2022-06-22 | Low | 1 | 55 | #N/A | #N/A | #N/A
AFX | EGSF0407L30D1** | 550 | Downlight | 55 | 2019-01-11 | 2022-04-21 | Low | 1 | 55 | #N/A | #N/A | #N/A
Elite | RL475-550L-DIMTR-120-27K/30K/35K/40K/50K-90-WH | 550 | Downlight | 55 | 2019-08-18 | 2019-08-20 | Low | 1 | 55 | #N/A | #N/A | #N/A
Dals | 7105-27K-** | 550 | Downlight | 55 | 2018-11-11 | 2018-11-14 | Low | 1 | 55 | #N/A | #N/A | #N/A
Dals | 7105SQ-27K-** | 550 | Downlight | 55 | 2018-11-11 | 2018-11-14 | Low | 1 | 55 | #N/A | #N/A | #N/A
Earthtronics | LSLIM430WH2 | 550 | Downlight | 55 | 2019-07-18 | 2019-07-17 | Low | 1 | 55 | #N/A | #N/A | #N/A
Globalux Lighting | SDL-5-10-120D-930-** | 550 | Downlight | 55 | 2019-10-31 | 2019-12-27 | Low | 1 | 55 | #N/A | #N/A | #N/A
Globalux Lighting | SDL-5-10-120D-935-** | 550 | Downlight | 55 | 2019-10-31 | 2019-12-27 | Low | 1 | 55 | #N/A | #N/A | #N/A
Globalux Lighting | SDL-5-10-120D-940-** | 550 | Downlight | 55 | 2019-10-31 | 2019-12-27 | Low | 1 | 55 | #N/A | #N/A | #N/A
Globalux Lighting | SDL-5-10-120D-950-** | 550 | Downlight | 55 | 2019-10-31 | 2019-12-27 | Low | 1 | 55 | #N/A | #N/A | #N/A
ETI | 538261##(##=00-99) | 550 | Downlight | 55 | 2020-10-08 | 2021-03-20 | Low | 1 | 55 | #N/A | #N/A | #N/A
ETI | 538261##-A(##=00-99) | 550 | Downlight | 55 | 2022-11-14 | 2022-11-15 | Low | 1 | 55 | #N/A | #N/A | #N/A
ETI | 538401##(##=00-99) | 550 | Downlight | 55 | 2020-03-12 | 2020-07-09 | Low | 1 | 55 | #N/A | #N/A | #N/A
ETI | 538401##-A(##=00-99) | 550 | Downlight | 55 | 2022-11-14 | 2022-11-16 | Low | 1 | 55 | #N/A | #N/A | #N/A
Globe | 91243 | 550 | Downlight | 55 | 2018-03-11 | 2018-03-09 | Low | 1 | 55 | #N/A | #N/A | #N/A
Globe | 91346 | 550 | Downlight | 55 | 2018-08-23 | 2018-08-21 | Low | 1 | 55 | #N/A | #N/A | #N/A
HENGTE | HT-G4URRD4-810-27B-## | 550 | Downlight | 55 | 2018-02-05 | 2018-02-02 | Low | 1 | 55 | #N/A | #N/A | #N/A
HENGTE | HT-G65URRD4-910-27B-## | 550 | Downlight | 55 | 2019-08-05 | 2019-08-16 | Low | 1 | 55 | #N/A | #N/A | #N/A
E17, PT. Industries Partner Indonesia | LS2214 | 550 | Downlight | 55 | 2022-07-07 | 2022-12-02 | Low | 1 | 55 | #N/A | #N/A | #N/A
Lights-Direct | DCLD-SI4103-** | 550 | Downlight | 55 | 2019-11-04 | 2022-04-25 | Low | 1 | 55 | #N/A | #N/A | #N/A
RZ lighting | DL337-4-10W(3000K) | 550 | Downlight | 55 | 2022-08-30 | 2022-09-20 | Low | 1 | 55 | #N/A | #N/A | #N/A
RZ lighting | DL337-4-10W(4000K) | 550 | Downlight | 55 | 2022-08-30 | 2022-09-20 | Low | 1 | 55 | #N/A | #N/A | #N/A
RZ lighting | DL337-4-10W(5000K) | 550 | Downlight | 55 | 2022-08-30 | 2022-09-20 | Low | 1 | 55 | #N/A | #N/A | #N/A
PETEME, SAUDIO, SGOE, LKV, vaiseke, Lurious, Wudwink | SG-SML10W-C01 | 550 | Downlight | 55 | 2022-09-21 | 2022-10-20 | Low | 1 | 55 | #N/A | #N/A | #N/A
ANC | RD4F10(2700K) | 550 | Downlight | 55 | 2020-06-08 | 2020-06-11 | Low | 1 | 55 | #N/A | #N/A | #N/A
ANC | RD4F10(3000K) | 550 | Downlight | 55 | 2020-06-08 | 2020-06-11 | Low | 1 | 55 | #N/A | #N/A | #N/A
ANC | RD4F10(4000K) | 550 | Downlight | 55 | 2020-06-08 | 2020-06-11 | Low | 1 | 55 | #N/A | #N/A | #N/A
ANC | RD4F10(5000K) | 550 | Downlight | 55 | 2020-06-08 | 2020-06-11 | Low | 1 | 55 | #N/A | #N/A | #N/A
LIGHT THE FUTURE | D954-CCT-90-** | 550 | Downlight | 55 | 2021-03-22 | 2021-03-20 | Low | 1 | 55 | #N/A | #N/A | #N/A
Tamlite Lighting | CLY4SQ-30WH | 550 | Downlight | 55 | 2019-08-16 | 2019-09-11 | Low | 1 | 55 | #N/A | #N/A | #N/A
Commercial Electric | 538261##(##=00-99) | 550 | Downlight | 55 | 2020-10-08 | 2020-12-21 | Low | 1 | 55 | #N/A | #N/A | #N/A
Commercial Electric | 538261##-A(##=00-99) | 550 | Downlight | 55 | 2022-11-14 | 2022-11-16 | Low | 1 | 55 | #N/A | #N/A | #N/A
Commercial Electric | 538401##(##=00-99) | 550 | Downlight | 55 | 2020-03-12 | 2020-07-09 | Low | 1 | 55 | #N/A | #N/A | #N/A
Commercial Electric | 538401##-A(##=00-99) | 550 | Downlight | 55 | 2022-11-14 | 2022-11-17 | Low | 1 | 55 | #N/A | #N/A | #N/A
PORTFOLIO | LD4C08[D010¦D010TR] EU4C0890[27¦30¦35¦40¦50] 4LB[N¦M¦W¦S]#[LI¦MW¦WMH¦WH¦H] | 572 | Downlight | 55 | 2022-08-01 | 2022-08-23 | Low | 1 | 55 | #N/A | #N/A | #N/A
Luminus | PPS144C2 | 605 | Downlight | 55 | 2019-07-19 | 2019-08-12 | Low | 1 | 55 | #N/A | #N/A | #N/A
TRANS GLOBE | LED-30095 WH | 605 | Downlight | 55 | 2019-09-23 | 2019-10-01 | Low | 1 | 55 | #N/A | #N/A | #N/A
Satco | 62/1751 | 605 | Downlight | 55 | 2022-11-02 | 2022-11-02 | Low | 1 | 55 | #N/A | #N/A | #N/A
Westgate | FML-S6-11W-##K-** | 605 | Downlight | 55 | 2017-09-02 | 2018-08-22 | Low | 1 | 55 | #N/A | #N/A | #N/A
Amax | LED-SM55DL-XX | 660 | Downlight | 55 | 2016-08-20 | 2016-08-19 | Low | 1 | 55 | #N/A | #N/A | #N/A
Canarm | LED-SM55DL-XXX-YYY | 660 | Downlight | 55 | 2016-01-02 | 2016-01-29 | Low | 1 | 55 | #N/A | #N/A | #N/A
Globe | 91352 | 660 | Downlight | 55 | 2018-08-23 | 2018-08-21 | Low | 1 | 55 | #N/A | #N/A | #N/A
Milan Lighting Corp | ML412W-5CCT** | 660 | Downlight | 55 | 2022-08-08 | 2022-08-29 | Low | 1 | 55 | #N/A | #N/A | #N/A
Progress Lighting | P810005-009-30 | 660 | Downlight | 55 | 2016-10-30 | 2016-11-01 | Low | 1 | 55 | #N/A | #N/A | #N/A
Progress Lighting | P810012-028-30 | 660 | Downlight | 55 | 2019-12-19 | 2020-01-07 | Low | 1 | 55 | #N/A | #N/A | #N/A
HOMESTYLE | P810001-009-30 | 660 | Downlight | 55 | 2016-10-30 | 2016-11-01 | Low | 1 | 55 | #N/A | #N/A | #N/A
HOMI | PR180R-PLEEUKF-12W80-120(3000K) | 660 | Downlight | 55 | 2018-09-28 | 2018-10-10 | Low | 1 | 55 | #N/A | #N/A | #N/A
HOMI | HM02-PR7-12W120-3CCT-*SA | 660 | Downlight | 55 | 2022-03-30 | 2022-04-06 | Low | 1 | 55 | #N/A | #N/A | #N/A
Standard | DL/GIMBAL/RND/12W/30-22K/**/STD | 660 | Downlight | 55 | 2019-12-13 | 2020-02-25 | Low | 1 | 55 | #N/A | #N/A | #N/A
Stanpro | DL/GIMBAL/RND/12W/30-22K/**/STD | 660 | Downlight | 55 | 2019-12-13 | 2020-02-25 | Low | 1 | 55 | #N/A | #N/A | #N/A
DawnRay | DR40RB-** | 660 | Downlight | 55 | 2020-07-13 | 2020-07-27 | Low | 1 | 55 | #N/A | #N/A | #N/A
MaxLite | SDLS413CSWJ | 715 | Downlight | 55 | 2019-07-24 | 2019-06-24 | Low | 1 | 55 | #N/A | #N/A | #N/A
RZ lighting | DL337-6-14W(3000K) | 770 | Downlight | 55 | 2022-07-07 | 2022-09-20 | Low | 1 | 55 | #N/A | #N/A | #N/A
RZ lighting | DL337-6-14W(4000K) | 770 | Downlight | 55 | 2022-07-07 | 2022-09-20 | Low | 1 | 55 | #N/A | #N/A | #N/A
RZ lighting | DL337-6-14W(5000K) | 770 | Downlight | 55 | 2022-07-07 | 2022-09-20 | Low | 1 | 55 | #N/A | #N/A | #N/A
Juno | IC1LED WD G4 09LM 30K 90CRI 120 FRPC | 825 | Downlight | 55 | 2016-01-01 | 2017-02-14 | Low | 1 | 55 | #N/A | #N/A | #N/A
ASD | ASD-CD-TR-4D15AC-** | 825 | Downlight | 55 | 2022-03-30 | 2022-04-28 | Low | 1 | 55 | #N/A | #N/A | #N/A
Patriot Lighting | DL-6-15RR-***-** | 825 | Downlight | 55 | 2017-08-20 | 2017-11-09 | Low | 1 | 55 | #N/A | #N/A | #N/A
Intense | GC2DR1L2279DIMVFBHZHISB | 825 | Downlight | 55 | 2019-11-01 | 2019-12-04 | Low | 1 | 55 | #N/A | #N/A | #N/A
Signcomplex | DSC6-015-AL-3CCT1-# | 825 | Downlight | 55 | 2019-03-04 | 2019-03-18 | Low | 1 | 55 | #N/A | #N/A | #N/A
Commercial Electric | JVJ3011L-3/*** | 853 | Downlight | 55 | 2019-01-18 | 2019-01-09 | Low | 1 | 55 | #N/A | #N/A | #N/A
HOMI | PR225R-PLEEUKF-18W80-120(3000K) | 990 | Downlight | 55 | 2018-09-28 | 2018-10-10 | Low | 1 | 55 | #N/A | #N/A | #N/A
HOMI | HM02-PR9-18W120-3CCT-*SB | 990 | Downlight | 55 | 2018-05-30 | 2021-01-31 | Low | 1 | 55 | #N/A | #N/A | #N/A
Lithonia Lighting | ICO ** ##/05 2AR ** ##D ** UGZ | 347 | Downlight | 55.1 | 2015-07-17 | 2016-12-20 | Low | 1 | 55.1 | #N/A | #N/A | #N/A
LOTUS LED LIGHTS | LY4RCS-41K | 518 | Downlight | 55.1 | 2016-01-01 | 2016-09-02 | Low | 1 | 55.1 | #N/A | #N/A | #N/A
ConTech Lighting | SMTS427K12D1-** | 590 | Downlight | 55.1 | 2018-12-07 | 2018-12-17 | Low | 1 | 55.1 | #N/A | #N/A | #N/A
Troy-CSL Lighting Inc. | LP1-SFT-27-90-*-**-**-NL-**** | 606 | Downlight | 55.1 | 2019-12-31 | 2020-01-06 | Low | 1 | 55.1 | #N/A | #N/A | #N/A
Lumenpulse Lighting | LCR[N¦S]-ESR-[FD¦SH]-[120¦277]-[R¦S]-L10-[27¦30¦35¦40]K-90-[NS¦N¦NFR]-[DA1¦DA2¦PDA1¦PDA2¦PH¦PPH2¦CA]-[SB¦MB¦DB¦DR]-[MWH¦MBK¦NKS¦DCH¦BCH]-[RD¦SR¦TLR¦SQ¦TLS]-[MWH¦MBK¦NKS¦CC¦SP]-[RM¦NC¦PC¦IC¦IC/AT]-[1¦2]-[blank¦EBB¦EBI¦WET]-[NA¦CL¦PD] | 692 | Downlight | 55.1 | 2019-11-11 | 2019-11-12 | Low | 1 | 55.1 | #N/A | #N/A | #N/A
Lumenpulse Lighting | LCR[N¦S]-ESR-[FD¦SH]-[120¦277]-[R¦S]-L10-[27¦30¦35¦40]K-90-[VW¦M¦MFR¦W¦WFR¦VWFR]-[DA1¦DA2¦PDA1¦PDA2¦PH¦PPH2¦CA]-[SB¦MB¦DB¦DR]-[MWH¦MBK¦NKS¦DCH¦BCH]-[RD¦SR¦TLR¦SQ¦TLS]-[MWH¦MBK¦NKS¦CC¦SP]-[RM¦NC¦PC¦IC¦IC/AT]-[1¦2]-[blank¦EBB¦EBI¦WET]-NA | 692 | Downlight | 55.1 | 2019-11-11 | 2019-11-12 | Low | 1 | 55.1 | #N/A | #N/A | #N/A
Atlantic Lighting | LED2x2-VR20-27K-U-2WR-9CR-LSQ2240-WH | 951 | Downlight | 55.1 | 2017-10-16 | 2017-10-23 | Low | 1 | 55.1 | #N/A | #N/A | #N/A
E ENERGETIC LIGHTING | MQTL1108-L10.5K9027 | 580 | Downlight | 55.2 | 2020-09-22 | 2020-10-11 | Low | 1 | 55.2 | #N/A | #N/A | #N/A
Run Bison | LJC-BMTD-G25.5CF10.5W-927-##-5# | 580 | Downlight | 55.2 | 2021-11-10 | 2021-12-06 | Low | 1 | 55.2 | #N/A | #N/A | #N/A
HENGTE | LJC-BMTD-G25.5CF10.5W-927-##-5# | 580 | Downlight | 55.2 | 2021-11-10 | 2021-12-06 | Low | 1 | 55.2 | #N/A | #N/A | #N/A
Utilitech | MQTL1095-L10.5K9027 | 580 | Downlight | 55.2 | 2018-08-04 | 2018-08-09 | Low | 1 | 55.2 | #N/A | #N/A | #N/A
SATCO/NUVO | S29320 | 580 | Downlight | 55.2 | 2018-04-13 | 2018-04-20 | Low | 1 | 55.2 | #N/A | #N/A | #N/A
SATCO/NUVO | S29323 | 580 | Downlight | 55.2 | 2018-04-13 | 2018-04-20 | Low | 1 | 55.2 | #N/A | #N/A | #N/A
SATCO/NUVO | S29324 | 580 | Downlight | 55.2 | 2018-04-13 | 2018-04-20 | Low | 1 | 55.2 | #N/A | #N/A | #N/A
SATCO PRODUCTS | S9500-XXXXX-YYYYY | 580 | Downlight | 55.2 | 2016-07-15 | 2016-07-15 | Low | 1 | 55.2 | #N/A | #N/A | #N/A
SATCO/NUVO | S21501 | 580 | Downlight | 55.2 | 2018-04-13 | 2018-04-20 | Low | 1 | 55.2 | #N/A | #N/A | #N/A
SATCO/NUVO | S21505 | 580 | Downlight | 55.2 | 2018-04-13 | 2018-04-20 | Low | 1 | 55.2 | #N/A | #N/A | #N/A
Commercial Electric | ND03A10GR1-408F | 580 | Downlight | 55.2 | 2019-01-14 | 2019-05-15 | Low | 1 | 55.2 | #N/A | #N/A | #N/A
ConTech Lighting | SMTS427KC12D1-** | 596 | Downlight | 55.2 | 2018-12-07 | 2018-12-17 | Low | 1 | 55.2 | #N/A | #N/A | #N/A
ConTech Lighting | SMTS427KCMVD2-** | 662 | Downlight | 55.2 | 2018-12-07 | 2018-12-17 | Low | 1 | 55.2 | #N/A | #N/A | #N/A
Satco | S9880 | 690 | Downlight | 55.2 | 2016-12-28 | 2016-12-28 | Low | 1 | 55.2 | #N/A | #N/A | #N/A
Satco | S9357 | 745 | Downlight | 55.2 | 2016-06-11 | 2016-06-11 | Low | 1 | 55.2 | #N/A | #N/A | #N/A
WAC | R2F*D#*-WD-**** | 800 | Downlight | 55.2 | 2022-11-08 | 2022-11-08 | Low | 1 | 55.2 | #N/A | #N/A | #N/A
AISPIRE | A1RS-D##*M-DW**** | 800 | Downlight | 55.2 | 2022-11-08 | 2022-11-08 | Low | 1 | 55.2 | #N/A | #N/A | #N/A
Elite Lighting | RL677-850L-DIMTR-120-27K-90-W-WH | 817 | Downlight | 55.2 | 2018-01-08 | 2018-01-05 | Low | 1 | 55.2 | #N/A | #N/A | #N/A
NICOR | DSK562081202K** | 817 | Downlight | 55.2 | 2019-01-16 | 2019-01-15 | Low | 1 | 55.2 | #N/A | #N/A | #N/A
Westgate | DLSN6-27K-** | 817 | Downlight | 55.2 | 2019-04-25 | 2019-04-24 | Low | 1 | 55.2 | #N/A | #N/A | #N/A
ETI | 538091##(##=00-99) | 470 | Downlight | 55.3 | 2018-07-25 | 2018-07-24 | Low | 1 | 55.3 | #N/A | #N/A | #N/A
Utilitech | MQTL1067-LED8.5K830X | 470 | Downlight | 55.3 | 2017-05-30 | 2017-05-26 | Low | 1 | 55.3 | #N/A | #N/A | #N/A
Utilitech | MQTL1068-LED8.5K830X | 470 | Downlight | 55.3 | 2017-05-30 | 2017-05-26 | Low | 1 | 55.3 | #N/A | #N/A | #N/A
Juno | IC1LED WD G4N 06LM 30K 90CRI [ ¦WFL] 120 FRPC | 559 | Downlight | 55.3 | 2012-07-02 | 2017-02-14 | Low | 1 | 55.3 | #N/A | #N/A | #N/A
Trenz Lighting | TL6-**-** | 669 | Downlight | 55.3 | 2015-09-01 | 2016-11-21 | Low | 1 | 55.3 | #N/A | #N/A | #N/A
Liteline | SLM6-**-** | 669 | Downlight | 55.3 | 2015-09-01 | 2016-11-21 | Low | 1 | 55.3 | #N/A | #N/A | #N/A
ASD | ASD-CD-CR-2D15AC-**/** | 830 | Downlight | 55.3 | 2022-04-21 | 2022-04-29 | Low | 1 | 55.3 | #N/A | #N/A | #N/A
ASD | ASD-CD-PR-2D15AC-** | 830 | Downlight | 55.3 | 2022-04-21 | 2022-04-29 | Low | 1 | 55.3 | #N/A | #N/A | #N/A
ASD | ASD-CD-PS-2D15AC-** | 830 | Downlight | 55.3 | 2022-04-21 | 2022-04-29 | Low | 1 | 55.3 | #N/A | #N/A | #N/A
Davis Lighting | 900510 WH | 830 | Downlight | 55.3 | 2022-05-24 | 2022-05-24 | Low | 1 | 55.3 | #N/A | #N/A | #N/A
LUMINATTI | FL-0620-R*-3CCT | 830 | Downlight | 55.3 | 2022-08-12 | 2022-08-12 | Low | 1 | 55.3 | #N/A | #N/A | #N/A
NICOR | RSD61120SWHM | 830 | Downlight | 55.3 | 2022-09-07 | 2022-12-28 | Low | 1 | 55.3 | #N/A | #N/A | #N/A
WESTGATE MFG | CMC4-MCTP-DD-** | 830 | Downlight | 55.3 | 2022-05-20 | 2022-09-01 | Low | 1 | 55.3 | #N/A | #N/A | #N/A
Satco | S9785-*####-*#### | 884 | Downlight | 55.3 | 2016-11-22 | 2016-11-22 | Low | 1 | 55.3 | #N/A | #N/A | #N/A
Globe | 91204 | 360 | Downlight | 55.4 | 2017-09-05 | 2017-09-07 | Low | 1 | 55.4 | #N/A | #N/A | #N/A
Commerical Electric | 1002805066 | 360 | Downlight | 55.4 | 2018-09-21 | 2018-09-20 | Low | 1 | 55.4 | #N/A | #N/A | #N/A
Royal Pacific | 8775**-90-3K | 703 | Downlight | 55.4 | 2021-01-15 | 2021-01-17 | Low | 1 | 55.4 | #N/A | #N/A | #N/A
Royal Pacific | 8775**-90-4K | 703 | Downlight | 55.4 | 2021-01-15 | 2021-01-17 | Low | 1 | 55.4 | #N/A | #N/A | #N/A
Amax | LED-SM63DL-XX | 720 | Downlight | 55.4 | 2016-08-20 | 2016-08-18 | Low | 1 | 55.4 | #N/A | #N/A | #N/A
Canarm | LED-SM63DL-XXX-YYY | 720 | Downlight | 55.4 | 2016-01-02 | 2016-01-20 | Low | 1 | 55.4 | #N/A | #N/A | #N/A
Recesso by Dolan Designs | 10961-27-05 | 720 | Downlight | 55.4 | 2017-09-22 | 2017-09-15 | Low | 1 | 55.4 | #N/A | #N/A | #N/A
Sylvania | 62388 | 720 | Downlight | 55.4 | 2021-09-15 | 2021-10-25 | Low | 1 | 55.4 | #N/A | #N/A | #N/A
Satco | 62-797 | 970 | Downlight | 55.4 | 2016-04-12 | 2016-04-12 | Low | 1 | 55.4 | #N/A | #N/A | #N/A
Satco | 62-798 | 970 | Downlight | 55.4 | 2016-04-12 | 2016-04-12 | Low | 1 | 55.4 | #N/A | #N/A | #N/A
NDR Electric | RZR-CCT27-400-WH | 555 | Downlight | 55.5 | 2022-05-05 | 2022-06-13 | Low | 1 | 55.5 | #N/A | #N/A | #N/A
Troy-CSL Lighting Inc. | A3-SPADJ-10-S-27-10-*-**-##-#-***-## | 555 | Downlight | 55.5 | 2019-11-21 | 2019-12-10 | Low | 1 | 55.5 | #N/A | #N/A | #N/A
SATCO/NUVO | S29327 | 583 | Downlight | 55.5 | 2018-04-13 | 2018-04-20 | Low | 1 | 55.5 | #N/A | #N/A | #N/A
ConTech Lighting | SMTS4##KC12D1-** | 610 | Downlight | 55.5 | 2017-04-20 | 2017-05-31 | Low | 1 | 55.5 | #N/A | #N/A | #N/A
Elite Lighting | RL477-600L-DIMTR-120-27K-90-W-WH | 610 | Downlight | 55.5 | 2018-01-08 | 2018-01-05 | Low | 1 | 55.5 | #N/A | #N/A | #N/A
FDL | FDLED-4-11W-WH-SMART | 610 | Downlight | 55.5 | 2019-04-01 | 2019-05-13 | Low | 1 | 55.5 | #N/A | #N/A | #N/A
Ferguson | FLDL6600LEDCCTW | 610 | Downlight | 55.5 | 2022-11-21 | 2022-11-21 | Low | 1 | 55.5 | #N/A | #N/A | #N/A
NICOR | RSD411202K** | 610 | Downlight | 55.5 | 2022-02-28 | 2022-03-08 | Low | 1 | 55.5 | #N/A | #N/A | #N/A
NICOR | RSD411203K** | 610 | Downlight | 55.5 | 2022-02-28 | 2022-03-08 | Low | 1 | 55.5 | #N/A | #N/A | #N/A
NICOR | RSD411204K** | 610 | Downlight | 55.5 | 2022-02-28 | 2022-03-08 | Low | 1 | 55.5 | #N/A | #N/A | #N/A
NICOR | RSD411205K** | 610 | Downlight | 55.5 | 2022-02-28 | 2022-03-08 | Low | 1 | 55.5 | #N/A | #N/A | #N/A
NICOR | RSD41120S** | 610 | Downlight | 55.5 | 2022-09-01 | 2022-10-10 | Low | 1 | 55.5 | #N/A | #N/A | #N/A
NICOR | DSE43120SSQWH | 610 | Downlight | 55.5 | 2022-02-28 | 2022-03-30 | Low | 1 | 55.5 | #N/A | #N/A | #N/A
NICOR | DSE53120SRDWH | 610 | Downlight | 55.5 | 2022-02-28 | 2022-03-30 | Low | 1 | 55.5 | #N/A | #N/A | #N/A
NICOR | DSK42061202K** | 610 | Downlight | 55.5 | 2019-01-16 | 2019-01-15 | Low | 1 | 55.5 | #N/A | #N/A | #N/A
NICOR | REL41120SQRWH | 610 | Downlight | 55.5 | 2022-06-15 | 2022-07-26 | Low | 1 | 55.5 | #N/A | #N/A | #N/A
NICOR | REL41120SSQWH | 610 | Downlight | 55.5 | 2022-03-31 | 2022-06-08 | Low | 1 | 55.5 | #N/A | #N/A | #N/A
Westgate | DLSN4-27K-** | 610 | Downlight | 55.5 | 2019-04-25 | 2019-04-24 | Low | 1 | 55.5 | #N/A | #N/A | #N/A
LFI | DL-4-9ER-***-** | 500 | Downlight | 55.6 | 2017-08-20 | 2017-11-08 | Low | 1 | 55.6 | #N/A | #N/A | #N/A
LFI | DL-4-9RR-***-** | 500 | Downlight | 55.6 | 2017-08-20 | 2017-11-08 | Low | 1 | 55.6 | #N/A | #N/A | #N/A
LFI | DL-4-9YC-***-** | 500 | Downlight | 55.6 | 2017-08-20 | 2017-11-09 | Low | 1 | 55.6 | #N/A | #N/A | #N/A
Illume | I-ESP4** | 500 | Downlight | 55.6 | 2020-01-01 | 2020-09-02 | Low | 1 | 55.6 | #N/A | #N/A | #N/A
Illume | I-ESP4WH | 500 | Downlight | 55.6 | 2017-07-14 | 2017-07-12 | Low | 1 | 55.6 | #N/A | #N/A | #N/A
Dals | RTF4-##-** | 500 | Downlight | 55.6 | 2018-11-01 | 2019-07-11 | Low | 1 | 55.6 | #N/A | #N/A | #N/A
Dals | RTF4-CC-** | 500 | Downlight | 55.6 | 2020-01-01 | 2020-11-12 | Low | 1 | 55.6 | #N/A | #N/A | #N/A
FOSHAN LAND LIGHTING Co. | LED-420-2700*-9W | 500 | Downlight | 55.6 | 2022-04-14 | 2019-09-18 | Low | 1 | 55.6 | #N/A | #N/A | #N/A
LTD | LED-420-2700*-9W | 500 | Downlight | 55.6 | 2022-04-14 | 2019-09-18 | Low | 1 | 55.6 | #N/A | #N/A | #N/A
Euri lighting | DLC4s-2000e | 500 | Downlight | 55.6 | 2018-12-18 | 2018-12-26 | Low | 1 | 55.6 | #N/A | #N/A | #N/A
HENGTE | HT-G65ESRD3-909-XXH-##1 | 500 | Downlight | 55.6 | 2020-09-09 | 2020-09-10 | Low | 1 | 55.6 | #N/A | #N/A | #N/A
HENGTE | LJC-US-SSDLG2-X4C09W9A55020-2S-V# | 500 | Downlight | 55.6 | 2021-04-07 | 2021-05-31 | Low | 1 | 55.6 | #N/A | #N/A | #N/A
Kichler | DLSL03R2790WHT | 500 | Downlight | 55.6 | 2020-07-03 | 2020-07-06 | Low | 1 | 55.6 | #N/A | #N/A | #N/A
Kichler | DLSL03R3090WHT | 500 | Downlight | 55.6 | 2020-07-03 | 2020-07-06 | Low | 1 | 55.6 | #N/A | #N/A | #N/A
Kichler | DLSL04S2790WHT | 500 | Downlight | 55.6 | 2020-07-03 | 2020-07-06 | Low | 1 | 55.6 | #N/A | #N/A | #N/A
Kichler | DLSL04S3090WHT | 500 | Downlight | 55.6 | 2020-07-03 | 2020-07-06 | Low | 1 | 55.6 | #N/A | #N/A | #N/A
MW LED | MW-D04N01-D-27H | 500 | Downlight | 55.6 | 2015-09-23 | 2015-09-26 | Low | 1 | 55.6 | #N/A | #N/A | #N/A
Standard | LPDL4/RND/9W/30-22K/**/W-DIM/STD | 500 | Downlight | 55.6 | 2017-02-13 | 2017-02-16 | Low | 1 | 55.6 | #N/A | #N/A | #N/A
Standard | LPDL4/RND/XXK/YY | 500 | Downlight | 55.6 | 2015-12-20 | 2015-12-14 | Low | 1 | 55.6 | #N/A | #N/A | #N/A
Standard | LPDL4/SQR/9W/30-22K/**/W-DIM/STD | 500 | Downlight | 55.6 | 2017-02-13 | 2017-02-16 | Low | 1 | 55.6 | #N/A | #N/A | #N/A
Standard | LPDL4/SQR/XXK/YY | 500 | Downlight | 55.6 | 2015-12-20 | 2015-12-15 | Low | 1 | 55.6 | #N/A | #N/A | #N/A
LIGHT THE FUTURE | D934-N-90-2700 | 500 | Downlight | 55.6 | 2019-06-01 | 2019-11-11 | Low | 1 | 55.6 | #N/A | #N/A | #N/A
LIGHT THE FUTURE | D934-N-90-3000 | 500 | Downlight | 55.6 | 2019-06-01 | 2019-11-11 | Low | 1 | 55.6 | #N/A | #N/A | #N/A
LIGHT THE FUTURE | D934-N-90-3500 | 500 | Downlight | 55.6 | 2019-06-01 | 2019-11-11 | Low | 1 | 55.6 | #N/A | #N/A | #N/A
LIGHT THE FUTURE | D934-N-90-4000 | 500 | Downlight | 55.6 | 2019-06-01 | 2019-11-11 | Low | 1 | 55.6 | #N/A | #N/A | #N/A
LIGHT THE FUTURE | D934-N-90-5000 | 500 | Downlight | 55.6 | 2019-06-01 | 2019-11-11 | Low | 1 | 55.6 | #N/A | #N/A | #N/A
WESTGATE MFG | CMC3-MCTP-DD-** | 500 | Downlight | 55.6 | 2022-05-20 | 2022-09-01 | Low | 1 | 55.6 | #N/A | #N/A | #N/A
Run Bison | LJC-BMTD-G17CF13.5W-927-##-5# | 750 | Downlight | 55.6 | 2021-11-10 | 2021-12-08 | Low | 1 | 55.6 | #N/A | #N/A | #N/A
Run Bison | LJC-BMTD-G17CY13.5W-927-##-5# | 750 | Downlight | 55.6 | 2021-11-10 | 2021-12-06 | Low | 1 | 55.6 | #N/A | #N/A | #N/A
HENGTE | LJC-BMTD-G17CF13.5W-927-##-5# | 750 | Downlight | 55.6 | 2021-11-10 | 2021-12-08 | Low | 1 | 55.6 | #N/A | #N/A | #N/A
HENGTE | LJC-BMTD-G17CY13.5W-927-##-5# | 750 | Downlight | 55.6 | 2021-11-10 | 2021-12-06 | Low | 1 | 55.6 | #N/A | #N/A | #N/A
Liteharbor | BL6-SFM7-**(3000K) | 750 | Downlight | 55.6 | 2018-04-24 | 2018-05-09 | Low | 1 | 55.6 | #N/A | #N/A | #N/A
Liteharbor | BL6-SFM7-**(3500K) | 750 | Downlight | 55.6 | 2018-04-24 | 2018-05-09 | Low | 1 | 55.6 | #N/A | #N/A | #N/A
Liteharbor | BL6-SFM7-**(4000K) | 750 | Downlight | 55.6 | 2018-04-24 | 2018-05-09 | Low | 1 | 55.6 | #N/A | #N/A | #N/A
Liteharbor | BL6-SFM7-**(5000K) | 750 | Downlight | 55.6 | 2018-04-24 | 2018-05-09 | Low | 1 | 55.6 | #N/A | #N/A | #N/A
LOTUS LED LIGHTS | LL4R-27K | 750 | Downlight | 55.6 | 2019-01-02 | 2019-01-21 | Low | 1 | 55.6 | #N/A | #N/A | #N/A
Satco | S9789-*####-*#### | 890 | Downlight | 55.6 | 2016-11-17 | 2016-11-30 | Low | 1 | 55.6 | #N/A | #N/A | #N/A
Lightolier | C2C[S¦PCS¦PCM¦PCL¦PS¦W]DL10927ELV1[A¦B¦W¦RAL] / C2CRW[CC¦CL] | 770 | Downlight | 55.7 | 2020-08-14 | 2022-09-07 | Low | 1 | 55.7 | #N/A | #N/A | #N/A
Lightolier | C2C[S¦PCS¦PCM¦PCL¦PS¦W]DL10927[Z10¦L01]U[A¦B¦W¦RAL] / C2CRW[CC¦CL] | 770 | Downlight | 55.7 | 2020-08-14 | 2022-09-07 | Low | 1 | 55.7 | #N/A | #N/A | #N/A
Lightolier | C2C[S¦PCS¦PCM¦PCL¦PS¦W]DL10930ELV1[A¦B¦W¦RAL] / C2CRW[CC¦CL] | 770 | Downlight | 55.7 | 2020-08-14 | 2022-09-07 | Low | 1 | 55.7 | #N/A | #N/A | #N/A
Lightolier | C2C[S¦PCS¦PCM¦PCL¦PS¦W]DL10930[Z10¦L01]U[A¦B¦W¦RAL] / C2CRW[CC¦CL] | 770 | Downlight | 55.7 | 2020-08-14 | 2022-09-07 | Low | 1 | 55.7 | #N/A | #N/A | #N/A
Lightolier | C2C[S¦PCS¦PCM¦PCL¦PS¦W]DL10935[Z10¦L01]U[A¦B¦W¦RAL] / C2CRW[CC¦CL] | 770 | Downlight | 55.7 | 2020-08-14 | 2022-09-07 | Low | 1 | 55.7 | #N/A | #N/A | #N/A
Lightolier | C2C[S¦PCS¦PCM¦PCL¦PS¦W]DL10935Z10U[A¦B¦W¦RAL] / C2CRW[CC¦CL] | 770 | Downlight | 55.7 | 2020-08-14 | 2020-12-01 | Low | 1 | 55.7 | #N/A | #N/A | #N/A
Lightolier | C2C[S¦PCS¦PCM¦PCL¦PS¦W]DL10940[Z10¦L01]U[A¦B¦W¦RAL] / C2CRW[CC¦CL] | 770 | Downlight | 55.7 | 2020-08-14 | 2022-09-07 | Low | 1 | 55.7 | #N/A | #N/A | #N/A
Lightolier | C2C[S¦PCS¦PCM¦PCL¦PS¦W]DL10940Z10U[A¦B¦W¦RAL] / C2CRW[CC¦CL] | 770 | Downlight | 55.7 | 2020-08-14 | 2020-12-01 | Low | 1 | 55.7 | #N/A | #N/A | #N/A
WAC Lighting | R2SD2T-F827-**(15W) | 835 | Downlight | 55.7 | 2017-08-23 | 2018-04-30 | Low | 1 | 55.7 | #N/A | #N/A | #N/A
WAC Lighting | R2SD2T-F830-**(15W) | 835 | Downlight | 55.7 | 2017-08-23 | 2018-04-30 | Low | 1 | 55.7 | #N/A | #N/A | #N/A
WAC Lighting | R2SD2T-F835-**(15W) | 835 | Downlight | 55.7 | 2017-08-23 | 2018-04-30 | Low | 1 | 55.7 | #N/A | #N/A | #N/A
WAC Lighting | R2SD2T-F840-**(15W) | 835 | Downlight | 55.7 | 2017-08-23 | 2018-04-30 | Low | 1 | 55.7 | #N/A | #N/A | #N/A
WAC Lighting | R2SD2T-N827-**(15W) | 835 | Downlight | 55.7 | 2017-08-23 | 2018-04-30 | Low | 1 | 55.7 | #N/A | #N/A | #N/A
WAC Lighting | R2SD2T-N830-**(15W) | 835 | Downlight | 55.7 | 2017-08-23 | 2018-04-30 | Low | 1 | 55.7 | #N/A | #N/A | #N/A
WAC Lighting | R2SD2T-N835-**(15W) | 835 | Downlight | 55.7 | 2017-08-23 | 2018-04-30 | Low | 1 | 55.7 | #N/A | #N/A | #N/A
WAC Lighting | R2SD2T-N840-**(15W) | 835 | Downlight | 55.7 | 2017-08-23 | 2018-04-30 | Low | 1 | 55.7 | #N/A | #N/A | #N/A
Juno | IC1ALED G4N 06LM 120 FRPC [ ¦CP] + 440LED G4N 06LM [27¦30¦35¦40]K 90CRI [ABZ¦BL¦SC¦WH] | 625 | Downlight | 55.8 | 2013-07-15 | 2017-09-08 | Low | 1 | 55.8 | #N/A | #N/A | #N/A
Royal Pacific | 8742-2**-90-3K | 670 | Downlight | 55.8 | 2020-11-10 | 2020-11-11 | Low | 1 | 55.8 | #N/A | #N/A | #N/A
Royal Pacific | 8742-2**-90-4K | 670 | Downlight | 55.8 | 2020-11-10 | 2020-11-11 | Low | 1 | 55.8 | #N/A | #N/A | #N/A
Nora Lighting | NIO-2XXXXXXXXX | 793 | Downlight | 55.8 | 2016-01-01 | 2016-02-11 | Low | 1 | 55.8 | #N/A | #N/A | #N/A
Nora Lighting | NIO-4XXXXXXXXX | 793 | Downlight | 55.8 | 2016-01-01 | 2016-02-11 | Low | 1 | 55.8 | #N/A | #N/A | #N/A
Topaz Lighting | SDL6/15/9##/**/D-28 | 930 | Downlight | 55.9 | 2016-11-01 | 2018-02-02 | Low | 1 | 55.9 | #N/A | #N/A | #N/A
Design Classics | JJ 10##9-** SQ T16 | 950 | Downlight | 55.9 | 2017-07-01 | 2017-08-28 | Low | 1 | 55.9 | #N/A | #N/A | #N/A
Design Classics | JJ 10##9-** T16 | 950 | Downlight | 55.9 | 2017-07-01 | 2017-08-28 | Low | 1 | 55.9 | #N/A | #N/A | #N/A
LOTUS LED LIGHTS | LL6R-27K | 950 | Downlight | 55.9 | 2019-01-02 | 2019-01-21 | Low | 1 | 55.9 | #N/A | #N/A | #N/A
ConTech Lighting | SMTR527KMVD2-** | 650 | Downlight | 56 | 2018-12-07 | 2018-12-17 | Low | 1 | 56 | #N/A | #N/A | #N/A
Halo | SLD606927WH | 689 | Downlight | 56 | 2015-04-15 | 2018-10-01 | Low | 1 | 56 | #N/A | #N/A | #N/A
Kichler | DLSL04R2790WHT | 700 | Downlight | 56 | 2020-07-03 | 2020-07-06 | Low | 1 | 56 | #N/A | #N/A | #N/A
Kichler | DLSL04R3090WHT | 700 | Downlight | 56 | 2020-07-03 | 2020-07-06 | Low | 1 | 56 | #N/A | #N/A | #N/A
MAXIM | 57652WTWT | 700 | Downlight | 56 | 2018-11-20 | 2018-12-03 | Low | 1 | 56 | #N/A | #N/A | #N/A
E17, PT. Industries Partner Indonesia | LS2216 | 840 | Downlight | 56 | 2022-07-07 | 2022-12-02 | Low | 1 | 56 | #N/A | #N/A | #N/A
Signcomplex | DSC6-015-AL-3CCT2-# | 840 | Downlight | 56 | 2019-03-04 | 2019-03-18 | Low | 1 | 56 | #N/A | #N/A | #N/A
Focal Point | FLCS44-SF-1000L-27K-sss-120-L11-T-www / LCS44-SQ-xxx-yy-zz | 889 | Downlight | 56 | 2016-06-08 | 2017-01-31 | Low | 1 | 56 | #N/A | #N/A | #N/A
Focal Point | FLCS44-SF-1000L-27K-sss-277-L11-T-www / LCS44-SQ-xxx-yy-zz | 889 | Downlight | 56 | 2016-06-08 | 2017-01-31 | Low | 1 | 56 | #N/A | #N/A | #N/A
Focal Point | FLCS44-SF-1000L-30K-sss-120-L11-T-www / LCS44-SQ-xxx-yy-zz | 889 | Downlight | 56 | 2016-06-08 | 2017-01-31 | Low | 1 | 56 | #N/A | #N/A | #N/A
Focal Point | FLCS44-SF-1000L-30K-sss-277-L11-T-www / LCS44-SQ-xxx-yy-zz | 889 | Downlight | 56 | 2016-06-08 | 2017-01-31 | Low | 1 | 56 | #N/A | #N/A | #N/A
Focal Point | FLCS44-SF-1000L-35K-sss-120-L11-T-www / LCS44-SQ-xxx-yy-zz | 889 | Downlight | 56 | 2016-06-08 | 2017-01-31 | Low | 1 | 56 | #N/A | #N/A | #N/A
Focal Point | FLCS44-SF-1000L-35K-sss-277-L11-T-www / LCS44-SQ-xxx-yy-zz | 889 | Downlight | 56 | 2016-06-08 | 2017-01-31 | Low | 1 | 56 | #N/A | #N/A | #N/A
Focal Point | FLCS44-SF-1000L-40K-sss-120-L11-T-www / LCS44-SQ-xxx-yy-zz | 889 | Downlight | 56 | 2016-06-08 | 2017-01-31 | Low | 1 | 56 | #N/A | #N/A | #N/A
Focal Point | FLCS44-SF-1000L-40K-sss-277-L11-T-www / LCS44-SQ-xxx-yy-zz | 889 | Downlight | 56 | 2016-06-08 | 2017-01-31 | Low | 1 | 56 | #N/A | #N/A | #N/A
Focal Point | FLCS44-SO-1000L-27K-sss-120-L11-T-www / LCS44-SQ-xxx-yy-zz | 889 | Downlight | 56 | 2016-06-08 | 2017-01-31 | Low | 1 | 56 | #N/A | #N/A | #N/A
Focal Point | FLCS44-SO-1000L-27K-sss-277-L11-T-www / LCS44-SQ-xxx-yy-zz | 889 | Downlight | 56 | 2016-06-08 | 2017-01-31 | Low | 1 | 56 | #N/A | #N/A | #N/A
Focal Point | FLCS44-SO-1000L-30K-sss-120-L11-T-www / LCS44-SQ-xxx-yy-zz | 889 | Downlight | 56 | 2016-06-08 | 2017-01-31 | Low | 1 | 56 | #N/A | #N/A | #N/A
Focal Point | FLCS44-SO-1000L-30K-sss-277-L11-T-www / LCS44-SQ-xxx-yy-zz | 889 | Downlight | 56 | 2016-06-08 | 2017-01-31 | Low | 1 | 56 | #N/A | #N/A | #N/A
Focal Point | FLCS44-SO-1000L-35K-sss-120-L11-T-www / LCS44-SQ-xxx-yy-zz | 889 | Downlight | 56 | 2016-06-08 | 2017-01-31 | Low | 1 | 56 | #N/A | #N/A | #N/A
Focal Point | FLCS44-SO-1000L-35K-sss-277-L11-T-www / LCS44-SQ-xxx-yy-zz | 889 | Downlight | 56 | 2016-06-08 | 2017-01-31 | Low | 1 | 56 | #N/A | #N/A | #N/A
Focal Point | FLCS44-SO-1000L-40K-sss-120-L11-T-www / LCS44-SQ-xxx-yy-zz | 889 | Downlight | 56 | 2016-06-08 | 2017-01-31 | Low | 1 | 56 | #N/A | #N/A | #N/A
Focal Point | FLCS44-SO-1000L-40K-sss-277-L11-T-www / LCS44-SQ-xxx-yy-zz | 889 | Downlight | 56 | 2016-06-08 | 2017-01-31 | Low | 1 | 56 | #N/A | #N/A | #N/A
Radiance Energy | 20RE06DR1011601 | 896 | Downlight | 56 | 2021-01-22 | 2021-01-27 | Low | 1 | 56 | #N/A | #N/A | #N/A
Radiance Energy | 20RE06DR1011602 | 896 | Downlight | 56 | 2021-01-22 | 2021-01-27 | Low | 1 | 56 | #N/A | #N/A | #N/A
Gotham | ICO [ ¦SQ¦ADJ¦SQADJ¦CYL] [27¦30¦35¦40]/05 4AR [T00¦T30¦T40] [ ¦FL] [LSS¦LD][10D¦15D¦20D¦25D¦30D¦35D¦40D¦45D¦50D] [MVOLT¦120¦277] [ ¦90CRI] | 396 | Downlight | 56.1 | 2015-07-07 | 2018-07-30 | Low | 1 | 56.1 | #N/A | #N/A | #N/A
Juno | IC20LED WD G4 09LM 30K 90CRI 120 FRPC | 977 | Downlight | 56.1 | 2016-01-01 | 2017-02-15 | Low | 1 | 56.1 | #N/A | #N/A | #N/A
Lithonia Lighting | ICO ** ##/05 2AR ** ##D ** UGZ 90CRI | 354 | Downlight | 56.2 | 2015-07-17 | 2016-12-20 | Low | 1 | 56.2 | #N/A | #N/A | #N/A
SATCO PRODUCTS | S9501-XXXXX-YYYYY | 590 | Downlight | 56.2 | 2016-07-15 | 2016-07-15 | Low | 1 | 56.2 | #N/A | #N/A | #N/A
AISPIRE | A1RT-A46M-27**** | 730 | Downlight | 56.2 | 2022-03-18 | 2022-05-11 | Low | 1 | 56.2 | #N/A | #N/A | #N/A
AISPIRE | A1RT-A46M-30**** | 730 | Downlight | 56.2 | 2022-03-18 | 2022-05-11 | Low | 1 | 56.2 | #N/A | #N/A | #N/A
WAC | R4FRAL-927-**** | 730 | Downlight | 56.2 | 2022-03-18 | 2022-05-11 | Low | 1 | 56.2 | #N/A | #N/A | #N/A
WAC | R4FRAL-930-**** | 730 | Downlight | 56.2 | 2022-03-18 | 2022-05-11 | Low | 1 | 56.2 | #N/A | #N/A | #N/A
WAC | R4FRAL-935-**** | 730 | Downlight | 56.2 | 2022-03-18 | 2022-05-11 | Low | 1 | 56.2 | #N/A | #N/A | #N/A
WAC | R4FRAL-940-**** | 730 | Downlight | 56.2 | 2022-03-18 | 2022-05-11 | Low | 1 | 56.2 | #N/A | #N/A | #N/A
WAC | R4FRAT-927-**** | 730 | Downlight | 56.2 | 2022-03-18 | 2022-05-11 | Low | 1 | 56.2 | #N/A | #N/A | #N/A
WAC | R4FRAT-930-**** | 730 | Downlight | 56.2 | 2022-03-18 | 2022-05-11 | Low | 1 | 56.2 | #N/A | #N/A | #N/A
WAC | R4FRAT-935-**** | 730 | Downlight | 56.2 | 2022-03-18 | 2022-05-11 | Low | 1 | 56.2 | #N/A | #N/A | #N/A
WAC | R4FRAT-940-**** | 730 | Downlight | 56.2 | 2022-03-18 | 2022-05-11 | Low | 1 | 56.2 | #N/A | #N/A | #N/A
WAC | R4FSAL-927-**** | 730 | Downlight | 56.2 | 2022-03-18 | 2022-05-11 | Low | 1 | 56.2 | #N/A | #N/A | #N/A
WAC | R4FSAL-930-**** | 730 | Downlight | 56.2 | 2022-03-18 | 2022-05-11 | Low | 1 | 56.2 | #N/A | #N/A | #N/A
WAC | R4FSAL-935-**** | 730 | Downlight | 56.2 | 2022-03-18 | 2022-05-11 | Low | 1 | 56.2 | #N/A | #N/A | #N/A
WAC | R4FSAL-940-**** | 730 | Downlight | 56.2 | 2022-03-18 | 2022-05-11 | Low | 1 | 56.2 | #N/A | #N/A | #N/A
WAC | R4FSAT-927-**** | 730 | Downlight | 56.2 | 2022-03-18 | 2022-05-11 | Low | 1 | 56.2 | #N/A | #N/A | #N/A
AISPIRE | A1RT-A46M-35**** | 730 | Downlight | 56.2 | 2022-03-18 | 2022-05-11 | Low | 1 | 56.2 | #N/A | #N/A | #N/A
AISPIRE | A1RT-A46M-40**** | 730 | Downlight | 56.2 | 2022-03-18 | 2022-05-11 | Low | 1 | 56.2 | #N/A | #N/A | #N/A
AISPIRE | A1RT-A47M-27**** | 730 | Downlight | 56.2 | 2022-03-18 | 2022-05-11 | Low | 1 | 56.2 | #N/A | #N/A | #N/A
AISPIRE | A1RT-A47M-30**** | 730 | Downlight | 56.2 | 2022-03-18 | 2022-05-11 | Low | 1 | 56.2 | #N/A | #N/A | #N/A
AISPIRE | A1RT-A47M-35**** | 730 | Downlight | 56.2 | 2022-03-18 | 2022-05-11 | Low | 1 | 56.2 | #N/A | #N/A | #N/A
AISPIRE | A1RT-A47M-40**** | 730 | Downlight | 56.2 | 2022-03-18 | 2022-05-11 | Low | 1 | 56.2 | #N/A | #N/A | #N/A
AISPIRE | A1RT-A56M-27**** | 730 | Downlight | 56.2 | 2022-03-18 | 2022-05-11 | Low | 1 | 56.2 | #N/A | #N/A | #N/A
AISPIRE | A1RT-A56M-30**** | 730 | Downlight | 56.2 | 2022-03-18 | 2022-05-11 | Low | 1 | 56.2 | #N/A | #N/A | #N/A
AISPIRE | A1RT-A56M-35**** | 730 | Downlight | 56.2 | 2022-03-18 | 2022-05-11 | Low | 1 | 56.2 | #N/A | #N/A | #N/A
AISPIRE | A1RT-A56M-40**** | 730 | Downlight | 56.2 | 2022-03-18 | 2022-05-11 | Low | 1 | 56.2 | #N/A | #N/A | #N/A
AISPIRE | A1RT-A57M-27**** | 730 | Downlight | 56.2 | 2022-03-18 | 2022-05-11 | Low | 1 | 56.2 | #N/A | #N/A | #N/A
AISPIRE | A1RT-A57M-30**** | 730 | Downlight | 56.2 | 2022-03-18 | 2022-05-11 | Low | 1 | 56.2 | #N/A | #N/A | #N/A
AISPIRE | A1RT-A57M-35**** | 730 | Downlight | 56.2 | 2022-03-18 | 2022-05-11 | Low | 1 | 56.2 | #N/A | #N/A | #N/A
AISPIRE | A1RT-A57M-40**** | 730 | Downlight | 56.2 | 2022-03-18 | 2022-05-11 | Low | 1 | 56.2 | #N/A | #N/A | #N/A
WAC | R4FSAT-930-**** | 730 | Downlight | 56.2 | 2022-03-18 | 2022-05-11 | Low | 1 | 56.2 | #N/A | #N/A | #N/A
WAC | R4FSAT-935-**** | 730 | Downlight | 56.2 | 2022-03-18 | 2022-05-11 | Low | 1 | 56.2 | #N/A | #N/A | #N/A
WAC | R4FSAT-940-**** | 730 | Downlight | 56.2 | 2022-03-18 | 2022-05-11 | Low | 1 | 56.2 | #N/A | #N/A | #N/A
Atlantic Lighting | ALT3S[blank¦-TL]-BR13-827K-U[blank¦-PEQ0¦-PEQ1]-[B15¦B25¦B35][blank¦-3]/3[SR¦SW]-[BL¦BZ¦CC¦MS¦WH]/[ACP3X3¦AFM3X3¦IC7] | 731 | Downlight | 56.2 | 2022-06-01 | 2022-06-08 | Low | 1 | 56.2 | #N/A | #N/A | #N/A
Atlantic Lighting | ALT3S[blank¦-TL]-BR13-830K-U[blank¦-PEQ0¦-PEQ1]-[B15¦B25¦B35][blank¦-3]/3[SR¦SW]-[BL¦BZ¦CC¦MS¦WH]/[ACP3X3¦AFM3X3¦IC7] | 731 | Downlight | 56.2 | 2022-06-01 | 2022-06-08 | Low | 1 | 56.2 | #N/A | #N/A | #N/A
Atlantic Lighting | ALT3S[blank¦-TL]-BR13-835K-U[blank¦-PEQ0¦-PEQ1]-[B15¦B25¦B35][blank¦-3]/3[SR¦SW]-[BL¦BZ¦CC¦MS¦WH]/[ACP3X3¦AFM3X3¦IC7] | 731 | Downlight | 56.2 | 2022-06-01 | 2022-08-09 | Low | 1 | 56.2 | #N/A | #N/A | #N/A
Atlantic Lighting | ALT3S[blank¦-TL]-BR13-840K-U[blank¦-PEQ0¦-PEQ1]-[B15¦B25¦B35][blank¦-3]/3[SR¦SW]-[BL¦BZ¦CC¦MS¦WH]/[ACP3X3¦AFM3X3¦IC7] | 731 | Downlight | 56.2 | 2022-06-01 | 2022-06-08 | Low | 1 | 56.2 | #N/A | #N/A | #N/A
HENGTE | HT-G31BRRD4-908-30B-##1 | 450 | Downlight | 56.3 | 2020-06-18 | 2020-06-17 | Low | 1 | 56.3 | #N/A | #N/A | #N/A
HENGTE | HT-G31BRRD4-908-35B-##1 | 450 | Downlight | 56.3 | 2020-06-18 | 2020-06-17 | Low | 1 | 56.3 | #N/A | #N/A | #N/A
HENGTE | HT-G31BRRD4-908-40B-##1 | 450 | Downlight | 56.3 | 2020-06-18 | 2020-06-17 | Low | 1 | 56.3 | #N/A | #N/A | #N/A
HENGTE | HT-G31BRRD4-908-50B-##1 | 450 | Downlight | 56.3 | 2020-06-18 | 2020-06-17 | Low | 1 | 56.3 | #N/A | #N/A | #N/A
NADAIR | SL3-450-#**3K** | 450 | Downlight | 56.3 | 2018-06-30 | 2018-07-10 | Low | 1 | 56.3 | #N/A | #N/A | #N/A
Commercial Electric | 1005591782 | 450 | Downlight | 56.3 | 2020-08-21 | 2020-08-19 | Low | 1 | 56.3 | #N/A | #N/A | #N/A
Commercial Electric | 1005591796 | 450 | Downlight | 56.3 | 2020-08-21 | 2020-08-19 | Low | 1 | 56.3 | #N/A | #N/A | #N/A
Nora Lighting | NIO-1XXXXXXXXX | 535 | Downlight | 56.3 | 2016-01-01 | 2016-02-11 | Low | 1 | 56.3 | #N/A | #N/A | #N/A
Lithonia Lighting | 6JBK [RD¦SQ¦ADJ] [27K¦30K¦40K¦50K] 90CRI [MW¦MB¦BN¦ORB¦A¦AZ¦A TRMW¦AZ TRMW] | 614 | Downlight | 56.3 | 2017-09-01 | 2017-09-22 | Low | 1 | 56.3 | #N/A | #N/A | #N/A
LOTUS LED LIGHTS | LL4R-30K | 760 | Downlight | 56.3 | 2019-01-02 | 2019-01-21 | Low | 1 | 56.3 | #N/A | #N/A | #N/A
Satco | S9504-XXXXX-YYYYY | 760 | Downlight | 56.3 | 2015-11-04 | 2015-11-13 | Low | 1 | 56.3 | #N/A | #N/A | #N/A
R2ANC | R2ANC2MVD-[CP,ER]-UMOD[27KC,30KC,35KC,40KC][M,F]-[C2302,C2304,C2302SQ,C2304SQ][-BLK,-CLR,-PL,-WHT] | 900 | Downlight | 56.3 | 2015-05-01 | 2015-07-21 | Low | 1 | 56.3 | #N/A | #N/A | #N/A
R2ANC | R2ANC2MVD-UMOD[27KC,30KC,35KC,40KC][M,F]-[C2302,C2304,C2302SQ,C2304SQ][-BLK,-CLR,-PL,-WHT] | 900 | Downlight | 56.3 | 2015-05-01 | 2015-07-21 | Low | 1 | 56.3 | #N/A | #N/A | #N/A
R2ARM | R2ARM2[12D,27D]-UMOD[27KC,30KC,35KC,40KC][M,F]-[C2302,C2304,C2302SQ,C2304SQ][-BLK,-CLR,-PL,-WHT] | 900 | Downlight | 56.3 | 2015-05-01 | 2015-07-21 | Low | 1 | 56.3 | #N/A | #N/A | #N/A
NICOR | RSD611202K** | 900 | Downlight | 56.3 | 2022-02-28 | 2022-03-08 | Low | 1 | 56.3 | #N/A | #N/A | #N/A
NICOR | RSD611203K** | 900 | Downlight | 56.3 | 2022-02-28 | 2022-03-08 | Low | 1 | 56.3 | #N/A | #N/A | #N/A
NICOR | RSD611204K** | 900 | Downlight | 56.3 | 2022-02-28 | 2022-03-08 | Low | 1 | 56.3 | #N/A | #N/A | #N/A
NICOR | RSD611205K** | 900 | Downlight | 56.3 | 2022-02-28 | 2022-03-08 | Low | 1 | 56.3 | #N/A | #N/A | #N/A
NICOR | RSD61120S** | 900 | Downlight | 56.3 | 2022-09-01 | 2022-10-10 | Low | 1 | 56.3 | #N/A | #N/A | #N/A
NICOR | DSE63120SSQWH | 900 | Downlight | 56.3 | 2022-02-28 | 2022-03-30 | Low | 1 | 56.3 | #N/A | #N/A | #N/A
NICOR | DSE83120SRDWH | 900 | Downlight | 56.3 | 2022-02-28 | 2022-03-30 | Low | 1 | 56.3 | #N/A | #N/A | #N/A
MaxLite | SDLS616CSWJ | 900 | Downlight | 56.3 | 2019-07-24 | 2019-06-24 | Low | 1 | 56.3 | #N/A | #N/A | #N/A
Satco | S9368 | 900 | Downlight | 56.3 | 2015-11-23 | 2015-11-23 | Low | 1 | 56.3 | #N/A | #N/A | #N/A
Satco | 62/1752 | 900 | Downlight | 56.3 | 2022-11-02 | 2022-11-02 | Low | 1 | 56.3 | #N/A | #N/A | #N/A
Commercial Electric | 538231##(##=00-99) | 900 | Downlight | 56.3 | 2021-06-10 | 2021-06-13 | Low | 1 | 56.3 | #N/A | #N/A | #N/A
Nora Lighting | NRM2-6S11L1127W | 963 | Downlight | 56.3 | 2017-12-15 | 2018-04-30 | Low | 1 | 56.3 | #N/A | #N/A | #N/A
LOTUS LED LIGHTS | LY4RCS-30K | 530 | Downlight | 56.4 | 2016-01-01 | 2016-09-02 | Low | 1 | 56.4 | #N/A | #N/A | #N/A
Lithonia Lighting | EVO [SQ¦CYL¦WW¦blank] [27¦30¦35¦40]/07 4AR [LSS¦LD¦LS] [ND¦MD¦WD¦MWD] [MVOLT¦120¦277] [EZ1¦EZ10¦EZB¦GZ1¦GZ10] [CP¦NLTAIR2] | 558 | Downlight | 56.4 | 2015-07-17 | 2016-12-20 | Low | 1 | 56.4 | #N/A | #N/A | #N/A
Juno | TC20LED G4 09LM [27¦30¦35¦40]K 90CRI MVOLT ZT [ ¦CP] | 948 | Downlight | 56.4 | 2012-07-27 | 2017-02-16 | Low | 1 | 56.4 | #N/A | #N/A | #N/A
Gotham | MYO 1X [27¦30¦35¦40]K 500LM [15¦20¦25¦30¦35¦40¦45¦WW]D [BBL¦BWH¦BSG¦BWS¦BRR¦BAZ¦BMD¦BAP¦BMP¦BIO¦BAC¦RAL] BVL [TRBL¦TRW] [blank¦FL] MVOLT UGZ [blank¦ICAT¦CP] | 352 | Downlight | 56.5 | 2018-04-01 | 2018-04-25 | Low | 1 | 56.5 | #N/A | #N/A | #N/A
Trenz Lighting | TL-MULTI4-8W30K | 428 | Downlight | 56.5 | 2018-01-01 | 2018-04-27 | Low | 1 | 56.5 | #N/A | #N/A | #N/A
Liteline | SLMT4-8W27K | 428 | Downlight | 56.5 | 2018-01-01 | 2018-04-27 | Low | 1 | 56.5 | #N/A | #N/A | #N/A
ConTech Lighting | SMTS427KMVD2-** | 650 | Downlight | 56.5 | 2018-12-07 | 2018-12-17 | Low | 1 | 56.5 | #N/A | #N/A | #N/A
Gotham | MYO 2X [27¦30¦35¦40]K 500LM [15¦20¦25¦30¦35¦40¦45¦WW]D [BBL¦BWH¦BSG¦BWS¦BRR¦BAZ¦BMD¦BAP¦BMP¦BIO¦BAC¦RAL] BVL [TRBL¦TRW] [blank¦FL] MVOLT UGZ [blank¦ICAT¦CP] | 704 | Downlight | 56.5 | 2018-04-01 | 2018-04-17 | Low | 1 | 56.5 | #N/A | #N/A | #N/A
Westgate | FML-S10-17W-##K-** | 960 | Downlight | 56.5 | 2017-09-02 | 2018-08-22 | Low | 1 | 56.5 | #N/A | #N/A | #N/A
LOTUS LED LIGHTS | LY6RCS-30K | 690 | Downlight | 56.6 | 2016-01-01 | 2016-09-21 | Low | 1 | 56.6 | #N/A | #N/A | #N/A
Halo | H457ICATE-EL406930-TL402[SBKS¦SNS] | 730 | Downlight | 56.6 | 2014-12-12 | 2017-06-27 | Low | 1 | 56.6 | #N/A | #N/A | #N/A
Iris | PN4LED15V8271ELTE XXXX | 900 | Downlight | 56.6 | 2015-08-10 | 2016-06-15 | Low | 1 | 56.6 | #N/A | #N/A | #N/A
Troy-CSL Lighting Inc. | GSD-2-27-90-*-**-**-**-NL-NL | 905 | Downlight | 56.6 | 2019-12-31 | 2020-01-06 | Low | 1 | 56.6 | #N/A | #N/A | #N/A
Satco | S9787-*####-*#### | 906 | Downlight | 56.6 | 2016-11-22 | 2016-11-22 | Low | 1 | 56.6 | #N/A | #N/A | #N/A
NEXLEDS | NX-4ES04-30 | 510 | Downlight | 56.7 | 2021-01-20 | 2020-12-30 | Low | 1 | 56.7 | #N/A | #N/A | #N/A
NEXLEDS | NX-4ES04-40 | 510 | Downlight | 56.7 | 2021-01-20 | 2020-12-30 | Low | 1 | 56.7 | #N/A | #N/A | #N/A
NEXLEDS | NX-4ES04-50 | 510 | Downlight | 56.7 | 2021-01-20 | 2020-12-30 | Low | 1 | 56.7 | #N/A | #N/A | #N/A
KOK | KOK-4EJ0927SR | 510 | Downlight | 56.7 | 2020-05-01 | 2020-05-28 | Low | 1 | 56.7 | #N/A | #N/A | #N/A
KOK | KOK-4EJ0930SR | 510 | Downlight | 56.7 | 2020-05-01 | 2020-05-28 | Low | 1 | 56.7 | #N/A | #N/A | #N/A
KOK | KOK-4EJ0935SR | 510 | Downlight | 56.7 | 2020-05-01 | 2020-05-28 | Low | 1 | 56.7 | #N/A | #N/A | #N/A
KOK | KOK-4EJ0940SR | 510 | Downlight | 56.7 | 2020-05-01 | 2020-05-28 | Low | 1 | 56.7 | #N/A | #N/A | #N/A
KOK | KOK-4EJ0950SR | 510 | Downlight | 56.7 | 2020-05-01 | 2020-05-28 | Low | 1 | 56.7 | #N/A | #N/A | #N/A
WAC Lighting | R4ERDR-W930-** | 510 | Downlight | 56.7 | 2019-06-01 | 2019-04-16 | Low | 1 | 56.7 | #N/A | #N/A | #N/A
WAC Lighting | R4ERDR-W935-** | 510 | Downlight | 56.7 | 2019-06-01 | 2019-04-16 | Low | 1 | 56.7 | #N/A | #N/A | #N/A
WAC Lighting | R4ERDR-W940-** | 510 | Downlight | 56.7 | 2019-06-01 | 2019-04-16 | Low | 1 | 56.7 | #N/A | #N/A | #N/A
Amax | LED-SM7DL-XX | 850 | Downlight | 56.7 | 2016-08-20 | 2016-08-19 | Low | 1 | 56.7 | #N/A | #N/A | #N/A
FEIT ELECTRIC | LEDR6XT/RGBW/CA/AG | 850 | Downlight | 56.7 | 2020-10-15 | 2021-01-15 | Low | 1 | 56.7 | #N/A | #N/A | #N/A
Green Creative | 15SMPR7DIM/927 | 850 | Downlight | 56.7 | 2017-01-01 | 2017-03-29 | Low | 1 | 56.7 | #N/A | #N/A | #N/A
Green Creative | 15SMPR7DIM/927/R | 850 | Downlight | 56.7 | 2018-01-15 | 2017-11-09 | Low | 1 | 56.7 | #N/A | #N/A | #N/A
Green Creative | 15SMPR7DIM/930 | 850 | Downlight | 56.7 | 2017-01-02 | 2017-03-29 | Low | 1 | 56.7 | #N/A | #N/A | #N/A
Green Creative | 15SMPR7DIM/930/R | 850 | Downlight | 56.7 | 2018-01-15 | 2017-11-09 | Low | 1 | 56.7 | #N/A | #N/A | #N/A
Green Creative | 15SMPS7DIM/927 | 850 | Downlight | 56.7 | 2017-01-01 | 2017-03-29 | Low | 1 | 56.7 | #N/A | #N/A | #N/A
Green Creative | 15SMPS7DIM/927/R | 850 | Downlight | 56.7 | 2018-01-15 | 2017-11-09 | Low | 1 | 56.7 | #N/A | #N/A | #N/A
Green Creative | 15SMPS7DIM/930 | 850 | Downlight | 56.7 | 2017-01-01 | 2017-03-29 | Low | 1 | 56.7 | #N/A | #N/A | #N/A
Green Creative | 15SMPS7DIM/930/R | 850 | Downlight | 56.7 | 2018-01-15 | 2017-11-09 | Low | 1 | 56.7 | #N/A | #N/A | #N/A
GREENCREATIVE | 15SMPR7DIM/930/277V | 850 | Downlight | 56.7 | 2017-12-15 | 2017-12-14 | Low | 1 | 56.7 | #N/A | #N/A | #N/A
GREENCREATIVE | 15SMPS7DIM/930/277V | 850 | Downlight | 56.7 | 2017-12-15 | 2017-12-14 | Low | 1 | 56.7 | #N/A | #N/A | #N/A
Progress Lighting | P810004-009-30 | 850 | Downlight | 56.7 | 2016-10-30 | 2016-11-01 | Low | 1 | 56.7 | #N/A | #N/A | #N/A
Ortech | SLIM-RG4-5CCT | 850 | Downlight | 56.7 | 2022-01-14 | 2022-01-14 | Low | 1 | 56.7 | #N/A | #N/A | #N/A
Signcomplex | DSC6-015-AL-927K-# | 850 | Downlight | 56.7 | 2019-03-04 | 2019-03-18 | Low | 1 | 56.7 | #N/A | #N/A | #N/A
TCP | FMR07CCT | 850 | Downlight | 56.7 | 2020-11-25 | 2020-12-29 | Low | 1 | 56.7 | #N/A | #N/A | #N/A
Juno | JPDZ4 [DB¦DC¦SQDB¦SQDC] ALO10 SWW5WD 90CRI [120 FRPC¦MVOLT ZT10] [WWH¦BWH¦CWH¦HZWH¦WHZWH] | 884 | Downlight | 56.7 | 2021-02-01 | 2021-02-08 | Low | 1 | 56.7 | #N/A | #N/A | #N/A
Lithonia Lighting | 3JBK RD [30K¦40K¦50K] 90CRI [MW¦MB¦BN¦ORB¦A¦AZ¦A TRMW¦AZ TRMW] | 387 | Downlight | 56.8 | 2017-09-01 | 2017-09-22 | Low | 1 | 56.8 | #N/A | #N/A | #N/A
Liteline | RA35-12G-90 | 681 | Downlight | 56.8 | 2019-11-01 | 2019-12-16 | Low | 1 | 56.8 | #N/A | #N/A | #N/A
Liteline | RA4-12G-90 | 681 | Downlight | 56.8 | 2019-11-01 | 2019-12-27 | Low | 1 | 56.8 | #N/A | #N/A | #N/A
Trenz Lighting | TL4-12RG-90** | 681 | Downlight | 56.8 | 2020-12-01 | 2019-12-27 | Low | 1 | 56.8 | #N/A | #N/A | #N/A
Spex Lighting | SL4-12RG-90** | 681 | Downlight | 56.8 | 2021-01-01 | 2019-12-27 | Low | 1 | 56.8 | #N/A | #N/A | #N/A
Halo | H457ICATE-EL4069##-TL402[SCS¦HS¦WHS¦SNS] | 704 | Downlight | 56.8 | 2014-12-12 | 2017-06-28 | Low | 1 | 56.8 | #N/A | #N/A | #N/A
Troy-CSL Lighting Inc. | A3-SPADJ-15-S-27-30-*-**-##-#-***-## | 876 | Downlight | 56.8 | 2019-11-21 | 2019-12-10 | Low | 1 | 56.8 | #N/A | #N/A | #N/A
ConTech Lighting | SMTR527KCMVD2-** | 694 | Downlight | 56.9 | 2018-12-07 | 2018-12-17 | Low | 1 | 56.9 | #N/A | #N/A | #N/A
Juno | IC4AL 07LM [27¦30¦35¦40]K 90CRI [SP¦FL¦NFL] [120 FRPC¦MVOLT ZT¦MVOLT EZ10¦MVOLT EZ1] [ ¦CP] | 837 | Downlight | 56.9 | 2015-09-01 | 2017-02-14 | Low | 1 | 56.9 | #N/A | #N/A | #N/A
Satco | S9881 | 940 | Downlight | 57 | 2016-12-28 | 2016-12-28 | Low | 1 | 57 | #N/A | #N/A | #N/A
Lightolier | L4R06RE1VA / L4R068**VA / L4S** | 382 | Downlight | 57.1 | 2017-07-07 | 2017-07-14 | Low | 1 | 57.1 | #N/A | #N/A | #N/A
BULBRITE | LED7JBOXDL/3/927/WHRD/D | 400 | Downlight | 57.1 | 2020-05-13 | 2020-05-12 | Low | 1 | 57.1 | #N/A | #N/A | #N/A
BULBRITE | LED7JBOXDL/3/930/WHRD/D | 400 | Downlight | 57.1 | 2020-05-13 | 2020-05-12 | Low | 1 | 57.1 | #N/A | #N/A | #N/A
BULBRITE | LED7JBOXDL/3/940/WHRD/D | 400 | Downlight | 57.1 | 2020-05-13 | 2020-05-12 | Low | 1 | 57.1 | #N/A | #N/A | #N/A
Liteline | RA2S-7F-90 | 400 | Downlight | 57.1 | 2019-11-01 | 2019-12-16 | Low | 1 | 57.1 | #N/A | #N/A | #N/A
RP LIGHTING +FANS | 8842**-90-#K | 400 | Downlight | 57.1 | 2019-01-01 | 2019-05-01 | Low | 1 | 57.1 | #N/A | #N/A | #N/A
Signcomplex | SC-DL07-D03-A1-01RE | 400 | Downlight | 57.1 | 2020-10-30 | 2020-12-04 | Low | 1 | 57.1 | #N/A | #N/A | #N/A
Standard | LPDL3/RND/7W/30-22K/**/W-DIM/STD | 400 | Downlight | 57.1 | 2017-09-01 | 2017-08-29 | Low | 1 | 57.1 | #N/A | #N/A | #N/A
Standard | LPDL3/SQR/7W/27K/##/STD | 400 | Downlight | 57.1 | 2017-07-18 | 2017-07-19 | Low | 1 | 57.1 | #N/A | #N/A | #N/A
Nora Lighting | NLOPAC-R450927** | 600 | Downlight | 57.1 | 2017-09-05 | 2017-09-25 | Low | 1 | 57.1 | #N/A | #N/A | #N/A
Satco | S9327 | 600 | Downlight | 57.1 | 2016-06-13 | 2016-06-13 | Low | 1 | 57.1 | #N/A | #N/A | #N/A
SATCO PRODUCTS | S9502-XXXXX-YYYYY | 600 | Downlight | 57.1 | 2016-07-15 | 2016-07-15 | Low | 1 | 57.1 | #N/A | #N/A | #N/A
Lightolier | C2*06927FLLU**/C2***** | 600 | Downlight | 57.1 | 2021-09-01 | 2021-09-23 | Low | 1 | 57.1 | #N/A | #N/A | #N/A
Lightolier | C2*06927FLUPZU**/C2***** | 600 | Downlight | 57.1 | 2021-09-01 | 2021-09-23 | Low | 1 | 57.1 | #N/A | #N/A | #N/A
Lightolier | C2*06927NFLU**/C2***** | 600 | Downlight | 57.1 | 2021-09-01 | 2021-09-23 | Low | 1 | 57.1 | #N/A | #N/A | #N/A
Lightolier | C2*06927NFUPZU**/C2***** | 600 | Downlight | 57.1 | 2021-09-01 | 2021-09-23 | Low | 1 | 57.1 | #N/A | #N/A | #N/A
Lightolier | C2*06927NSLU**/C2***** | 600 | Downlight | 57.1 | 2021-09-01 | 2021-09-23 | Low | 1 | 57.1 | #N/A | #N/A | #N/A
Lightolier | C2*06927NSUPZU**/C2***** | 600 | Downlight | 57.1 | 2021-09-01 | 2021-09-23 | Low | 1 | 57.1 | #N/A | #N/A | #N/A
Lightolier | C2*06927SPLU**/C2***** | 600 | Downlight | 57.1 | 2021-09-01 | 2021-09-23 | Low | 1 | 57.1 | #N/A | #N/A | #N/A
Lightolier | C2*06927SPUPZU**/C2***** | 600 | Downlight | 57.1 | 2021-09-01 | 2021-09-23 | Low | 1 | 57.1 | #N/A | #N/A | #N/A
Lightolier | C2*06930FLLU**/C2***** | 600 | Downlight | 57.1 | 2021-09-01 | 2021-09-23 | Low | 1 | 57.1 | #N/A | #N/A | #N/A
Lightolier | C2*06930FLUPZU**/C2***** | 600 | Downlight | 57.1 | 2021-09-01 | 2021-09-23 | Low | 1 | 57.1 | #N/A | #N/A | #N/A
Lightolier | C2*06930NFLU**/C2***** | 600 | Downlight | 57.1 | 2021-09-01 | 2021-09-23 | Low | 1 | 57.1 | #N/A | #N/A | #N/A
Lightolier | C2*06930NFUPZU**/C2***** | 600 | Downlight | 57.1 | 2021-09-01 | 2021-09-23 | Low | 1 | 57.1 | #N/A | #N/A | #N/A
Lightolier | C2*06930NSLU**/C2***** | 600 | Downlight | 57.1 | 2021-09-01 | 2021-09-23 | Low | 1 | 57.1 | #N/A | #N/A | #N/A
Lightolier | C2*06930NSUPZU**/C2***** | 600 | Downlight | 57.1 | 2021-09-01 | 2021-09-23 | Low | 1 | 57.1 | #N/A | #N/A | #N/A
Lightolier | C2*06930SPLU**/C2***** | 600 | Downlight | 57.1 | 2021-09-01 | 2021-09-23 | Low | 1 | 57.1 | #N/A | #N/A | #N/A
Lightolier | C2*06930SPUPZU**/C2***** | 600 | Downlight | 57.1 | 2021-09-01 | 2021-09-23 | Low | 1 | 57.1 | #N/A | #N/A | #N/A
Lightolier | C2*06935FLLU**/C2***** | 600 | Downlight | 57.1 | 2021-09-01 | 2021-09-23 | Low | 1 | 57.1 | #N/A | #N/A | #N/A
Lightolier | C2*06935FLUPZU**/C2***** | 600 | Downlight | 57.1 | 2021-09-01 | 2021-09-23 | Low | 1 | 57.1 | #N/A | #N/A | #N/A
Lightolier | C2*06935NFLU**/C2***** | 600 | Downlight | 57.1 | 2021-09-01 | 2021-09-23 | Low | 1 | 57.1 | #N/A | #N/A | #N/A
Lightolier | C2*06935NFUPZU**/C2***** | 600 | Downlight | 57.1 | 2021-09-01 | 2021-09-23 | Low | 1 | 57.1 | #N/A | #N/A | #N/A
Lightolier | C2*06935NSLU**/C2***** | 600 | Downlight | 57.1 | 2021-09-01 | 2021-09-23 | Low | 1 | 57.1 | #N/A | #N/A | #N/A
Lightolier | C2*06935NSUPZU**/C2***** | 600 | Downlight | 57.1 | 2021-09-01 | 2021-09-23 | Low | 1 | 57.1 | #N/A | #N/A | #N/A
Lightolier | C2*06935SPLU**/C2***** | 600 | Downlight | 57.1 | 2021-09-01 | 2021-09-23 | Low | 1 | 57.1 | #N/A | #N/A | #N/A
Lightolier | C2*06935SPUPZU**/C2***** | 600 | Downlight | 57.1 | 2021-09-01 | 2021-09-23 | Low | 1 | 57.1 | #N/A | #N/A | #N/A
Lightolier | C2*06940FLLU**/C2***** | 600 | Downlight | 57.1 | 2021-09-01 | 2021-09-23 | Low | 1 | 57.1 | #N/A | #N/A | #N/A
Lightolier | C2*06940FLUPZU**/C2***** | 600 | Downlight | 57.1 | 2021-09-01 | 2021-09-23 | Low | 1 | 57.1 | #N/A | #N/A | #N/A
Lightolier | C2*06940NFLU**/C2***** | 600 | Downlight | 57.1 | 2021-09-01 | 2021-09-23 | Low | 1 | 57.1 | #N/A | #N/A | #N/A
Lightolier | C2*06940NFUPZU**/C2***** | 600 | Downlight | 57.1 | 2021-09-01 | 2021-09-23 | Low | 1 | 57.1 | #N/A | #N/A | #N/A
Lightolier | C2*06940NSLU**/C2***** | 600 | Downlight | 57.1 | 2021-09-01 | 2021-09-23 | Low | 1 | 57.1 | #N/A | #N/A | #N/A
Lightolier | C2*06940NSUPZU**/C2***** | 600 | Downlight | 57.1 | 2021-09-01 | 2021-09-23 | Low | 1 | 57.1 | #N/A | #N/A | #N/A
Lightolier | C2*06940SPLU**/C2***** | 600 | Downlight | 57.1 | 2021-09-01 | 2021-09-23 | Low | 1 | 57.1 | #N/A | #N/A | #N/A
Lightolier | C2*06940SPUPZU**/C2***** | 600 | Downlight | 57.1 | 2021-09-01 | 2021-09-23 | Low | 1 | 57.1 | #N/A | #N/A | #N/A
LOTUS LED LIGHTS | LY4S-41K | 640 | Downlight | 57.1 | 2016-01-01 | 2016-09-12 | Low | 1 | 57.1 | #N/A | #N/A | #N/A
Williams Downlighting | 6DR-TL-L10/###-DIM1-UNV-R-*-*F-WH-WET/CC | 650 | Downlight | 57.1 | 2018-08-01 | 2018-08-09 | Low | 1 | 57.1 | #N/A | #N/A | #N/A
Halo | SMD6R69SWH*-EM | 720 | Downlight | 57.1 | 2021-11-18 | 2021-12-06 | Low | 1 | 57.1 | #N/A | #N/A | #N/A
Halo | SMD6R69SWH*-EM-* | 720 | Downlight | 57.1 | 2021-11-18 | 2021-12-06 | Low | 1 | 57.1 | #N/A | #N/A | #N/A
ETI | 531922##-1(##=11-30) | 800 | Downlight | 57.1 | 2018-08-14 | 2018-08-09 | Low | 1 | 57.1 | #N/A | #N/A | #N/A
ETI | 531922##(##=11-30) | 800 | Downlight | 57.1 | 2017-08-28 | 2017-08-22 | Low | 1 | 57.1 | #N/A | #N/A | #N/A
Westgate | FML-R8-14W-##K-** | 800 | Downlight | 57.1 | 2017-09-02 | 2018-08-22 | Low | 1 | 57.1 | #N/A | #N/A | #N/A
Westgate | FML-S8-14W-##K-** | 800 | Downlight | 57.1 | 2017-09-02 | 2018-08-22 | Low | 1 | 57.1 | #N/A | #N/A | #N/A
Williams Downlighting | 4PR-TL-L10/###-DIM1-UNV-L-*-*F-WH-AD-WET/CC | 650 | Downlight | 57.2 | 2018-08-01 | 2018-08-08 | Low | 1 | 57.2 | #N/A | #N/A | #N/A
Gotham | EVO[4¦6][ ¦LW] [27¦30¦35¦40¦50]/15 [4¦6]AR WD LD EZB CRI90 | 814 | Downlight | 57.2 | 2020-04-06 | 2020-04-08 | Low | 1 | 57.2 | #N/A | #N/A | #N/A
Halo | H457ICATE-EL406940-TL403BBS | 733 | Downlight | 57.3 | 2014-12-12 | 2017-06-28 | Low | 1 | 57.3 | #N/A | #N/A | #N/A
Canarm | LEDS-SR6P-BZ-* | 860 | Downlight | 57.3 | 2017-05-28 | 2017-05-26 | Low | 1 | 57.3 | #N/A | #N/A | #N/A
HomeStyle Lighting | P810000-009-30 | 860 | Downlight | 57.3 | 2016-10-30 | 2016-11-01 | Low | 1 | 57.3 | #N/A | #N/A | #N/A
Liteline | RA56-17F-90**** | 894 | Downlight | 57.3 | 2019-11-01 | 2019-12-23 | Low | 1 | 57.3 | #N/A | #N/A | #N/A
LOTUS LED LIGHTS | LY4S-30K | 660 | Downlight | 57.4 | 2016-01-01 | 2016-09-12 | Low | 1 | 57.4 | #N/A | #N/A | #N/A
FDL | FDLED-6-B12W-5CCT-** | 700 | Downlight | 57.4 | 2022-03-12 | 2022-03-17 | Low | 1 | 57.4 | #N/A | #N/A | #N/A
LOTUS LED LIGHTS | LY41RCD-30K | 700 | Downlight | 57.4 | 2016-01-01 | 2016-11-18 | Low | 1 | 57.4 | #N/A | #N/A | #N/A
Nora Lighting | NIOB-2RCCDXHW | 786 | Downlight | 57.4 | 2017-10-20 | 2018-01-11 | Low | 1 | 57.4 | #N/A | #N/A | #N/A
Intense Lighting | MXG2[A]L127/MXTG2-RTy30uL12712 | 850 | Downlight | 57.4 | 2016-05-01 | 2016-06-30 | Low | 1 | 57.4 | #N/A | #N/A | #N/A
Globe | 91309 | 345 | Downlight | 57.5 | 2018-08-23 | 2018-08-21 | Low | 1 | 57.5 | #N/A | #N/A | #N/A
HENGTE | HT-G16360RRD3-906-XXA3-##1 | 345 | Downlight | 57.5 | 2020-06-19 | 2020-06-22 | Low | 1 | 57.5 | #N/A | #N/A | #N/A
MW LIGHTING | MFGD036-SP-5CCT-WH | 345 | Downlight | 57.5 | 2022-09-12 | 2022-10-28 | Low | 1 | 57.5 | #N/A | #N/A | #N/A
Commercial Electric | 1005591793 | 345 | Downlight | 57.5 | 2020-09-04 | 2020-09-08 | Low | 1 | 57.5 | #N/A | #N/A | #N/A
Commercial Electric | 1005591793 | 345 | Downlight | 57.5 | 2022-02-14 | 2022-02-17 | Low | 1 | 57.5 | #N/A | #N/A | #N/A
Commercial Electric | 1006853931 | 345 | Downlight | 57.5 | 2021-09-17 | 2021-12-27 | Low | 1 | 57.5 | #N/A | #N/A | #N/A
Commercial Electric | 1007995259 | 345 | Downlight | 57.5 | 2022-06-13 | 2022-07-05 | Low | 1 | 57.5 | #N/A | #N/A | #N/A
American Lighting | E3-RE-30-DB | 460 | Downlight | 57.5 | 2016-05-26 | 2016-07-11 | Low | 1 | 57.5 | #N/A | #N/A | #N/A
American Lighting | E3-RE-30-NK | 460 | Downlight | 57.5 | 2016-05-26 | 2016-07-11 | Low | 1 | 57.5 | #N/A | #N/A | #N/A
American Lighting | E3-RE-30-WH | 460 | Downlight | 57.5 | 2016-05-26 | 2016-07-11 | Low | 1 | 57.5 | #N/A | #N/A | #N/A
American Lighting | E3S-RE-30-DB | 460 | Downlight | 57.5 | 2016-05-26 | 2016-07-11 | Low | 1 | 57.5 | #N/A | #N/A | #N/A
American Lighting | E3S-RE-30-NK | 460 | Downlight | 57.5 | 2016-05-26 | 2016-07-11 | Low | 1 | 57.5 | #N/A | #N/A | #N/A
American Lighting | E3S-RE-30-WH | 460 | Downlight | 57.5 | 2016-05-26 | 2016-07-11 | Low | 1 | 57.5 | #N/A | #N/A | #N/A
Elite | RL373-600L-DIMTR-120-27K/30K/35K/40K/50K-90-MD-BK | 460 | Downlight | 57.5 | 2022-06-24 | 2022-06-24 | Low | 1 | 57.5 | #N/A | #N/A | #N/A
Green Creative | 10SMPR5.5DIM/930 | 575 | Downlight | 57.5 | 2017-01-01 | 2017-03-29 | Low | 1 | 57.5 | #N/A | #N/A | #N/A
Green Creative | 10SMPR5.5DIM/940 | 575 | Downlight | 57.5 | 2017-01-01 | 2017-03-29 | Low | 1 | 57.5 | #N/A | #N/A | #N/A
Green Creative | 10SMPS5.5DIM/927 | 575 | Downlight | 57.5 | 2017-01-01 | 2017-03-29 | Low | 1 | 57.5 | #N/A | #N/A | #N/A
Green Creative | 10SMPS5.5DIM/930 | 575 | Downlight | 57.5 | 2017-01-01 | 2017-03-29 | Low | 1 | 57.5 | #N/A | #N/A | #N/A
Green Creative | 10SMPS5.5DIM/940 | 575 | Downlight | 57.5 | 2017-01-01 | 2017-03-29 | Low | 1 | 57.5 | #N/A | #N/A | #N/A
HOMI | HM02-PR7-12W120-3CCT-*SB | 690 | Downlight | 57.5 | 2018-05-30 | 2021-01-31 | Low | 1 | 57.5 | #N/A | #N/A | #N/A
HOMI | HM05-PS7-12W120-3CCT-*SA | 690 | Downlight | 57.5 | 2019-01-24 | 2019-01-25 | Low | 1 | 57.5 | #N/A | #N/A | #N/A
HOMI | HM05-PS7-12W120-3CCT-*SA | 690 | Downlight | 57.5 | 2019-01-24 | 2019-01-25 | Low | 1 | 57.5 | #N/A | #N/A | #N/A
HOMI | HM05-PS7-12W120-3CCT-*SA | 690 | Downlight | 57.5 | 2019-01-24 | 2019-01-25 | Low | 1 | 57.5 | #N/A | #N/A | #N/A
Halo | SMD6S69SWH*-EM | 605 | Downlight | 57.6 | 2021-11-18 | 2021-12-06 | Low | 1 | 57.6 | #N/A | #N/A | #N/A
Halo | SMD6S69SWH*-EM-* | 605 | Downlight | 57.6 | 2021-11-18 | 2021-12-06 | Low | 1 | 57.6 | #N/A | #N/A | #N/A
LOTUS LED LIGHTS | LL6R-30K | 980 | Downlight | 57.6 | 2019-01-02 | 2019-01-21 | Low | 1 | 57.6 | #N/A | #N/A | #N/A
Nora Lighting | NELOCAC-8RP927W | 991 | Downlight | 57.6 | 2020-11-10 | 2020-11-12 | Low | 1 | 57.6 | #N/A | #N/A | #N/A
Nora Lighting | NELOCAC-8RP930W | 991 | Downlight | 57.6 | 2020-11-10 | 2020-11-12 | Low | 1 | 57.6 | #N/A | #N/A | #N/A
Nora Lighting | NELOCAC-8RP935W | 991 | Downlight | 57.6 | 2020-11-10 | 2020-11-12 | Low | 1 | 57.6 | #N/A | #N/A | #N/A
Nora Lighting | NELOCAC-8RP940W | 991 | Downlight | 57.6 | 2020-11-10 | 2020-11-12 | Low | 1 | 57.6 | #N/A | #N/A | #N/A
Nora Lighting | NELOCAC-8RP950W | 991 | Downlight | 57.6 | 2020-11-10 | 2020-11-12 | Low | 1 | 57.6 | #N/A | #N/A | #N/A
Nora Lighting | NM2-2RDC4027BB | 422 | Downlight | 57.7 | 2019-02-07 | 2019-02-12 | Low | 1 | 57.7 | #N/A | #N/A | #N/A
HD SUPPLY | L9-DL4DGKYUT-13W | 750 | Downlight | 57.7 | 2019-04-08 | 2019-04-24 | Low | 1 | 57.7 | #N/A | #N/A | #N/A
Luminus | PPS142CC | 750 | Downlight | 57.7 | 2020-06-30 | 2020-09-02 | Low | 1 | 57.7 | #N/A | #N/A | #N/A
Luminus | PPS144C4 | 750 | Downlight | 57.7 | 2020-01-01 | 2020-12-24 | Low | 1 | 57.7 | #N/A | #N/A | #N/A
Elite Lighting | RJL625-750L-DIMTR-120-27K/30K/35K/40K/50K-90-W-WH | 750 | Downlight | 57.7 | 2019-12-06 | 2019-12-10 | Low | 1 | 57.7 | #N/A | #N/A | #N/A
DMF Lighting | DID4M-07927* | 750 | Downlight | 57.7 | 2021-02-01 | 2021-02-02 | Low | 1 | 57.7 | #N/A | #N/A | #N/A
DMF Lighting | DID4M-07930* | 750 | Downlight | 57.7 | 2021-02-01 | 2021-02-02 | Low | 1 | 57.7 | #N/A | #N/A | #N/A
DMF Lighting | DID4M-07935* | 750 | Downlight | 57.7 | 2021-02-01 | 2021-02-02 | Low | 1 | 57.7 | #N/A | #N/A | #N/A
DMF Lighting | DID4M-07940* | 750 | Downlight | 57.7 | 2021-02-01 | 2021-02-02 | Low | 1 | 57.7 | #N/A | #N/A | #N/A
HENGTE | HT-G15CJBOXD6-913-278XH-##1 | 750 | Downlight | 57.7 | 2019-11-30 | 2019-12-09 | Low | 1 | 57.7 | #N/A | #N/A | #N/A
TCP | DDR40227 | 750 | Downlight | 57.7 | 2018-10-01 | 2019-01-10 | Low | 1 | 57.7 | #N/A | #N/A | #N/A
Elite LED Lighting | RL675-900L-DIMTR-120-40K-90-WH | 866 | Downlight | 57.7 | 2016-06-08 | 2016-08-18 | Low | 1 | 57.7 | #N/A | #N/A | #N/A
Iris | PN4LED15V9271ELTE XXXX | 917 | Downlight | 57.7 | 2015-08-10 | 2016-06-15 | Low | 1 | 57.7 | #N/A | #N/A | #N/A
ULTRA THIN | UTLED-S9W-4K** | 520 | Downlight | 57.8 | 2016-01-11 | 2016-01-11 | Low | 1 | 57.8 | #N/A | #N/A | #N/A
ULTRA THIN | UTLED-S9W-4K**-SQ | 520 | Downlight | 57.8 | 2016-01-11 | 2016-01-11 | Low | 1 | 57.8 | #N/A | #N/A | #N/A
LUMINATTI | FL-0420-R*-3CCT | 520 | Downlight | 57.8 | 2022-08-12 | 2022-08-12 | Low | 1 | 57.8 | #N/A | #N/A | #N/A
Standard | LPDL4/RND/9W/##K/**/WET/STD | 520 | Downlight | 57.8 | 2017-07-01 | 2017-08-07 | Low | 1 | 57.8 | #N/A | #N/A | #N/A
Standard | LPDL4/SQR/9W/##K/**/WET/STD | 520 | Downlight | 57.8 | 2017-07-01 | 2017-08-03 | Low | 1 | 57.8 | #N/A | #N/A | #N/A
Westgate | RSL4-27K | 520 | Downlight | 57.8 | 2019-11-14 | 2019-11-15 | Low | 1 | 57.8 | #N/A | #N/A | #N/A
Westgate | RSL4-30K | 520 | Downlight | 57.8 | 2019-11-14 | 2019-11-15 | Low | 1 | 57.8 | #N/A | #N/A | #N/A
Westgate | RSL4-40K | 520 | Downlight | 57.8 | 2019-11-14 | 2019-11-15 | Low | 1 | 57.8 | #N/A | #N/A | #N/A
Westgate | RSL4-50K | 520 | Downlight | 57.8 | 2019-11-14 | 2019-11-15 | Low | 1 | 57.8 | #N/A | #N/A | #N/A
ConTech Lighting | SMTR527KC12D1-** | 630 | Downlight | 57.8 | 2018-12-07 | 2018-12-17 | Low | 1 | 57.8 | #N/A | #N/A | #N/A
Nora Lighting | NIOB-2R****##X*****/10 | 764 | Downlight | 57.8 | 2019-02-26 | 2019-02-28 | Low | 1 | 57.8 | #N/A | #N/A | #N/A
Satco | S9332 | 780 | Downlight | 57.8 | 2016-06-11 | 2016-06-11 | Low | 1 | 57.8 | #N/A | #N/A | #N/A
Nora Lighting | NMRT2-12L0927F**/NMRG2-12*#L09 | 867 | Downlight | 57.8 | 2020-04-01 | 2022-12-19 | Low | 1 | 57.8 | #N/A | #N/A | #N/A
Nora Lighting | NMRT2-13L0927F**/NMRG2-13*#L09 | 867 | Downlight | 57.8 | 2020-04-01 | 2022-12-19 | Low | 1 | 57.8 | #N/A | #N/A | #N/A
Nora Lighting | NMRT2-13L0927M**/NMRG2-13*#L09 | 867 | Downlight | 57.8 | 2020-04-01 | 2022-12-19 | Low | 1 | 57.8 | #N/A | #N/A | #N/A
Nora Lighting | NMRT2-13L0927S**/NMRG2-13*#L09 | 867 | Downlight | 57.8 | 2020-04-01 | 2022-12-19 | Low | 1 | 57.8 | #N/A | #N/A | #N/A
Nora Lighting | NMRT2-13L0930F**/NMRG2-13*#L09 | 867 | Downlight | 57.8 | 2020-04-01 | 2022-12-19 | Low | 1 | 57.8 | #N/A | #N/A | #N/A
Nora Lighting | NMRT2-13L0930M**/NMRG2-13*#L09 | 867 | Downlight | 57.8 | 2020-04-01 | 2022-12-19 | Low | 1 | 57.8 | #N/A | #N/A | #N/A
Nora Lighting | NMRT2-13L0930S**/NMRG2-13*#L09 | 867 | Downlight | 57.8 | 2020-04-01 | 2022-12-19 | Low | 1 | 57.8 | #N/A | #N/A | #N/A
Nora Lighting | NMRT2-13L0935F**/NMRG2-13*#L09 | 867 | Downlight | 57.8 | 2020-04-01 | 2022-12-19 | Low | 1 | 57.8 | #N/A | #N/A | #N/A
Nora Lighting | NMRT2-13L0935M**/NMRG2-13*#L09 | 867 | Downlight | 57.8 | 2020-04-01 | 2022-12-19 | Low | 1 | 57.8 | #N/A | #N/A | #N/A
Nora Lighting | NMRT2-13L0935S**/NMRG2-13*#L09 | 867 | Downlight | 57.8 | 2020-04-01 | 2022-12-19 | Low | 1 | 57.8 | #N/A | #N/A | #N/A
Nora Lighting | NMRT2-13L0940F**/NMRG2-13*#L09 | 867 | Downlight | 57.8 | 2020-04-01 | 2022-12-19 | Low | 1 | 57.8 | #N/A | #N/A | #N/A
Nora Lighting | NMRT2-13L0940M**/NMRG2-13*#L09 | 867 | Downlight | 57.8 | 2020-04-01 | 2022-12-19 | Low | 1 | 57.8 | #N/A | #N/A | #N/A
Nora Lighting | NMRT2-13L0940S**/NMRG2-13*#L09 | 867 | Downlight | 57.8 | 2020-04-01 | 2022-12-19 | Low | 1 | 57.8 | #N/A | #N/A | #N/A
Nora Lighting | NMRT2-12L0927M**/NMRG2-12*#L09 | 867 | Downlight | 57.8 | 2020-04-01 | 2022-12-19 | Low | 1 | 57.8 | #N/A | #N/A | #N/A
Nora Lighting | NMRT2-12L0927S**/NMRG2-12*#L09 | 867 | Downlight | 57.8 | 2020-04-01 | 2022-12-19 | Low | 1 | 57.8 | #N/A | #N/A | #N/A
Nora Lighting | NMRT2-12L0930F**/NMRG2-12*#L09 | 867 | Downlight | 57.8 | 2020-04-01 | 2022-12-19 | Low | 1 | 57.8 | #N/A | #N/A | #N/A
Nora Lighting | NMRT2-12L0930M**/NMRG2-12*#L09 | 867 | Downlight | 57.8 | 2020-04-01 | 2022-12-19 | Low | 1 | 57.8 | #N/A | #N/A | #N/A
Nora Lighting | NMRT2-12L0930S**/NMRG2-12*#L09 | 867 | Downlight | 57.8 | 2020-04-01 | 2022-12-19 | Low | 1 | 57.8 | #N/A | #N/A | #N/A
Nora Lighting | NMRT2-12L0935F**/NMRG2-12*#L09 | 867 | Downlight | 57.8 | 2020-04-01 | 2022-12-19 | Low | 1 | 57.8 | #N/A | #N/A | #N/A
Nora Lighting | NMRT2-12L0935M**/NMRG2-12*#L09 | 867 | Downlight | 57.8 | 2020-04-01 | 2022-12-19 | Low | 1 | 57.8 | #N/A | #N/A | #N/A
Nora Lighting | NMRT2-12L0935S**/NMRG2-12*#L09 | 867 | Downlight | 57.8 | 2020-04-01 | 2022-12-19 | Low | 1 | 57.8 | #N/A | #N/A | #N/A
Nora Lighting | NMRT2-12L0940F**/NMRG2-12*#L09 | 867 | Downlight | 57.8 | 2020-04-01 | 2022-12-19 | Low | 1 | 57.8 | #N/A | #N/A | #N/A
Nora Lighting | NMRT2-12L0940M**/NMRG2-12*#L09 | 867 | Downlight | 57.8 | 2020-04-01 | 2022-12-19 | Low | 1 | 57.8 | #N/A | #N/A | #N/A
Nora Lighting | NMRT2-12L0940S**/NMRG2-12*#L09 | 867 | Downlight | 57.8 | 2020-04-01 | 2022-12-19 | Low | 1 | 57.8 | #N/A | #N/A | #N/A
Nora Lighting | NMRT2-11L0927F**/NMRG2-11*#L09 | 867 | Downlight | 57.8 | 2020-04-01 | 2022-12-19 | Low | 1 | 57.8 | #N/A | #N/A | #N/A
Nora Lighting | NMRT2-11L0927M**/NMRG2-11*#L09 | 867 | Downlight | 57.8 | 2020-04-01 | 2022-12-19 | Low | 1 | 57.8 | #N/A | #N/A | #N/A
Nora Lighting | NMRT2-11L0927S**/NMRG2-11*#L09 | 867 | Downlight | 57.8 | 2020-04-01 | 2022-12-19 | Low | 1 | 57.8 | #N/A | #N/A | #N/A
Nora Lighting | NMRT2-1F1L0927F**/NMRG2-11*#L09 | 867 | Downlight | 57.8 | 2020-04-01 | 2022-12-19 | Low | 1 | 57.8 | #N/A | #N/A | #N/A
Nora Lighting | NMRT2-1F1L0927M**/NMRG2-11*#L09 | 867 | Downlight | 57.8 | 2020-04-01 | 2022-12-19 | Low | 1 | 57.8 | #N/A | #N/A | #N/A
Nora Lighting | NMRT2-1F1L0927S**/NMRG2-11*#L09 | 867 | Downlight | 57.8 | 2020-04-01 | 2022-12-19 | Low | 1 | 57.8 | #N/A | #N/A | #N/A
Nora Lighting | NMRT2-1F1L0930F**/NMRG2-11*#L09 | 867 | Downlight | 57.8 | 2020-04-01 | 2022-12-19 | Low | 1 | 57.8 | #N/A | #N/A | #N/A
Nora Lighting | NMRT2-1F1L0930M**/NMRG2-11*#L09 | 867 | Downlight | 57.8 | 2020-04-01 | 2022-12-19 | Low | 1 | 57.8 | #N/A | #N/A | #N/A
Nora Lighting | NMRT2-1F1L0930S**/NMRG2-11*#L09 | 867 | Downlight | 57.8 | 2020-04-01 | 2022-12-19 | Low | 1 | 57.8 | #N/A | #N/A | #N/A
Nora Lighting | NMRT2-1F1L0935F**/NMRG2-11*#L09 | 867 | Downlight | 57.8 | 2020-04-01 | 2022-12-19 | Low | 1 | 57.8 | #N/A | #N/A | #N/A
Nora Lighting | NMRT2-1F1L0935M**/NMRG2-11*#L09 | 867 | Downlight | 57.8 | 2020-04-01 | 2022-12-19 | Low | 1 | 57.8 | #N/A | #N/A | #N/A
Nora Lighting | NMRT2-1F1L0935S**/NMRG2-11*#L09 | 867 | Downlight | 57.8 | 2020-04-01 | 2022-12-19 | Low | 1 | 57.8 | #N/A | #N/A | #N/A
Nora Lighting | NMRT2-1F1L0940F**/NMRG2-11*#L09 | 867 | Downlight | 57.8 | 2020-04-01 | 2022-12-19 | Low | 1 | 57.8 | #N/A | #N/A | #N/A
Nora Lighting | NMRT2-1F1L0940M**/NMRG2-11*#L09 | 867 | Downlight | 57.8 | 2020-04-01 | 2022-12-19 | Low | 1 | 57.8 | #N/A | #N/A | #N/A
Nora Lighting | NMRT2-1F1L0940S**/NMRG2-11*#L09 | 867 | Downlight | 57.8 | 2020-04-01 | 2022-12-19 | Low | 1 | 57.8 | #N/A | #N/A | #N/A
Nora Lighting | NMRT2-11L0930F**/NMRG2-11*#L09 | 867 | Downlight | 57.8 | 2020-04-01 | 2022-12-19 | Low | 1 | 57.8 | #N/A | #N/A | #N/A
Nora Lighting | NMRT2-11L0930M**/NMRG2-11*#L09 | 867 | Downlight | 57.8 | 2020-04-01 | 2022-12-19 | Low | 1 | 57.8 | #N/A | #N/A | #N/A
Nora Lighting | NMRT2-11L0930S**/NMRG2-11*#L09 | 867 | Downlight | 57.8 | 2020-04-01 | 2022-12-19 | Low | 1 | 57.8 | #N/A | #N/A | #N/A
Nora Lighting | NMRT2-11L0935F**/NMRG2-11*#L09 | 867 | Downlight | 57.8 | 2020-04-01 | 2022-12-19 | Low | 1 | 57.8 | #N/A | #N/A | #N/A
Nora Lighting | NMRT2-11L0935M**/NMRG2-11*#L09 | 867 | Downlight | 57.8 | 2020-04-01 | 2022-12-19 | Low | 1 | 57.8 | #N/A | #N/A | #N/A
Nora Lighting | NMRT2-11L0935S**/NMRG2-11*#L09 | 867 | Downlight | 57.8 | 2020-04-01 | 2022-12-19 | Low | 1 | 57.8 | #N/A | #N/A | #N/A
Nora Lighting | NMRT2-11L0940F**/NMRG2-11*#L09 | 867 | Downlight | 57.8 | 2020-04-01 | 2022-12-19 | Low | 1 | 57.8 | #N/A | #N/A | #N/A
Nora Lighting | NMRT2-11L0940M**/NMRG2-11*#L09 | 867 | Downlight | 57.8 | 2020-04-01 | 2022-12-19 | Low | 1 | 57.8 | #N/A | #N/A | #N/A
Nora Lighting | NMRT2-11L0940S**/NMRG2-11*#L09 | 867 | Downlight | 57.8 | 2020-04-01 | 2022-12-19 | Low | 1 | 57.8 | #N/A | #N/A | #N/A
Nora Lighting | NMRT2-1F3L0940M**/NMRG2-13*#L09 | 867 | Downlight | 57.8 | 2020-04-01 | 2022-12-19 | Low | 1 | 57.8 | #N/A | #N/A | #N/A
Nora Lighting | NMRT2-1F3L0940S**/NMRG2-13*#L09 | 867 | Downlight | 57.8 | 2020-04-01 | 2022-12-19 | Low | 1 | 57.8 | #N/A | #N/A | #N/A
Nora Lighting | NMRT2-1F2L0927F**/NMRG2-12*#L09 | 867 | Downlight | 57.8 | 2020-04-01 | 2022-12-19 | Low | 1 | 57.8 | #N/A | #N/A | #N/A
Nora Lighting | NMRT2-1F2L0927M**/NMRG2-12*#L09 | 867 | Downlight | 57.8 | 2020-04-01 | 2022-12-19 | Low | 1 | 57.8 | #N/A | #N/A | #N/A
Nora Lighting | NMRT2-1F2L0927S**/NMRG2-12*#L09 | 867 | Downlight | 57.8 | 2020-04-01 | 2022-12-19 | Low | 1 | 57.8 | #N/A | #N/A | #N/A
Nora Lighting | NMRT2-1F2L0930F**/NMRG2-12*#L09 | 867 | Downlight | 57.8 | 2020-04-01 | 2022-12-19 | Low | 1 | 57.8 | #N/A | #N/A | #N/A
Nora Lighting | NMRT2-1F2L0930M**/NMRG2-12*#L09 | 867 | Downlight | 57.8 | 2020-04-01 | 2022-12-19 | Low | 1 | 57.8 | #N/A | #N/A | #N/A
Nora Lighting | NMRT2-1F2L0930S**/NMRG2-12*#L09 | 867 | Downlight | 57.8 | 2020-04-01 | 2022-12-19 | Low | 1 | 57.8 | #N/A | #N/A | #N/A
Nora Lighting | NMRT2-1F2L0935F**/NMRG2-12*#L09 | 867 | Downlight | 57.8 | 2020-04-01 | 2022-12-19 | Low | 1 | 57.8 | #N/A | #N/A | #N/A
Nora Lighting | NMRT2-1F2L0935M**/NMRG2-12*#L09 | 867 | Downlight | 57.8 | 2020-04-01 | 2022-12-19 | Low | 1 | 57.8 | #N/A | #N/A | #N/A
Nora Lighting | NMRT2-1F2L0935S**/NMRG2-12*#L09 | 867 | Downlight | 57.8 | 2020-04-01 | 2022-12-19 | Low | 1 | 57.8 | #N/A | #N/A | #N/A
Nora Lighting | NMRT2-1F2L0940F**/NMRG2-12*#L09 | 867 | Downlight | 57.8 | 2020-04-01 | 2022-12-19 | Low | 1 | 57.8 | #N/A | #N/A | #N/A
Nora Lighting | NMRT2-1F2L0940M**/NMRG2-12*#L09 | 867 | Downlight | 57.8 | 2020-04-01 | 2022-12-19 | Low | 1 | 57.8 | #N/A | #N/A | #N/A
Nora Lighting | NMRT2-1F2L0940S**/NMRG2-12*#L09 | 867 | Downlight | 57.8 | 2020-04-01 | 2022-12-19 | Low | 1 | 57.8 | #N/A | #N/A | #N/A
Nora Lighting | NMRT2-1F3L0927F**/NMRG2-13*#L09 | 867 | Downlight | 57.8 | 2020-04-01 | 2022-12-19 | Low | 1 | 57.8 | #N/A | #N/A | #N/A
Nora Lighting | NMRT2-1F3L0927M**/NMRG2-13*#L09 | 867 | Downlight | 57.8 | 2020-04-01 | 2022-12-19 | Low | 1 | 57.8 | #N/A | #N/A | #N/A
Nora Lighting | NMRT2-1F3L0927S**/NMRG2-13*#L09 | 867 | Downlight | 57.8 | 2020-04-01 | 2022-12-19 | Low | 1 | 57.8 | #N/A | #N/A | #N/A
Nora Lighting | NMRT2-1F3L0930F**/NMRG2-13*#L09 | 867 | Downlight | 57.8 | 2020-04-01 | 2022-12-19 | Low | 1 | 57.8 | #N/A | #N/A | #N/A
Nora Lighting | NMRT2-1F3L0930M**/NMRG2-13*#L09 | 867 | Downlight | 57.8 | 2020-04-01 | 2022-12-19 | Low | 1 | 57.8 | #N/A | #N/A | #N/A
Nora Lighting | NMRT2-1F3L0930S**/NMRG2-13*#L09 | 867 | Downlight | 57.8 | 2020-04-01 | 2022-12-19 | Low | 1 | 57.8 | #N/A | #N/A | #N/A
Nora Lighting | NMRT2-1F3L0935F**/NMRG2-13*#L09 | 867 | Downlight | 57.8 | 2020-04-01 | 2022-12-19 | Low | 1 | 57.8 | #N/A | #N/A | #N/A
Nora Lighting | NMRT2-1F3L0935M**/NMRG2-13*#L09 | 867 | Downlight | 57.8 | 2020-04-01 | 2022-12-19 | Low | 1 | 57.8 | #N/A | #N/A | #N/A
Nora Lighting | NMRT2-1F3L0935S**/NMRG2-13*#L09 | 867 | Downlight | 57.8 | 2020-04-01 | 2022-12-19 | Low | 1 | 57.8 | #N/A | #N/A | #N/A
Nora Lighting | NMRT2-1F3L0940F**/NMRG2-13*#L09 | 867 | Downlight | 57.8 | 2020-04-01 | 2022-12-19 | Low | 1 | 57.8 | #N/A | #N/A | #N/A
Intense | IHOL-S4DSM1279-DIM-40/ISDS400-SF | 540 | Downlight | 57.9 | 2016-11-30 | 2017-02-07 | Low | 1 | 57.9 | #N/A | #N/A | #N/A
Progress Lighting | P800004-031-30 | 550 | Downlight | 57.9 | 2017-12-30 | 2017-12-29 | Low | 1 | 57.9 | #N/A | #N/A | #N/A
Halo | SLD405927WH | 637 | Downlight | 57.9 | 2015-04-15 | 2018-10-01 | Low | 1 | 57.9 | #N/A | #N/A | #N/A
RAB Lighting | [RDD¦ND]LED2[R¦S]-10D[20¦30¦40][YY¦Y¦YN¦N]HC-[W¦S¦M]-[W¦B¦S¦SA][T¦TL] | 662 | Downlight | 57.9 | 2017-11-02 | 2017-12-06 | Low | 1 | 57.9 | #N/A | #N/A | #N/A
Kichler | DLSL05R2790WHT | 810 | Downlight | 57.9 | 2020-07-03 | 2020-07-06 | Low | 1 | 57.9 | #N/A | #N/A | #N/A
Kichler | DLSL05R3090WHT | 810 | Downlight | 57.9 | 2020-07-03 | 2020-07-06 | Low | 1 | 57.9 | #N/A | #N/A | #N/A
Canarm | LEDS-SR4P-BZ-* | 580 | Downlight | 58 | 2017-05-28 | 2017-05-26 | Low | 1 | 58 | #N/A | #N/A | #N/A
Canarm | LED-SW4P-WT-* | 580 | Downlight | 58 | 2017-05-28 | 2017-05-26 | Low | 1 | 58 | #N/A | #N/A | #N/A
TORCHSTAR | SJ1DL4D-10W30RTV2 | 580 | Downlight | 58 | 2019-03-27 | 2019-05-13 | Low | 1 | 58 | #N/A | #N/A | #N/A
Spex Lighting | SL-SLM4-CCT5-90 | 696 | Downlight | 58 | 2021-01-01 | 2021-01-27 | Low | 1 | 58 | #N/A | #N/A | #N/A
Trenz Lighting | TL-SLM4-CCT5-90 | 696 | Downlight | 58 | 2021-01-01 | 2021-01-27 | Low | 1 | 58 | #N/A | #N/A | #N/A
Liteline | SLM4-12W-CCT | 696 | Downlight | 58 | 2021-01-01 | 2021-01-27 | Low | 1 | 58 | #N/A | #N/A | #N/A
American Lighting | AD56-30-WH | 870 | Downlight | 58 | 2018-01-04 | 2018-01-09 | Low | 1 | 58 | #N/A | #N/A | #N/A
Globalux Lighting | SDL-7-15-120D-930-** | 870 | Downlight | 58 | 2019-10-31 | 2019-12-27 | Low | 1 | 58 | #N/A | #N/A | #N/A
Globalux Lighting | SDL-7-15-120D-935-** | 870 | Downlight | 58 | 2019-10-31 | 2019-12-27 | Low | 1 | 58 | #N/A | #N/A | #N/A
Globalux Lighting | SDL-7-15-120D-940-** | 870 | Downlight | 58 | 2019-10-31 | 2019-12-27 | Low | 1 | 58 | #N/A | #N/A | #N/A
Globalux Lighting | SDL-7-15-120D-950-** | 870 | Downlight | 58 | 2019-10-31 | 2019-12-27 | Low | 1 | 58 | #N/A | #N/A | #N/A
Green Creative | 15SMPR7DIM/940 | 870 | Downlight | 58 | 2017-01-03 | 2017-03-29 | Low | 1 | 58 | #N/A | #N/A | #N/A
Green Creative | 15SMPR7DIM/940/R | 870 | Downlight | 58 | 2018-01-15 | 2017-11-09 | Low | 1 | 58 | #N/A | #N/A | #N/A
Green Creative | 15SMPS7DIM/940 | 870 | Downlight | 58 | 2017-01-01 | 2017-03-29 | Low | 1 | 58 | #N/A | #N/A | #N/A
Green Creative | 15SMPS7DIM/940/R | 870 | Downlight | 58 | 2018-01-15 | 2017-11-09 | Low | 1 | 58 | #N/A | #N/A | #N/A
Lights-Direct | DCLD-SI6153-** | 870 | Downlight | 58 | 2019-11-04 | 2022-04-25 | Low | 1 | 58 | #N/A | #N/A | #N/A
Aculux | LN1SQ [A¦D] 04C [27¦30¦35¦40]K 80CRI [R¦T][15¦25¦35¦50]D UGZ MVOLT CP ICAT [BS¦W¦CS¦PTS¦WTS] [WHSF¦BLSF¦FM¦SFM] | 511 | Downlight | 58.1 | 2019-08-01 | 2019-10-18 | Low | 1 | 58.1 | #N/A | #N/A | #N/A
RAB Lighting | [RDD¦ND]LED2[R¦S]-10D-[20¦30¦40][YY¦Y¦YN¦N]-[W¦S¦M]-[W¦B¦S¦SA][T¦TL] | 662 | Downlight | 58.1 | 2017-11-02 | 2018-01-22 | Low | 1 | 58.1 | #N/A | #N/A | #N/A
SATCO/NUVO | S29332 | 785 | Downlight | 58.1 | 2018-04-18 | 2018-07-17 | Low | 1 | 58.1 | #N/A | #N/A | #N/A
Essentia by Cree | S-DL6-A-15L-27K-* | 802 | Downlight | 58.1 | 2016-06-01 | 2016-12-20 | Low | 1 | 58.1 | #N/A | #N/A | #N/A
PORTFOLIO | LD4C05[D010¦D010TR] EU4C0590[27¦30¦35¦40¦50] 4LB[N¦M¦W¦S]#[LI¦MW¦WMH¦WH¦H] | 425 | Downlight | 58.2 | 2022-08-01 | 2022-08-23 | Low | 1 | 58.2 | #N/A | #N/A | #N/A
KOK | 4BJCT10LR** | 582 | Downlight | 58.2 | 2022-09-07 | 2022-11-01 | Low | 1 | 58.2 | #N/A | #N/A | #N/A
Aculux | INIT3 [A¦D] 08LM WDIM HALR 90CRI [25¦35¦50]D [FPC¦UGZ¦EZ1¦GZ1] [120¦MVOLT] [blank¦IC] [blank¦ICAT] [blank¦CP] | 704 | Downlight | 58.2 | 2020-03-01 | 2020-10-29 | Low | 1 | 58.2 | #N/A | #N/A | #N/A
Aculux | INIT3 [D¦DR] 10LM WDIM HALR 90CRI [25¦35¦50]D [FPC¦UGZ¦EZ1¦GZ1] [120¦MVOLT] | 704 | Downlight | 58.2 | 2020-03-01 | 2021-03-04 | Low | 1 | 58.2 | #N/A | #N/A | #N/A
Troy-CSL Lighting Inc. | WS-IC-2790-S1 | 929 | Downlight | 58.2 | 2020-03-01 | 2020-05-29 | Low | 1 | 58.2 | #N/A | #N/A | #N/A
Troy-CSL Lighting Inc. | WS-IC-3090-S1 | 929 | Downlight | 58.2 | 2020-03-01 | 2020-05-29 | Low | 1 | 58.2 | #N/A | #N/A | #N/A
Troy-CSL Lighting Inc. | WS-IC-3590-S1 | 929 | Downlight | 58.2 | 2020-03-01 | 2020-05-29 | Low | 1 | 58.2 | #N/A | #N/A | #N/A
Troy-CSL Lighting Inc. | WS-IC-4090-S1 | 929 | Downlight | 58.2 | 2020-03-01 | 2020-05-29 | Low | 1 | 58.2 | #N/A | #N/A | #N/A
Globe | 91253 | 350 | Downlight | 58.3 | 2018-02-03 | 2018-02-02 | Low | 1 | 58.3 | #N/A | #N/A | #N/A
Globe | 91253 | 350 | Downlight | 58.3 | 2018-04-15 | 2018-07-20 | Low | 1 | 58.3 | #N/A | #N/A | #N/A
HENGTE | HT-G2URRC3-806-30A-## | 350 | Downlight | 58.3 | 2018-04-15 | 2018-04-23 | Low | 1 | 58.3 | #N/A | #N/A | #N/A
HENGTE | HT-URRC3-806-30A-## | 350 | Downlight | 58.3 | 2018-01-05 | 2018-01-09 | Low | 1 | 58.3 | #N/A | #N/A | #N/A
HENGTE | HT-URRC3-806-35A-## | 350 | Downlight | 58.3 | 2018-01-05 | 2018-01-09 | Low | 1 | 58.3 | #N/A | #N/A | #N/A
HENGTE | HT-URRC3-806-40A-## | 350 | Downlight | 58.3 | 2018-01-05 | 2018-01-09 | Low | 1 | 58.3 | #N/A | #N/A | #N/A
HENGTE | HT-URRC3-806-50A-## | 350 | Downlight | 58.3 | 2018-01-05 | 2018-01-09 | Low | 1 | 58.3 | #N/A | #N/A | #N/A
WESTGATE MFG | CMC2-MCT-DT-** | 350 | Downlight | 58.3 | 2022-05-20 | 2022-09-01 | Low | 1 | 58.3 | #N/A | #N/A | #N/A
Lumenpulse Lighting | LCR[N¦S]-ESR-[FD¦SH]-[120¦277]-[R¦S]-L07-[27¦30¦35¦40]K-80-[NS¦N¦NFR¦RM¦NC¦PC¦IC¦IC/AT]-[DA1¦DA2¦PDA1¦PDA2¦PH]-[SB¦MB¦DB¦DR]-MWH-[RD¦SR¦TLR¦SQ¦TLS]-[MWH¦MBK¦NKS¦CC¦SP]-[RM¦NC¦PC¦IC¦IC/AT]-[1¦2]-[blank¦EBB¦EBI¦WET]-[NA¦CL¦PD] | 494 | Downlight | 58.3 | 2019-11-11 | 2019-11-12 | Low | 1 | 58.3 | #N/A | #N/A | #N/A
Nora Lighting | NLOCAC-6R345MPW | 634 | Downlight | 58.3 | 2018-10-30 | 2019-02-06 | Low | 1 | 58.3 | #N/A | #N/A | #N/A
Progress Lighting | P8108-20-30K | 685 | Downlight | 58.3 | 2017-02-28 | 2017-03-03 | Low | 1 | 58.3 | #N/A | #N/A | #N/A
Elite LED Lighting | RL475-700L-DIMTR-120-30K-90-WH | 700 | Downlight | 58.3 | 2016-06-08 | 2016-06-08 | Low | 1 | 58.3 | #N/A | #N/A | #N/A
Elite Lighting | RL479-700L-DIMTR-120-27K/30K/35K/40K/50K-90-** | 700 | Downlight | 58.3 | 2020-07-04 | 2020-07-24 | Low | 1 | 58.3 | #N/A | #N/A | #N/A
Elite Lighting | RL575-700L-DIMTR-120-27K/30K/35K/40K/50K-90-** | 700 | Downlight | 58.3 | 2020-07-04 | 2020-07-24 | Low | 1 | 58.3 | #N/A | #N/A | #N/A
Elite Lighting | RL655-700L-DIMTR-120-##K-90-** | 700 | Downlight | 58.3 | 2020-04-23 | 2020-05-13 | Low | 1 | 58.3 | #N/A | #N/A | #N/A
Elite Lighting | RL655-700L-DIMTR-120-WDM-30K-22K-90-WH | 700 | Downlight | 58.3 | 2020-04-23 | 2020-05-08 | Low | 1 | 58.3 | #N/A | #N/A | #N/A
Elite Lighting | RL656-700L-DIMTR-120-##K-90-** | 700 | Downlight | 58.3 | 2020-04-23 | 2020-05-13 | Low | 1 | 58.3 | #N/A | #N/A | #N/A
Elite Lighting | RL656-700L-DIMTR-120-WDM-30K-22K-90-WH | 700 | Downlight | 58.3 | 2020-04-23 | 2020-05-08 | Low | 1 | 58.3 | #N/A | #N/A | #N/A
Elite Lighting | RL679-700L-DIMTR-120-27K/30K/35K/40K/50K-90-** | 700 | Downlight | 58.3 | 2020-07-04 | 2020-07-24 | Low | 1 | 58.3 | #N/A | #N/A | #N/A
Elite | RL475-700L-DIMTR-120-27K-90** (**denote different color finish) | 700 | Downlight | 58.3 | 2016-12-30 | 2016-12-29 | Low | 1 | 58.3 | #N/A | #N/A | #N/A
Elite | RL479-700L-DIMTR-120-27K-90-** | 700 | Downlight | 58.3 | 2018-05-17 | 2018-05-18 | Low | 1 | 58.3 | #N/A | #N/A | #N/A
Elite | RL675-700L-DIMTR-120-27K/30K/35K/40K/50K-90-WH | 700 | Downlight | 58.3 | 2019-08-18 | 2019-08-20 | Low | 1 | 58.3 | #N/A | #N/A | #N/A
Elite | RL676-700L-DIMTR-120-27K-90-** | 700 | Downlight | 58.3 | 2018-05-17 | 2018-05-16 | Low | 1 | 58.3 | #N/A | #N/A | #N/A
FDL | FDLED-4-12W-MK-** | 700 | Downlight | 58.3 | 2017-07-12 | 2017-07-21 | Low | 1 | 58.3 | #N/A | #N/A | #N/A
FDL | FDLED-4-B12W-5CCT-** | 700 | Downlight | 58.3 | 2022-03-06 | 2022-03-07 | Low | 1 | 58.3 | #N/A | #N/A | #N/A
FDL | FDLED-4-R12W-5CCT | 700 | Downlight | 58.3 | 2022-03-06 | 2022-03-07 | Low | 1 | 58.3 | #N/A | #N/A | #N/A
FDL | FDLED-6-12W-MK-** | 700 | Downlight | 58.3 | 2017-07-10 | 2017-07-21 | Low | 1 | 58.3 | #N/A | #N/A | #N/A
FDL | FDLED-6-R12W-3K4K5K | 700 | Downlight | 58.3 | 2019-04-01 | 2019-04-29 | Low | 1 | 58.3 | #N/A | #N/A | #N/A
Etlin-Daniels | DLSR6-121CD-** | 700 | Downlight | 58.3 | 2019-12-11 | 2019-12-23 | Low | 1 | 58.3 | #N/A | #N/A | #N/A
Etlin-Daniels | DLSWR4-121L5C9D-**-FF | 700 | Downlight | 58.3 | 2022-12-03 | 2022-12-16 | Low | 1 | 58.3 | #N/A | #N/A | #N/A
Etlin-Daniels | DLSWR6-1213D-**-FF | 700 | Downlight | 58.3 | 2016-08-10 | 2016-08-12 | Low | 1 | 58.3 | #N/A | #N/A | #N/A
Etlin-Daniels | DLSWR6-1214D-**-FF | 700 | Downlight | 58.3 | 2016-08-10 | 2016-08-12 | Low | 1 | 58.3 | #N/A | #N/A | #N/A
Etlin-Daniels | DLSWR6-121L5C9D-**-FF | 700 | Downlight | 58.3 | 2022-12-03 | 2022-12-16 | Low | 1 | 58.3 | #N/A | #N/A | #N/A
Etlin-Daniels | DLSWRH4-1213D-**-FF | 700 | Downlight | 58.3 | 2016-08-05 | 2016-08-12 | Low | 1 | 58.3 | #N/A | #N/A | #N/A
Etlin-Daniels | DLSWRH4-1214D-**-FF | 700 | Downlight | 58.3 | 2016-08-05 | 2016-08-12 | Low | 1 | 58.3 | #N/A | #N/A | #N/A
Etlin-Daniels | DLSWS6-1213D-**-FF | 700 | Downlight | 58.3 | 2016-08-10 | 2016-08-12 | Low | 1 | 58.3 | #N/A | #N/A | #N/A
Etlin-Daniels | DLSWS6-1214D-**-FF | 700 | Downlight | 58.3 | 2016-08-10 | 2016-08-12 | Low | 1 | 58.3 | #N/A | #N/A | #N/A
HENGTE | HT-G65URRD6-912-27D-## | 700 | Downlight | 58.3 | 2019-08-05 | 2019-08-16 | Low | 1 | 58.3 | #N/A | #N/A | #N/A
Liteline | RA4-12RG-3090 | 700 | Downlight | 58.3 | 2019-11-01 | 2019-12-19 | Low | 1 | 58.3 | #N/A | #N/A | #N/A
MaxLite | ML2LA05SWH129CS | 700 | Downlight | 58.3 | 2021-04-09 | 2021-04-06 | Low | 1 | 58.3 | #N/A | #N/A | #N/A
MaxLite | ML2LA05SWH129CSMSV | 700 | Downlight | 58.3 | 2021-04-09 | 2021-04-06 | Low | 1 | 58.3 | #N/A | #N/A | #N/A
Light by Lotus | AD-LED-4-S12W-DTW-**-LREY | 700 | Downlight | 58.3 | 2021-08-21 | 2021-08-30 | Low | 1 | 58.3 | #N/A | #N/A | #N/A
Satco | S11830 | 700 | Downlight | 58.3 | 2020-11-10 | 2020-11-18 | Low | 1 | 58.3 | #N/A | #N/A | #N/A
Satco | 62-1165 | 700 | Downlight | 58.3 | 2017-09-12 | 2017-09-13 | Low | 1 | 58.3 | #N/A | #N/A | #N/A
Progress Lighting | P810003-030-30 | 700 | Downlight | 58.3 | 2017-03-27 | 2017-04-01 | Low | 1 | 58.3 | #N/A | #N/A | #N/A
Portor Lighting | PT-DLSB-R-4I-12W-5CCT | 700 | Downlight | 58.3 | 2021-08-05 | 2021-08-04 | Low | 1 | 58.3 | #N/A | #N/A | #N/A
Ortech | DISC6ID-3.22K** | 700 | Downlight | 58.3 | 2018-04-12 | 2018-04-13 | Low | 1 | 58.3 | #N/A | #N/A | #N/A
Ortech | SLIM6ID-3.22K** | 700 | Downlight | 58.3 | 2017-08-20 | 2017-08-23 | Low | 1 | 58.3 | #N/A | #N/A | #N/A
Ortech | SLIM6ID-5.40K** | 700 | Downlight | 58.3 | 2020-08-20 | 2020-08-19 | Low | 1 | 58.3 | #N/A | #N/A | #N/A
PLT SOLUTIONS | PLTA1131621* | 700 | Downlight | 58.3 | 2022-06-24 | 2022-07-27 | Low | 1 | 58.3 | #N/A | #N/A | #N/A
Sunlite | 81325 | 700 | Downlight | 58.3 | 2021-06-17 | 2021-06-24 | Low | 1 | 58.3 | #N/A | #N/A | #N/A
Standard | LPDL6/RND/12W/30-22K/**/W-DIM/STD | 700 | Downlight | 58.3 | 2017-02-13 | 2017-02-16 | Low | 1 | 58.3 | #N/A | #N/A | #N/A
Standard | LPDL6/SQR/12W/30-22K/**/W-DIM/STD | 700 | Downlight | 58.3 | 2017-02-13 | 2017-02-16 | Low | 1 | 58.3 | #N/A | #N/A | #N/A
Topaz | RDL/63RND/12/**/D | 700 | Downlight | 58.3 | 2017-07-30 | 2017-08-01 | Low | 1 | 58.3 | #N/A | #N/A | #N/A
Topaz | RDL/63SQ/12/**/D | 700 | Downlight | 58.3 | 2017-07-30 | 2017-08-01 | Low | 1 | 58.3 | #N/A | #N/A | #N/A
luxrite | LR24950 | 875 | Downlight | 58.3 | 2021-01-21 | 2021-02-05 | Low | 1 | 58.3 | #N/A | #N/A | #N/A
Nora Lighting | NYLM-2C27XyyLE4 | 849 | Downlight | 58.4 | 2016-07-15 | 2016-08-24 | Low | 1 | 58.4 | #N/A | #N/A | #N/A
Calculite | C2L04DL30K38RUZ10V + C2LDLCCZP | 427 | Downlight | 58.5 | 2016-03-01 | 2016-07-12 | Low | 1 | 58.5 | #N/A | #N/A | #N/A
Indy | [L4¦LRM4¦LLP4¦LC4¦LC4a¦L6¦LRM6¦LRT6¦LC6a¦L8¦LRM8¦LRT8¦LC8a¦LRT9¦LRT10¦LRT12] 08LM [27¦30¦35¦40¦50]K [MVOLT¦120¦277] G4 [80¦90¦97]CRI [FD¦DALI¦DMX¦EZI¦EZ10¦EZB¦ZT¦GZ1¦AE1BN¦AE2**] [HN¦HM¦HW¦P¦NPR¦WPR] [CS¦CSS¦CD] | 439 | Downlight | 58.5 | 2021-02-01 | 2021-02-23 | Low | 1 | 58.5 | #N/A | #N/A | #N/A
Juno Lighting | WF4C SQ B 06LM TUWH MW ** | 585 | Downlight | 58.5 | 2020-06-12 | 2020-06-12 | Low | 1 | 58.5 | #N/A | #N/A | #N/A
Juno Lighting | WF4C SQ S 06LM TUWH MW ** | 585 | Downlight | 58.5 | 2020-06-12 | 2020-06-12 | Low | 1 | 58.5 | #N/A | #N/A | #N/A
Intense | GC2DR1L1279DIMVFBHZHISB | 585 | Downlight | 58.5 | 2019-11-01 | 2019-12-04 | Low | 1 | 58.5 | #N/A | #N/A | #N/A
Intense Lighting | GD2******L130*###FL/****###*-**-** | 652 | Downlight | 58.5 | 2020-01-01 | 2021-05-10 | Low | 1 | 58.5 | #N/A | #N/A | #N/A
Intense Lighting | GD2******L130*###NF/****###*-**-** | 652 | Downlight | 58.5 | 2020-01-01 | 2021-05-10 | Low | 1 | 58.5 | #N/A | #N/A | #N/A
Intense Lighting | GD2******L130*###NS/****###*-**-** | 652 | Downlight | 58.5 | 2020-01-01 | 2021-05-10 | Low | 1 | 58.5 | #N/A | #N/A | #N/A
Intense Lighting | GD2******L130*###SP/****###*-**-** | 652 | Downlight | 58.5 | 2020-01-01 | 2021-05-10 | Low | 1 | 58.5 | #N/A | #N/A | #N/A
Intense Lighting | GD2******L130*###VF/****###*-**-** | 652 | Downlight | 58.5 | 2020-01-01 | 2021-05-10 | Low | 1 | 58.5 | #N/A | #N/A | #N/A
Intense Lighting | GD2******L130*###WF/****###*-**-** | 652 | Downlight | 58.5 | 2020-01-01 | 2021-05-10 | Low | 1 | 58.5 | #N/A | #N/A | #N/A
Intense Lighting | GD2******L135*###FL/****###*-**-** | 652 | Downlight | 58.5 | 2020-01-01 | 2021-05-10 | Low | 1 | 58.5 | #N/A | #N/A | #N/A
Intense Lighting | GD2******L135*###NF/****###*-**-** | 652 | Downlight | 58.5 | 2020-01-01 | 2021-05-10 | Low | 1 | 58.5 | #N/A | #N/A | #N/A
Intense Lighting | GD2******L135*###NS/****###*-**-** | 652 | Downlight | 58.5 | 2020-01-01 | 2021-05-10 | Low | 1 | 58.5 | #N/A | #N/A | #N/A
Intense Lighting | GD2******L135*###SP/****###*-**-** | 652 | Downlight | 58.5 | 2020-01-01 | 2021-05-10 | Low | 1 | 58.5 | #N/A | #N/A | #N/A
Intense Lighting | GD2******L135*###VF/****###*-**-** | 652 | Downlight | 58.5 | 2020-01-01 | 2021-05-10 | Low | 1 | 58.5 | #N/A | #N/A | #N/A
Intense Lighting | GD2******L135*###WF/****###*-**-** | 652 | Downlight | 58.5 | 2020-01-01 | 2021-05-10 | Low | 1 | 58.5 | #N/A | #N/A | #N/A
Intense Lighting | GD2******L140*###FL/****###*-**-** | 652 | Downlight | 58.5 | 2020-01-01 | 2021-05-10 | Low | 1 | 58.5 | #N/A | #N/A | #N/A
Intense Lighting | GD2******L140*###NF/****###*-**-** | 652 | Downlight | 58.5 | 2020-01-01 | 2021-05-10 | Low | 1 | 58.5 | #N/A | #N/A | #N/A
Intense Lighting | GD2******L140*###NS/****###*-**-** | 652 | Downlight | 58.5 | 2020-01-01 | 2021-05-10 | Low | 1 | 58.5 | #N/A | #N/A | #N/A
Intense Lighting | GD2******L140*###SP/****###*-**-** | 652 | Downlight | 58.5 | 2020-01-01 | 2021-05-10 | Low | 1 | 58.5 | #N/A | #N/A | #N/A
Intense Lighting | GD2******L140*###VF/****###*-**-** | 652 | Downlight | 58.5 | 2020-01-01 | 2021-05-10 | Low | 1 | 58.5 | #N/A | #N/A | #N/A
Intense Lighting | GD2******L140*###WF/****###*-**-** | 652 | Downlight | 58.5 | 2020-01-01 | 2021-05-10 | Low | 1 | 58.5 | #N/A | #N/A | #N/A
Lightolier | L5RAxEWG1 / L5R078WG / L5RDx | 706 | Downlight | 58.5 | 2016-08-12 | 2016-08-30 | Low | 1 | 58.5 | #N/A | #N/A | #N/A
Atlantic Lighting | ALT3S[blank¦-TL]-BR07-827K-U[blank¦-PEQ0¦-PEQ1]-[B15¦B25¦B35][blank¦-3]/3[SR¦SW]-[BL¦BZ¦CC¦MS¦WH]/[ACP3X3¦AFM3X3¦IC7] | 410 | Downlight | 58.6 | 2022-06-01 | 2022-06-08 | Low | 1 | 58.6 | #N/A | #N/A | #N/A
Atlantic Lighting | ALT3S[blank¦-TL]-BR07-830K-U[blank¦-PEQ0¦-PEQ1]-[B15¦B25¦B35][blank¦-3]/3[SR¦SW]-[BL¦BZ¦CC¦MS¦WH]/[ACP3X3¦AFM3X3¦IC7] | 410 | Downlight | 58.6 | 2022-06-01 | 2022-06-08 | Low | 1 | 58.6 | #N/A | #N/A | #N/A
Atlantic Lighting | ALT3S[blank¦-TL]-BR07-835K-U[blank¦-PEQ0¦-PEQ1]-[B15¦B25¦B35][blank¦-3]/3[SR¦SW]-[BL¦BZ¦CC¦MS¦WH]/[ACP3X3¦AFM3X3¦IC7] | 410 | Downlight | 58.6 | 2022-06-01 | 2022-08-09 | Low | 1 | 58.6 | #N/A | #N/A | #N/A
Atlantic Lighting | ALT3S[blank¦-TL]-BR07-840K-U[blank¦-PEQ0¦-PEQ1]-[B15¦B25¦B35][blank¦-3]/3[SR¦SW]-[BL¦BZ¦CC¦MS¦WH]/[ACP3X3¦AFM3X3¦IC7] | 410 | Downlight | 58.6 | 2022-06-01 | 2022-06-08 | Low | 1 | 58.6 | #N/A | #N/A | #N/A
Atlantic Lighting | ALT3S[blank¦-TL]-BR07-927K-U[blank¦-PEQ0¦-PEQ1]-[B15¦B25¦B35][blank¦-3]/3[SR¦SW]-[BL¦BZ¦CC¦MS¦WH]/[ACP3X3¦AFM3X3¦IC7] | 410 | Downlight | 58.6 | 2022-06-01 | 2022-06-08 | Low | 1 | 58.6 | #N/A | #N/A | #N/A
Atlantic Lighting | ALT3S[blank¦-TL]-BR07-930K-U[blank¦-PEQ0¦-PEQ1]-[B15¦B25¦B35][blank¦-3]/3[SR¦SW]-[BL¦BZ¦CC¦MS¦WH]/[ACP3X3¦AFM3X3¦IC7] | 410 | Downlight | 58.6 | 2022-06-01 | 2022-06-08 | Low | 1 | 58.6 | #N/A | #N/A | #N/A
Atlantic Lighting | ALT3S[blank¦-TL]-BR07-935K-U[blank¦-PEQ0¦-PEQ1]-[B15¦B25¦B35][blank¦-3]/3[SR¦SW]-[BL¦BZ¦CC¦MS¦WH]/[ACP3X3¦AFM3X3¦IC7] | 410 | Downlight | 58.6 | 2022-06-01 | 2022-08-09 | Low | 1 | 58.6 | #N/A | #N/A | #N/A
Atlantic Lighting | ALT3S[blank¦-TL]-BR07-940K-U[blank¦-PEQ0¦-PEQ1]-[B15¦B25¦B35][blank¦-3]/3[SR¦SW]-[BL¦BZ¦CC¦MS¦WH]/[ACP3X3¦AFM3X3¦IC7] | 410 | Downlight | 58.6 | 2022-06-01 | 2022-06-08 | Low | 1 | 58.6 | #N/A | #N/A | #N/A
Juno | 2LEDTRIM G2 [ADJ¦DB¦DC¦SQ¦SQADJ] [27¦30¦35¦40]K [80¦90]CRI [FL¦NFL¦SP] [BBL¦BBZ¦BL¦BSN¦BWH¦BZ¦BZBZ¦CWH¦HZSN¦HZWH¦SN¦SNSN¦WH¦WHZBZ¦WWH] + 2LEDDRIVER G2 06LM [120 FRPC¦MVOLT ZT] | 428 | Downlight | 58.6 | 2016-07-08 | 2017-02-10 | Low | 1 | 58.6 | #N/A | #N/A | #N/A
Juno | 2LEDT G2 ww 80CRIttK yy zzz + 2LEDDRIVER G2 06LM 120 | 428 | Downlight | 58.6 | 2016-07-08 | 2016-07-08 | Low | 1 | 58.6 | #N/A | #N/A | #N/A
Intense Lighting | MXG2DRTR-ICWD1DIM/MXTG2-RTRD302*WD1**-CR | 850 | Downlight | 58.6 | 2019-03-01 | 2019-03-05 | Low | 1 | 58.6 | #N/A | #N/A | #N/A
LOTUS LED LIGHTS | LL4RRG-27K | 850 | Downlight | 58.6 | 2017-01-10 | 2017-02-15 | Low | 1 | 58.6 | #N/A | #N/A | #N/A
LOTUS LED LIGHTS | LL4SR-27K | 850 | Downlight | 58.6 | 2018-12-17 | 2018-12-26 | Low | 1 | 58.6 | #N/A | #N/A | #N/A
Troy-CSL Lighting Inc. | GSD-1-27-90-*-**-**-**-NL | 587 | Downlight | 58.7 | 2019-12-31 | 2020-01-06 | Low | 1 | 58.7 | #N/A | #N/A | #N/A
HOMI | HM02-PR7-15W120-3CCT-*SA | 880 | Downlight | 58.7 | 2020-04-01 | 2020-04-28 | Low | 1 | 58.7 | #N/A | #N/A | #N/A
LIGHT THE FUTURE | D956-CCT-90-** | 880 | Downlight | 58.7 | 2021-03-22 | 2021-03-20 | Low | 1 | 58.7 | #N/A | #N/A | #N/A
WAC Lighting | R3ARAL-F827-** | 910 | Downlight | 58.7 | 2018-02-01 | 2018-05-07 | Low | 1 | 58.7 | #N/A | #N/A | #N/A
WAC Lighting | R3ARAL-F830-** | 910 | Downlight | 58.7 | 2018-02-01 | 2018-05-07 | Low | 1 | 58.7 | #N/A | #N/A | #N/A
WAC Lighting | R3ARAL-F835-** | 910 | Downlight | 58.7 | 2018-02-01 | 2018-05-07 | Low | 1 | 58.7 | #N/A | #N/A | #N/A
WAC Lighting | R3ARAL-F840-** | 910 | Downlight | 58.7 | 2018-02-01 | 2018-05-07 | Low | 1 | 58.7 | #N/A | #N/A | #N/A
WAC Lighting | R3ARAT-F827-** | 910 | Downlight | 58.7 | 2018-02-01 | 2018-05-07 | Low | 1 | 58.7 | #N/A | #N/A | #N/A
WAC Lighting | R3ARAT-F830-** | 910 | Downlight | 58.7 | 2018-02-01 | 2018-05-07 | Low | 1 | 58.7 | #N/A | #N/A | #N/A
WAC Lighting | R3ARAT-F835-** | 910 | Downlight | 58.7 | 2018-02-01 | 2018-05-07 | Low | 1 | 58.7 | #N/A | #N/A | #N/A
WAC Lighting | R3ARAT-F840-** | 910 | Downlight | 58.7 | 2018-02-01 | 2018-05-07 | Low | 1 | 58.7 | #N/A | #N/A | #N/A
WAC Lighting | R3ASAL-F827-** | 910 | Downlight | 58.7 | 2018-02-01 | 2018-05-07 | Low | 1 | 58.7 | #N/A | #N/A | #N/A
WAC Lighting | R3ASAL-F830-** | 910 | Downlight | 58.7 | 2018-02-01 | 2018-05-07 | Low | 1 | 58.7 | #N/A | #N/A | #N/A
WAC Lighting | R3ASAL-F835-** | 910 | Downlight | 58.7 | 2018-02-01 | 2018-05-07 | Low | 1 | 58.7 | #N/A | #N/A | #N/A
WAC Lighting | R3ASAL-F840-** | 910 | Downlight | 58.7 | 2018-02-01 | 2018-05-07 | Low | 1 | 58.7 | #N/A | #N/A | #N/A
WAC Lighting | R3ASAT-F827-** | 910 | Downlight | 58.7 | 2018-02-01 | 2018-05-07 | Low | 1 | 58.7 | #N/A | #N/A | #N/A
WAC Lighting | R3ASAT-F830-** | 910 | Downlight | 58.7 | 2018-02-01 | 2018-05-07 | Low | 1 | 58.7 | #N/A | #N/A | #N/A
WAC Lighting | R3ASAT-F835-** | 910 | Downlight | 58.7 | 2018-02-01 | 2018-05-07 | Low | 1 | 58.7 | #N/A | #N/A | #N/A
WAC Lighting | R3ASAT-F840-** | 910 | Downlight | 58.7 | 2018-02-01 | 2018-05-07 | Low | 1 | 58.7 | #N/A | #N/A | #N/A
Luminus | PPS142 | 500 | Downlight | 58.8 | 2016-01-01 | 2016-10-19 | Low | 1 | 58.8 | #N/A | #N/A | #N/A
Luminus | PPS143 | 500 | Downlight | 58.8 | 2017-01-01 | 2017-02-20 | Low | 1 | 58.8 | #N/A | #N/A | #N/A
Luminus | PPS143T2 | 500 | Downlight | 58.8 | 2017-01-01 | 2017-02-17 | Low | 1 | 58.8 | #N/A | #N/A | #N/A
Luminiz | NG311GB | 500 | Downlight | 58.8 | 2019-02-22 | 2019-02-27 | Low | 1 | 58.8 | #N/A | #N/A | #N/A
Luminiz | NG311GN | 500 | Downlight | 58.8 | 2019-02-22 | 2019-02-27 | Low | 1 | 58.8 | #N/A | #N/A | #N/A
Luminiz | NG311GW | 500 | Downlight | 58.8 | 2019-02-22 | 2019-02-27 | Low | 1 | 58.8 | #N/A | #N/A | #N/A
Luminiz | NG411GB | 500 | Downlight | 58.8 | 2019-02-22 | 2019-02-27 | Low | 1 | 58.8 | #N/A | #N/A | #N/A
Luminiz | NG411GN | 500 | Downlight | 58.8 | 2019-02-22 | 2019-02-27 | Low | 1 | 58.8 | #N/A | #N/A | #N/A
Luminiz | NG411GW | 500 | Downlight | 58.8 | 2019-02-22 | 2019-02-27 | Low | 1 | 58.8 | #N/A | #N/A | #N/A
Luminiz | NG511GB | 500 | Downlight | 58.8 | 2019-02-22 | 2019-02-27 | Low | 1 | 58.8 | #N/A | #N/A | #N/A
Luminiz | NG511GN | 500 | Downlight | 58.8 | 2019-02-22 | 2019-02-27 | Low | 1 | 58.8 | #N/A | #N/A | #N/A
Luminiz | NG511GW | 500 | Downlight | 58.8 | 2019-02-22 | 2019-02-27 | Low | 1 | 58.8 | #N/A | #N/A | #N/A
Satco | S39055 | 500 | Downlight | 58.8 | 2019-01-01 | 2021-07-16 | Low | 1 | 58.8 | #N/A | #N/A | #N/A
Satco | S29055 | 500 | Downlight | 58.8 | 2018-07-15 | 2018-07-20 | Low | 1 | 58.8 | #N/A | #N/A | #N/A
Core | CK4R3-W | 500 | Downlight | 58.8 | 2016-05-26 | 2016-06-10 | Low | 1 | 58.8 | #N/A | #N/A | #N/A
Core | CK4R4-W | 500 | Downlight | 58.8 | 2016-05-26 | 2016-06-10 | Low | 1 | 58.8 | #N/A | #N/A | #N/A
Commercial Electric | G1TP120RT4P30 | 500 | Downlight | 58.8 | 2019-01-28 | 2019-01-30 | Low | 1 | 58.8 | #N/A | #N/A | #N/A
TCP | L9EL4D4027K | 500 | Downlight | 58.8 | 2017-10-27 | 2017-11-14 | Low | 1 | 58.8 | #N/A | #N/A | #N/A
MKS | MKS/NDL/3NT/14W/30K/** | 888 | Downlight | 58.8 | 2019-05-01 | 2019-08-27 | Low | 1 | 58.8 | #N/A | #N/A | #N/A
American Lighting | BRD4-5CCT-RD | 530 | Downlight | 58.9 | 2019-09-20 | 2019-10-23 | Low | 1 | 58.9 | #N/A | #N/A | #N/A
American Lighting | BRD4-5CCT-RD | 530 | Downlight | 58.9 | 2022-06-20 | 2022-06-21 | Low | 1 | 58.9 | #N/A | #N/A | #N/A
Signcomplex | SC-DL09-D04-A1-01RE | 530 | Downlight | 58.9 | 2019-09-02 | 2019-10-04 | Low | 1 | 58.9 | #N/A | #N/A | #N/A
Signcomplex | SC-DL09-E04-A1-01BE | 530 | Downlight | 58.9 | 2019-09-02 | 2019-10-04 | Low | 1 | 58.9 | #N/A | #N/A | #N/A
Signcomplex | SC-DL09-E04-A1-01EE | 530 | Downlight | 58.9 | 2019-09-02 | 2019-10-04 | Low | 1 | 58.9 | #N/A | #N/A | #N/A
Signcomplex | SC-DL09-E04-A1-01WE | 530 | Downlight | 58.9 | 2019-09-02 | 2019-10-04 | Low | 1 | 58.9 | #N/A | #N/A | #N/A
Topaz Lighting | RDL/43RND/9/WH-97 | 530 | Downlight | 58.9 | 2019-09-02 | 2019-10-14 | Low | 1 | 58.9 | #N/A | #N/A | #N/A
Topaz Lighting | RDL/4RND/9/5CTS | 530 | Downlight | 58.9 | 2019-09-02 | 2019-10-14 | Low | 1 | 58.9 | #N/A | #N/A | #N/A
ConTech Lighting | SMTR527K12D1-** | 630 | Downlight | 58.9 | 2018-12-07 | 2018-12-17 | Low | 1 | 58.9 | #N/A | #N/A | #N/A
Halo | SLD405830WH | 719 | Downlight | 58.9 | 2013-11-04 | 2016-08-16 | Low | 1 | 58.9 | #N/A | #N/A | #N/A
LSI Industries Inc. | LAD[4¦6¦8] [BLANK¦R¦SQ] [12L¦14L] UNV DIM1 [27¦30¦35¦40] BLANK [SP¦NF¦MF¦FL¦WF] [TR¦TSQ] [4¦6¦8] [R¦RWW¦RFL¦B¦RL¦FX¦AJ¦WW] [BLANK¦SF] [HAZ¦SPC] [WH¦BL] | 825 | Downlight | 58.9 | 2018-06-05 | 2018-06-13 | Low | 1 | 58.9 | #N/A | #N/A | #N/A
Halo | HLC6099301EWH#* | 925 | Downlight | 58.9 | 2019-05-08 | 2019-05-09 | Low | 1 | 58.9 | #N/A | #N/A | #N/A
Liteharbor | BL4-S401-**-35 | 590 | Downlight | 59 | 2018-01-20 | 2018-05-15 | Low | 1 | 59 | #N/A | #N/A | #N/A
Liteharbor | BL4-S401-**-40 | 590 | Downlight | 59 | 2018-01-20 | 2018-05-15 | Low | 1 | 59 | #N/A | #N/A | #N/A
Liteharbor | BL4-S401-**-50 | 590 | Downlight | 59 | 2018-01-20 | 2018-05-15 | Low | 1 | 59 | #N/A | #N/A | #N/A
Liteharbor | BL4-S401-**-30 | 590 | Downlight | 59 | 2018-01-20 | 2018-05-15 | Low | 1 | 59 | #N/A | #N/A | #N/A
Lightolier | L4R10A*E1VA / L4R108**VA / L4S** | 621 | Downlight | 59.1 | 2017-06-02 | 2017-06-09 | Low | 1 | 59.1 | #N/A | #N/A | #N/A
Juno Lighting | JSBC 5IN 30K 90CRI WH CP4 | 650 | Downlight | 59.1 | 2022-06-24 | 2022-06-24 | Low | 1 | 59.1 | #N/A | #N/A | #N/A
Juno Lighting | JSBC 5IN 30K 90CRI WH M6 | 650 | Downlight | 59.1 | 2022-06-24 | 2022-06-24 | Low | 1 | 59.1 | #N/A | #N/A | #N/A
ETI | 538081##-A(##=00-99) | 650 | Downlight | 59.1 | 2020-03-12 | 2020-07-09 | Low | 1 | 59.1 | #N/A | #N/A | #N/A
ETI | 538081##-B(##=00-99) | 650 | Downlight | 59.1 | 2022-11-14 | 2022-11-16 | Low | 1 | 59.1 | #N/A | #N/A | #N/A
ETI | 538082##(##=00-99) | 650 | Downlight | 59.1 | 2018-07-25 | 2018-07-19 | Low | 1 | 59.1 | #N/A | #N/A | #N/A
ETI | 538271##(##=00-99) | 650 | Downlight | 59.1 | 2020-10-08 | 2021-02-03 | Low | 1 | 59.1 | #N/A | #N/A | #N/A
ETI | 538271##-A(##=00-99) | 650 | Downlight | 59.1 | 2022-11-14 | 2022-11-16 | Low | 1 | 59.1 | #N/A | #N/A | #N/A
Nora Lighting | NLOS-R42L##WW | 650 | Downlight | 59.1 | 2018-04-01 | 2018-04-26 | Low | 1 | 59.1 | #N/A | #N/A | #N/A
Nora Lighting | NLOS-S42L##WW | 650 | Downlight | 59.1 | 2018-04-01 | 2018-04-26 | Low | 1 | 59.1 | #N/A | #N/A | #N/A
NICOR LED | DLE43120SRDWH | 650 | Downlight | 59.1 | 2019-08-19 | 2019-10-23 | Low | 1 | 59.1 | #N/A | #N/A | #N/A
NICOR LED | DLF201202KWH | 650 | Downlight | 59.1 | 2019-09-16 | 2019-10-23 | Low | 1 | 59.1 | #N/A | #N/A | #N/A
NICOR | REL411202KRDWH | 650 | Downlight | 59.1 | 2022-04-28 | 2022-05-16 | Low | 1 | 59.1 | #N/A | #N/A | #N/A
NICOR | REL411203KRDWH | 650 | Downlight | 59.1 | 2022-04-28 | 2022-05-16 | Low | 1 | 59.1 | #N/A | #N/A | #N/A
NICOR | REL411204KRDWH | 650 | Downlight | 59.1 | 2022-04-28 | 2022-05-16 | Low | 1 | 59.1 | #N/A | #N/A | #N/A
NICOR | REL411205KRDWH | 650 | Downlight | 59.1 | 2022-04-28 | 2022-05-16 | Low | 1 | 59.1 | #N/A | #N/A | #N/A
NICOR | REL41120SRDWH | 650 | Downlight | 59.1 | 2022-03-31 | 2022-06-08 | Low | 1 | 59.1 | #N/A | #N/A | #N/A
NICOR | REL41120SRRWH | 650 | Downlight | 59.1 | 2022-06-15 | 2022-07-26 | Low | 1 | 59.1 | #N/A | #N/A | #N/A
MAXIM | 57413WT** | 650 | Downlight | 59.1 | 2022-07-01 | 2022-08-24 | Low | 1 | 59.1 | #N/A | #N/A | #N/A
Commercial Electric | CE-JB6-650L-27K-E26-2 | 650 | Downlight | 59.1 | 2015-02-01 | 2016-06-15 | Low | 1 | 59.1 | #N/A | #N/A | #N/A
Commercial Electric | 538081##(##=00-99) | 650 | Downlight | 59.1 | 2018-07-25 | 2018-07-19 | Low | 1 | 59.1 | #N/A | #N/A | #N/A
Commercial Electric | 538081##-A(##=00-99) | 650 | Downlight | 59.1 | 2020-03-12 | 2020-07-09 | Low | 1 | 59.1 | #N/A | #N/A | #N/A
Commercial Electric | 538081##-B(##=00-99) | 650 | Downlight | 59.1 | 2022-11-14 | 2022-11-17 | Low | 1 | 59.1 | #N/A | #N/A | #N/A
Commercial Electric | 538221##(##=00-99) | 650 | Downlight | 59.1 | 2021-06-10 | 2021-06-13 | Low | 1 | 59.1 | #N/A | #N/A | #N/A
Commercial Electric | 538271##(##=00-99) | 650 | Downlight | 59.1 | 2020-10-08 | 2020-12-21 | Low | 1 | 59.1 | #N/A | #N/A | #N/A
Commercial Electric | 538271##-A(##=00-99) | 650 | Downlight | 59.1 | 2022-11-14 | 2022-11-17 | Low | 1 | 59.1 | #N/A | #N/A | #N/A
WAC Lighting | R3HRAR-F9CS-WT | 650 | Downlight | 59.1 | 2022-03-18 | 2022-04-11 | Low | 1 | 59.1 | #N/A | #N/A | #N/A
WAC Lighting | R3HRAR-F9CS-WT | 650 | Downlight | 59.1 | 2022-03-18 | 2022-04-11 | Low | 1 | 59.1 | #N/A | #N/A | #N/A
Royal Pacific | 8711**-90-3K | 656 | Downlight | 59.1 | 2021-03-17 | 2021-03-23 | Low | 1 | 59.1 | #N/A | #N/A | #N/A
LANBOT | LBT-CBFH | 709 | Downlight | 59.1 | 2022-10-26 | 2022-10-26 | Low | 1 | 59.1 | #N/A | #N/A | #N/A
Nora Lighting | NM1-PRDCL127*** | 533 | Downlight | 59.2 | 2022-07-15 | 2022-07-26 | Low | 1 | 59.2 | #N/A | #N/A | #N/A
Nora Lighting | NM1-PRDCL130*** | 533 | Downlight | 59.2 | 2022-07-15 | 2022-07-26 | Low | 1 | 59.2 | #N/A | #N/A | #N/A
Aculux | LN1SQ [A¦D] 06C [27¦30¦35¦40]K 80CRI [R¦T][15¦25¦35¦50]D UGZ MVOLT CP ICAT [BS¦W¦CS¦PTS¦WTS] [WHSF¦BLSF¦FM¦SFM] | 719 | Downlight | 59.2 | 2019-08-01 | 2019-10-18 | Low | 1 | 59.2 | #N/A | #N/A | #N/A
PORTFOLIO | LDSQA4A 09927 D010TE LAR15SP 4LSQA0H | 823 | Downlight | 59.2 | 2015-11-10 | 2016-02-19 | Low | 1 | 59.2 | #N/A | #N/A | #N/A
PORTFOLIO | LDSQA4A 09927 D010TE LAR15SP 4LSQAL0H | 823 | Downlight | 59.2 | 2015-11-10 | 2016-02-19 | Low | 1 | 59.2 | #N/A | #N/A | #N/A
PORTFOLIO | LDSQA4A 09927 D010TR LAR15SP 4LSQA0H | 823 | Downlight | 59.2 | 2015-11-10 | 2016-02-19 | Low | 1 | 59.2 | #N/A | #N/A | #N/A
PORTFOLIO | LDSQA4A 09927 D010TR LAR15SP 4LSQAL0H | 823 | Downlight | 59.2 | 2015-11-10 | 2016-02-19 | Low | 1 | 59.2 | #N/A | #N/A | #N/A
PORTFOLIO | LDSQA4A 09930 D010TE LAR15SP 4LSQA0H | 823 | Downlight | 59.2 | 2015-11-10 | 2016-02-19 | Low | 1 | 59.2 | #N/A | #N/A | #N/A
PORTFOLIO | LDSQA4A 09930 D010TE LAR15SP 4LSQAL0H | 823 | Downlight | 59.2 | 2015-11-10 | 2016-02-19 | Low | 1 | 59.2 | #N/A | #N/A | #N/A
PORTFOLIO | LDSQA4A 09930 D010TR LAR15SP 4LSQA0H | 823 | Downlight | 59.2 | 2015-11-10 | 2016-02-19 | Low | 1 | 59.2 | #N/A | #N/A | #N/A
PORTFOLIO | LDSQA4A 09930 D010TR LAR15SP 4LSQAL0H | 823 | Downlight | 59.2 | 2015-11-10 | 2016-02-19 | Low | 1 | 59.2 | #N/A | #N/A | #N/A
PORTFOLIO | LDSQA4A 09935 D010TE LAR15SP 4LSQA0H | 823 | Downlight | 59.2 | 2015-11-10 | 2016-02-19 | Low | 1 | 59.2 | #N/A | #N/A | #N/A
PORTFOLIO | LDSQA4A 09935 D010TE LAR15SP 4LSQAL0H | 823 | Downlight | 59.2 | 2015-11-10 | 2016-02-19 | Low | 1 | 59.2 | #N/A | #N/A | #N/A
PORTFOLIO | LDSQA4A 09935 D010TR LAR15SP 4LSQA0H | 823 | Downlight | 59.2 | 2015-11-10 | 2016-02-19 | Low | 1 | 59.2 | #N/A | #N/A | #N/A
PORTFOLIO | LDSQA4A 09935 D010TR LAR15SP 4LSQAL0H | 823 | Downlight | 59.2 | 2015-11-10 | 2016-02-19 | Low | 1 | 59.2 | #N/A | #N/A | #N/A
PORTFOLIO | LDSQA4A 09940 D010TE LAR15SP 4LSQA0H | 823 | Downlight | 59.2 | 2015-11-10 | 2016-02-19 | Low | 1 | 59.2 | #N/A | #N/A | #N/A
PORTFOLIO | LDSQA4A 09940 D010TE LAR15SP 4LSQAL0H | 823 | Downlight | 59.2 | 2015-11-10 | 2016-02-19 | Low | 1 | 59.2 | #N/A | #N/A | #N/A
PORTFOLIO | LDSQA4A 09940 D010TR LAR15SP 4LSQA0H | 823 | Downlight | 59.2 | 2015-11-10 | 2016-02-19 | Low | 1 | 59.2 | #N/A | #N/A | #N/A
PORTFOLIO | LDSQA4A 09940 D010TR LAR15SP 4LSQAL0H | 823 | Downlight | 59.2 | 2015-11-10 | 2016-02-19 | Low | 1 | 59.2 | #N/A | #N/A | #N/A
LEDRA Brands | NU3-[RD¦RDT]-XTM19-13LM-[27¦30¦35¦40]K-90-[HE45¦HE60¦HE80¦S24¦S35¦S50¦WH80]-[120¦277]V-Dim10-[NC¦IC¦ICAT¦RET]-WH-WH-ES | 852 | Downlight | 59.2 | 2017-05-01 | 2017-09-14 | Low | 1 | 59.2 | #N/A | #N/A | #N/A
Lightolier | L5R15A*E1VA / L5R158**VA / L5S** | 868 | Downlight | 59.2 | 2017-06-02 | 2017-06-09 | Low | 1 | 59.2 | #N/A | #N/A | #N/A
Elite Lighting | LED2-4-IC-XXL-AT/TT-600L-OP-CCT-Y/Z | 605 | Downlight | 59.3 | 2016-02-25 | 2016-02-25 | Low | 1 | 59.3 | #N/A | #N/A | #N/A
LOTUS LED LIGHTS | LL4R-40K | 800 | Downlight | 59.3 | 2019-01-02 | 2019-01-21 | Low | 1 | 59.3 | #N/A | #N/A | #N/A
LOTUS LED LIGHTS | LL4S-27K | 800 | Downlight | 59.3 | 2018-10-29 | 2018-10-25 | Low | 1 | 59.3 | #N/A | #N/A | #N/A
Satco | S9328 | 800 | Downlight | 59.3 | 2016-05-24 | 2016-05-24 | Low | 1 | 59.3 | #N/A | #N/A | #N/A
Satco | S9335 | 800 | Downlight | 59.3 | 2016-06-11 | 2016-06-11 | Low | 1 | 59.3 | #N/A | #N/A | #N/A
Satco | S9681 | 800 | Downlight | 59.3 | 2016-06-09 | 2016-06-09 | Low | 1 | 59.3 | #N/A | #N/A | #N/A
SATCO/NUVO | S29328 | 800 | Downlight | 59.3 | 2018-04-13 | 2018-04-20 | Low | 1 | 59.3 | #N/A | #N/A | #N/A
ASD | ASD-CD-TR-2D15AC-** | 830 | Downlight | 59.3 | 2022-03-30 | 2022-04-28 | Low | 1 | 59.3 | #N/A | #N/A | #N/A
LOTUS LED LIGHTS | LL4RRG-30K | 860 | Downlight | 59.3 | 2017-11-06 | 2017-11-17 | Low | 1 | 59.3 | #N/A | #N/A | #N/A
Premier Electrical Products | R4C-D30ES-WH | 535 | Downlight | 59.4 | 2021-05-30 | 2021-06-02 | Low | 1 | 59.4 | #N/A | #N/A | #N/A
WAC Lighting | R2BRA-S927-**** | 535 | Downlight | 59.4 | 2017-04-01 | 2017-05-23 | Low | 1 | 59.4 | #N/A | #N/A | #N/A
WAC Lighting | R2BSA-S927-**** | 535 | Downlight | 59.4 | 2017-04-01 | 2017-05-23 | Low | 1 | 59.4 | #N/A | #N/A | #N/A
Atlantic Lighting | ALT3S[blank¦-TL]-BR10-827K-U[blank¦-PEQ0¦-PEQ1]-[B15¦B25¦B35][blank¦-3]/3[SR¦SW]-[BL¦BZ¦CC¦MS¦WH]/[ACP3X3¦AFM3X3¦IC7] | 594 | Downlight | 59.4 | 2022-06-01 | 2022-06-08 | Low | 1 | 59.4 | #N/A | #N/A | #N/A
Atlantic Lighting | ALT3S[blank¦-TL]-BR10-830K-U[blank¦-PEQ0¦-PEQ1]-[B15¦B25¦B35][blank¦-3]/3[SR¦SW]-[BL¦BZ¦CC¦MS¦WH]/[ACP3X3¦AFM3X3¦IC7] | 594 | Downlight | 59.4 | 2022-06-01 | 2022-06-08 | Low | 1 | 59.4 | #N/A | #N/A | #N/A
Atlantic Lighting | ALT3S[blank¦-TL]-BR10-835K-U[blank¦-PEQ0¦-PEQ1]-[B15¦B25¦B35][blank¦-3]/3[SR¦SW]-[BL¦BZ¦CC¦MS¦WH]/[ACP3X3¦AFM3X3¦IC7] | 594 | Downlight | 59.4 | 2022-06-01 | 2022-08-09 | Low | 1 | 59.4 | #N/A | #N/A | #N/A
Atlantic Lighting | ALT3S[blank¦-TL]-BR10-840K-U[blank¦-PEQ0¦-PEQ1]-[B15¦B25¦B35][blank¦-3]/3[SR¦SW]-[BL¦BZ¦CC¦MS¦WH]/[ACP3X3¦AFM3X3¦IC7] | 594 | Downlight | 59.4 | 2022-06-01 | 2022-06-08 | Low | 1 | 59.4 | #N/A | #N/A | #N/A
Atlantic Lighting | ALT3S[blank¦-TL]-BR10-927K-U[blank¦-PEQ0¦-PEQ1]-[B15¦B25¦B35][blank¦-3]/3[SR¦SW]-[BL¦BZ¦CC¦MS¦WH]/[ACP3X3¦AFM3X3¦IC7] | 594 | Downlight | 59.4 | 2022-06-01 | 2022-06-08 | Low | 1 | 59.4 | #N/A | #N/A | #N/A
Atlantic Lighting | ALT3S[blank¦-TL]-BR10-930K-U[blank¦-PEQ0¦-PEQ1]-[B15¦B25¦B35][blank¦-3]/3[SR¦SW]-[BL¦BZ¦CC¦MS¦WH]/[ACP3X3¦AFM3X3¦IC7] | 594 | Downlight | 59.4 | 2022-06-01 | 2022-06-08 | Low | 1 | 59.4 | #N/A | #N/A | #N/A
Atlantic Lighting | ALT3S[blank¦-TL]-BR10-935K-U[blank¦-PEQ0¦-PEQ1]-[B15¦B25¦B35][blank¦-3]/3[SR¦SW]-[BL¦BZ¦CC¦MS¦WH]/[ACP3X3¦AFM3X3¦IC7] | 594 | Downlight | 59.4 | 2022-06-01 | 2022-08-09 | Low | 1 | 59.4 | #N/A | #N/A | #N/A
Atlantic Lighting | ALT3S[blank¦-TL]-BR10-940K-U[blank¦-PEQ0¦-PEQ1]-[B15¦B25¦B35][blank¦-3]/3[SR¦SW]-[BL¦BZ¦CC¦MS¦WH]/[ACP3X3¦AFM3X3¦IC7] | 594 | Downlight | 59.4 | 2022-06-01 | 2022-06-08 | Low | 1 | 59.4 | #N/A | #N/A | #N/A
Progress Lighting | P8240-20-30K | 624 | Downlight | 59.4 | 2017-02-28 | 2017-03-03 | Low | 1 | 59.4 | #N/A | #N/A | #N/A
Genesis Lighting | PD6VR08 | 950 | Downlight | 59.4 | 2018-10-15 | 2018-11-07 | Low | 1 | 59.4 | #N/A | #N/A | #N/A
MingBright | PD6VR08 | 950 | Downlight | 59.4 | 2018-10-15 | 2018-11-07 | Low | 1 | 59.4 | #N/A | #N/A | #N/A
Intense Lighting | GD2******L230*###FL/****###*-**-** | 882 | Downlight | 59.5 | 2020-01-01 | 2021-05-10 | Low | 1 | 59.5 | #N/A | #N/A | #N/A
Intense Lighting | GD2******L230*###NF/****###*-**-** | 882 | Downlight | 59.5 | 2020-01-01 | 2021-05-10 | Low | 1 | 59.5 | #N/A | #N/A | #N/A
Intense Lighting | GD2******L230*###NS/****###*-**-** | 882 | Downlight | 59.5 | 2020-01-01 | 2021-05-10 | Low | 1 | 59.5 | #N/A | #N/A | #N/A
Intense Lighting | GD2******L230*###SP/****###*-**-** | 882 | Downlight | 59.5 | 2020-01-01 | 2021-05-10 | Low | 1 | 59.5 | #N/A | #N/A | #N/A
Intense Lighting | GD2******L230*###VF/****###*-**-** | 882 | Downlight | 59.5 | 2020-01-01 | 2021-05-10 | Low | 1 | 59.5 | #N/A | #N/A | #N/A
Intense Lighting | GD2******L230*###WF/****###*-**-** | 882 | Downlight | 59.5 | 2020-01-01 | 2021-05-10 | Low | 1 | 59.5 | #N/A | #N/A | #N/A
Intense Lighting | GD2******L235*###FL/****###*-**-** | 882 | Downlight | 59.5 | 2020-01-01 | 2021-05-10 | Low | 1 | 59.5 | #N/A | #N/A | #N/A
Intense Lighting | GD2******L235*###NF/****###*-**-** | 882 | Downlight | 59.5 | 2020-01-01 | 2021-05-10 | Low | 1 | 59.5 | #N/A | #N/A | #N/A
Intense Lighting | GD2******L235*###NS/****###*-**-** | 882 | Downlight | 59.5 | 2020-01-01 | 2021-05-10 | Low | 1 | 59.5 | #N/A | #N/A | #N/A
Intense Lighting | GD2******L235*###SP/****###*-**-** | 882 | Downlight | 59.5 | 2020-01-01 | 2021-05-10 | Low | 1 | 59.5 | #N/A | #N/A | #N/A
Intense Lighting | GD2******L235*###VF/****###*-**-** | 882 | Downlight | 59.5 | 2020-01-01 | 2021-05-10 | Low | 1 | 59.5 | #N/A | #N/A | #N/A
Intense Lighting | GD2******L235*###WF/****###*-**-** | 882 | Downlight | 59.5 | 2020-01-01 | 2021-05-10 | Low | 1 | 59.5 | #N/A | #N/A | #N/A
Intense Lighting | GD2******L240*###FL/****###*-**-** | 882 | Downlight | 59.5 | 2020-01-01 | 2021-05-10 | Low | 1 | 59.5 | #N/A | #N/A | #N/A
Intense Lighting | GD2******L240*###NF/****###*-**-** | 882 | Downlight | 59.5 | 2020-01-01 | 2021-05-10 | Low | 1 | 59.5 | #N/A | #N/A | #N/A
Intense Lighting | GD2******L240*###NS/****###*-**-** | 882 | Downlight | 59.5 | 2020-01-01 | 2021-05-10 | Low | 1 | 59.5 | #N/A | #N/A | #N/A
Intense Lighting | GD2******L240*###NS/***###*-**-** | 882 | Downlight | 59.5 | 2020-01-01 | 2021-05-10 | Low | 1 | 59.5 | #N/A | #N/A | #N/A
Intense Lighting | GD2******L240*###SP/****###*-**-** | 882 | Downlight | 59.5 | 2020-01-01 | 2021-05-10 | Low | 1 | 59.5 | #N/A | #N/A | #N/A
Intense Lighting | GD2******L240*###VF/****###*-**-** | 882 | Downlight | 59.5 | 2020-01-01 | 2021-05-10 | Low | 1 | 59.5 | #N/A | #N/A | #N/A
Intense Lighting | GD2******L240*###WF/****###*-**-** | 882 | Downlight | 59.5 | 2020-01-01 | 2021-05-10 | Low | 1 | 59.5 | #N/A | #N/A | #N/A
Lightolier | L3A*E1 / L308**** / L3RS* | 576 | Downlight | 59.6 | 2017-07-07 | 2017-07-14 | Low | 1 | 59.6 | #N/A | #N/A | #N/A
Lightolier | L3CE1 / L308****** / L3RS* | 576 | Downlight | 59.6 | 2017-07-07 | 2017-07-14 | Low | 1 | 59.6 | #N/A | #N/A | #N/A
Lightolier | L3NZ10U / L308**** / L3RS* | 576 | Downlight | 59.6 | 2017-07-07 | 2017-07-14 | Low | 1 | 59.6 | #N/A | #N/A | #N/A
Nora Lighting | NEFLINTW-S4345MPW**# | 598 | Downlight | 59.6 | 2021-06-01 | 2021-07-21 | Low | 1 | 59.6 | #N/A | #N/A | #N/A
Lithonia Lighting | 5G1** LED ##K | 650 | Downlight | 59.6 | 2015-09-01 | 2015-08-31 | Low | 1 | 59.6 | #N/A | #N/A | #N/A
Standard | LED/CL8/EDGELIT/14W/##K/FM/RND/**/STD | 834 | Downlight | 59.6 | 2018-12-03 | 2019-02-04 | Low | 1 | 59.6 | #N/A | #N/A | #N/A
PORTFOLIO | LD6C15[D010¦D010TR] EU6C1590[27¦30¦35¦40¦50] 6LB[N¦M¦W¦S]#[LI¦MW¦WMH¦WH¦H] | 959 | Downlight | 59.6 | 2022-08-01 | 2022-08-26 | Low | 1 | 59.6 | #N/A | #N/A | #N/A
PORTFOLIO | LD4C15[D010¦D010TR] EU4C1590[27¦30¦35¦40¦50] 4LB[N¦M¦W¦S]#[LI¦MW¦WMH¦WH¦H] | 959 | Downlight | 59.6 | 2022-08-01 | 2022-08-23 | Low | 1 | 59.6 | #N/A | #N/A | #N/A
Commercial Electric | CER373G10Y30 | 513 | Downlight | 59.7 | 2015-05-01 | 2016-05-02 | Low | 1 | 59.7 | #N/A | #N/A | #N/A
Commercial Electric | CER3LICR373Y30 | 513 | Downlight | 59.7 | 2015-05-01 | 2016-05-02 | Low | 1 | 59.7 | #N/A | #N/A | #N/A
Aculux | AX3 [D¦LPD¦A¦LPA¦AR] G4 15LM [27¦30¦35¦40]K [80¦90]CRI [12¦24¦35¦50]D [EZ1¦EZB¦FPC¦GZ1¦ECOS2¦ECOD¦EDXB¦EDAB] [MVOLT¦120] [blank¦CP] [blank¦ICAT] | 895 | Downlight | 59.7 | 2015-09-01 | 2015-10-30 | Low | 1 | 59.7 | #N/A | #N/A | #N/A
Aculux | LN1SQ [A¦D] 08C [27¦30¦35¦40]K 80CRI [R¦T][15¦25¦35¦50]D UGZ MVOLT CP ICAT [BS¦W¦CS¦PTS¦WTS] [WHSF¦BLSF¦FM¦SFM] | 948 | Downlight | 59.7 | 2019-08-01 | 2019-10-18 | Low | 1 | 59.7 | #N/A | #N/A | #N/A
Prescolite | LTR-#*D-*-SL10L-DM1 + LTR-#*D-T-SL##K#****** | 700 | Downlight | 59.8 | 2019-07-12 | 2020-03-13 | Low | 1 | 59.8 | #N/A | #N/A | #N/A
Prescolite | LTC-#*D-*-10L###**-DM1****** | 700 | Downlight | 59.8 | 2019-07-12 | 2020-03-13 | Low | 1 | 59.8 | #N/A | #N/A | #N/A
Halo | HLC4079301EWH#* | 753 | Downlight | 59.8 | 2019-05-08 | 2019-05-09 | Low | 1 | 59.8 | #N/A | #N/A | #N/A
Halo | HLC6099401EWH#* | 939 | Downlight | 59.8 | 2019-05-08 | 2019-05-09 | Low | 1 | 59.8 | #N/A | #N/A | #N/A
Halo Commercial | PD610ED010-PDM6A927-XXXX | 725 | Downlight | 59.9 | 2016-02-27 | 2016-07-06 | Low | 1 | 59.9 | #N/A | #N/A | #N/A
EELighting | RLBLED-3-S6W-3K** | 360 | Downlight | 60 | 2018-03-31 | 2018-03-30 | Low | 1 | 60 | #N/A | #N/A | #N/A
energy efficient lighting | UTLED-3-S6W-3K** | 360 | Downlight | 60 | 2017-04-05 | 2017-04-05 | Low | 1 | 60 | #N/A | #N/A | #N/A
energy efficient lighting | UTLED-3-S6W-3K**-G | 360 | Downlight | 60 | 2017-04-05 | 2017-04-05 | Low | 1 | 60 | #N/A | #N/A | #N/A
Etlin-Daniels | DLSGR3-613WD-** | 360 | Downlight | 60 | 2017-07-03 | 2017-07-12 | Low | 1 | 60 | #N/A | #N/A | #N/A
Liteharbor | BL3-007-**-30 | 360 | Downlight | 60 | 2018-01-20 | 2018-05-15 | Low | 1 | 60 | #N/A | #N/A | #N/A
Liteharbor | BL3-007-**-35 | 360 | Downlight | 60 | 2018-01-20 | 2018-05-15 | Low | 1 | 60 | #N/A | #N/A | #N/A
Liteharbor | BL3-007-**-40 | 360 | Downlight | 60 | 2018-01-20 | 2018-05-15 | Low | 1 | 60 | #N/A | #N/A | #N/A
Liteharbor | BL3-007-**-50 | 360 | Downlight | 60 | 2018-01-20 | 2018-05-15 | Low | 1 | 60 | #N/A | #N/A | #N/A
RENO | RENO-3-S6W-3K- ** | 360 | Downlight | 60 | 2017-02-25 | 2017-04-07 | Low | 1 | 60 | #N/A | #N/A | #N/A
Stanpro | CRK5-R6W-A-3C** | 360 | Downlight | 60 | 2022-04-27 | 2022-04-27 | Low | 1 | 60 | #N/A | #N/A | #N/A
Stanpro | LPDL3/RND/7W/5CCT/** | 420 | Downlight | 60 | 2021-08-20 | 2021-09-24 | Low | 1 | 60 | #N/A | #N/A | #N/A
Elite | RL373-600L-DIMTR-120-27K/30K/35K/40K/50K-90-MD-WH | 480 | Downlight | 60 | 2021-07-15 | 2021-07-21 | Low | 1 | 60 | #N/A | #N/A | #N/A
Elite | RL412-550L-DIMTR-120-27K/30K/35K/40K/50K-90-** | 480 | Downlight | 60 | 2022-01-14 | 2022-01-19 | Low | 1 | 60 | #N/A | #N/A | #N/A
FDL | FDMAR-4-LED8W-5CCT-** | 480 | Downlight | 60 | 2022-03-08 | 2022-03-08 | Low | 1 | 60 | #N/A | #N/A | #N/A
HENGTE | 1143825-27-##1 | 480 | Downlight | 60 | 2021-07-15 | 2021-07-18 | Low | 1 | 60 | #N/A | #N/A | #N/A
Lightolier | DL3R4ESCT1W | 480 | Downlight | 60 | 2022-10-13 | 2022-11-17 | Low | 1 | 60 | #N/A | #N/A | #N/A
Lightolier | DL3RSLMZ10SCTUW | 480 | Downlight | 60 | 2022-05-01 | 2022-05-17 | Low | 1 | 60 | #N/A | #N/A | #N/A
Lightolier | FD3R4ESCT1W | 480 | Downlight | 60 | 2022-10-13 | 2022-11-17 | Low | 1 | 60 | #N/A | #N/A | #N/A
Lightolier | FD3RSLMZ10SCTUW | 480 | Downlight | 60 | 2022-05-01 | 2022-05-10 | Low | 1 | 60 | #N/A | #N/A | #N/A
Lightolier | GB3R4ESCT1W | 480 | Downlight | 60 | 2022-10-13 | 2022-11-15 | Low | 1 | 60 | #N/A | #N/A | #N/A
Westinghouse | 52161 | 480 | Downlight | 60 | 2022-12-01 | 2022-12-05 | Low | 1 | 60 | #N/A | #N/A | #N/A
Lightolier | C3RA05930NSE1*/C3RACD* | 488 | Downlight | 60 | 2019-09-13 | 2020-05-19 | Low | 1 | 60 | #N/A | #N/A | #N/A
Lightolier | C3RA05930NSE1*/C3RACL* | 488 | Downlight | 60 | 2019-09-13 | 2020-05-19 | Low | 1 | 60 | #N/A | #N/A | #N/A
Lightolier | C3RA05930NSE1*/C3RAWH* | 488 | Downlight | 60 | 2019-09-13 | 2020-05-19 | Low | 1 | 60 | #N/A | #N/A | #N/A
Lightolier | C3RA05930NSZ10U*/C3RACC* | 488 | Downlight | 60 | 2019-09-13 | 2020-05-19 | Low | 1 | 60 | #N/A | #N/A | #N/A
Lightolier | C3RA05930NSZ10U*/C3RACD* | 488 | Downlight | 60 | 2019-09-13 | 2020-05-19 | Low | 1 | 60 | #N/A | #N/A | #N/A
Lightolier | C3RA05930NSZ10U*/C3RACL* | 488 | Downlight | 60 | 2019-09-13 | 2020-05-19 | Low | 1 | 60 | #N/A | #N/A | #N/A
Lightolier | C3RA05930NSZ10U*/C3RAWH* | 488 | Downlight | 60 | 2019-09-13 | 2020-05-19 | Low | 1 | 60 | #N/A | #N/A | #N/A
Lightolier | C3RA05930SPE1*/C3RACC* | 488 | Downlight | 60 | 2019-09-13 | 2020-05-19 | Low | 1 | 60 | #N/A | #N/A | #N/A
Lightolier | C3RA05930SPE1*/C3RACD* | 488 | Downlight | 60 | 2019-09-13 | 2020-05-19 | Low | 1 | 60 | #N/A | #N/A | #N/A
Lightolier | C3RA05930SPE1*/C3RACL* | 488 | Downlight | 60 | 2019-09-13 | 2020-05-19 | Low | 1 | 60 | #N/A | #N/A | #N/A
Lightolier | C3RA05930SPE1*/C3RAWH* | 488 | Downlight | 60 | 2019-09-13 | 2020-05-19 | Low | 1 | 60 | #N/A | #N/A | #N/A
Lightolier | C3RA05930SPZ10U*/C3RACC* | 488 | Downlight | 60 | 2019-09-13 | 2020-05-19 | Low | 1 | 60 | #N/A | #N/A | #N/A
Lightolier | C3RA05930SPZ10U*/C3RACD* | 488 | Downlight | 60 | 2019-09-13 | 2020-05-19 | Low | 1 | 60 | #N/A | #N/A | #N/A
Lightolier | C3RA05930SPZ10U*/C3RACL* | 488 | Downlight | 60 | 2019-09-13 | 2020-05-19 | Low | 1 | 60 | #N/A | #N/A | #N/A
Lightolier | C3RA05930SPZ10U*/C3RAWH* | 488 | Downlight | 60 | 2019-09-13 | 2020-05-19 | Low | 1 | 60 | #N/A | #N/A | #N/A
Lightolier | C3RA05935FLE1*/C3RACC* | 488 | Downlight | 60 | 2019-09-13 | 2020-05-19 | Low | 1 | 60 | #N/A | #N/A | #N/A
Lightolier | C3RA05935FLE1*/C3RACD* | 488 | Downlight | 60 | 2019-09-13 | 2020-05-19 | Low | 1 | 60 | #N/A | #N/A | #N/A
Lightolier | C3RA05935FLE1*/C3RACL* | 488 | Downlight | 60 | 2019-09-13 | 2020-05-19 | Low | 1 | 60 | #N/A | #N/A | #N/A
Lightolier | C3RA05935FLE1*/C3RAWH* | 488 | Downlight | 60 | 2019-09-13 | 2020-05-19 | Low | 1 | 60 | #N/A | #N/A | #N/A
Lightolier | C3RA05935FLZ10U*/C3RACC* | 488 | Downlight | 60 | 2019-09-13 | 2020-05-19 | Low | 1 | 60 | #N/A | #N/A | #N/A
Lightolier | C3RA05935FLZ10U*/C3RACD* | 488 | Downlight | 60 | 2019-09-13 | 2020-05-19 | Low | 1 | 60 | #N/A | #N/A | #N/A
Lightolier | C3RA05935FLZ10U*/C3RACL* | 488 | Downlight | 60 | 2019-09-13 | 2020-05-19 | Low | 1 | 60 | #N/A | #N/A | #N/A
Lightolier | C3RA05935FLZ10U*/C3RAWH* | 488 | Downlight | 60 | 2019-09-13 | 2020-05-19 | Low | 1 | 60 | #N/A | #N/A | #N/A
Lightolier | C3RA05935NFE1*/C3RACC* | 488 | Downlight | 60 | 2019-09-13 | 2020-05-19 | Low | 1 | 60 | #N/A | #N/A | #N/A
Lightolier | C3RA05935NFE1*/C3RACD* | 488 | Downlight | 60 | 2019-09-13 | 2020-05-19 | Low | 1 | 60 | #N/A | #N/A | #N/A
Lightolier | C3RA05935NFE1*/C3RACL* | 488 | Downlight | 60 | 2019-09-13 | 2020-05-19 | Low | 1 | 60 | #N/A | #N/A | #N/A
Lightolier | C3RA05935NFE1*/C3RAWH* | 488 | Downlight | 60 | 2019-09-13 | 2020-05-19 | Low | 1 | 60 | #N/A | #N/A | #N/A
Lightolier | C3RA05935NFZ10U*/C3RACC* | 488 | Downlight | 60 | 2019-09-13 | 2020-05-19 | Low | 1 | 60 | #N/A | #N/A | #N/A
Lightolier | C3RA05935NFZ10U*/C3RACD* | 488 | Downlight | 60 | 2019-09-13 | 2020-05-19 | Low | 1 | 60 | #N/A | #N/A | #N/A
Lightolier | C3RA05935NFZ10U*/C3RACL* | 488 | Downlight | 60 | 2019-09-13 | 2020-05-19 | Low | 1 | 60 | #N/A | #N/A | #N/A
Lightolier | C3RA05935NFZ10U*/C3RAWH* | 488 | Downlight | 60 | 2019-09-13 | 2020-05-19 | Low | 1 | 60 | #N/A | #N/A | #N/A
Lightolier | C3RA05935NSE1*/C3RACC* | 488 | Downlight | 60 | 2019-09-13 | 2020-05-19 | Low | 1 | 60 | #N/A | #N/A | #N/A
Lightolier | C3RA05935NSE1*/C3RACD* | 488 | Downlight | 60 | 2019-09-13 | 2020-05-19 | Low | 1 | 60 | #N/A | #N/A | #N/A
Lightolier | C3RA05935NSE1*/C3RACL* | 488 | Downlight | 60 | 2019-09-13 | 2020-05-19 | Low | 1 | 60 | #N/A | #N/A | #N/A
Lightolier | C3RA05935NSE1*/C3RAWH* | 488 | Downlight | 60 | 2019-09-13 | 2020-05-19 | Low | 1 | 60 | #N/A | #N/A | #N/A
Lightolier | C3RA05935NSZ10U*/C3RACC* | 488 | Downlight | 60 | 2019-09-13 | 2020-05-19 | Low | 1 | 60 | #N/A | #N/A | #N/A
Lightolier | C3RA05935NSZ10U*/C3RACD* | 488 | Downlight | 60 | 2019-09-13 | 2020-05-19 | Low | 1 | 60 | #N/A | #N/A | #N/A
Lightolier | C3RA05935NSZ10U*/C3RACL* | 488 | Downlight | 60 | 2019-09-13 | 2020-05-19 | Low | 1 | 60 | #N/A | #N/A | #N/A
Lightolier | C3RA05935NSZ10U*/C3RAWH* | 488 | Downlight | 60 | 2019-09-13 | 2020-05-19 | Low | 1 | 60 | #N/A | #N/A | #N/A
Lightolier | C3RA05935SPE1*/C3RACC* | 488 | Downlight | 60 | 2019-09-13 | 2020-05-19 | Low | 1 | 60 | #N/A | #N/A | #N/A
Lightolier | C3RA05935SPE1*/C3RACD* | 488 | Downlight | 60 | 2019-09-13 | 2020-05-19 | Low | 1 | 60 | #N/A | #N/A | #N/A
Lightolier | C3RA05935SPE1*/C3RACL* | 488 | Downlight | 60 | 2019-09-13 | 2020-05-19 | Low | 1 | 60 | #N/A | #N/A | #N/A
Lightolier | C3RA05935SPE1*/C3RAWH* | 488 | Downlight | 60 | 2019-09-13 | 2020-05-19 | Low | 1 | 60 | #N/A | #N/A | #N/A
Lightolier | C3RA05935SPZ10U*/C3RACC* | 488 | Downlight | 60 | 2019-09-13 | 2020-05-19 | Low | 1 | 60 | #N/A | #N/A | #N/A
Lightolier | C3RA05935SPZ10U*/C3RACD* | 488 | Downlight | 60 | 2019-09-13 | 2020-05-19 | Low | 1 | 60 | #N/A | #N/A | #N/A
Lightolier | C3RA05935SPZ10U*/C3RACL* | 488 | Downlight | 60 | 2019-09-13 | 2020-05-19 | Low | 1 | 60 | #N/A | #N/A | #N/A
Lightolier | C3RA05935SPZ10U*/C3RAWH* | 488 | Downlight | 60 | 2019-09-13 | 2020-05-19 | Low | 1 | 60 | #N/A | #N/A | #N/A
Lightolier | C3RA059405SPZ10U*/C3RACL* | 488 | Downlight | 60 | 2019-09-13 | 2020-05-19 | Low | 1 | 60 | #N/A | #N/A | #N/A
Lightolier | C3RA05940FLE1*/C3RACC* | 488 | Downlight | 60 | 2019-09-13 | 2020-05-19 | Low | 1 | 60 | #N/A | #N/A | #N/A
Lightolier | C3RA05940FLE1*/C3RACD* | 488 | Downlight | 60 | 2019-09-13 | 2020-05-19 | Low | 1 | 60 | #N/A | #N/A | #N/A
Lightolier | C3RA05940FLE1*/C3RACL* | 488 | Downlight | 60 | 2019-09-13 | 2020-05-19 | Low | 1 | 60 | #N/A | #N/A | #N/A
Lightolier | C3RA05940FLE1*/C3RAWH* | 488 | Downlight | 60 | 2019-09-13 | 2020-05-19 | Low | 1 | 60 | #N/A | #N/A | #N/A
Lightolier | C3RA05940FLZ10U*/C3RACC* | 488 | Downlight | 60 | 2019-09-13 | 2020-05-19 | Low | 1 | 60 | #N/A | #N/A | #N/A
Lightolier | C3RA05940FLZ10U*/C3RACD* | 488 | Downlight | 60 | 2019-09-13 | 2020-05-19 | Low | 1 | 60 | #N/A | #N/A | #N/A
Lightolier | C3RA05940FLZ10U*/C3RACL* | 488 | Downlight | 60 | 2019-09-13 | 2020-05-19 | Low | 1 | 60 | #N/A | #N/A | #N/A
Lightolier | C3RA05940FLZ10U*/C3RAWH* | 488 | Downlight | 60 | 2019-09-13 | 2020-05-19 | Low | 1 | 60 | #N/A | #N/A | #N/A
Lightolier | C3RA05940NFE1*/C3RACC* | 488 | Downlight | 60 | 2019-09-13 | 2020-05-19 | Low | 1 | 60 | #N/A | #N/A | #N/A
Lightolier | C3RA05940NFE1*/C3RACD* | 488 | Downlight | 60 | 2019-09-13 | 2020-05-19 | Low | 1 | 60 | #N/A | #N/A | #N/A
Lightolier | C3RA05940NFE1*/C3RACL* | 488 | Downlight | 60 | 2019-09-13 | 2020-05-19 | Low | 1 | 60 | #N/A | #N/A | #N/A
Lightolier | C3RA05940NFE1*/C3RAWH* | 488 | Downlight | 60 | 2019-09-13 | 2020-05-19 | Low | 1 | 60 | #N/A | #N/A | #N/A
Lightolier | C3RA05940NFZ10U*/C3RACC* | 488 | Downlight | 60 | 2019-09-13 | 2020-05-19 | Low | 1 | 60 | #N/A | #N/A | #N/A
Lightolier | C3RA05940NFZ10U*/C3RACD* | 488 | Downlight | 60 | 2019-09-13 | 2020-05-19 | Low | 1 | 60 | #N/A | #N/A | #N/A
Lightolier | C3RA05940NFZ10U*/C3RACL* | 488 | Downlight | 60 | 2019-09-13 | 2020-05-19 | Low | 1 | 60 | #N/A | #N/A | #N/A
Lightolier | C3RA05940NFZ10U*/C3RAWH* | 488 | Downlight | 60 | 2019-09-13 | 2020-05-19 | Low | 1 | 60 | #N/A | #N/A | #N/A
Lightolier | C3RA05940NSE1*/C3RACC* | 488 | Downlight | 60 | 2019-09-13 | 2020-05-19 | Low | 1 | 60 | #N/A | #N/A | #N/A
Lightolier | C3RA05940NSE1*/C3RACD* | 488 | Downlight | 60 | 2019-09-13 | 2020-05-19 | Low | 1 | 60 | #N/A | #N/A | #N/A
Lightolier | C3RA05940NSE1*/C3RACL* | 488 | Downlight | 60 | 2019-09-13 | 2020-05-19 | Low | 1 | 60 | #N/A | #N/A | #N/A
Lightolier | C3RA05940NSE1*/C3RAWH* | 488 | Downlight | 60 | 2019-09-13 | 2020-05-19 | Low | 1 | 60 | #N/A | #N/A | #N/A
Lightolier | C3RA05940NSZ10U*/C3RACC* | 488 | Downlight | 60 | 2019-09-13 | 2020-05-19 | Low | 1 | 60 | #N/A | #N/A | #N/A
Lightolier | C3RA05940NSZ10U*/C3RACD* | 488 | Downlight | 60 | 2019-09-13 | 2020-05-19 | Low | 1 | 60 | #N/A | #N/A | #N/A
Lightolier | C3RA05940NSZ10U*/C3RACL* | 488 | Downlight | 60 | 2019-09-13 | 2020-05-19 | Low | 1 | 60 | #N/A | #N/A | #N/A
Lightolier | C3RA05940NSZ10U*/C3RAWH* | 488 | Downlight | 60 | 2019-09-13 | 2020-05-19 | Low | 1 | 60 | #N/A | #N/A | #N/A
Lightolier | C3RA05940SPE1*/C3RACC* | 488 | Downlight | 60 | 2019-09-13 | 2020-05-19 | Low | 1 | 60 | #N/A | #N/A | #N/A
Lightolier | C3RA05940SPE1*/C3RACD* | 488 | Downlight | 60 | 2019-09-13 | 2020-05-19 | Low | 1 | 60 | #N/A | #N/A | #N/A
Lightolier | C3RA05940SPE1*/C3RACL* | 488 | Downlight | 60 | 2019-09-13 | 2020-05-19 | Low | 1 | 60 | #N/A | #N/A | #N/A
Lightolier | C3RA05940SPE1*/C3RAWH* | 488 | Downlight | 60 | 2019-09-13 | 2020-05-19 | Low | 1 | 60 | #N/A | #N/A | #N/A
Lightolier | C3RA05940SPZ10U*/C3RACC* | 488 | Downlight | 60 | 2019-09-13 | 2020-05-19 | Low | 1 | 60 | #N/A | #N/A | #N/A
Lightolier | C3RA05940SPZ10U*/C3RACD* | 488 | Downlight | 60 | 2019-09-13 | 2020-05-19 | Low | 1 | 60 | #N/A | #N/A | #N/A
Lightolier | C3RA05940SPZ10U*/C3RAWH* | 488 | Downlight | 60 | 2019-09-13 | 2020-05-19 | Low | 1 | 60 | #N/A | #N/A | #N/A
Lightolier | C3RA05927FLE1*/C3RACC* | 488 | Downlight | 60 | 2019-09-13 | 2020-05-19 | Low | 1 | 60 | #N/A | #N/A | #N/A
Lightolier | C3RA05927FLE1*/C3RACD* | 488 | Downlight | 60 | 2019-09-13 | 2020-05-19 | Low | 1 | 60 | #N/A | #N/A | #N/A
Lightolier | C3RA05927FLE1*/C3RACL* | 488 | Downlight | 60 | 2019-09-13 | 2020-05-19 | Low | 1 | 60 | #N/A | #N/A | #N/A
Lightolier | C3RA05927FLE1*/C3RAWH* | 488 | Downlight | 60 | 2019-09-13 | 2020-05-19 | Low | 1 | 60 | #N/A | #N/A | #N/A
Lightolier | C3RA05927FLZ10U*/C3RACC* | 488 | Downlight | 60 | 2019-09-13 | 2020-05-19 | Low | 1 | 60 | #N/A | #N/A | #N/A
Lightolier | C3RA05927FLZ10U*/C3RACD* | 488 | Downlight | 60 | 2019-09-13 | 2020-05-19 | Low | 1 | 60 | #N/A | #N/A | #N/A
Lightolier | C3RA05927FLZ10U*/C3RACL* | 488 | Downlight | 60 | 2019-09-13 | 2020-05-19 | Low | 1 | 60 | #N/A | #N/A | #N/A
Lightolier | C3RA05927FLZ10U*/C3RAWH* | 488 | Downlight | 60 | 2019-09-13 | 2020-05-19 | Low | 1 | 60 | #N/A | #N/A | #N/A
Lightolier | C3RA05927NFE1*/C3RACC* | 488 | Downlight | 60 | 2019-09-13 | 2020-05-19 | Low | 1 | 60 | #N/A | #N/A | #N/A
Lightolier | C3RA05927NFE1*/C3RACD* | 488 | Downlight | 60 | 2019-09-13 | 2020-05-19 | Low | 1 | 60 | #N/A | #N/A | #N/A
Lightolier | C3RA05927NFE1*/C3RACL* | 488 | Downlight | 60 | 2019-09-13 | 2020-05-19 | Low | 1 | 60 | #N/A | #N/A | #N/A
Lightolier | C3RA05927NFE1*/C3RAWH* | 488 | Downlight | 60 | 2019-09-13 | 2020-05-19 | Low | 1 | 60 | #N/A | #N/A | #N/A
Lightolier | C3RA05927NFZ10U*/C3RACC* | 488 | Downlight | 60 | 2019-09-13 | 2020-05-19 | Low | 1 | 60 | #N/A | #N/A | #N/A
Lightolier | C3RA05927NFZ10U*/C3RACD* | 488 | Downlight | 60 | 2019-09-13 | 2020-05-19 | Low | 1 | 60 | #N/A | #N/A | #N/A
Lightolier | C3RA05927NFZ10U*/C3RACL* | 488 | Downlight | 60 | 2019-09-13 | 2020-05-19 | Low | 1 | 60 | #N/A | #N/A | #N/A
Lightolier | C3RA05927NFZ10U*/C3RAWH* | 488 | Downlight | 60 | 2019-09-13 | 2020-05-19 | Low | 1 | 60 | #N/A | #N/A | #N/A
Lightolier | C3RA05927NSE1*/C3RACC* | 488 | Downlight | 60 | 2019-09-13 | 2020-05-19 | Low | 1 | 60 | #N/A | #N/A | #N/A
Lightolier | C3RA05927NSE1*/C3RACD* | 488 | Downlight | 60 | 2019-09-13 | 2020-05-19 | Low | 1 | 60 | #N/A | #N/A | #N/A
Lightolier | C3RA05927NSE1*/C3RACL* | 488 | Downlight | 60 | 2019-09-13 | 2020-05-19 | Low | 1 | 60 | #N/A | #N/A | #N/A
Lightolier | C3RA05927NSE1*/C3RAWH* | 488 | Downlight | 60 | 2019-09-13 | 2020-05-19 | Low | 1 | 60 | #N/A | #N/A | #N/A
Lightolier | C3RA05927NSZ10U*/C3RACC* | 488 | Downlight | 60 | 2019-09-13 | 2020-05-19 | Low | 1 | 60 | #N/A | #N/A | #N/A
Lightolier | C3RA05927NSZ10U*/C3RACD* | 488 | Downlight | 60 | 2019-09-13 | 2020-05-19 | Low | 1 | 60 | #N/A | #N/A | #N/A
Lightolier | C3RA05927NSZ10U*/C3RACL* | 488 | Downlight | 60 | 2019-09-13 | 2020-05-19 | Low | 1 | 60 | #N/A | #N/A | #N/A
Lightolier | C3RA05927NSZ10U*/C3RAWH* | 488 | Downlight | 60 | 2019-09-13 | 2020-05-19 | Low | 1 | 60 | #N/A | #N/A | #N/A
Lightolier | C3RA05927SPE1*/C3RACC* | 488 | Downlight | 60 | 2019-09-13 | 2020-05-19 | Low | 1 | 60 | #N/A | #N/A | #N/A
Lightolier | C3RA05927SPE1*/C3RACD* | 488 | Downlight | 60 | 2019-09-13 | 2020-05-19 | Low | 1 | 60 | #N/A | #N/A | #N/A
Lightolier | C3RA05927SPE1*/C3RACL* | 488 | Downlight | 60 | 2019-09-13 | 2020-05-19 | Low | 1 | 60 | #N/A | #N/A | #N/A
Lightolier | C3RA05927SPE1*/C3RAWH* | 488 | Downlight | 60 | 2019-09-13 | 2020-05-19 | Low | 1 | 60 | #N/A | #N/A | #N/A
Lightolier | C3RA05927SPZ10U*/C3RACC* | 488 | Downlight | 60 | 2019-09-13 | 2020-05-19 | Low | 1 | 60 | #N/A | #N/A | #N/A
Lightolier | C3RA05927SPZ10U*/C3RACD* | 488 | Downlight | 60 | 2019-09-13 | 2020-05-19 | Low | 1 | 60 | #N/A | #N/A | #N/A
Lightolier | C3RA05927SPZ10U*/C3RACL* | 488 | Downlight | 60 | 2019-09-13 | 2020-05-19 | Low | 1 | 60 | #N/A | #N/A | #N/A
Lightolier | C3RA05927SPZ10U*/C3RAWH* | 488 | Downlight | 60 | 2019-09-13 | 2020-05-19 | Low | 1 | 60 | #N/A | #N/A | #N/A
Lightolier | C3RA05930FLE1*/C3RACC* | 488 | Downlight | 60 | 2019-09-13 | 2020-05-19 | Low | 1 | 60 | #N/A | #N/A | #N/A
Lightolier | C3RA05930FLE1*/C3RACD* | 488 | Downlight | 60 | 2019-09-13 | 2020-05-19 | Low | 1 | 60 | #N/A | #N/A | #N/A
Lightolier | C3RA05930FLE1*/C3RACL* | 488 | Downlight | 60 | 2019-09-13 | 2020-05-19 | Low | 1 | 60 | #N/A | #N/A | #N/A
Lightolier | C3RA05930FLE1*/C3RAWH* | 488 | Downlight | 60 | 2019-09-13 | 2020-05-19 | Low | 1 | 60 | #N/A | #N/A | #N/A
Lightolier | C3RA05930FLZ10U*/C3RACC* | 488 | Downlight | 60 | 2019-09-13 | 2020-05-19 | Low | 1 | 60 | #N/A | #N/A | #N/A
Lightolier | C3RA05930FLZ10U*/C3RACD* | 488 | Downlight | 60 | 2019-09-13 | 2020-05-19 | Low | 1 | 60 | #N/A | #N/A | #N/A
Lightolier | C3RA05930FLZ10U*/C3RACL* | 488 | Downlight | 60 | 2019-09-13 | 2020-05-19 | Low | 1 | 60 | #N/A | #N/A | #N/A
Lightolier | C3RA05930FLZ10U*/C3RAWH* | 488 | Downlight | 60 | 2019-09-13 | 2020-05-19 | Low | 1 | 60 | #N/A | #N/A | #N/A
Lightolier | C3RA05930NFE1*/C3RACC* | 488 | Downlight | 60 | 2019-09-13 | 2020-05-19 | Low | 1 | 60 | #N/A | #N/A | #N/A
Lightolier | C3RA05930NFE1*/C3RACD* | 488 | Downlight | 60 | 2019-09-13 | 2020-05-19 | Low | 1 | 60 | #N/A | #N/A | #N/A
Lightolier | C3RA05930NFE1*/C3RACL* | 488 | Downlight | 60 | 2019-09-13 | 2020-05-19 | Low | 1 | 60 | #N/A | #N/A | #N/A
Lightolier | C3RA05930NFE1*/C3RAWH* | 488 | Downlight | 60 | 2019-09-13 | 2020-05-19 | Low | 1 | 60 | #N/A | #N/A | #N/A
Lightolier | C3RA05930NFZ10U*/C3RACC* | 488 | Downlight | 60 | 2019-09-13 | 2020-05-19 | Low | 1 | 60 | #N/A | #N/A | #N/A
Lightolier | C3RA05930NFZ10U*/C3RACD* | 488 | Downlight | 60 | 2019-09-13 | 2020-05-19 | Low | 1 | 60 | #N/A | #N/A | #N/A
Lightolier | C3RA05930NFZ10U*/C3RACL* | 488 | Downlight | 60 | 2019-09-13 | 2020-05-19 | Low | 1 | 60 | #N/A | #N/A | #N/A
Lightolier | C3RA05930NFZ10U*/C3RAWH* | 488 | Downlight | 60 | 2019-09-13 | 2020-05-19 | Low | 1 | 60 | #N/A | #N/A | #N/A
Lightolier | C3RA05930NSE1*/C3RACC* | 488 | Downlight | 60 | 2019-09-13 | 2020-05-19 | Low | 1 | 60 | #N/A | #N/A | #N/A
Lightolier | P3RA05930NFWH*Z10U* | 488 | Downlight | 60 | 2019-09-13 | 2020-05-22 | Low | 1 | 60 | #N/A | #N/A | #N/A
Lightolier | P3RA05930NFWHZ10U* | 488 | Downlight | 60 | 2019-09-13 | 2020-05-22 | Low | 1 | 60 | #N/A | #N/A | #N/A
Lightolier | P3RA05930NSC**E1* | 488 | Downlight | 60 | 2019-09-13 | 2020-05-22 | Low | 1 | 60 | #N/A | #N/A | #N/A
Lightolier | P3RA05930NSC*E1* | 488 | Downlight | 60 | 2019-09-13 | 2020-05-22 | Low | 1 | 60 | #N/A | #N/A | #N/A
Lightolier | P3RA05930NSC**Z10U* | 488 | Downlight | 60 | 2019-09-13 | 2020-05-22 | Low | 1 | 60 | #N/A | #N/A | #N/A
Lightolier | P3RA05930NSC*Z10U* | 488 | Downlight | 60 | 2019-09-13 | 2020-05-22 | Low | 1 | 60 | #N/A | #N/A | #N/A
Lightolier | P3RA05930NSWH*E1* | 488 | Downlight | 60 | 2019-09-13 | 2020-05-22 | Low | 1 | 60 | #N/A | #N/A | #N/A
Lightolier | P3RA05930NSWHE1* | 488 | Downlight | 60 | 2019-09-13 | 2020-05-22 | Low | 1 | 60 | #N/A | #N/A | #N/A
Lightolier | P3RA05930NSWH*Z10U* | 488 | Downlight | 60 | 2019-09-13 | 2020-05-22 | Low | 1 | 60 | #N/A | #N/A | #N/A
Lightolier | P3RA05930NSWHZ10U* | 488 | Downlight | 60 | 2019-09-13 | 2020-05-22 | Low | 1 | 60 | #N/A | #N/A | #N/A
Lightolier | P3RA05930SPC**E1* | 488 | Downlight | 60 | 2019-09-13 | 2020-05-22 | Low | 1 | 60 | #N/A | #N/A | #N/A
Lightolier | P3RA05930SPC*E1* | 488 | Downlight | 60 | 2019-09-13 | 2020-05-22 | Low | 1 | 60 | #N/A | #N/A | #N/A
Lightolier | P3RA05930SPC**Z10U* | 488 | Downlight | 60 | 2019-09-13 | 2020-05-22 | Low | 1 | 60 | #N/A | #N/A | #N/A
Lightolier | P3RA05930SPC*Z10U* | 488 | Downlight | 60 | 2019-09-13 | 2020-05-22 | Low | 1 | 60 | #N/A | #N/A | #N/A
Lightolier | P3RA05930SPWH*E1* | 488 | Downlight | 60 | 2019-09-13 | 2020-05-22 | Low | 1 | 60 | #N/A | #N/A | #N/A
Lightolier | P3RA05930SPWHE1* | 488 | Downlight | 60 | 2019-09-13 | 2020-05-22 | Low | 1 | 60 | #N/A | #N/A | #N/A
Lightolier | P3RA05930SPWH*Z10U* | 488 | Downlight | 60 | 2019-09-13 | 2020-05-22 | Low | 1 | 60 | #N/A | #N/A | #N/A
Lightolier | P3RA05930SPWHZ10U* | 488 | Downlight | 60 | 2019-09-13 | 2020-05-22 | Low | 1 | 60 | #N/A | #N/A | #N/A
Lightolier | P3RA05935FLC**E1* | 488 | Downlight | 60 | 2019-09-13 | 2020-05-22 | Low | 1 | 60 | #N/A | #N/A | #N/A
Lightolier | P3RA05935FLC*E1* | 488 | Downlight | 60 | 2019-09-13 | 2020-05-22 | Low | 1 | 60 | #N/A | #N/A | #N/A
Lightolier | P3RA05935FLC**Z10U* | 488 | Downlight | 60 | 2019-09-13 | 2020-05-22 | Low | 1 | 60 | #N/A | #N/A | #N/A
Lightolier | P3RA05935FLC*Z10U* | 488 | Downlight | 60 | 2019-09-13 | 2020-05-22 | Low | 1 | 60 | #N/A | #N/A | #N/A
Lightolier | P3RA05935FLWH*E1* | 488 | Downlight | 60 | 2019-09-13 | 2020-05-22 | Low | 1 | 60 | #N/A | #N/A | #N/A
Lightolier | P3RA05935FLWHE1* | 488 | Downlight | 60 | 2019-09-13 | 2020-05-22 | Low | 1 | 60 | #N/A | #N/A | #N/A
Lightolier | P3RA05935FLWH*Z10U* | 488 | Downlight | 60 | 2019-09-13 | 2020-05-22 | Low | 1 | 60 | #N/A | #N/A | #N/A
Lightolier | P3RA05935FLWHZ10U* | 488 | Downlight | 60 | 2019-09-13 | 2020-05-22 | Low | 1 | 60 | #N/A | #N/A | #N/A
Lightolier | P3RA05935NFC**E1* | 488 | Downlight | 60 | 2019-09-13 | 2020-05-22 | Low | 1 | 60 | #N/A | #N/A | #N/A
Lightolier | P3RA05935NFC*E1* | 488 | Downlight | 60 | 2019-09-13 | 2020-05-22 | Low | 1 | 60 | #N/A | #N/A | #N/A
Lightolier | P3RA05935NFC**Z10U* | 488 | Downlight | 60 | 2019-09-13 | 2020-05-22 | Low | 1 | 60 | #N/A | #N/A | #N/A
Lightolier | P3RA05935NFC*Z10U* | 488 | Downlight | 60 | 2019-09-13 | 2020-05-22 | Low | 1 | 60 | #N/A | #N/A | #N/A
Lightolier | P3RA05935NFWH*E1* | 488 | Downlight | 60 | 2019-09-13 | 2020-05-22 | Low | 1 | 60 | #N/A | #N/A | #N/A
Lightolier | P3RA05935NFWHE1* | 488 | Downlight | 60 | 2019-09-13 | 2020-05-22 | Low | 1 | 60 | #N/A | #N/A | #N/A
Lightolier | P3RA05935NFWH*Z10U* | 488 | Downlight | 60 | 2019-09-13 | 2020-05-22 | Low | 1 | 60 | #N/A | #N/A | #N/A
Lightolier | P3RA05935NFWHZ10U* | 488 | Downlight | 60 | 2019-09-13 | 2020-05-22 | Low | 1 | 60 | #N/A | #N/A | #N/A
Lightolier | P3RA05935NSC**E1* | 488 | Downlight | 60 | 2019-09-13 | 2020-05-22 | Low | 1 | 60 | #N/A | #N/A | #N/A
Lightolier | P3RA05935NSC*E1* | 488 | Downlight | 60 | 2019-09-13 | 2020-05-22 | Low | 1 | 60 | #N/A | #N/A | #N/A
Lightolier | P3RA05935NSC**Z10U* | 488 | Downlight | 60 | 2019-09-13 | 2020-05-22 | Low | 1 | 60 | #N/A | #N/A | #N/A
Lightolier | P3RA05935NSC*Z10U* | 488 | Downlight | 60 | 2019-09-13 | 2020-05-22 | Low | 1 | 60 | #N/A | #N/A | #N/A
Lightolier | P3RA05935NSWH*E1* | 488 | Downlight | 60 | 2019-09-13 | 2020-05-22 | Low | 1 | 60 | #N/A | #N/A | #N/A
Lightolier | P3RA05935NSWHE1* | 488 | Downlight | 60 | 2019-09-13 | 2020-05-22 | Low | 1 | 60 | #N/A | #N/A | #N/A
Lightolier | P3RA05935NSWH*Z10U* | 488 | Downlight | 60 | 2019-09-13 | 2020-05-22 | Low | 1 | 60 | #N/A | #N/A | #N/A
Lightolier | P3RA05935NSWHZ10U* | 488 | Downlight | 60 | 2019-09-13 | 2020-05-22 | Low | 1 | 60 | #N/A | #N/A | #N/A
Lightolier | P3RA05935SPC**E1* | 488 | Downlight | 60 | 2019-09-13 | 2020-05-22 | Low | 1 | 60 | #N/A | #N/A | #N/A
Lightolier | P3RA05935SPC*E1* | 488 | Downlight | 60 | 2019-09-13 | 2020-05-22 | Low | 1 | 60 | #N/A | #N/A | #N/A
Lightolier | P3RA05935SPC**Z10U* | 488 | Downlight | 60 | 2019-09-13 | 2020-05-22 | Low | 1 | 60 | #N/A | #N/A | #N/A
Lightolier | P3RA05935SPC*Z10U* | 488 | Downlight | 60 | 2019-09-13 | 2020-05-22 | Low | 1 | 60 | #N/A | #N/A | #N/A
Lightolier | P3RA05935SPWH*E1* | 488 | Downlight | 60 | 2019-09-13 | 2020-05-22 | Low | 1 | 60 | #N/A | #N/A | #N/A
Lightolier | P3RA05935SPWHE1* | 488 | Downlight | 60 | 2019-09-13 | 2020-05-22 | Low | 1 | 60 | #N/A | #N/A | #N/A
Lightolier | P3RA05935SPWH*Z10U* | 488 | Downlight | 60 | 2019-09-13 | 2020-05-22 | Low | 1 | 60 | #N/A | #N/A | #N/A
Lightolier | P3RA05935SPWHZ10U* | 488 | Downlight | 60 | 2019-09-13 | 2020-05-22 | Low | 1 | 60 | #N/A | #N/A | #N/A
Lightolier | P3RA05940FLC**E1* | 488 | Downlight | 60 | 2019-09-13 | 2020-05-22 | Low | 1 | 60 | #N/A | #N/A | #N/A
Lightolier | P3RA05940FLC*E1* | 488 | Downlight | 60 | 2019-09-13 | 2020-05-22 | Low | 1 | 60 | #N/A | #N/A | #N/A
Lightolier | P3RA05940FLC**Z10U* | 488 | Downlight | 60 | 2019-09-13 | 2020-05-22 | Low | 1 | 60 | #N/A | #N/A | #N/A
Lightolier | P3RA05940FLC*Z10U* | 488 | Downlight | 60 | 2019-09-13 | 2020-05-22 | Low | 1 | 60 | #N/A | #N/A | #N/A
Lightolier | P3RA05940FLWH*E1* | 488 | Downlight | 60 | 2019-09-13 | 2020-05-22 | Low | 1 | 60 | #N/A | #N/A | #N/A
Lightolier | P3RA05940FLWHE1* | 488 | Downlight | 60 | 2019-09-13 | 2020-05-22 | Low | 1 | 60 | #N/A | #N/A | #N/A
Lightolier | P3RA05940FLWH*Z10U* | 488 | Downlight | 60 | 2019-09-13 | 2020-05-22 | Low | 1 | 60 | #N/A | #N/A | #N/A
Lightolier | P3RA05940FLWHZ10U* | 488 | Downlight | 60 | 2019-09-13 | 2020-05-22 | Low | 1 | 60 | #N/A | #N/A | #N/A
Lightolier | P3RA05940NFC**E1* | 488 | Downlight | 60 | 2019-09-13 | 2020-05-22 | Low | 1 | 60 | #N/A | #N/A | #N/A
Lightolier | P3RA05940NFC*E1* | 488 | Downlight | 60 | 2019-09-13 | 2020-05-22 | Low | 1 | 60 | #N/A | #N/A | #N/A
Lightolier | P3RA05940NFC**Z10U* | 488 | Downlight | 60 | 2019-09-13 | 2020-05-22 | Low | 1 | 60 | #N/A | #N/A | #N/A
Lightolier | P3RA05940NFC*Z10U* | 488 | Downlight | 60 | 2019-09-13 | 2020-05-22 | Low | 1 | 60 | #N/A | #N/A | #N/A
Lightolier | P3RA05940NFWH*E1* | 488 | Downlight | 60 | 2019-09-13 | 2020-05-22 | Low | 1 | 60 | #N/A | #N/A | #N/A
Lightolier | P3RA05940NFWHE1* | 488 | Downlight | 60 | 2019-09-13 | 2020-05-22 | Low | 1 | 60 | #N/A | #N/A | #N/A
Lightolier | P3RA05940NFWH*Z10U* | 488 | Downlight | 60 | 2019-09-13 | 2020-05-22 | Low | 1 | 60 | #N/A | #N/A | #N/A
Lightolier | P3RA05940NFWHZ10U* | 488 | Downlight | 60 | 2019-09-13 | 2020-05-22 | Low | 1 | 60 | #N/A | #N/A | #N/A
Lightolier | P3RA05940NSC**E1* | 488 | Downlight | 60 | 2019-09-13 | 2020-05-22 | Low | 1 | 60 | #N/A | #N/A | #N/A
Lightolier | P3RA05940NSC*E1* | 488 | Downlight | 60 | 2019-09-13 | 2020-05-22 | Low | 1 | 60 | #N/A | #N/A | #N/A
Lightolier | P3RA05940NSC**Z10U* | 488 | Downlight | 60 | 2019-09-13 | 2020-05-22 | Low | 1 | 60 | #N/A | #N/A | #N/A
Lightolier | P3RA05940NSC*Z10U* | 488 | Downlight | 60 | 2019-09-13 | 2020-05-22 | Low | 1 | 60 | #N/A | #N/A | #N/A
Lightolier | P3RA05940NSWH*E1* | 488 | Downlight | 60 | 2019-09-13 | 2020-05-22 | Low | 1 | 60 | #N/A | #N/A | #N/A
Lightolier | P3RA05940NSWHE1* | 488 | Downlight | 60 | 2019-09-13 | 2020-05-22 | Low | 1 | 60 | #N/A | #N/A | #N/A
Lightolier | P3RA05940NSWH*Z10U* | 488 | Downlight | 60 | 2019-09-13 | 2020-05-22 | Low | 1 | 60 | #N/A | #N/A | #N/A
Lightolier | P3RA05940NSWHZ10U* | 488 | Downlight | 60 | 2019-09-13 | 2020-05-22 | Low | 1 | 60 | #N/A | #N/A | #N/A
Lightolier | P3RA05940SPC**E1* | 488 | Downlight | 60 | 2019-09-13 | 2020-05-22 | Low | 1 | 60 | #N/A | #N/A | #N/A
Lightolier | P3RA05940SPC*E1* | 488 | Downlight | 60 | 2019-09-13 | 2020-05-22 | Low | 1 | 60 | #N/A | #N/A | #N/A
Lightolier | P3RA05940SPC**Z10U* | 488 | Downlight | 60 | 2019-09-13 | 2020-05-22 | Low | 1 | 60 | #N/A | #N/A | #N/A
Lightolier | P3RA05940SPC*Z10U* | 488 | Downlight | 60 | 2019-09-13 | 2020-05-22 | Low | 1 | 60 | #N/A | #N/A | #N/A
Lightolier | P3RA05940SPWH*E1* | 488 | Downlight | 60 | 2019-09-13 | 2020-05-22 | Low | 1 | 60 | #N/A | #N/A | #N/A
Lightolier | P3RA05940SPWHE1* | 488 | Downlight | 60 | 2019-09-13 | 2020-05-22 | Low | 1 | 60 | #N/A | #N/A | #N/A
Lightolier | P3RA05940SPWH*Z10U* | 488 | Downlight | 60 | 2019-09-13 | 2020-05-22 | Low | 1 | 60 | #N/A | #N/A | #N/A
Lightolier | P3RA05940SPWHZ10U* | 488 | Downlight | 60 | 2019-09-13 | 2020-05-22 | Low | 1 | 60 | #N/A | #N/A | #N/A
Lightolier | P3RA05927FLC**E1* | 488 | Downlight | 60 | 2019-09-13 | 2020-05-22 | Low | 1 | 60 | #N/A | #N/A | #N/A
Lightolier | P3RA05927FLC*E1* | 488 | Downlight | 60 | 2019-09-13 | 2020-05-22 | Low | 1 | 60 | #N/A | #N/A | #N/A
Lightolier | P3RA05927FLC**Z10U* | 488 | Downlight | 60 | 2019-09-13 | 2020-05-22 | Low | 1 | 60 | #N/A | #N/A | #N/A
Lightolier | P3RA05927FLC*Z10U* | 488 | Downlight | 60 | 2019-09-13 | 2020-05-22 | Low | 1 | 60 | #N/A | #N/A | #N/A
Lightolier | P3RA05927FLWH*E1* | 488 | Downlight | 60 | 2019-09-13 | 2020-05-22 | Low | 1 | 60 | #N/A | #N/A | #N/A
Lightolier | P3RA05927FLWHE1* | 488 | Downlight | 60 | 2019-09-13 | 2020-05-22 | Low | 1 | 60 | #N/A | #N/A | #N/A
Lightolier | P3RA05927FLWH*Z10U* | 488 | Downlight | 60 | 2019-09-13 | 2020-05-22 | Low | 1 | 60 | #N/A | #N/A | #N/A
Lightolier | P3RA05927FLWHZ10U* | 488 | Downlight | 60 | 2019-09-13 | 2020-05-22 | Low | 1 | 60 | #N/A | #N/A | #N/A
Lightolier | P3RA05927NFC**E1* | 488 | Downlight | 60 | 2019-09-13 | 2020-05-22 | Low | 1 | 60 | #N/A | #N/A | #N/A
Lightolier | P3RA05927NFC*E1* | 488 | Downlight | 60 | 2019-09-13 | 2020-05-22 | Low | 1 | 60 | #N/A | #N/A | #N/A
Lightolier | P3RA05927NFC**Z10U* | 488 | Downlight | 60 | 2019-09-13 | 2020-05-22 | Low | 1 | 60 | #N/A | #N/A | #N/A
Lightolier | P3RA05927NFC*Z10U* | 488 | Downlight | 60 | 2019-09-13 | 2020-05-22 | Low | 1 | 60 | #N/A | #N/A | #N/A
Lightolier | P3RA05927NFWH*E1* | 488 | Downlight | 60 | 2019-09-13 | 2020-05-22 | Low | 1 | 60 | #N/A | #N/A | #N/A
Lightolier | P3RA05927NFWHE1* | 488 | Downlight | 60 | 2019-09-13 | 2020-05-22 | Low | 1 | 60 | #N/A | #N/A | #N/A
Lightolier | P3RA05927NFWH*Z10U* | 488 | Downlight | 60 | 2019-09-13 | 2020-05-22 | Low | 1 | 60 | #N/A | #N/A | #N/A
Lightolier | P3RA05927NFWHZ10U* | 488 | Downlight | 60 | 2019-09-13 | 2020-05-22 | Low | 1 | 60 | #N/A | #N/A | #N/A
Lightolier | P3RA05927NSC**E1* | 488 | Downlight | 60 | 2019-09-13 | 2020-05-22 | Low | 1 | 60 | #N/A | #N/A | #N/A
Lightolier | P3RA05927NSC*E1* | 488 | Downlight | 60 | 2019-09-13 | 2020-05-22 | Low | 1 | 60 | #N/A | #N/A | #N/A
Lightolier | P3RA05927NSC**Z10U* | 488 | Downlight | 60 | 2019-09-13 | 2020-05-22 | Low | 1 | 60 | #N/A | #N/A | #N/A
Lightolier | P3RA05927NSC*Z10U* | 488 | Downlight | 60 | 2019-09-13 | 2020-05-22 | Low | 1 | 60 | #N/A | #N/A | #N/A
Lightolier | P3RA05927NSWH*E1* | 488 | Downlight | 60 | 2019-09-13 | 2020-05-22 | Low | 1 | 60 | #N/A | #N/A | #N/A
Lightolier | P3RA05927NSWHE1* | 488 | Downlight | 60 | 2019-09-13 | 2020-05-22 | Low | 1 | 60 | #N/A | #N/A | #N/A
Lightolier | P3RA05927NSWH*Z10U* | 488 | Downlight | 60 | 2019-09-13 | 2020-05-22 | Low | 1 | 60 | #N/A | #N/A | #N/A
Lightolier | P3RA05927NSWHZ10U* | 488 | Downlight | 60 | 2019-09-13 | 2020-05-22 | Low | 1 | 60 | #N/A | #N/A | #N/A
Lightolier | P3RA05927SPC**E1* | 488 | Downlight | 60 | 2019-09-13 | 2020-05-22 | Low | 1 | 60 | #N/A | #N/A | #N/A
Lightolier | P3RA05927SPC*E1* | 488 | Downlight | 60 | 2019-09-13 | 2020-05-22 | Low | 1 | 60 | #N/A | #N/A | #N/A
Lightolier | P3RA05927SPC**Z10U* | 488 | Downlight | 60 | 2019-09-13 | 2020-05-22 | Low | 1 | 60 | #N/A | #N/A | #N/A
Lightolier | P3RA05927SPC*Z10U* | 488 | Downlight | 60 | 2019-09-13 | 2020-05-22 | Low | 1 | 60 | #N/A | #N/A | #N/A
Lightolier | P3RA05927SPWH*E1* | 488 | Downlight | 60 | 2019-09-13 | 2020-05-22 | Low | 1 | 60 | #N/A | #N/A | #N/A
Lightolier | P3RA05927SPWHE1* | 488 | Downlight | 60 | 2019-09-13 | 2020-05-22 | Low | 1 | 60 | #N/A | #N/A | #N/A
Lightolier | P3RA05927SPWH*Z10U* | 488 | Downlight | 60 | 2019-09-13 | 2020-05-22 | Low | 1 | 60 | #N/A | #N/A | #N/A
Lightolier | P3RA05927SPWHZ10U* | 488 | Downlight | 60 | 2019-09-13 | 2020-05-22 | Low | 1 | 60 | #N/A | #N/A | #N/A
Lightolier | P3RA05930FLC**E1* | 488 | Downlight | 60 | 2019-09-13 | 2020-05-22 | Low | 1 | 60 | #N/A | #N/A | #N/A
Lightolier | P3RA05930FLC*E1* | 488 | Downlight | 60 | 2019-09-13 | 2020-05-22 | Low | 1 | 60 | #N/A | #N/A | #N/A
Lightolier | P3RA05930FLC**Z10U* | 488 | Downlight | 60 | 2019-09-13 | 2020-05-22 | Low | 1 | 60 | #N/A | #N/A | #N/A
Lightolier | P3RA05930FLC*Z10U* | 488 | Downlight | 60 | 2019-09-13 | 2020-05-22 | Low | 1 | 60 | #N/A | #N/A | #N/A
Lightolier | P3RA05930FLWH*E1* | 488 | Downlight | 60 | 2019-09-13 | 2020-05-22 | Low | 1 | 60 | #N/A | #N/A | #N/A
Lightolier | P3RA05930FLWHE1* | 488 | Downlight | 60 | 2019-09-13 | 2020-05-22 | Low | 1 | 60 | #N/A | #N/A | #N/A
Lightolier | P3RA05930FLWH*Z10U* | 488 | Downlight | 60 | 2019-09-13 | 2020-05-22 | Low | 1 | 60 | #N/A | #N/A | #N/A
Lightolier | P3RA05930FLWHZ10U* | 488 | Downlight | 60 | 2019-09-13 | 2020-05-22 | Low | 1 | 60 | #N/A | #N/A | #N/A
Lightolier | P3RA05930NFC**E1* | 488 | Downlight | 60 | 2019-09-13 | 2020-05-22 | Low | 1 | 60 | #N/A | #N/A | #N/A
Lightolier | P3RA05930NFC*E1* | 488 | Downlight | 60 | 2019-09-13 | 2020-05-22 | Low | 1 | 60 | #N/A | #N/A | #N/A
Lightolier | P3RA05930NFC**Z10U* | 488 | Downlight | 60 | 2019-09-13 | 2020-05-22 | Low | 1 | 60 | #N/A | #N/A | #N/A
Lightolier | P3RA05930NFC*Z10U* | 488 | Downlight | 60 | 2019-09-13 | 2020-05-22 | Low | 1 | 60 | #N/A | #N/A | #N/A
Lightolier | P3RA05930NFWH*E1* | 488 | Downlight | 60 | 2019-09-13 | 2020-05-22 | Low | 1 | 60 | #N/A | #N/A | #N/A
Lightolier | P3RA05930NFWHE1* | 488 | Downlight | 60 | 2019-09-13 | 2020-05-22 | Low | 1 | 60 | #N/A | #N/A | #N/A
Green Creative | 8.5DLNC4DIM/827 | 510 | Downlight | 60 | 2016-01-01 | 2016-10-26 | Low | 1 | 60 | #N/A | #N/A | #N/A
Dals | 7004-SQ-**-## | 540 | Downlight | 60 | 2017-06-12 | 2017-09-15 | Low | 1 | 60 | #N/A | #N/A | #N/A
Dals | 8004-** | 540 | Downlight | 60 | 2017-06-12 | 2017-09-15 | Low | 1 | 60 | #N/A | #N/A | #N/A
Illume | I-CCDSPN4** | 540 | Downlight | 60 | 2017-06-12 | 2017-09-18 | Low | 1 | 60 | #N/A | #N/A | #N/A
FEIT ELECTRIC | LEDR4XT/6WYCA | 540 | Downlight | 60 | 2022-05-31 | 2022-10-14 | Low | 1 | 60 | #N/A | #N/A | #N/A
FEIT ELECTRIC | LEDR4XT/RGBW/CA/AG | 540 | Downlight | 60 | 2022-07-25 | 2022-09-08 | Low | 1 | 60 | #N/A | #N/A | #N/A
HENGTE | HT-G45RRRD4-909-27C3-##1 | 540 | Downlight | 60 | 2020-12-23 | 2020-12-28 | Low | 1 | 60 | #N/A | #N/A | #N/A
HENGTE | HT-G55GARD4-909-27H-## | 540 | Downlight | 60 | 2021-05-24 | 2021-05-31 | Low | 1 | 60 | #N/A | #N/A | #N/A
HENGTE | HT-G55GRRD4-909-27H-## | 540 | Downlight | 60 | 2021-05-24 | 2021-06-01 | Low | 1 | 60 | #N/A | #N/A | #N/A
HENGTE | HT-G65BRRD4-909-27B-##1 | 540 | Downlight | 60 | 2021-03-31 | 2021-04-08 | Low | 1 | 60 | #N/A | #N/A | #N/A
HENGTE | HT-US-G26ARRD4C-909-27B-##1 | 540 | Downlight | 60 | 2021-05-21 | 2021-05-31 | Low | 1 | 60 | #N/A | #N/A | #N/A
HENGTE | HT-US-G26BRRD4C-909-27B-##1 | 540 | Downlight | 60 | 2021-05-21 | 2021-05-31 | Low | 1 | 60 | #N/A | #N/A | #N/A
HENGTE | HT-US-SSDLG2-Y4C09W9XX-RGBCW22-11 | 540 | Downlight | 60 | 2019-12-11 | 2019-12-17 | Low | 1 | 60 | #N/A | #N/A | #N/A
HENGTE | HT-US-SSDLG2-Y4C09W9XX-RGBCW22-12 | 540 | Downlight | 60 | 2020-07-24 | 2020-07-27 | Low | 1 | 60 | #N/A | #N/A | #N/A
HENGTE | HT-US-SSDLG3-Y4C09W950-RGBCW22-11 | 540 | Downlight | 60 | 2020-09-14 | 2020-09-14 | Low | 1 | 60 | #N/A | #N/A | #N/A
HENGTE | LJC-US-SSDLG2-Y4C09W9A55020-1S-V# | 540 | Downlight | 60 | 2021-05-27 | 2021-05-31 | Low | 1 | 60 | #N/A | #N/A | #N/A
HENGTE | LJC-US-SSDLG2-Y4C09W9A55020-2S-V# | 540 | Downlight | 60 | 2021-05-27 | 2021-05-31 | Low | 1 | 60 | #N/A | #N/A | #N/A
HENGTE/Lijiacheng | LJC-US-SSDLG4-Y4C09W9A55020-22-11 | 540 | Downlight | 60 | 2021-04-10 | 2021-04-25 | Low | 1 | 60 | #N/A | #N/A | #N/A
Globe | 50402 | 540 | Downlight | 60 | 2021-04-20 | 2021-04-25 | Low | 1 | 60 | #N/A | #N/A | #N/A
HENGTE | HT-G11CEDL-RD5-909-30B-##1 | 540 | Downlight | 60 | 2021-04-23 | 2021-04-26 | Low | 1 | 60 | #N/A | #N/A | #N/A
HENGTE | HT-G11CEDL-RD5-909-35B-##1 | 540 | Downlight | 60 | 2021-04-23 | 2021-04-26 | Low | 1 | 60 | #N/A | #N/A | #N/A
HENGTE | HT-G11CEDL-RD5-909-40B-##1 | 540 | Downlight | 60 | 2021-04-23 | 2021-04-26 | Low | 1 | 60 | #N/A | #N/A | #N/A
HENGTE | HT-G11CEDL-RD5-909-50B-##1 | 540 | Downlight | 60 | 2021-04-23 | 2021-04-26 | Low | 1 | 60 | #N/A | #N/A | #N/A
Globe | 90931 | 540 | Downlight | 60 | 2017-09-05 | 2017-09-18 | Low | 1 | 60 | #N/A | #N/A | #N/A
Globe | 91070 | 540 | Downlight | 60 | 2017-09-05 | 2017-09-18 | Low | 1 | 60 | #N/A | #N/A | #N/A
Globe | 91071 | 540 | Downlight | 60 | 2017-09-01 | 2017-09-19 | Low | 1 | 60 | #N/A | #N/A | #N/A
Globe | 91108 | 540 | Downlight | 60 | 2018-04-15 | 2018-07-20 | Low | 1 | 60 | #N/A | #N/A | #N/A
HENGTE | HT-G15360RRD4-909-XXD3-##1 | 540 | Downlight | 60 | 2019-09-20 | 2019-10-01 | Low | 1 | 60 | #N/A | #N/A | #N/A
Globe | 91207 | 540 | Downlight | 60 | 2018-05-09 | 2018-05-08 | Low | 1 | 60 | #N/A | #N/A | #N/A
Globe | 91210 | 540 | Downlight | 60 | 2018-05-09 | 2018-05-08 | Low | 1 | 60 | #N/A | #N/A | #N/A
Globe | 91218 | 540 | Downlight | 60 | 2018-05-09 | 2018-05-08 | Low | 1 | 60 | #N/A | #N/A | #N/A
Globe | 91222 | 540 | Downlight | 60 | 2018-05-09 | 2018-05-10 | Low | 1 | 60 | #N/A | #N/A | #N/A
Globe | 91288 | 540 | Downlight | 60 | 2018-03-29 | 2018-03-28 | Low | 1 | 60 | #N/A | #N/A | #N/A
Globe | 91415 | 540 | Downlight | 60 | 2021-12-05 | 2022-08-15 | Low | 1 | 60 | #N/A | #N/A | #N/A
Globe | 91495 | 540 | Downlight | 60 | 2019-09-06 | 2019-09-11 | Low | 1 | 60 | #N/A | #N/A | #N/A
Globe | 91498 | 540 | Downlight | 60 | 2019-09-06 | 2019-09-13 | Low | 1 | 60 | #N/A | #N/A | #N/A
Globe | 91669 | 540 | Downlight | 60 | 2021-06-21 | 2021-07-18 | Low | 1 | 60 | #N/A | #N/A | #N/A
Globe | 91672 | 540 | Downlight | 60 | 2021-06-21 | 2021-07-06 | Low | 1 | 60 | #N/A | #N/A | #N/A
Globe | 91678 | 540 | Downlight | 60 | 2021-06-21 | 2021-07-18 | Low | 1 | 60 | #N/A | #N/A | #N/A
Globe | 91791 | 540 | Downlight | 60 | 2022-01-27 | 2022-01-27 | Low | 1 | 60 | #N/A | #N/A | #N/A
BATEC | HT-USRD4-809-27B-## | 540 | Downlight | 60 | 2017-06-18 | 2017-06-18 | Low | 1 | 60 | #N/A | #N/A | #N/A
HENGTE | HT-G2FRRD4-909-30B-## | 540 | Downlight | 60 | 2018-02-05 | 2018-02-20 | Low | 1 | 60 | #N/A | #N/A | #N/A
HENGTE | HT-G2RRRD4-909-30B-## | 540 | Downlight | 60 | 2018-02-05 | 2018-02-22 | Low | 1 | 60 | #N/A | #N/A | #N/A
HENGTE | HT-G2URRD4-909-30B-## | 540 | Downlight | 60 | 2018-02-05 | 2018-02-20 | Low | 1 | 60 | #N/A | #N/A | #N/A
HENGTE | HT-G1COBDL-909-30-4WMHD-##1 | 540 | Downlight | 60 | 2020-06-10 | 2020-06-12 | Low | 1 | 60 | #N/A | #N/A | #N/A
HENGTE | HT-G1COBDL-909-35-4WMHD-##1 | 540 | Downlight | 60 | 2020-06-10 | 2020-06-12 | Low | 1 | 60 | #N/A | #N/A | #N/A
HENGTE | HT-G1COBDL-909-40-4WMHD-##1 | 540 | Downlight | 60 | 2020-06-10 | 2020-06-12 | Low | 1 | 60 | #N/A | #N/A | #N/A
HENGTE | HT-G1COBDL-909-50-4WMHD-##1 | 540 | Downlight | 60 | 2020-06-10 | 2020-06-12 | Low | 1 | 60 | #N/A | #N/A | #N/A
HENGTE | HT-G2USRD4-809-30C-## | 540 | Downlight | 60 | 2018-04-15 | 2018-04-23 | Low | 1 | 60 | #N/A | #N/A | #N/A
HENGTE | HT-G2USRD4-909-30C-## | 540 | Downlight | 60 | 2018-02-05 | 2018-02-20 | Low | 1 | 60 | #N/A | #N/A | #N/A
HENGTE | HT-G4RRRD4-909-30B-## | 540 | Downlight | 60 | 2018-07-06 | 2018-07-17 | Low | 1 | 60 | #N/A | #N/A | #N/A
HENGTE | HT-G55ARRD4-909-XXB-## | 540 | Downlight | 60 | 2019-05-22 | 2019-05-24 | Low | 1 | 60 | #N/A | #N/A | #N/A
HENGTE | HT-G55RRRD4-909-XXB-## | 540 | Downlight | 60 | 2019-05-22 | 2019-05-24 | Low | 1 | 60 | #N/A | #N/A | #N/A
HENGTE | HT-G55URRD4-909-XXB-## | 540 | Downlight | 60 | 2019-05-22 | 2019-05-24 | Low | 1 | 60 | #N/A | #N/A | #N/A
HENGTE | HT-G55USRD4-909-XXC-## | 540 | Downlight | 60 | 2019-05-22 | 2019-05-24 | Low | 1 | 60 | #N/A | #N/A | #N/A
HENGTE | HT-G57URRD4-909-30B-## | 540 | Downlight | 60 | 2019-07-20 | 2019-07-19 | Low | 1 | 60 | #N/A | #N/A | #N/A
HENGTE | HT-G57URRD4-909-50B-## | 540 | Downlight | 60 | 2019-06-27 | 2019-06-28 | Low | 1 | 60 | #N/A | #N/A | #N/A
HENGTE | HT-G5ARRD4-909-30B-## | 540 | Downlight | 60 | 2018-07-06 | 2018-07-17 | Low | 1 | 60 | #N/A | #N/A | #N/A
HENGTE | HT-G5RRRD4-909-30B-## | 540 | Downlight | 60 | 2018-07-06 | 2018-07-17 | Low | 1 | 60 | #N/A | #N/A | #N/A
HENGTE | HT-G5URRD4-909-30B-## | 540 | Downlight | 60 | 2018-07-06 | 2018-07-17 | Low | 1 | 60 | #N/A | #N/A | #N/A
HENGTE | HT-G5USRD4-909-30C-## | 540 | Downlight | 60 | 2018-07-06 | 2018-07-17 | Low | 1 | 60 | #N/A | #N/A | #N/A
HENGTE | HT-RRRD4-909-27B-## | 540 | Downlight | 60 | 2017-08-20 | 2017-08-18 | Low | 1 | 60 | #N/A | #N/A | #N/A
HENGTE | HT-URRD4-909-27B-## | 540 | Downlight | 60 | 2017-08-20 | 2017-08-18 | Low | 1 | 60 | #N/A | #N/A | #N/A
HENGTE | HT-USRD4-909-27B-## | 540 | Downlight | 60 | 2017-08-20 | 2017-08-21 | Low | 1 | 60 | #N/A | #N/A | #N/A
Globe | 50068 | 540 | Downlight | 60 | 2019-12-30 | 2020-01-06 | Low | 1 | 60 | #N/A | #N/A | #N/A
Globe | 50068 | 540 | Downlight | 60 | 2021-05-24 | 2021-05-28 | Low | 1 | 60 | #N/A | #N/A | #N/A
Globe | 50323 | 540 | Downlight | 60 | 2020-08-06 | 2020-08-10 | Low | 1 | 60 | #N/A | #N/A | #N/A
Globe | 50323 | 540 | Downlight | 60 | 2021-05-24 | 2021-05-28 | Low | 1 | 60 | #N/A | #N/A | #N/A
Globe | 50359 | 540 | Downlight | 60 | 2021-05-24 | 2021-05-28 | Low | 1 | 60 | #N/A | #N/A | #N/A
HENGTE | HT-G65BRRD4-909-27B-##1 | 540 | Downlight | 60 | 2021-07-27 | 2021-09-07 | Low | 1 | 60 | #N/A | #N/A | #N/A
HENGTE | HT-US-G26ARRD4C-909-27B-##1 | 540 | Downlight | 60 | 2021-05-21 | 2021-08-22 | Low | 1 | 60 | #N/A | #N/A | #N/A
HENGTE | HT-US-G26BRRD4C-909-27B-##1 | 540 | Downlight | 60 | 2021-05-21 | 2021-08-22 | Low | 1 | 60 | #N/A | #N/A | #N/A
MW LIGHTING | MFGD049-FL-5CCT-WH | 540 | Downlight | 60 | 2022-09-12 | 2022-10-28 | Low | 1 | 60 | #N/A | #N/A | #N/A
MW LIGHTING | MFGD049-SP-5CCT-WH | 540 | Downlight | 60 | 2022-09-12 | 2022-10-28 | Low | 1 | 60 | #N/A | #N/A | #N/A
MW LIGHTING | MW-GD049W-5CCT | 540 | Downlight | 60 | 2021-02-10 | 2021-02-14 | Low | 1 | 60 | #N/A | #N/A | #N/A
MW LIGHTING | MW-GD049W-TNW-5CCT | 540 | Downlight | 60 | 2020-12-11 | 2020-12-15 | Low | 1 | 60 | #N/A | #N/A | #N/A
MW LIGHTING | MW-RSD049W-RGBWIFI | 540 | Downlight | 60 | 2021-02-10 | 2021-02-14 | Low | 1 | 60 | #N/A | #N/A | #N/A
Utilitech | 1500763 | 540 | Downlight | 60 | 2019-11-04 | 2019-11-01 | Low | 1 | 60 | #N/A | #N/A | #N/A
Portor Lighting | PT-DLS2-R-4I-9W-5CCT | 540 | Downlight | 60 | 2022-04-28 | 2022-06-06 | Low | 1 | 60 | #N/A | #N/A | #N/A
Portor Lighting | PT-DLS2-S-4I-9W-5CCT | 540 | Downlight | 60 | 2022-04-28 | 2022-06-06 | Low | 1 | 60 | #N/A | #N/A | #N/A
Signcomplex | SC-DL09-D04-A1-03RE | 540 | Downlight | 60 | 2020-10-30 | 2020-12-04 | Low | 1 | 60 | #N/A | #N/A | #N/A
SLG Lighting | DS 5R 6 G1 930K | 540 | Downlight | 60 | 2021-07-23 | 2021-08-02 | Low | 1 | 60 | #N/A | #N/A | #N/A
SLG Lighting | DS 5R 6 G1 935K | 540 | Downlight | 60 | 2021-07-23 | 2021-08-02 | Low | 1 | 60 | #N/A | #N/A | #N/A
SLG Lighting | DS 5R 6 G1 940K | 540 | Downlight | 60 | 2021-07-23 | 2021-08-02 | Low | 1 | 60 | #N/A | #N/A | #N/A
SLG Lighting | DS 5R 6 G1 950K | 540 | Downlight | 60 | 2021-07-23 | 2021-08-02 | Low | 1 | 60 | #N/A | #N/A | #N/A
Commerical Electric | 1003531997 | 540 | Downlight | 60 | 2018-09-28 | 2018-10-15 | Low | 1 | 60 | #N/A | #N/A | #N/A
Commerical Electric | 1003531998 | 540 | Downlight | 60 | 2018-09-28 | 2018-10-31 | Low | 1 | 60 | #N/A | #N/A | #N/A
Commerical Electric | 1003531999 | 540 | Downlight | 60 | 2018-09-28 | 2018-10-15 | Low | 1 | 60 | #N/A | #N/A | #N/A
Commerical Electric | 1003532002 | 540 | Downlight | 60 | 2018-09-28 | 2018-10-15 | Low | 1 | 60 | #N/A | #N/A | #N/A
Commerical Electric | 1003532003 | 540 | Downlight | 60 | 2018-09-28 | 2018-10-15 | Low | 1 | 60 | #N/A | #N/A | #N/A
Commerical Electric | 1003532005 | 540 | Downlight | 60 | 2018-09-28 | 2018-10-16 | Low | 1 | 60 | #N/A | #N/A | #N/A
Commerical Electric | 1003532008 | 540 | Downlight | 60 | 2018-09-28 | 2018-10-19 | Low | 1 | 60 | #N/A | #N/A | #N/A
Commerical Electric | 1003532009 | 540 | Downlight | 60 | 2018-09-28 | 2018-10-15 | Low | 1 | 60 | #N/A | #N/A | #N/A
Commerical Electric | 1003532024 | 540 | Downlight | 60 | 2018-09-28 | 2018-10-15 | Low | 1 | 60 | #N/A | #N/A | #N/A
Commercial Electric | 1001706413 | 540 | Downlight | 60 | 2022-05-06 | 2022-05-27 | Low | 1 | 60 | #N/A | #N/A | #N/A
Commercial Electric | 1004655268 | 540 | Downlight | 60 | 2019-10-21 | 2019-10-25 | Low | 1 | 60 | #N/A | #N/A | #N/A
Commercial Electric | 1004655269 | 540 | Downlight | 60 | 2019-10-21 | 2019-10-24 | Low | 1 | 60 | #N/A | #N/A | #N/A
Commercial Electric | 1004655270 | 540 | Downlight | 60 | 2019-10-17 | 2019-10-24 | Low | 1 | 60 | #N/A | #N/A | #N/A
Commercial Electric | 1004655273 | 540 | Downlight | 60 | 2019-10-17 | 2019-10-25 | Low | 1 | 60 | #N/A | #N/A | #N/A
Commercial Electric | 1004658319 | 540 | Downlight | 60 | 2019-10-24 | 2019-10-29 | Low | 1 | 60 | #N/A | #N/A | #N/A
Commercial Electric | 1005591780 | 540 | Downlight | 60 | 2020-08-21 | 2020-08-19 | Low | 1 | 60 | #N/A | #N/A | #N/A
Commercial Electric | 1005772443 | 540 | Downlight | 60 | 2020-09-20 | 2020-09-23 | Low | 1 | 60 | #N/A | #N/A | #N/A
Commercial Electric | 1005772443 | 540 | Downlight | 60 | 2022-05-06 | 2022-05-27 | Low | 1 | 60 | #N/A | #N/A | #N/A
Commercial Electric | 1007960496 | 540 | Downlight | 60 | 2022-06-13 | 2022-07-06 | Low | 1 | 60 | #N/A | #N/A | #N/A
Commercial Electric | 1007995251 | 540 | Downlight | 60 | 2022-06-06 | 2022-06-22 | Low | 1 | 60 | #N/A | #N/A | #N/A
Commercial Electric | 1007995254 | 540 | Downlight | 60 | 2022-06-06 | 2022-06-22 | Low | 1 | 60 | #N/A | #N/A | #N/A
Commercial Electric | 1007995257 | 540 | Downlight | 60 | 2022-06-06 | 2022-06-22 | Low | 1 | 60 | #N/A | #N/A | #N/A
AFX | TUCF04LAJD1WH | 600 | Downlight | 60 | 2022-07-05 | 2022-11-28 | Low | 1 | 60 | #N/A | #N/A | #N/A
luxrite | LR23590 | 600 | Downlight | 60 | 2020-07-17 | 2020-08-07 | Low | 1 | 60 | #N/A | #N/A | #N/A
luxrite | LR23591 | 600 | Downlight | 60 | 2020-07-17 | 2020-08-07 | Low | 1 | 60 | #N/A | #N/A | #N/A
luxrite | LR23845 | 600 | Downlight | 60 | 2022-08-23 | 2022-08-23 | Low | 1 | 60 | #N/A | #N/A | #N/A
Aleo Lighting | SLD-SQ-4-10W-120-9CT T24 | 600 | Downlight | 60 | 2020-12-01 | 2020-11-08 | Low | 1 | 60 | #N/A | #N/A | #N/A
Amax | LED-SM4DL/** | 600 | Downlight | 60 | 2017-05-29 | 2017-06-14 | Low | 1 | 60 | #N/A | #N/A | #N/A
Amax | LED-M4L/BK | 600 | Downlight | 60 | 2020-07-02 | 2020-07-06 | Low | 1 | 60 | #N/A | #N/A | #N/A
Amax | LED-M4L/BN | 600 | Downlight | 60 | 2020-07-02 | 2020-07-06 | Low | 1 | 60 | #N/A | #N/A | #N/A
Amax | LED-M4L/WT | 600 | Downlight | 60 | 2020-07-02 | 2020-07-06 | Low | 1 | 60 | #N/A | #N/A | #N/A
American Lighting | QD4PIR-30-** | 600 | Downlight | 60 | 2020-12-15 | 2020-12-16 | Low | 1 | 60 | #N/A | #N/A | #N/A
Archipelago Lighting | LDRS4-10-S5-B | 600 | Downlight | 60 | 2021-09-24 | 2021-10-29 | Low | 1 | 60 | #N/A | #N/A | #N/A
Archipelago Lighting | LDRS4-10-S5-F | 600 | Downlight | 60 | 2021-09-24 | 2021-10-26 | Low | 1 | 60 | #N/A | #N/A | #N/A
CNA LIGHTING | DS-5-27K-WH | 600 | Downlight | 60 | 2017-07-03 | 2017-07-08 | Low | 1 | 60 | #N/A | #N/A | #N/A
BULBRITE | LED10DL/5/927/WHRD/J/D | 600 | Downlight | 60 | 2018-01-01 | 2018-06-07 | Low | 1 | 60 | #N/A | #N/A | #N/A
BULBRITE | LED10DL/5/927/WHSQ/J/D | 600 | Downlight | 60 | 2018-01-01 | 2018-06-07 | Low | 1 | 60 | #N/A | #N/A | #N/A
Luminus | PPLP503 | 600 | Downlight | 60 | 2017-01-01 | 2017-08-03 | Low | 1 | 60 | #N/A | #N/A | #N/A
Bazz | JLDSK4W4# | 600 | Downlight | 60 | 2019-10-21 | 2019-10-23 | Low | 1 | 60 | #N/A | #N/A | #N/A
EELighting | UTP-R4283MW-9W5CCTA-120V-Triac-CRI80 | 600 | Downlight | 60 | 2021-04-30 | 2021-09-08 | Low | 1 | 60 | #N/A | #N/A | #N/A
energy efficient lighting | DLS-LED-4-600-10-3000K | 600 | Downlight | 60 | 2018-12-06 | 2018-12-07 | Low | 1 | 60 | #N/A | #N/A | #N/A
energy efficient lighting | DLS-LED-4-600-10-4000K | 600 | Downlight | 60 | 2018-12-06 | 2018-12-07 | Low | 1 | 60 | #N/A | #N/A | #N/A
energy efficient lighting | DLS-LED-4-600-10-5000K | 600 | Downlight | 60 | 2018-12-06 | 2018-12-07 | Low | 1 | 60 | #N/A | #N/A | #N/A
ESL Vision | ESL-DDSK-R5-10W-127-WH | 600 | Downlight | 60 | 2017-01-01 | 2017-08-24 | Low | 1 | 60 | #N/A | #N/A | #N/A
ESL Vision | ESL-ODSK-4-10W-130 | 600 | Downlight | 60 | 2019-07-27 | 2019-07-31 | Low | 1 | 60 | #N/A | #N/A | #N/A
Elite Lighting | RL417-600L-120-30K-90-** | 600 | Downlight | 60 | 2019-07-04 | 2019-07-10 | Low | 1 | 60 | #N/A | #N/A | #N/A
Elite Lighting | RL477-600L-DIMTR-120-27K/30K/35K/40K/50K-90-** | 600 | Downlight | 60 | 2022-06-17 | 2022-06-17 | Low | 1 | 60 | #N/A | #N/A | #N/A
Elite Lighting | RL495-600L-DIMTR-120-30K/40K/50K-90-** | 600 | Downlight | 60 | 2019-08-04 | 2019-08-12 | Low | 1 | 60 | #N/A | #N/A | #N/A
Elite Lighting | RL591-600L-DIM10-MVOLT-30K/40K/50K-90-** | 600 | Downlight | 60 | 2022-07-29 | 2022-08-17 | Low | 1 | 60 | #N/A | #N/A | #N/A
Elite Lighting | RL591-600L-DIMTR-120-30K/40K/50K-90-** | 600 | Downlight | 60 | 2019-08-04 | 2019-08-12 | Low | 1 | 60 | #N/A | #N/A | #N/A
Elite Lighting | RL591-600L-DIMTR-120-30K-90-WH | 600 | Downlight | 60 | 2017-01-01 | 2017-09-26 | Low | 1 | 60 | #N/A | #N/A | #N/A
Elite Lighting | RL595-600L-DIMTR-120-40K-90-WH | 600 | Downlight | 60 | 2017-01-01 | 2017-09-26 | Low | 1 | 60 | #N/A | #N/A | #N/A
EarthBulb | LSLIM4CCTWH2T | 600 | Downlight | 60 | 2022-08-19 | 2022-11-14 | Low | 1 | 60 | #N/A | #N/A | #N/A
Earthtronics | MP01700305 | 600 | Downlight | 60 | 2017-01-01 | 2017-11-03 | Low | 1 | 60 | #N/A | #N/A | #N/A
Earthtronics | MP01700405WH2 | 600 | Downlight | 60 | 2018-01-01 | 2018-05-12 | Low | 1 | 60 | #N/A | #N/A | #N/A
Earthtronics | MP02700305WH2 | 600 | Downlight | 60 | 2018-01-01 | 2018-05-12 | Low | 1 | 60 | #N/A | #N/A | #N/A
Earthtronics | MP02700405WH2 | 600 | Downlight | 60 | 2018-01-01 | 2018-05-12 | Low | 1 | 60 | #N/A | #N/A | #N/A
Factory Direct Lighting | FDLED-4-10W-3K-PIR-** | 600 | Downlight | 60 | 2018-11-05 | 2018-11-06 | Low | 1 | 60 | #N/A | #N/A | #N/A
FDL | FDDL-4-10W-5CCT-** | 600 | Downlight | 60 | 2022-01-25 | 2022-01-25 | Low | 1 | 60 | #N/A | #N/A | #N/A
FDL | FDFM-10W-LED-5CCT-120V-D | 600 | Downlight | 60 | 2021-12-21 | 2022-02-22 | Low | 1 | 60 | #N/A | #N/A | #N/A
FDL | FDFM-10W-LED-5CCT-120V-D-SQ | 600 | Downlight | 60 | 2021-12-21 | 2022-02-22 | Low | 1 | 60 | #N/A | #N/A | #N/A
FDL | FDLED-4-10W-5CCT-PIR-** | 600 | Downlight | 60 | 2022-01-25 | 2022-01-25 | Low | 1 | 60 | #N/A | #N/A | #N/A
Galaxy Lighting | L646027*** | 600 | Downlight | 60 | 2022-05-30 | 2022-02-17 | Low | 1 | 60 | #N/A | #N/A | #N/A
Galaxy Lighting | L646030*** | 600 | Downlight | 60 | 2021-05-21 | 2022-02-17 | Low | 1 | 60 | #N/A | #N/A | #N/A
Galaxy Lighting | L646035*** | 600 | Downlight | 60 | 2022-05-30 | 2022-02-17 | Low | 1 | 60 | #N/A | #N/A | #N/A
Galaxy Lighting | L646040*** | 600 | Downlight | 60 | 2021-05-21 | 2022-02-17 | Low | 1 | 60 | #N/A | #N/A | #N/A
Galaxy Lighting | L646050*** | 600 | Downlight | 60 | 2022-05-30 | 2022-02-17 | Low | 1 | 60 | #N/A | #N/A | #N/A
Galaxy Lighting | L648030*** | 600 | Downlight | 60 | 2020-12-30 | 2022-02-17 | Low | 1 | 60 | #N/A | #N/A | #N/A
Galaxy Lighting | L648035*** | 600 | Downlight | 60 | 2022-05-30 | 2022-02-17 | Low | 1 | 60 | #N/A | #N/A | #N/A
Galaxy Lighting | L648040*** | 600 | Downlight | 60 | 2022-05-30 | 2022-02-17 | Low | 1 | 60 | #N/A | #N/A | #N/A
Galaxy Lighting | L648050*** | 600 | Downlight | 60 | 2020-12-30 | 2022-02-17 | Low | 1 | 60 | #N/A | #N/A | #N/A
Etlin-Daniels | CL106P-110WM-PFCN | 600 | Downlight | 60 | 2022-05-16 | 2022-05-25 | Low | 1 | 60 | #N/A | #N/A | #N/A
Etlin-Daniels | RTFFR4-101-3D-WH | 600 | Downlight | 60 | 2017-09-15 | 2017-09-13 | Low | 1 | 60 | #N/A | #N/A | #N/A
Etlin-Daniels | RTFFR4-101-CD-WH | 600 | Downlight | 60 | 2021-11-04 | 2021-11-05 | Low | 1 | 60 | #N/A | #N/A | #N/A
HENGTE | HT-G65ARRD4-910-27B-##1 | 600 | Downlight | 60 | 2021-07-29 | 2021-08-07 | Low | 1 | 60 | #N/A | #N/A | #N/A
HENGTE | HT-G65BRRD4-910-27B-##1 | 600 | Downlight | 60 | 2021-07-29 | 2021-08-07 | Low | 1 | 60 | #N/A | #N/A | #N/A
GM Lighting | GM-RND5-30-WH | 600 | Downlight | 60 | 2017-07-20 | 2017-07-21 | Low | 1 | 60 | #N/A | #N/A | #N/A
GM Lighting | GM-RND5-TUN-** | 600 | Downlight | 60 | 2019-10-12 | 2019-10-11 | Low | 1 | 60 | #N/A | #N/A | #N/A
GM Lighting | GM-SLD4-30-WH | 600 | Downlight | 60 | 2017-07-20 | 2017-07-21 | Low | 1 | 60 | #N/A | #N/A | #N/A
Green Creative | CLKSEN6/10MIN/927/120V | 600 | Downlight | 60 | 2019-02-14 | 2019-04-12 | Low | 1 | 60 | #N/A | #N/A | #N/A
NICOR | RSD41120SWHM | 600 | Downlight | 60 | 2022-09-07 | 2022-12-28 | Low | 1 | 60 | #N/A | #N/A | #N/A
NICOR LED | DLF-10-120-2K-WH | 600 | Downlight | 60 | 2017-04-06 | 2017-05-22 | Low | 1 | 60 | #N/A | #N/A | #N/A
NICOR LED | DLR4506120SWH | 600 | Downlight | 60 | 2019-08-19 | 2020-04-17 | Low | 1 | 60 | #N/A | #N/A | #N/A
NEXLEDS | NXR304WE1WH-10 | 600 | Downlight | 60 | 2021-03-19 | 2021-03-28 | Low | 1 | 60 | #N/A | #N/A | #N/A
Utilitech | DLS36-04C27D1E-WH-*# | 600 | Downlight | 60 | 2018-07-01 | 2018-07-11 | Low | 1 | 60 | #N/A | #N/A | #N/A
Light by Lotus | ADS5R9-5CCT-** | 600 | Downlight | 60 | 2021-08-18 | 2021-08-19 | Low | 1 | 60 | #N/A | #N/A | #N/A
MAXIM | 57710WT**(**may be WT for white | 600 | Downlight | 60 | 2017-08-31 | 2017-08-31 | Low | 1 | 60 | #N/A | #N/A | #N/A
MAXIM | 57720WT** | 600 | Downlight | 60 | 2017-08-31 | 2017-08-31 | Low | 1 | 60 | #N/A | #N/A | #N/A
MAXIM | 58710WT** | 600 | Downlight | 60 | 2022-07-01 | 2022-08-24 | Low | 1 | 60 | #N/A | #N/A | #N/A
MAXIM | 58720WT** | 600 | Downlight | 60 | 2022-07-01 | 2022-08-24 | Low | 1 | 60 | #N/A | #N/A | #N/A
RAB | DLS0025 | 600 | Downlight | 60 | 2019-12-25 | 2020-01-07 | Low | 1 | 60 | #N/A | #N/A | #N/A
RAB | DLS0034 | 600 | Downlight | 60 | 2019-12-25 | 2020-01-07 | Low | 1 | 60 | #N/A | #N/A | #N/A
RAB | DLS0108(DSKFA-4R109CCT120WS/PIR) | 600 | Downlight | 60 | 2021-11-17 | 2021-12-09 | Low | 1 | 60 | #N/A | #N/A | #N/A
RENO | RENO-LED-PIR-CSC3030-3KWH | 600 | Downlight | 60 | 2019-09-21 | 2019-11-19 | Low | 1 | 60 | #N/A | #N/A | #N/A
RENO | RENO-LED-PIR-CSC3030-4KWH | 600 | Downlight | 60 | 2019-09-21 | 2019-11-19 | Low | 1 | 60 | #N/A | #N/A | #N/A
RENO | RENO-LED-PIR-CSC3030-5KWH | 600 | Downlight | 60 | 2019-09-21 | 2019-11-19 | Low | 1 | 60 | #N/A | #N/A | #N/A
RENO | RENO-S5R-MCCT-** | 600 | Downlight | 60 | 2022-06-25 | 2022-07-26 | Low | 1 | 60 | #N/A | #N/A | #N/A
Satco | S11829 | 600 | Downlight | 60 | 2020-11-10 | 2020-11-17 | Low | 1 | 60 | #N/A | #N/A | #N/A
Sarin Energy Solutions | SES-SDL4-RGBWW-10 | 600 | Downlight | 60 | 2021-01-25 | 2021-01-31 | Low | 1 | 60 | #N/A | #N/A | #N/A
Portor Lighting | PT-DDL-4I-10W-5CCT | 600 | Downlight | 60 | 2021-06-09 | 2021-06-08 | Low | 1 | 60 | #N/A | #N/A | #N/A
Portor Lighting | PT-DLSM-R-5I-10W-3CCT | 600 | Downlight | 60 | 2020-05-28 | 2020-06-18 | Low | 1 | 60 | #N/A | #N/A | #N/A
Portor Lighting | PT-DLSM-S-5I-10W-3CCT | 600 | Downlight | 60 | 2020-05-28 | 2020-06-18 | Low | 1 | 60 | #N/A | #N/A | #N/A
Portor Lighting | PT-DMS-4I-10W-5CCT | 600 | Downlight | 60 | 2021-06-14 | 2021-06-11 | Low | 1 | 60 | #N/A | #N/A | #N/A
Superior LifeÂ®â€‚â€‚â€‚ | 83880 | 600 | Downlight | 60 | 2017-01-01 | 2017-05-19 | Low | 1 | 60 | #N/A | #N/A | #N/A
Superior LifeÂ®â€‚â€‚â€‚ | 83881 | 600 | Downlight | 60 | 2017-01-01 | 2017-05-19 | Low | 1 | 60 | #N/A | #N/A | #N/A
PLT SOLUTIONS | PLTA2221622* | 600 | Downlight | 60 | 2022-06-25 | 2022-07-22 | Low | 1 | 60 | #N/A | #N/A | #N/A
KOK | KOK-4BJ10##LR** | 600 | Downlight | 60 | 2019-05-16 | 2019-05-31 | Low | 1 | 60 | #N/A | #N/A | #N/A
Sunlite | LFX/JDL/BF/4R/10W/E/D/##K | 600 | Downlight | 60 | 2020-11-09 | 2020-11-13 | Low | 1 | 60 | #N/A | #N/A | #N/A
Sunlite | LFX/MP/5.5R/10W/E/D/30K/WH | 600 | Downlight | 60 | 2018-01-01 | 2018-07-31 | Low | 1 | 60 | #N/A | #N/A | #N/A
OREiN | OL0900177 | 600 | Downlight | 60 | 2021-10-14 | 2021-11-24 | Low | 1 | 60 | #N/A | #N/A | #N/A
Commercial Electric | NJ02aERTZQW2501 | 600 | Downlight | 60 | 2021-02-04 | 2021-02-03 | Low | 1 | 60 | #N/A | #N/A | #N/A
Commercial Electric | NJ02aERTZQW2501 | 600 | Downlight | 60 | 2022-01-30 | 2022-02-23 | Low | 1 | 60 | #N/A | #N/A | #N/A
Commercial Electric | NJ02aERTZQW2504 | 600 | Downlight | 60 | 2021-02-04 | 2021-02-03 | Low | 1 | 60 | #N/A | #N/A | #N/A
Commercial Electric | NJ02aERTZQW2504 | 600 | Downlight | 60 | 2022-01-30 | 2022-02-23 | Low | 1 | 60 | #N/A | #N/A | #N/A
Commercial Electric | NJ02aERTZQW2512 | 600 | Downlight | 60 | 2021-02-04 | 2021-02-03 | Low | 1 | 60 | #N/A | #N/A | #N/A
Commercial Electric | NJ02aERTZQW2512 | 600 | Downlight | 60 | 2022-01-30 | 2022-02-23 | Low | 1 | 60 | #N/A | #N/A | #N/A
Verbatim | 99974 | 600 | Downlight | 60 | 2017-01-01 | 2018-01-09 | Low | 1 | 60 | #N/A | #N/A | #N/A
Verbatim | 99976 | 600 | Downlight | 60 | 2017-01-01 | 2018-01-09 | Low | 1 | 60 | #N/A | #N/A | #N/A
Tamlite Lighting | SM51030K-120-WH | 600 | Downlight | 60 | 2019-08-16 | 2019-09-10 | Low | 1 | 60 | #N/A | #N/A | #N/A
LIGHT THE FUTURE | D704-N-XXXX | 600 | Downlight | 60 | 2016-03-07 | 2016-03-10 | Low | 1 | 60 | #N/A | #N/A | #N/A
LIGHT THE FUTURE | D706-N-XXXX | 600 | Downlight | 60 | 2016-03-07 | 2016-03-10 | Low | 1 | 60 | #N/A | #N/A | #N/A
Westinghouse | 50950 | 600 | Downlight | 60 | 2018-03-13 | 2018-04-05 | Low | 1 | 60 | #N/A | #N/A | #N/A
WesternPacific | WPRKK04 | 600 | Downlight | 60 | 2019-06-10 | 2019-06-25 | Low | 1 | 60 | #N/A | #N/A | #N/A
Westgate | DLSN5-30K-PIR-** | 600 | Downlight | 60 | 2019-04-25 | 2019-04-24 | Low | 1 | 60 | #N/A | #N/A | #N/A
American Lighting | AD4-30-DB | 630 | Downlight | 60 | 2018-01-04 | 2018-01-09 | Low | 1 | 60 | #N/A | #N/A | #N/A
American Lighting | AD4-30-WH | 630 | Downlight | 60 | 2018-01-04 | 2018-01-09 | Low | 1 | 60 | #N/A | #N/A | #N/A
American Lighting | AD4-B30-DB | 630 | Downlight | 60 | 2018-01-04 | 2018-01-09 | Low | 1 | 60 | #N/A | #N/A | #N/A
American Lighting | AD4-B30-WH | 630 | Downlight | 60 | 2018-01-04 | 2018-01-09 | Low | 1 | 60 | #N/A | #N/A | #N/A
Genesis Lighting | PD4VR08 | 660 | Downlight | 60 | 2018-10-15 | 2018-11-07 | Low | 1 | 60 | #N/A | #N/A | #N/A
MingBright | PD4VR08 | 660 | Downlight | 60 | 2018-10-15 | 2018-11-07 | Low | 1 | 60 | #N/A | #N/A | #N/A
ETI | 538661### (##=00-99, #=0-9) | 660 | Downlight | 60 | 2022-05-24 | 2022-05-24 | Low | 1 | 60 | #N/A | #N/A | #N/A
Etlin-Daniels | DLSWR4-111CD-WH-FF | 660 | Downlight | 60 | 2021-01-19 | 2021-02-08 | Low | 1 | 60 | #N/A | #N/A | #N/A
RAB | DLD0001 | 660 | Downlight | 60 | 2019-11-25 | 2019-12-11 | Low | 1 | 60 | #N/A | #N/A | #N/A
RAB | DLD0005 | 660 | Downlight | 60 | 2019-11-25 | 2019-12-11 | Low | 1 | 60 | #N/A | #N/A | #N/A
Commercial Electric | 538661### (##=00-99, #=0-9) | 660 | Downlight | 60 | 2022-03-01 | 2022-03-30 | Low | 1 | 60 | #N/A | #N/A | #N/A
Westgate | FML-R6-11W-##K-** | 660 | Downlight | 60 | 2017-09-02 | 2018-08-22 | Low | 1 | 60 | #N/A | #N/A | #N/A
AFX | EGRF06LAJD1** | 720 | Downlight | 60 | 2021-06-23 | 2021-07-18 | Low | 1 | 60 | #N/A | #N/A | #N/A
EELighting | RLBLED-6-S12W-3K** | 720 | Downlight | 60 | 2018-03-31 | 2018-03-30 | Low | 1 | 60 | #N/A | #N/A | #N/A
ETI | 538411###(###=000-999) | 720 | Downlight | 60 | 2022-11-02 | 2022-11-03 | Low | 1 | 60 | #N/A | #N/A | #N/A
Liteline | RA4-12RG-WZ-90 | 720 | Downlight | 60 | 2021-01-11 | 2021-01-18 | Low | 1 | 60 | #N/A | #N/A | #N/A
Liteline | RA4-12RG-WZ-90** | 720 | Downlight | 60 | 2021-01-11 | 2021-01-18 | Low | 1 | 60 | #N/A | #N/A | #N/A
Liteline | RA4S-12RG-WZ-90 | 720 | Downlight | 60 | 2021-01-11 | 2021-01-18 | Low | 1 | 60 | #N/A | #N/A | #N/A
LED LIGHTING | SLH-R7-12TD-L1-27-2835-SM | 720 | Downlight | 60 | 2018-05-16 | 2018-06-01 | Low | 1 | 60 | #N/A | #N/A | #N/A
Xtricity | 4-80076 | 720 | Downlight | 60 | 2019-04-05 | 2018-02-08 | Low | 1 | 60 | #N/A | #N/A | #N/A
Xtricity | 4-80085 | 720 | Downlight | 60 | 2019-04-05 | 2017-09-15 | Low | 1 | 60 | #N/A | #N/A | #N/A
Spex Lighting | SL4-12RG-90**-WZ-# | 720 | Downlight | 60 | 2021-01-11 | 2021-01-18 | Low | 1 | 60 | #N/A | #N/A | #N/A
Trenz Lighting | TL4-12RG-90-WZ | 720 | Downlight | 60 | 2021-01-11 | 2021-01-18 | Low | 1 | 60 | #N/A | #N/A | #N/A
Trenz Lighting | TL4-12RG-90**-WZ | 720 | Downlight | 60 | 2021-01-11 | 2021-01-18 | Low | 1 | 60 | #N/A | #N/A | #N/A
Trenz Lighting | TL4-12RG-90**-WZ-# | 720 | Downlight | 60 | 2021-01-11 | 2021-01-18 | Low | 1 | 60 | #N/A | #N/A | #N/A
Lights by Lotus | LED-6-S12W-3K** | 720 | Downlight | 60 | 2019-07-21 | 2019-08-12 | Low | 1 | 60 | #N/A | #N/A | #N/A
Liteline | RA4S-12RG-WZ-90** | 720 | Downlight | 60 | 2021-01-11 | 2021-01-18 | Low | 1 | 60 | #N/A | #N/A | #N/A
Spex Lighting | SL4-12RG-90-WZ | 720 | Downlight | 60 | 2021-01-11 | 2021-01-18 | Low | 1 | 60 | #N/A | #N/A | #N/A
Spex Lighting | SL4-12RG-90**-WZ | 720 | Downlight | 60 | 2021-01-11 | 2021-01-18 | Low | 1 | 60 | #N/A | #N/A | #N/A
Commercial Electric | 538411###(###=000-999) | 720 | Downlight | 60 | 2021-02-03 | 2021-02-04 | Low | 1 | 60 | #N/A | #N/A | #N/A
DawnRay | DR40SF-** | 720 | Downlight | 60 | 2022-12-01 | 2022-12-15 | Low | 1 | 60 | #N/A | #N/A | #N/A
SAMSENS | FS-FPDL-4C-12W-5CCT | 720 | Downlight | 60 | 2022-06-06 | 2022-05-31 | Low | 1 | 60 | #N/A | #N/A | #N/A
Kichler | DLSL06S2790WHT | 750 | Downlight | 60 | 2020-07-03 | 2020-07-06 | Low | 1 | 60 | #N/A | #N/A | #N/A
Kichler | DLSL06S3090WHT | 750 | Downlight | 60 | 2020-07-03 | 2020-07-06 | Low | 1 | 60 | #N/A | #N/A | #N/A
Progress Lighting | P810007-028-30 | 750 | Downlight | 60 | 2017-11-30 | 2017-11-29 | Low | 1 | 60 | #N/A | #N/A | #N/A
Progress Lighting | P810027-028-30 | 750 | Downlight | 60 | 2018-08-15 | 2018-08-10 | Low | 1 | 60 | #N/A | #N/A | #N/A
Progress Lighting | P810027-031-30 | 750 | Downlight | 60 | 2019-09-26 | 2019-10-01 | Low | 1 | 60 | #N/A | #N/A | #N/A
ASD | ASD-CD-TS-2D15AC-** | 840 | Downlight | 60 | 2022-03-30 | 2022-04-28 | Low | 1 | 60 | #N/A | #N/A | #N/A
Liteharbor | BL6-S401-**-30 | 840 | Downlight | 60 | 2018-01-20 | 2018-05-16 | Low | 1 | 60 | #N/A | #N/A | #N/A
Liteharbor | BL6-S401-**-35 | 840 | Downlight | 60 | 2018-01-20 | 2018-05-16 | Low | 1 | 60 | #N/A | #N/A | #N/A
Liteharbor | BL6-S401-**-40 | 840 | Downlight | 60 | 2018-01-20 | 2018-05-16 | Low | 1 | 60 | #N/A | #N/A | #N/A
Liteharbor | BL6-S401-**-50 | 840 | Downlight | 60 | 2018-01-20 | 2018-05-16 | Low | 1 | 60 | #N/A | #N/A | #N/A
American Lighting | AD56-B30-DB | 870 | Downlight | 60 | 2018-01-04 | 2018-01-09 | Low | 1 | 60 | #N/A | #N/A | #N/A
luxrite | LR23592 | 900 | Downlight | 60 | 2020-07-17 | 2020-08-07 | Low | 1 | 60 | #N/A | #N/A | #N/A
luxrite | LR23593 | 900 | Downlight | 60 | 2020-07-17 | 2020-08-07 | Low | 1 | 60 | #N/A | #N/A | #N/A
Amax | LED-6L/BK | 900 | Downlight | 60 | 2020-07-02 | 2020-07-06 | Low | 1 | 60 | #N/A | #N/A | #N/A
Amax | LED-6L/BN | 900 | Downlight | 60 | 2020-07-02 | 2020-07-06 | Low | 1 | 60 | #N/A | #N/A | #N/A
Amax | LED-6L/WT | 900 | Downlight | 60 | 2020-07-02 | 2020-07-06 | Low | 1 | 60 | #N/A | #N/A | #N/A
Amax | LED-SM6DL/** | 900 | Downlight | 60 | 2017-05-29 | 2017-06-14 | Low | 1 | 60 | #N/A | #N/A | #N/A
Amax | LED-M6L/BK | 900 | Downlight | 60 | 2020-07-02 | 2020-07-06 | Low | 1 | 60 | #N/A | #N/A | #N/A
Amax | LED-M6L/BN | 900 | Downlight | 60 | 2020-07-02 | 2020-07-06 | Low | 1 | 60 | #N/A | #N/A | #N/A
Amax | LED-M6L/WT | 900 | Downlight | 60 | 2020-07-02 | 2020-07-06 | Low | 1 | 60 | #N/A | #N/A | #N/A
American Lighting | AD56-27-DB,AD56-27-WH | 900 | Downlight | 60 | 2018-01-04 | 2018-01-09 | Low | 1 | 60 | #N/A | #N/A | #N/A
American Lighting | AD56-30-DB | 900 | Downlight | 60 | 2018-01-04 | 2018-01-09 | Low | 1 | 60 | #N/A | #N/A | #N/A
ConTech Lighting | SMTR727K12D1-** | 900 | Downlight | 60 | 2018-12-07 | 2018-12-17 | Low | 1 | 60 | #N/A | #N/A | #N/A
ConTech Lighting | SMTS627K12D1-** | 900 | Downlight | 60 | 2018-12-07 | 2018-12-17 | Low | 1 | 60 | #N/A | #N/A | #N/A
CNA LIGHTING | DS-7-27K-WH | 900 | Downlight | 60 | 2017-07-03 | 2017-07-08 | Low | 1 | 60 | #N/A | #N/A | #N/A
BULBRITE | LED15DL/7/927/WHRD/J/D | 900 | Downlight | 60 | 2018-01-01 | 2018-06-07 | Low | 1 | 60 | #N/A | #N/A | #N/A
Luminus | PPLP703 | 900 | Downlight | 60 | 2017-01-01 | 2017-08-03 | Low | 1 | 60 | #N/A | #N/A | #N/A
BULBRITE | LED15DL/7/927/WHSQ/J/D | 900 | Downlight | 60 | 2018-01-01 | 2018-06-07 | Low | 1 | 60 | #N/A | #N/A | #N/A
CANARMNA | DL-7C-15FC-**-##K | 900 | Downlight | 60 | 2020-11-30 | 2021-01-29 | Low | 1 | 60 | #N/A | #N/A | #N/A
Elite LED Lighting | RL675-900L-DIMTR-120-30K-90-WH | 900 | Downlight | 60 | 2016-06-08 | 2016-06-21 | Low | 1 | 60 | #N/A | #N/A | #N/A
ESL Vision | ESL-DDSK-R7-15W-127-WH | 900 | Downlight | 60 | 2017-01-01 | 2017-08-24 | Low | 1 | 60 | #N/A | #N/A | #N/A
ESL Vision | ESL-ODSK-6-15W-127 | 900 | Downlight | 60 | 2019-07-26 | 2019-07-31 | Low | 1 | 60 | #N/A | #N/A | #N/A
energy efficient lighting | UTLED-6-S15W-3KWH-G | 900 | Downlight | 60 | 2016-06-25 | 2016-06-28 | Low | 1 | 60 | #N/A | #N/A | #N/A
energy efficient lighting | UTLED-6-S15W-4KWH-G | 900 | Downlight | 60 | 2016-06-25 | 2016-06-28 | Low | 1 | 60 | #N/A | #N/A | #N/A
Elite Lighting | RL575-900L-DIMTR-120-#K-90-** | 900 | Downlight | 60 | 2019-05-24 | 2019-07-23 | Low | 1 | 60 | #N/A | #N/A | #N/A
Elite Lighting | RL617-900L-120-27K-90-** | 900 | Downlight | 60 | 2019-07-26 | 2019-07-31 | Low | 1 | 60 | #N/A | #N/A | #N/A
Elite Lighting | RL695-900L-DIMTR-120-27K/30K/35K/40K/50K-90-** | 900 | Downlight | 60 | 2022-06-13 | 2022-07-11 | Low | 1 | 60 | #N/A | #N/A | #N/A
Elite Lighting | RL790-900L-DIMTR-120-30K/40K/50K-90-**-EMG-LED | 900 | Downlight | 60 | 2020-12-17 | 2021-01-26 | Low | 1 | 60 | #N/A | #N/A | #N/A
Elite Lighting | RL790-900L-DIMTR-120-30K-90-WH-EMG-LED | 900 | Downlight | 60 | 2020-01-05 | 2020-03-05 | Low | 1 | 60 | #N/A | #N/A | #N/A
Elite Lighting | RL791-900L-DIMTR-120-30K-90-WH | 900 | Downlight | 60 | 2017-01-01 | 2017-09-26 | Low | 1 | 60 | #N/A | #N/A | #N/A
Elite Lighting | RL791-900L-DIMTR-120-40K-90-WH | 900 | Downlight | 60 | 2017-01-01 | 2017-09-26 | Low | 1 | 60 | #N/A | #N/A | #N/A
Elite Lighting | RL795-900L-DIMTR-120-40K-90-WH | 900 | Downlight | 60 | 2017-01-01 | 2018-01-06 | Low | 1 | 60 | #N/A | #N/A | #N/A
Elite | RL675-900L-DIMTR-120-27K-90** (**denote different color finish) | 900 | Downlight | 60 | 2016-12-30 | 2016-12-29 | Low | 1 | 60 | #N/A | #N/A | #N/A
Elite | RL676-900L-DIMTR-120-27K-90-** | 900 | Downlight | 60 | 2018-05-17 | 2018-05-16 | Low | 1 | 60 | #N/A | #N/A | #N/A
Earthtronics | MP01900307 | 900 | Downlight | 60 | 2017-01-01 | 2017-11-03 | Low | 1 | 60 | #N/A | #N/A | #N/A
Earthtronics | MP01900407WH2 | 900 | Downlight | 60 | 2018-01-01 | 2018-05-12 | Low | 1 | 60 | #N/A | #N/A | #N/A
Earthtronics | MP02900307WH2 | 900 | Downlight | 60 | 2018-01-01 | 2018-05-12 | Low | 1 | 60 | #N/A | #N/A | #N/A
Earthtronics | MP02900407WH2 | 900 | Downlight | 60 | 2018-01-01 | 2018-05-12 | Low | 1 | 60 | #N/A | #N/A | #N/A
ETI | 538071## | 900 | Downlight | 60 | 2018-07-25 | 2019-04-11 | Low | 1 | 60 | #N/A | #N/A | #N/A
ETI | 538071##-A(##=00-99) | 900 | Downlight | 60 | 2020-03-12 | 2020-07-09 | Low | 1 | 60 | #N/A | #N/A | #N/A
ETI | 538071##-B(##=00-99) | 900 | Downlight | 60 | 2022-11-14 | 2022-11-15 | Low | 1 | 60 | #N/A | #N/A | #N/A
ETI | 538072##(##=00-99) | 900 | Downlight | 60 | 2018-07-25 | 2018-07-19 | Low | 1 | 60 | #N/A | #N/A | #N/A
ETI | 538281##(##=00-99) | 900 | Downlight | 60 | 2020-10-08 | 2021-02-03 | Low | 1 | 60 | #N/A | #N/A | #N/A
ETI | 538281##-A(##=00-99) | 900 | Downlight | 60 | 2022-11-14 | 2022-11-15 | Low | 1 | 60 | #N/A | #N/A | #N/A
FDL | FDDL-6-15W-5CCT-** | 900 | Downlight | 60 | 2022-01-25 | 2022-01-25 | Low | 1 | 60 | #N/A | #N/A | #N/A
FDL | FDFM-15W-LED-3K-120V-D-SQ | 900 | Downlight | 60 | 2018-03-30 | 2018-01-29 | Low | 1 | 60 | #N/A | #N/A | #N/A
FDL | FDFM-15W-LED-5CCT-120V-D | 900 | Downlight | 60 | 2021-12-21 | 2022-02-22 | Low | 1 | 60 | #N/A | #N/A | #N/A
FDL | FDFM-15W-LED-5CCT-120V-D-SQ | 900 | Downlight | 60 | 2021-12-21 | 2022-02-22 | Low | 1 | 60 | #N/A | #N/A | #N/A
FDL | FDLED-6-15W-MK-** | 900 | Downlight | 60 | 2017-07-10 | 2017-07-21 | Low | 1 | 60 | #N/A | #N/A | #N/A
Ferguson | FLDL6900LEDCCTW | 900 | Downlight | 60 | 2022-11-21 | 2022-11-21 | Low | 1 | 60 | #N/A | #N/A | #N/A
Galaxy Lighting | L648130*** | 900 | Downlight | 60 | 2020-12-30 | 2022-02-17 | Low | 1 | 60 | #N/A | #N/A | #N/A
Galaxy Lighting | L648135*** | 900 | Downlight | 60 | 2022-05-30 | 2022-02-17 | Low | 1 | 60 | #N/A | #N/A | #N/A
Galaxy Lighting | L648140*** | 900 | Downlight | 60 | 2022-05-30 | 2022-02-17 | Low | 1 | 60 | #N/A | #N/A | #N/A
Galaxy Lighting | L648150*** | 900 | Downlight | 60 | 2020-12-30 | 2022-02-17 | Low | 1 | 60 | #N/A | #N/A | #N/A
Etlin-Daniels | CL108P-115WM-PFCN | 900 | Downlight | 60 | 2020-12-02 | 2020-12-02 | Low | 1 | 60 | #N/A | #N/A | #N/A
Etlin-Daniels | DLSWRH6-1513D-**-FF | 900 | Downlight | 60 | 2016-08-05 | 2016-08-12 | Low | 1 | 60 | #N/A | #N/A | #N/A
Etlin-Daniels | DLSWRH6-1514D-**-FF | 900 | Downlight | 60 | 2016-08-05 | 2016-08-12 | Low | 1 | 60 | #N/A | #N/A | #N/A
Etlin-Daniels | RTFFR56-151-CD-WH | 900 | Downlight | 60 | 2021-11-04 | 2021-11-04 | Low | 1 | 60 | #N/A | #N/A | #N/A
GM Lighting | GM-RND8-30-WH | 900 | Downlight | 60 | 2017-07-20 | 2017-07-21 | Low | 1 | 60 | #N/A | #N/A | #N/A
GM Lighting | GM-SLD6-30-WH | 900 | Downlight | 60 | 2017-07-20 | 2017-07-21 | Low | 1 | 60 | #N/A | #N/A | #N/A
Kichler | DLGM06R##90*** | 900 | Downlight | 60 | 2020-04-22 | 2020-04-21 | Low | 1 | 60 | #N/A | #N/A | #N/A
Xtricity | 4-80087 | 900 | Downlight | 60 | 2019-04-05 | 2017-09-19 | Low | 1 | 60 | #N/A | #N/A | #N/A
MAXIM | 57712WT**(**may be WT for white | 900 | Downlight | 60 | 2017-08-31 | 2017-08-31 | Low | 1 | 60 | #N/A | #N/A | #N/A
MAXIM | 57722WT** | 900 | Downlight | 60 | 2017-08-31 | 2017-08-31 | Low | 1 | 60 | #N/A | #N/A | #N/A
RAB | DLS0028 | 900 | Downlight | 60 | 2019-12-25 | 2020-01-07 | Low | 1 | 60 | #N/A | #N/A | #N/A
RAB | DLS0037 | 900 | Downlight | 60 | 2019-12-25 | 2020-01-07 | Low | 1 | 60 | #N/A | #N/A | #N/A
RAB | DLS0041 | 900 | Downlight | 60 | 2020-01-15 | 2020-01-21 | Low | 1 | 60 | #N/A | #N/A | #N/A
RAB | DLS0109(DSKFA-6R159CCT120WS/PIR) | 900 | Downlight | 60 | 2021-11-17 | 2021-12-09 | Low | 1 | 60 | #N/A | #N/A | #N/A
RENO | RENO-S9R-MCCT-** | 900 | Downlight | 60 | 2022-06-25 | 2022-07-26 | Low | 1 | 60 | #N/A | #N/A | #N/A
Nora Lighting | NOXAC-43627WW/HL | 900 | Downlight | 60 | 2021-09-03 | 2021-09-22 | Low | 1 | 60 | #N/A | #N/A | #N/A
Nora Lighting | NOXAC-43630WW/HL | 900 | Downlight | 60 | 2021-09-03 | 2021-09-22 | Low | 1 | 60 | #N/A | #N/A | #N/A
Nora Lighting | NOXAC-43640WW/HL | 900 | Downlight | 60 | 2021-09-03 | 2021-09-22 | Low | 1 | 60 | #N/A | #N/A | #N/A
NaturaLED | LED7FMC-90L927** | 900 | Downlight | 60 | 2019-08-08 | 2019-08-12 | Low | 1 | 60 | #N/A | #N/A | #N/A
Portor Lighting | PT-DDL-6I-15W-5CCT | 900 | Downlight | 60 | 2021-06-09 | 2021-06-08 | Low | 1 | 60 | #N/A | #N/A | #N/A
Portor Lighting | PT-DLSM-R-7I-15W-3CCT | 900 | Downlight | 60 | 2020-05-28 | 2020-06-18 | Low | 1 | 60 | #N/A | #N/A | #N/A
Portor Lighting | PT-DLSM-S-7I-15W-3CCT | 900 | Downlight | 60 | 2020-05-28 | 2020-06-18 | Low | 1 | 60 | #N/A | #N/A | #N/A
Portor Lighting | PT-DMS-6I-15W-5CCT | 900 | Downlight | 60 | 2021-06-14 | 2021-06-11 | Low | 1 | 60 | #N/A | #N/A | #N/A
Superior LifeÂ®â€‚â€‚â€‚ | 83884 | 900 | Downlight | 60 | 2017-01-01 | 2017-05-19 | Low | 1 | 60 | #N/A | #N/A | #N/A
Superior LifeÂ®â€‚â€‚â€‚ | 83885 | 900 | Downlight | 60 | 2017-01-01 | 2017-05-19 | Low | 1 | 60 | #N/A | #N/A | #N/A
PLT SOLUTIONS | PLTA1341621* | 900 | Downlight | 60 | 2022-06-24 | 2022-07-27 | Low | 1 | 60 | #N/A | #N/A | #N/A
PLT SOLUTIONS | PLTA2451622* | 900 | Downlight | 60 | 2022-06-25 | 2022-07-22 | Low | 1 | 60 | #N/A | #N/A | #N/A
KOK | KOK-6BJ15##LR** | 900 | Downlight | 60 | 2019-05-16 | 2019-05-31 | Low | 1 | 60 | #N/A | #N/A | #N/A
Signcomplex | DSC6-015-AL-930K-# | 900 | Downlight | 60 | 2019-03-04 | 2019-03-18 | Low | 1 | 60 | #N/A | #N/A | #N/A
Sunlite | LFX/JDL/BF/6R/15W/E/D/##K | 900 | Downlight | 60 | 2020-11-09 | 2020-11-19 | Low | 1 | 60 | #N/A | #N/A | #N/A
Verbatim | 99977 | 900 | Downlight | 60 | 2017-01-01 | 2018-01-09 | Low | 1 | 60 | #N/A | #N/A | #N/A
Verbatim | 99978 | 900 | Downlight | 60 | 2017-01-01 | 2018-01-09 | Low | 1 | 60 | #N/A | #N/A | #N/A
Verbatim | 99979 | 900 | Downlight | 60 | 2017-01-01 | 2018-01-06 | Low | 1 | 60 | #N/A | #N/A | #N/A
Verbatim | 99980 | 900 | Downlight | 60 | 2017-01-01 | 2018-01-06 | Low | 1 | 60 | #N/A | #N/A | #N/A
Tamlite Lighting | SM71430K-120-WH | 900 | Downlight | 60 | 2019-08-16 | 2019-09-10 | Low | 1 | 60 | #N/A | #N/A | #N/A
LIGHT THE FUTURE | D716-N-XXXX | 900 | Downlight | 60 | 2016-03-07 | 2016-03-10 | Low | 1 | 60 | #N/A | #N/A | #N/A
Commercial Electric | 538071##(##=00-99) | 900 | Downlight | 60 | 2018-07-25 | 2018-07-19 | Low | 1 | 60 | #N/A | #N/A | #N/A
Commercial Electric | 538071##-A(##=00-99) | 900 | Downlight | 60 | 2020-03-12 | 2020-07-12 | Low | 1 | 60 | #N/A | #N/A | #N/A
Commercial Electric | 538071##-B(##=00-99) | 900 | Downlight | 60 | 2022-11-14 | 2022-11-16 | Low | 1 | 60 | #N/A | #N/A | #N/A
Commercial Electric | 538281##(##=00-99) | 900 | Downlight | 60 | 2020-10-08 | 2020-12-21 | Low | 1 | 60 | #N/A | #N/A | #N/A
Commercial Electric | 538281##-A(##=00-99) | 900 | Downlight | 60 | 2022-11-14 | 2022-11-16 | Low | 1 | 60 | #N/A | #N/A | #N/A
WesternPacific | WPRKK06 | 900 | Downlight | 60 | 2019-06-10 | 2019-06-25 | Low | 1 | 60 | #N/A | #N/A | #N/A
Utopia | LAD##*-16L/##-UNV-###-***-** | 957 | Downlight | 60 | 2018-09-01 | 2018-10-25 | Low | 1 | 60 | #N/A | #N/A | #N/A
Lightolier | C3RA07927FLE1/C3RACC* | 655 | Downlight | 60.1 | 2019-09-13 | 2020-05-20 | Low | 1 | 60.1 | #N/A | #N/A | #N/A
Lightolier | C3RA07927FLE1/C3RACD* | 655 | Downlight | 60.1 | 2019-09-13 | 2020-05-20 | Low | 1 | 60.1 | #N/A | #N/A | #N/A
Lightolier | C3RA07927FLE1/C3RACL* | 655 | Downlight | 60.1 | 2019-09-13 | 2020-05-20 | Low | 1 | 60.1 | #N/A | #N/A | #N/A
Lightolier | C3RA07927FLE1/C3RAWH* | 655 | Downlight | 60.1 | 2019-09-13 | 2020-05-20 | Low | 1 | 60.1 | #N/A | #N/A | #N/A
Lightolier | C3RA07927FLZ10U/C3RACC* | 655 | Downlight | 60.1 | 2019-09-13 | 2020-05-20 | Low | 1 | 60.1 | #N/A | #N/A | #N/A
Lightolier | C3RA07927FLZ10U/C3RACD* | 655 | Downlight | 60.1 | 2019-09-13 | 2020-05-20 | Low | 1 | 60.1 | #N/A | #N/A | #N/A
Lightolier | C3RA07927FLZ10U/C3RACL* | 655 | Downlight | 60.1 | 2019-09-13 | 2020-05-20 | Low | 1 | 60.1 | #N/A | #N/A | #N/A
Lightolier | C3RA07927FLZ10U/C3RAWH* | 655 | Downlight | 60.1 | 2019-09-13 | 2020-05-20 | Low | 1 | 60.1 | #N/A | #N/A | #N/A
Lightolier | C3RA07927NFE1/C3RACC* | 655 | Downlight | 60.1 | 2019-09-13 | 2020-05-20 | Low | 1 | 60.1 | #N/A | #N/A | #N/A
Lightolier | C3RA07927NFE1/C3RACD* | 655 | Downlight | 60.1 | 2019-09-13 | 2020-05-20 | Low | 1 | 60.1 | #N/A | #N/A | #N/A
Lightolier | C3RA07927NFE1/C3RACL* | 655 | Downlight | 60.1 | 2019-09-13 | 2020-05-20 | Low | 1 | 60.1 | #N/A | #N/A | #N/A
Lightolier | C3RA07927NFE1/C3RAWH* | 655 | Downlight | 60.1 | 2019-09-13 | 2020-05-20 | Low | 1 | 60.1 | #N/A | #N/A | #N/A
Lightolier | C3RA07927NFZ10U/C3RACC* | 655 | Downlight | 60.1 | 2019-09-13 | 2020-05-20 | Low | 1 | 60.1 | #N/A | #N/A | #N/A
Lightolier | C3RA07927NFZ10U/C3RACD* | 655 | Downlight | 60.1 | 2019-09-13 | 2020-05-20 | Low | 1 | 60.1 | #N/A | #N/A | #N/A
Lightolier | C3RA07927NFZ10U/C3RACL* | 655 | Downlight | 60.1 | 2019-09-13 | 2020-05-20 | Low | 1 | 60.1 | #N/A | #N/A | #N/A
Lightolier | C3RA07927NFZ10U/C3RAWH* | 655 | Downlight | 60.1 | 2019-09-13 | 2020-05-20 | Low | 1 | 60.1 | #N/A | #N/A | #N/A
Lightolier | C3RA07927NSE1/C3RACC* | 655 | Downlight | 60.1 | 2019-09-13 | 2020-05-20 | Low | 1 | 60.1 | #N/A | #N/A | #N/A
Lightolier | C3RA07927NSE1/C3RACD* | 655 | Downlight | 60.1 | 2019-09-13 | 2020-05-20 | Low | 1 | 60.1 | #N/A | #N/A | #N/A
Lightolier | C3RA07927NSE1/C3RACL* | 655 | Downlight | 60.1 | 2019-09-13 | 2020-05-20 | Low | 1 | 60.1 | #N/A | #N/A | #N/A
Lightolier | C3RA07927NSE1/C3RAWH* | 655 | Downlight | 60.1 | 2019-09-13 | 2020-05-20 | Low | 1 | 60.1 | #N/A | #N/A | #N/A
Lightolier | C3RA07927NSZ10U/C3RACC* | 655 | Downlight | 60.1 | 2019-09-13 | 2020-05-20 | Low | 1 | 60.1 | #N/A | #N/A | #N/A
Lightolier | C3RA07927NSZ10U/C3RACD* | 655 | Downlight | 60.1 | 2019-09-13 | 2020-05-20 | Low | 1 | 60.1 | #N/A | #N/A | #N/A
Lightolier | C3RA07927NSZ10U/C3RACL* | 655 | Downlight | 60.1 | 2019-09-13 | 2020-05-20 | Low | 1 | 60.1 | #N/A | #N/A | #N/A
Lightolier | C3RA07927NSZ10U/C3RAWH* | 655 | Downlight | 60.1 | 2019-09-13 | 2020-05-20 | Low | 1 | 60.1 | #N/A | #N/A | #N/A
Lightolier | C3RA07927SPE1/C3RACC* | 655 | Downlight | 60.1 | 2019-09-13 | 2020-05-20 | Low | 1 | 60.1 | #N/A | #N/A | #N/A
Lightolier | C3RA07927SPE1/C3RACD* | 655 | Downlight | 60.1 | 2019-09-13 | 2020-05-20 | Low | 1 | 60.1 | #N/A | #N/A | #N/A
Lightolier | C3RA07927SPE1/C3RACL* | 655 | Downlight | 60.1 | 2019-09-13 | 2020-05-20 | Low | 1 | 60.1 | #N/A | #N/A | #N/A
Lightolier | C3RA07927SPE1/C3RAWH* | 655 | Downlight | 60.1 | 2019-09-13 | 2020-05-20 | Low | 1 | 60.1 | #N/A | #N/A | #N/A
Lightolier | C3RA07927SPZ10U/C3RACC* | 655 | Downlight | 60.1 | 2019-09-13 | 2020-05-20 | Low | 1 | 60.1 | #N/A | #N/A | #N/A
Lightolier | C3RA07927SPZ10U/C3RACD* | 655 | Downlight | 60.1 | 2019-09-13 | 2020-05-20 | Low | 1 | 60.1 | #N/A | #N/A | #N/A
Lightolier | C3RA07927SPZ10U/C3RACL* | 655 | Downlight | 60.1 | 2019-09-13 | 2020-05-20 | Low | 1 | 60.1 | #N/A | #N/A | #N/A
Lightolier | C3RA07927SPZ10U/C3RAWH* | 655 | Downlight | 60.1 | 2019-09-13 | 2020-05-20 | Low | 1 | 60.1 | #N/A | #N/A | #N/A
Lightolier | C3RA07930FLE1/C3RACC* | 655 | Downlight | 60.1 | 2019-09-13 | 2020-05-20 | Low | 1 | 60.1 | #N/A | #N/A | #N/A
Lightolier | C3RA07930FLE1/C3RACD* | 655 | Downlight | 60.1 | 2019-09-13 | 2020-05-20 | Low | 1 | 60.1 | #N/A | #N/A | #N/A
Lightolier | C3RA07930FLE1/C3RACL* | 655 | Downlight | 60.1 | 2019-09-13 | 2020-05-20 | Low | 1 | 60.1 | #N/A | #N/A | #N/A
Lightolier | C3RA07930FLE1/C3RAWH* | 655 | Downlight | 60.1 | 2019-09-13 | 2020-05-20 | Low | 1 | 60.1 | #N/A | #N/A | #N/A
Lightolier | C3RA07930FLZ10U/C3RACC* | 655 | Downlight | 60.1 | 2019-09-13 | 2020-05-20 | Low | 1 | 60.1 | #N/A | #N/A | #N/A
Lightolier | C3RA07930FLZ10U/C3RACD* | 655 | Downlight | 60.1 | 2019-09-13 | 2020-05-20 | Low | 1 | 60.1 | #N/A | #N/A | #N/A
Lightolier | C3RA07930FLZ10U/C3RACL* | 655 | Downlight | 60.1 | 2019-09-13 | 2020-05-20 | Low | 1 | 60.1 | #N/A | #N/A | #N/A
Lightolier | C3RA07930FLZ10U/C3RAWH* | 655 | Downlight | 60.1 | 2019-09-13 | 2020-05-20 | Low | 1 | 60.1 | #N/A | #N/A | #N/A
Lightolier | C3RA07930NFE1/C3RACC* | 655 | Downlight | 60.1 | 2019-09-13 | 2020-05-20 | Low | 1 | 60.1 | #N/A | #N/A | #N/A
Lightolier | C3RA07930NFE1/C3RACD* | 655 | Downlight | 60.1 | 2019-09-13 | 2020-05-20 | Low | 1 | 60.1 | #N/A | #N/A | #N/A
Lightolier | C3RA07930NFE1/C3RACL* | 655 | Downlight | 60.1 | 2019-09-13 | 2020-05-20 | Low | 1 | 60.1 | #N/A | #N/A | #N/A
Lightolier | C3RA07930NFE1/C3RAWH* | 655 | Downlight | 60.1 | 2019-09-13 | 2020-05-20 | Low | 1 | 60.1 | #N/A | #N/A | #N/A
Lightolier | C3RA07930NFZ10U/C3RACC* | 655 | Downlight | 60.1 | 2019-09-13 | 2020-05-20 | Low | 1 | 60.1 | #N/A | #N/A | #N/A
Lightolier | C3RA07930NFZ10U/C3RACD* | 655 | Downlight | 60.1 | 2019-09-13 | 2020-05-20 | Low | 1 | 60.1 | #N/A | #N/A | #N/A
Lightolier | C3RA07930NFZ10U/C3RACL* | 655 | Downlight | 60.1 | 2019-09-13 | 2020-05-20 | Low | 1 | 60.1 | #N/A | #N/A | #N/A
Lightolier | C3RA07930NFZ10U/C3RAWH* | 655 | Downlight | 60.1 | 2019-09-13 | 2020-05-20 | Low | 1 | 60.1 | #N/A | #N/A | #N/A
Lightolier | C3RA07930NSE1/C3RACC* | 655 | Downlight | 60.1 | 2019-09-13 | 2020-05-20 | Low | 1 | 60.1 | #N/A | #N/A | #N/A
Lightolier | C3RA07930NSE1/C3RACD* | 655 | Downlight | 60.1 | 2019-09-13 | 2020-05-20 | Low | 1 | 60.1 | #N/A | #N/A | #N/A
Lightolier | C3RA07930NSE1/C3RACL* | 655 | Downlight | 60.1 | 2019-09-13 | 2020-05-20 | Low | 1 | 60.1 | #N/A | #N/A | #N/A
Lightolier | C3RA07930NSE1/C3RAWH* | 655 | Downlight | 60.1 | 2019-09-13 | 2020-05-20 | Low | 1 | 60.1 | #N/A | #N/A | #N/A
Lightolier | C3RA07930NSZ10U/C3RACC* | 655 | Downlight | 60.1 | 2019-09-13 | 2020-05-20 | Low | 1 | 60.1 | #N/A | #N/A | #N/A
Lightolier | C3RA07930NSZ10U/C3RACD* | 655 | Downlight | 60.1 | 2019-09-13 | 2020-05-20 | Low | 1 | 60.1 | #N/A | #N/A | #N/A
Lightolier | C3RA07930NSZ10U/C3RACL* | 655 | Downlight | 60.1 | 2019-09-13 | 2020-05-20 | Low | 1 | 60.1 | #N/A | #N/A | #N/A
Lightolier | C3RA07930NSZ10U/C3RAWH* | 655 | Downlight | 60.1 | 2019-09-13 | 2020-05-20 | Low | 1 | 60.1 | #N/A | #N/A | #N/A
Lightolier | C3RA07930SPE1/C3RACC* | 655 | Downlight | 60.1 | 2019-09-13 | 2020-05-20 | Low | 1 | 60.1 | #N/A | #N/A | #N/A
Lightolier | C3RA07930SPE1/C3RACD* | 655 | Downlight | 60.1 | 2019-09-13 | 2020-05-20 | Low | 1 | 60.1 | #N/A | #N/A | #N/A
Lightolier | C3RA07930SPE1/C3RACL* | 655 | Downlight | 60.1 | 2019-09-13 | 2020-05-20 | Low | 1 | 60.1 | #N/A | #N/A | #N/A
Lightolier | C3RA07930SPE1/C3RAWH* | 655 | Downlight | 60.1 | 2019-09-13 | 2020-05-20 | Low | 1 | 60.1 | #N/A | #N/A | #N/A
Lightolier | C3RA07930SPZ10U/C3RACC* | 655 | Downlight | 60.1 | 2019-09-13 | 2020-05-20 | Low | 1 | 60.1 | #N/A | #N/A | #N/A
Lightolier | C3RA07930SPZ10U/C3RACD* | 655 | Downlight | 60.1 | 2019-09-13 | 2020-05-20 | Low | 1 | 60.1 | #N/A | #N/A | #N/A
Lightolier | C3RA07930SPZ10U/C3RACL* | 655 | Downlight | 60.1 | 2019-09-13 | 2020-05-20 | Low | 1 | 60.1 | #N/A | #N/A | #N/A
Lightolier | C3RA07930SPZ10U/C3RAWH* | 655 | Downlight | 60.1 | 2019-09-13 | 2020-05-20 | Low | 1 | 60.1 | #N/A | #N/A | #N/A
Lightolier | C3RA07935FLE1/C3RACC* | 655 | Downlight | 60.1 | 2019-09-13 | 2020-05-20 | Low | 1 | 60.1 | #N/A | #N/A | #N/A
Lightolier | C3RA07935FLE1/C3RACD* | 655 | Downlight | 60.1 | 2019-09-13 | 2020-05-20 | Low | 1 | 60.1 | #N/A | #N/A | #N/A
Lightolier | C3RA07935FLE1/C3RACL* | 655 | Downlight | 60.1 | 2019-09-13 | 2020-05-20 | Low | 1 | 60.1 | #N/A | #N/A | #N/A
Lightolier | C3RA07935FLE1/C3RAWH* | 655 | Downlight | 60.1 | 2019-09-13 | 2020-05-20 | Low | 1 | 60.1 | #N/A | #N/A | #N/A
Lightolier | C3RA07935FLZ10U/C3RACC* | 655 | Downlight | 60.1 | 2019-09-13 | 2020-05-20 | Low | 1 | 60.1 | #N/A | #N/A | #N/A
Lightolier | C3RA07935FLZ10U/C3RACD* | 655 | Downlight | 60.1 | 2019-09-13 | 2020-05-20 | Low | 1 | 60.1 | #N/A | #N/A | #N/A
Lightolier | C3RA07935FLZ10U/C3RACL* | 655 | Downlight | 60.1 | 2019-09-13 | 2020-05-20 | Low | 1 | 60.1 | #N/A | #N/A | #N/A
Lightolier | C3RA07935FLZ10U/C3RAWH* | 655 | Downlight | 60.1 | 2019-09-13 | 2020-05-20 | Low | 1 | 60.1 | #N/A | #N/A | #N/A
Lightolier | C3RA07935NFE1/C3RACC* | 655 | Downlight | 60.1 | 2019-09-13 | 2020-05-20 | Low | 1 | 60.1 | #N/A | #N/A | #N/A
Lightolier | C3RA07935NFE1/C3RACD* | 655 | Downlight | 60.1 | 2019-09-13 | 2020-05-20 | Low | 1 | 60.1 | #N/A | #N/A | #N/A
Lightolier | C3RA07935NFE1/C3RACL* | 655 | Downlight | 60.1 | 2019-09-13 | 2020-05-20 | Low | 1 | 60.1 | #N/A | #N/A | #N/A
Lightolier | C3RA07935NFE1/C3RAWH* | 655 | Downlight | 60.1 | 2019-09-13 | 2020-05-20 | Low | 1 | 60.1 | #N/A | #N/A | #N/A
Lightolier | C3RA07935NFZ10U/C3RACC* | 655 | Downlight | 60.1 | 2019-09-13 | 2020-05-20 | Low | 1 | 60.1 | #N/A | #N/A | #N/A
Lightolier | C3RA07935NFZ10U/C3RACD* | 655 | Downlight | 60.1 | 2019-09-13 | 2020-05-20 | Low | 1 | 60.1 | #N/A | #N/A | #N/A
Lightolier | C3RA07935NFZ10U/C3RACL* | 655 | Downlight | 60.1 | 2019-09-13 | 2020-05-20 | Low | 1 | 60.1 | #N/A | #N/A | #N/A
Lightolier | C3RA07935NFZ10U/C3RAWH* | 655 | Downlight | 60.1 | 2019-09-13 | 2020-05-20 | Low | 1 | 60.1 | #N/A | #N/A | #N/A
Lightolier | C3RA07935NSE1/C3RACC* | 655 | Downlight | 60.1 | 2019-09-13 | 2020-05-20 | Low | 1 | 60.1 | #N/A | #N/A | #N/A
Lightolier | C3RA07935NSE1/C3RACD* | 655 | Downlight | 60.1 | 2019-09-13 | 2020-05-20 | Low | 1 | 60.1 | #N/A | #N/A | #N/A
Lightolier | C3RA07935NSE1/C3RACL* | 655 | Downlight | 60.1 | 2019-09-13 | 2020-05-20 | Low | 1 | 60.1 | #N/A | #N/A | #N/A
Lightolier | C3RA07935NSE1/C3RAWH* | 655 | Downlight | 60.1 | 2019-09-13 | 2020-05-20 | Low | 1 | 60.1 | #N/A | #N/A | #N/A
Lightolier | C3RA07935NSZ10U/C3RACC* | 655 | Downlight | 60.1 | 2019-09-13 | 2020-05-20 | Low | 1 | 60.1 | #N/A | #N/A | #N/A
Lightolier | C3RA07935NSZ10U/C3RACD* | 655 | Downlight | 60.1 | 2019-09-13 | 2020-05-20 | Low | 1 | 60.1 | #N/A | #N/A | #N/A
Lightolier | C3RA07935NSZ10U/C3RACL* | 655 | Downlight | 60.1 | 2019-09-13 | 2020-05-20 | Low | 1 | 60.1 | #N/A | #N/A | #N/A
Lightolier | C3RA07935NSZ10U/C3RAWH* | 655 | Downlight | 60.1 | 2019-09-13 | 2020-05-20 | Low | 1 | 60.1 | #N/A | #N/A | #N/A
Lightolier | C3RA07935SPE1/C3RACC* | 655 | Downlight | 60.1 | 2019-09-13 | 2020-05-20 | Low | 1 | 60.1 | #N/A | #N/A | #N/A
Lightolier | C3RA07935SPE1/C3RACD* | 655 | Downlight | 60.1 | 2019-09-13 | 2020-05-20 | Low | 1 | 60.1 | #N/A | #N/A | #N/A
Lightolier | C3RA07935SPE1/C3RACL* | 655 | Downlight | 60.1 | 2019-09-13 | 2020-05-20 | Low | 1 | 60.1 | #N/A | #N/A | #N/A
Lightolier | C3RA07935SPE1/C3RAWH* | 655 | Downlight | 60.1 | 2019-09-13 | 2020-05-20 | Low | 1 | 60.1 | #N/A | #N/A | #N/A
Lightolier | C3RA07935SPZ10U/C3RACC* | 655 | Downlight | 60.1 | 2019-09-13 | 2020-05-20 | Low | 1 | 60.1 | #N/A | #N/A | #N/A
Lightolier | C3RA07935SPZ10U/C3RACD* | 655 | Downlight | 60.1 | 2019-09-13 | 2020-05-20 | Low | 1 | 60.1 | #N/A | #N/A | #N/A
Lightolier | C3RA07935SPZ10U/C3RACL* | 655 | Downlight | 60.1 | 2019-09-13 | 2020-05-20 | Low | 1 | 60.1 | #N/A | #N/A | #N/A
Lightolier | C3RA07935SPZ10U/C3RAWH* | 655 | Downlight | 60.1 | 2019-09-13 | 2020-05-20 | Low | 1 | 60.1 | #N/A | #N/A | #N/A
Lightolier | C3RA07940FLE1/C3RACC* | 655 | Downlight | 60.1 | 2019-09-13 | 2020-05-20 | Low | 1 | 60.1 | #N/A | #N/A | #N/A
Lightolier | C3RA07940FLE1/C3RACD* | 655 | Downlight | 60.1 | 2019-09-13 | 2020-05-20 | Low | 1 | 60.1 | #N/A | #N/A | #N/A
Lightolier | C3RA07940FLE1/C3RACL* | 655 | Downlight | 60.1 | 2019-09-13 | 2020-05-20 | Low | 1 | 60.1 | #N/A | #N/A | #N/A
Lightolier | C3RA07940FLE1/C3RAWH* | 655 | Downlight | 60.1 | 2019-09-13 | 2020-05-20 | Low | 1 | 60.1 | #N/A | #N/A | #N/A
Lightolier | C3RA07940FLZ10U/C3RACC* | 655 | Downlight | 60.1 | 2019-09-13 | 2020-05-20 | Low | 1 | 60.1 | #N/A | #N/A | #N/A
Lightolier | C3RA07940FLZ10U/C3RACD* | 655 | Downlight | 60.1 | 2019-09-13 | 2020-05-20 | Low | 1 | 60.1 | #N/A | #N/A | #N/A
Lightolier | C3RA07940FLZ10U/C3RACL* | 655 | Downlight | 60.1 | 2019-09-13 | 2020-05-20 | Low | 1 | 60.1 | #N/A | #N/A | #N/A
Lightolier | C3RA07940FLZ10U/C3RAWH* | 655 | Downlight | 60.1 | 2019-09-13 | 2020-05-20 | Low | 1 | 60.1 | #N/A | #N/A | #N/A
Lightolier | C3RA07940NFE1/C3RACC* | 655 | Downlight | 60.1 | 2019-09-13 | 2020-05-20 | Low | 1 | 60.1 | #N/A | #N/A | #N/A
Lightolier | C3RA07940NFE1/C3RACD* | 655 | Downlight | 60.1 | 2019-09-13 | 2020-05-20 | Low | 1 | 60.1 | #N/A | #N/A | #N/A
Lightolier | C3RA07940NFE1/C3RACL* | 655 | Downlight | 60.1 | 2019-09-13 | 2020-05-20 | Low | 1 | 60.1 | #N/A | #N/A | #N/A
Lightolier | C3RA07940NFE1/C3RAWH* | 655 | Downlight | 60.1 | 2019-09-13 | 2020-05-20 | Low | 1 | 60.1 | #N/A | #N/A | #N/A
Lightolier | C3RA07940NFZ10U/C3RACC* | 655 | Downlight | 60.1 | 2019-09-13 | 2020-05-20 | Low | 1 | 60.1 | #N/A | #N/A | #N/A
Lightolier | C3RA07940NFZ10U/C3RACD* | 655 | Downlight | 60.1 | 2019-09-13 | 2020-05-20 | Low | 1 | 60.1 | #N/A | #N/A | #N/A
Lightolier | C3RA07940NFZ10U/C3RACL* | 655 | Downlight | 60.1 | 2019-09-13 | 2020-05-20 | Low | 1 | 60.1 | #N/A | #N/A | #N/A
Lightolier | C3RA07940NFZ10U/C3RAWH* | 655 | Downlight | 60.1 | 2019-09-13 | 2020-05-20 | Low | 1 | 60.1 | #N/A | #N/A | #N/A
Lightolier | C3RA07940NSE1/C3RACC* | 655 | Downlight | 60.1 | 2019-09-13 | 2020-05-20 | Low | 1 | 60.1 | #N/A | #N/A | #N/A
Lightolier | C3RA07940NSE1/C3RACD* | 655 | Downlight | 60.1 | 2019-09-13 | 2020-05-20 | Low | 1 | 60.1 | #N/A | #N/A | #N/A
Lightolier | C3RA07940NSE1/C3RACL* | 655 | Downlight | 60.1 | 2019-09-13 | 2020-05-20 | Low | 1 | 60.1 | #N/A | #N/A | #N/A
Lightolier | C3RA07940NSE1/C3RAWH* | 655 | Downlight | 60.1 | 2019-09-13 | 2020-05-20 | Low | 1 | 60.1 | #N/A | #N/A | #N/A
Lightolier | C3RA07940NSZ10U/C3RACC* | 655 | Downlight | 60.1 | 2019-09-13 | 2020-05-20 | Low | 1 | 60.1 | #N/A | #N/A | #N/A
Lightolier | C3RA07940NSZ10U/C3RACD* | 655 | Downlight | 60.1 | 2019-09-13 | 2020-05-20 | Low | 1 | 60.1 | #N/A | #N/A | #N/A
Lightolier | C3RA07940NSZ10U/C3RACL* | 655 | Downlight | 60.1 | 2019-09-13 | 2020-05-20 | Low | 1 | 60.1 | #N/A | #N/A | #N/A
Lightolier | C3RA07940NSZ10U/C3RAWH* | 655 | Downlight | 60.1 | 2019-09-13 | 2020-05-20 | Low | 1 | 60.1 | #N/A | #N/A | #N/A
Lightolier | C3RA07940SPE1/C3RACC* | 655 | Downlight | 60.1 | 2019-09-13 | 2020-05-20 | Low | 1 | 60.1 | #N/A | #N/A | #N/A
Lightolier | C3RA07940SPE1/C3RACD* | 655 | Downlight | 60.1 | 2019-09-13 | 2020-05-20 | Low | 1 | 60.1 | #N/A | #N/A | #N/A
Lightolier | C3RA07940SPE1/C3RACL* | 655 | Downlight | 60.1 | 2019-09-13 | 2020-05-20 | Low | 1 | 60.1 | #N/A | #N/A | #N/A
Lightolier | C3RA07940SPE1/C3RAWH* | 655 | Downlight | 60.1 | 2019-09-13 | 2020-05-20 | Low | 1 | 60.1 | #N/A | #N/A | #N/A
Lightolier | C3RA07940SPZ10U/C3RACC* | 655 | Downlight | 60.1 | 2019-09-13 | 2020-05-20 | Low | 1 | 60.1 | #N/A | #N/A | #N/A
Lightolier | C3RA07940SPZ10U/C3RACD* | 655 | Downlight | 60.1 | 2019-09-13 | 2020-05-20 | Low | 1 | 60.1 | #N/A | #N/A | #N/A
Lightolier | C3RA07940SPZ10U/C3RACL* | 655 | Downlight | 60.1 | 2019-09-13 | 2020-05-20 | Low | 1 | 60.1 | #N/A | #N/A | #N/A
Lightolier | C3RA07940SPZ10U/C3RAWH* | 655 | Downlight | 60.1 | 2019-09-13 | 2020-05-20 | Low | 1 | 60.1 | #N/A | #N/A | #N/A
Commercial Electric | CEDSK690Y27 | 763 | Downlight | 60.1 | 2016-09-15 | 2016-08-08 | Low | 1 | 60.1 | #N/A | #N/A | #N/A
Utilitech | DLS36-06C27D1E-WH-*# | 650 | Downlight | 60.2 | 2018-07-01 | 2018-07-11 | Low | 1 | 60.2 | #N/A | #N/A | #N/A
UTILITECH Pro | 20453-###(2700K) | 722 | Downlight | 60.2 | 2017-05-03 | 2017-05-09 | Low | 1 | 60.2 | #N/A | #N/A | #N/A
Royal Pacific | 8739**-90-27K | 722 | Downlight | 60.2 | 2016-08-03 | 2016-10-17 | Low | 1 | 60.2 | #N/A | #N/A | #N/A
Juno | IC1LED G4 09LM [27¦30¦35¦40]K 90CRI [ ¦WFL] 120 FRPC [ ¦CP] | 734 | Downlight | 60.2 | 2016-01-01 | 2017-02-14 | Low | 1 | 60.2 | #N/A | #N/A | #N/A
Tamlite Lighting | CLY3-27WH | 422 | Downlight | 60.3 | 2019-08-16 | 2019-09-11 | Low | 1 | 60.3 | #N/A | #N/A | #N/A
Intense Lighting | LC4DFL2LCT4D*T*279 | 536 | Downlight | 60.3 | 2018-04-01 | 2018-07-05 | Low | 1 | 60.3 | #N/A | #N/A | #N/A
Standard | LED/CL6/EDGELIT/11W/##K/FM/RND/**/STD | 663 | Downlight | 60.3 | 2018-12-03 | 2019-02-04 | Low | 1 | 60.3 | #N/A | #N/A | #N/A
Philips Lightolier | FD4R07930TE1W | 700 | Downlight | 60.3 | 2017-06-16 | 2017-06-19 | Low | 1 | 60.3 | #N/A | #N/A | #N/A
Philips Lightolier | FD4S07930TE1W | 700 | Downlight | 60.3 | 2017-06-16 | 2017-06-19 | Low | 1 | 60.3 | #N/A | #N/A | #N/A
Halo | HLB4069FS1EMWR | 723 | Downlight | 60.3 | 2018-07-01 | 2018-06-29 | Low | 1 | 60.3 | #N/A | #N/A | #N/A
ETI | 538421###(###=000-999) | 880 | Downlight | 60.3 | 2022-11-02 | 2022-11-03 | Low | 1 | 60.3 | #N/A | #N/A | #N/A
Commercial Electric | 538421###(###=000-999) | 880 | Downlight | 60.3 | 2021-02-03 | 2021-02-04 | Low | 1 | 60.3 | #N/A | #N/A | #N/A
American Lighting | AD6S-27-DB,AD6S-27-WH,AD6S-30-DB,AD6S-30-WH | 905 | Downlight | 60.3 | 2018-01-04 | 2018-01-09 | Low | 1 | 60.3 | #N/A | #N/A | #N/A
Halo | HLB3059271EMWR | 550 | Downlight | 60.4 | 2019-04-15 | 2019-04-18 | Low | 1 | 60.4 | #N/A | #N/A | #N/A
Halo | HLB3S059271EMWR | 550 | Downlight | 60.4 | 2019-04-15 | 2019-04-17 | Low | 1 | 60.4 | #N/A | #N/A | #N/A
Nora Lighting | NIO-1RBCDXWW | 618 | Downlight | 60.4 | 2017-10-20 | 2018-01-11 | Low | 1 | 60.4 | #N/A | #N/A | #N/A
Halo | HLB3S059301EMWR | 551 | Downlight | 60.5 | 2019-04-15 | 2019-04-17 | Low | 1 | 60.5 | #N/A | #N/A | #N/A
Lithonia Lighting | ICO ** ##/07 2AR ** ##D ** UGZ | 569 | Downlight | 60.5 | 2015-07-17 | 2016-12-20 | Low | 1 | 60.5 | #N/A | #N/A | #N/A
Royal Pacific | 8548**-90-27K | 907 | Downlight | 60.5 | 2016-08-03 | 2016-10-17 | Low | 1 | 60.5 | #N/A | #N/A | #N/A
PORTFOLIO | LSR1B08[20¦35¦50]90[27¦30¦35¦40]D010TE[P¦MB¦SL][MW¦MMS¦SB] | 992 | Downlight | 60.5 | 2021-01-06 | 2021-01-07 | Low | 1 | 60.5 | #N/A | #N/A | #N/A
Halo | ML4DM08LSFL95FS1E* | 800 | Downlight | 60.6 | 2022-07-15 | 2022-07-19 | Low | 1 | 60.6 | #N/A | #N/A | #N/A
Halo | ML4DM08LSFL95FS1E*-* | 800 | Downlight | 60.6 | 2022-07-15 | 2022-07-19 | Low | 1 | 60.6 | #N/A | #N/A | #N/A
Halo | ML4DM08LSFL95FS1E*-#* | 800 | Downlight | 60.6 | 2022-07-15 | 2022-07-19 | Low | 1 | 60.6 | #N/A | #N/A | #N/A
Halo Commercial | HC415D010 HM412 9[27¦30¦35¦40] 41[ND¦MD¦WD¦RWW][C¦F¦W¦BB¦WB] | 849 | Downlight | 60.6 | 2018-11-15 | 2018-12-17 | Low | 1 | 60.6 | #N/A | #N/A | #N/A
Halo Commercial | HCC4S15D010 HM412 9[27¦30¦35¦40] 41[ND¦MD¦WD¦RWW][C¦F¦W¦BB¦WB] | 849 | Downlight | 60.6 | 2019-10-01 | 2019-10-01 | Low | 1 | 60.6 | #N/A | #N/A | #N/A
Luminiz | DL330B-------- | 425 | Downlight | 60.7 | 2019-06-01 | 2021-01-07 | Low | 1 | 60.7 | #N/A | #N/A | #N/A
Luminiz | DL330N-------- | 425 | Downlight | 60.7 | 2019-06-01 | 2021-01-07 | Low | 1 | 60.7 | #N/A | #N/A | #N/A
Luminiz | DL330W-------- | 425 | Downlight | 60.7 | 2019-06-01 | 2019-07-15 | Low | 1 | 60.7 | #N/A | #N/A | #N/A
Luminiz | DL330W-------- | 425 | Downlight | 60.7 | 2019-06-01 | 2021-01-07 | Low | 1 | 60.7 | #N/A | #N/A | #N/A
Luminiz | DS101303CTBK | 425 | Downlight | 60.7 | 2021-03-08 | 2021-04-12 | Low | 1 | 60.7 | #N/A | #N/A | #N/A
Luminiz | DS101303CTBL | 425 | Downlight | 60.7 | 2021-03-08 | 2021-04-12 | Low | 1 | 60.7 | #N/A | #N/A | #N/A
Luminiz | DS101303CTBR | 425 | Downlight | 60.7 | 2021-03-08 | 2021-04-12 | Low | 1 | 60.7 | #N/A | #N/A | #N/A
Luminiz | DS101303CTGO | 425 | Downlight | 60.7 | 2021-03-08 | 2021-04-12 | Low | 1 | 60.7 | #N/A | #N/A | #N/A
Luminiz | DS101303CTGR | 425 | Downlight | 60.7 | 2021-03-08 | 2021-04-12 | Low | 1 | 60.7 | #N/A | #N/A | #N/A
Luminiz | DS101303CTMB | 425 | Downlight | 60.7 | 2021-03-08 | 2021-04-12 | Low | 1 | 60.7 | #N/A | #N/A | #N/A
Luminiz | DS101303CTMW | 425 | Downlight | 60.7 | 2021-03-08 | 2021-04-12 | Low | 1 | 60.7 | #N/A | #N/A | #N/A
Luminiz | DS101303CTNK | 425 | Downlight | 60.7 | 2021-03-08 | 2021-04-12 | Low | 1 | 60.7 | #N/A | #N/A | #N/A
Luminiz | DS101303CTOR | 425 | Downlight | 60.7 | 2021-03-08 | 2021-04-12 | Low | 1 | 60.7 | #N/A | #N/A | #N/A
Luminiz | DS101303CTWH | 425 | Downlight | 60.7 | 2021-03-08 | 2021-04-12 | Low | 1 | 60.7 | #N/A | #N/A | #N/A
Luminiz | DS101303CTYE | 425 | Downlight | 60.7 | 2021-03-08 | 2021-04-12 | Low | 1 | 60.7 | #N/A | #N/A | #N/A
Trenz Lighting | TL4W-##-90**-# | 529 | Downlight | 60.7 | 2020-02-01 | 2018-04-25 | Low | 1 | 60.7 | #N/A | #N/A | #N/A
Liteline | SLM4-27-** | 529 | Downlight | 60.7 | 2017-09-01 | 2018-04-25 | Low | 1 | 60.7 | #N/A | #N/A | #N/A
Atlantic Lighting | LED2x2-VR15-27K-U-2WR-9CR-LSQ2240-WH | 687 | Downlight | 60.7 | 2017-10-16 | 2017-10-23 | Low | 1 | 60.7 | #N/A | #N/A | #N/A
Atlantic Lighting | ALT3S[blank¦-TL]-BR13-927K-U[blank¦-PEQ0¦-PEQ1]-[B15¦B25¦B35][blank¦-3]/3[SR¦SW]-[BL¦BZ¦CC¦MS¦WH]/[ACP3X3¦AFM3X3¦IC7] | 789 | Downlight | 60.7 | 2022-06-01 | 2022-06-08 | Low | 1 | 60.7 | #N/A | #N/A | #N/A
Atlantic Lighting | ALT3S[blank¦-TL]-BR13-930K-U[blank¦-PEQ0¦-PEQ1]-[B15¦B25¦B35][blank¦-3]/3[SR¦SW]-[BL¦BZ¦CC¦MS¦WH]/[ACP3X3¦AFM3X3¦IC7] | 789 | Downlight | 60.7 | 2022-06-01 | 2022-06-08 | Low | 1 | 60.7 | #N/A | #N/A | #N/A
Atlantic Lighting | ALT3S[blank¦-TL]-BR13-935K-U[blank¦-PEQ0¦-PEQ1]-[B15¦B25¦B35][blank¦-3]/3[SR¦SW]-[BL¦BZ¦CC¦MS¦WH]/[ACP3X3¦AFM3X3¦IC7] | 789 | Downlight | 60.7 | 2022-06-01 | 2022-08-09 | Low | 1 | 60.7 | #N/A | #N/A | #N/A
Atlantic Lighting | ALT3S[blank¦-TL]-BR13-940K-U[blank¦-PEQ0¦-PEQ1]-[B15¦B25¦B35][blank¦-3]/3[SR¦SW]-[BL¦BZ¦CC¦MS¦WH]/[ACP3X3¦AFM3X3¦IC7] | 789 | Downlight | 60.7 | 2022-06-01 | 2022-06-08 | Low | 1 | 60.7 | #N/A | #N/A | #N/A
Satco | S9331 | 820 | Downlight | 60.7 | 2016-05-24 | 2016-05-24 | Low | 1 | 60.7 | #N/A | #N/A | #N/A
Satco | S9367 | 820 | Downlight | 60.7 | 2015-10-21 | 2015-10-21 | Low | 1 | 60.7 | #N/A | #N/A | #N/A
Satco | S9655 | 820 | Downlight | 60.7 | 2016-05-24 | 2016-05-24 | Low | 1 | 60.7 | #N/A | #N/A | #N/A
Satco | S9680 | 820 | Downlight | 60.7 | 2016-06-09 | 2016-06-09 | Low | 1 | 60.7 | #N/A | #N/A | #N/A
SATCO/NUVO | S21543 | 820 | Downlight | 60.7 | 2019-10-04 | 2019-10-09 | Low | 1 | 60.7 | #N/A | #N/A | #N/A
SATCO/NUVO | S29331 | 820 | Downlight | 60.7 | 2018-04-13 | 2018-04-20 | Low | 1 | 60.7 | #N/A | #N/A | #N/A
SATCO/NUVO | S29357 | 820 | Downlight | 60.7 | 2018-07-01 | 2018-10-22 | Low | 1 | 60.7 | #N/A | #N/A | #N/A
SATCO/NUVO | S29367 | 820 | Downlight | 60.7 | 2018-05-18 | 2018-07-30 | Low | 1 | 60.7 | #N/A | #N/A | #N/A
SATCO/NUVO | S29655 | 820 | Downlight | 60.7 | 2018-04-13 | 2018-04-20 | Low | 1 | 60.7 | #N/A | #N/A | #N/A
E ENERGETIC LIGHTING | MQTL1109-L14K9027 | 850 | Downlight | 60.7 | 2020-09-22 | 2020-10-11 | Low | 1 | 60.7 | #N/A | #N/A | #N/A
FEIT ELECTRIC | LEDR4XT/HO/NL/5CCTCA | 850 | Downlight | 60.7 | 2021-01-14 | 2021-01-15 | Low | 1 | 60.7 | #N/A | #N/A | #N/A
ETI | 565781## | 850 | Downlight | 60.7 | 2020-04-01 | 2020-04-09 | Low | 1 | 60.7 | #N/A | #N/A | #N/A
NICOR LED | DLE63120SRDWH | 850 | Downlight | 60.7 | 2019-08-19 | 2019-10-23 | Low | 1 | 60.7 | #N/A | #N/A | #N/A
Utilitech | MQTL1096-LED14K9027 | 850 | Downlight | 60.7 | 2018-08-04 | 2018-08-09 | Low | 1 | 60.7 | #N/A | #N/A | #N/A
Utilitech | MQTL1121A-LED14K9027 | 850 | Downlight | 60.7 | 2019-09-13 | 2019-10-23 | Low | 1 | 60.7 | #N/A | #N/A | #N/A
Utilitech | MQTL1121-LED14K9027 | 850 | Downlight | 60.7 | 2019-09-13 | 2019-10-23 | Low | 1 | 60.7 | #N/A | #N/A | #N/A
PETEME, SAUDIO, SGOE, LKV, vaiseke, Lurious, Wudwink | SG-SML14W-C01 | 850 | Downlight | 60.7 | 2022-09-21 | 2022-10-20 | Low | 1 | 60.7 | #N/A | #N/A | #N/A
Sunco Lighting | DL_SL6-14W-27K_5K-#PK | 850 | Downlight | 60.7 | 2021-04-30 | 2021-04-30 | Low | 1 | 60.7 | #N/A | #N/A | #N/A
Sunco Lighting | DL_SL6-14W-27K-#PK | 850 | Downlight | 60.7 | 2019-12-05 | 2019-12-03 | Low | 1 | 60.7 | #N/A | #N/A | #N/A
Sunco Lighting | DL_SLIJ6-14W-27K-#PK | 850 | Downlight | 60.7 | 2022-08-04 | 2022-09-02 | Low | 1 | 60.7 | #N/A | #N/A | #N/A
OREiN | OL0901077 | 850 | Downlight | 60.7 | 2022-06-07 | 2022-06-13 | Low | 1 | 60.7 | #N/A | #N/A | #N/A
Elite Lighting | RL607- XXL-CRI-CCT-Y/Z | 905 | Downlight | 60.7 | 2016-02-25 | 2016-02-25 | Low | 1 | 60.7 | #N/A | #N/A | #N/A
KOK | 6BJCT15LR** | 910 | Downlight | 60.7 | 2022-09-07 | 2022-11-01 | Low | 1 | 60.7 | #N/A | #N/A | #N/A
SINGLIMING | GS-P4-B9 (CCT) | 550 | Downlight | 60.8 | 2019-09-01 | 2019-09-09 | Low | 1 | 60.8 | #N/A | #N/A | #N/A
Liteharbor | BL4-003-**(3000K) | 730 | Downlight | 60.8 | 2018-04-24 | 2018-05-09 | Low | 1 | 60.8 | #N/A | #N/A | #N/A
Liteharbor | BL4-003-**(3500K) | 730 | Downlight | 60.8 | 2018-04-24 | 2018-05-09 | Low | 1 | 60.8 | #N/A | #N/A | #N/A
Liteharbor | BL4-003-**(4000K) | 730 | Downlight | 60.8 | 2018-04-24 | 2018-05-09 | Low | 1 | 60.8 | #N/A | #N/A | #N/A
Liteharbor | BL4-003-**(5000K) | 730 | Downlight | 60.8 | 2018-04-24 | 2018-05-09 | Low | 1 | 60.8 | #N/A | #N/A | #N/A
Liteline | SLMPRO4S-27K-** | 730 | Downlight | 60.8 | 2016-05-01 | 2016-09-20 | Low | 1 | 60.8 | #N/A | #N/A | #N/A
Focal Pont | FLCS33-SO-900L-27K-SPA-120-L11-IC / LCS33-SO-AA-BK-BK | 819 | Downlight | 60.8 | 2017-05-11 | 2017-05-25 | Low | 1 | 60.8 | #N/A | #N/A | #N/A
Lutron | FPAT*##X##MW-FPH*XF1 | 869 | Downlight | 60.8 | 2017-12-01 | 2018-02-22 | Low | 1 | 60.8 | #N/A | #N/A | #N/A
LOTUS LED LIGHTS | LY61RCD-30K | 900 | Downlight | 60.8 | 2016-01-01 | 2016-09-12 | Low | 1 | 60.8 | #N/A | #N/A | #N/A
Juno | IC926LED G4 09LM [27¦30¦35¦40]K 90CRI MVOLT ZT | 918 | Downlight | 60.8 | 2012-07-20 | 2017-02-14 | Low | 1 | 60.8 | #N/A | #N/A | #N/A
Halo | HLB3059351EMWR | 554 | Downlight | 60.9 | 2019-04-15 | 2019-04-18 | Low | 1 | 60.9 | #N/A | #N/A | #N/A
Royal Pacific | 8773**-90-3K | 670 | Downlight | 60.9 | 2018-03-02 | 2018-04-13 | Low | 1 | 60.9 | #N/A | #N/A | #N/A
WAC Lighting | R3BRD-FWD-**** | 670 | Downlight | 60.9 | 2018-01-01 | 2018-01-02 | Low | 1 | 60.9 | #N/A | #N/A | #N/A
WAC Lighting | R3BRD-NWD-**** | 670 | Downlight | 60.9 | 2018-01-01 | 2018-01-02 | Low | 1 | 60.9 | #N/A | #N/A | #N/A
WAC Lighting | R3BRD-SWD-**** | 670 | Downlight | 60.9 | 2018-01-01 | 2018-01-02 | Low | 1 | 60.9 | #N/A | #N/A | #N/A
WAC Lighting | R3BSD-FWD-**** | 670 | Downlight | 60.9 | 2018-01-01 | 2018-01-02 | Low | 1 | 60.9 | #N/A | #N/A | #N/A
WAC Lighting | R3BSD-NWD-**** | 670 | Downlight | 60.9 | 2018-01-01 | 2018-01-02 | Low | 1 | 60.9 | #N/A | #N/A | #N/A
WAC Lighting | R3BSD-SWD-**** | 670 | Downlight | 60.9 | 2018-01-01 | 2018-01-02 | Low | 1 | 60.9 | #N/A | #N/A | #N/A
Kichler | DLRC04R2790WHT | 700 | Downlight | 60.9 | 2020-03-26 | 2020-03-30 | Low | 1 | 60.9 | #N/A | #N/A | #N/A
Kichler | DLRC04R3090WHT | 700 | Downlight | 60.9 | 2020-03-26 | 2020-03-30 | Low | 1 | 60.9 | #N/A | #N/A | #N/A
Kichler | DLRC04R4090WHT | 700 | Downlight | 60.9 | 2020-03-26 | 2020-03-30 | Low | 1 | 60.9 | #N/A | #N/A | #N/A
Kichler | DLRC04R5090WHT | 700 | Downlight | 60.9 | 2020-03-26 | 2020-03-30 | Low | 1 | 60.9 | #N/A | #N/A | #N/A
Kichler | DLRC04S2790WHT | 700 | Downlight | 60.9 | 2020-03-26 | 2020-03-30 | Low | 1 | 60.9 | #N/A | #N/A | #N/A
Kichler | DLRC04S3090WHT | 700 | Downlight | 60.9 | 2020-03-26 | 2020-03-30 | Low | 1 | 60.9 | #N/A | #N/A | #N/A
Kichler | DLRC04S4090WHT | 700 | Downlight | 60.9 | 2020-03-26 | 2020-03-30 | Low | 1 | 60.9 | #N/A | #N/A | #N/A
Kichler | DLRC04S5090WHT | 700 | Downlight | 60.9 | 2020-03-26 | 2020-03-30 | Low | 1 | 60.9 | #N/A | #N/A | #N/A
Commercial Electric | 1002062233 | 700 | Downlight | 60.9 | 2016-09-10 | 2016-09-07 | Low | 1 | 60.9 | #N/A | #N/A | #N/A
Atlantic Lighting | LED2x2-VR10-27K-U-2WR-9CR-LSQ2240-WH | 502 | Downlight | 61 | 2017-10-16 | 2017-10-23 | Low | 1 | 61 | #N/A | #N/A | #N/A
ESL Vision | ESL-CCR-R4-10W-130-277 | 610 | Downlight | 61 | 2017-07-18 | 2017-07-11 | Low | 1 | 61 | #N/A | #N/A | #N/A
ESL Vision | ESL-CCR-S4-10W-130-277 | 610 | Downlight | 61 | 2017-07-18 | 2017-07-12 | Low | 1 | 61 | #N/A | #N/A | #N/A
Prescolite | LBSE-4RD-##K8-** | 640 | Downlight | 61 | 2021-01-01 | 2020-12-08 | Low | 1 | 61 | #N/A | #N/A | #N/A
Prescolite | LBSE-4RD-RM-##K8-** | 640 | Downlight | 61 | 2021-01-01 | 2020-12-08 | Low | 1 | 61 | #N/A | #N/A | #N/A
Prescolite | LBSE-4SQD-##K8-** | 640 | Downlight | 61 | 2021-01-01 | 2020-12-08 | Low | 1 | 61 | #N/A | #N/A | #N/A
Prescolite | LBSE-4SQD-RM-##K8-** | 640 | Downlight | 61 | 2021-01-01 | 2020-12-08 | Low | 1 | 61 | #N/A | #N/A | #N/A
Prescolite | LBSES-4RD-CS9-** | 640 | Downlight | 61 | 2021-01-01 | 2020-12-08 | Low | 1 | 61 | #N/A | #N/A | #N/A
Prescolite | LBSES-4RD-RM-CS9-** | 640 | Downlight | 61 | 2021-01-01 | 2020-12-08 | Low | 1 | 61 | #N/A | #N/A | #N/A
Prescolite | LBSES-4SQD-CS9-** | 640 | Downlight | 61 | 2021-01-01 | 2020-12-08 | Low | 1 | 61 | #N/A | #N/A | #N/A
Prescolite | LBSES-4SQD-RM-CS9-** | 640 | Downlight | 61 | 2021-01-01 | 2020-12-08 | Low | 1 | 61 | #N/A | #N/A | #N/A
Green Creative | [Blank¦SPFT*#]LE1090##[ELD-EDALIUNV¦ELD-SDALIUNV]**/AD*#** | 763 | Downlight | 61 | 2021-10-30 | 2022-04-01 | Low | 1 | 61 | #N/A | #N/A | #N/A
Focal Point | FLCS4-RF-1000L-27K-sss-120-L11-T-www / LCS4-RD-xxx-yy-zz | 967 | Downlight | 61 | 2016-06-08 | 2017-01-31 | Low | 1 | 61 | #N/A | #N/A | #N/A
Focal Point | FLCS4-RF-1000L-27K-sss-277-L11-T-www / LCS4-RD-xxx-yy-zz | 967 | Downlight | 61 | 2016-06-08 | 2017-01-31 | Low | 1 | 61 | #N/A | #N/A | #N/A
Focal Point | FLCS4-RF-1000L-30K-sss-120-L11-T-www / LCS4-RD-xxx-yy-zz | 967 | Downlight | 61 | 2016-06-08 | 2017-01-31 | Low | 1 | 61 | #N/A | #N/A | #N/A
Focal Point | FLCS4-RF-1000L-30K-sss-277-L11-T-www / LCS4-RD-xxx-yy-zz | 967 | Downlight | 61 | 2016-06-08 | 2017-01-31 | Low | 1 | 61 | #N/A | #N/A | #N/A
Focal Point | FLCS4-RF-1000L-35K-sss-120-L11-T-www / LCS4-RD-xxx-yy-zz | 967 | Downlight | 61 | 2016-06-08 | 2017-01-31 | Low | 1 | 61 | #N/A | #N/A | #N/A
Focal Point | FLCS4-RF-1000L-35K-sss-277-L11-T-www / LCS4-RD-xxx-yy-zz | 967 | Downlight | 61 | 2016-06-08 | 2017-01-31 | Low | 1 | 61 | #N/A | #N/A | #N/A
Focal Point | FLCS4-RF-1000L-40K-sss-120-L11-T-www / LCS4-RD-xxx-yy-zz | 967 | Downlight | 61 | 2016-06-08 | 2017-01-31 | Low | 1 | 61 | #N/A | #N/A | #N/A
Focal Point | FLCS4-RF-1000L-40K-sss-277-L11-T-www / LCS4-RD-xxx-yy-zz | 967 | Downlight | 61 | 2016-06-08 | 2017-01-31 | Low | 1 | 61 | #N/A | #N/A | #N/A
Focal Point | FLCS4-RO-1000L-27K-sss-120-L11-T-www / LCS4-RD-xxx-yy-zz | 967 | Downlight | 61 | 2016-06-08 | 2017-01-31 | Low | 1 | 61 | #N/A | #N/A | #N/A
Focal Point | FLCS4-RO-1000L-27K-sss-277-L11-T-www / LCS4-RD-xxx-yy-zz | 967 | Downlight | 61 | 2016-06-08 | 2017-01-31 | Low | 1 | 61 | #N/A | #N/A | #N/A
Focal Point | FLCS4-RO-1000L-30K-sss-120-L11-T-www / LCS4-RD-xxx-yy-zz | 967 | Downlight | 61 | 2016-06-08 | 2017-01-31 | Low | 1 | 61 | #N/A | #N/A | #N/A
Focal Point | FLCS4-RO-1000L-30K-sss-277-L11-T-www / LCS4-RD-xxx-yy-zz | 967 | Downlight | 61 | 2016-06-08 | 2017-01-31 | Low | 1 | 61 | #N/A | #N/A | #N/A
Focal Point | FLCS4-RO-1000L-35K-sss-120-L11-T-www / LCS4-RD-xxx-yy-zz | 967 | Downlight | 61 | 2016-06-08 | 2017-01-31 | Low | 1 | 61 | #N/A | #N/A | #N/A
Focal Point | FLCS4-RO-1000L-35K-sss-277-L11-T-www / LCS4-RD-xxx-yy-zz | 967 | Downlight | 61 | 2016-06-08 | 2017-01-31 | Low | 1 | 61 | #N/A | #N/A | #N/A
Focal Point | FLCS4-RO-1000L-40K-sss-120-L11-T-www / LCS4-RD-xxx-yy-zz | 967 | Downlight | 61 | 2016-06-08 | 2017-01-31 | Low | 1 | 61 | #N/A | #N/A | #N/A
Focal Point | FLCS4-RO-1000L-40K-sss-277-L11-T-www / LCS4-RD-xxx-yy-zz | 967 | Downlight | 61 | 2016-06-08 | 2017-01-31 | Low | 1 | 61 | #N/A | #N/A | #N/A
ARTIKA | 5FLPR-SP3-WH | 550 | Downlight | 61.1 | 2021-11-11 | 2022-03-18 | Low | 1 | 61.1 | #N/A | #N/A | #N/A
ARTIKA | 5FLPR-SPx-xxxxxx | 550 | Downlight | 61.1 | 2021-12-25 | 2021-12-30 | Low | 1 | 61.1 | #N/A | #N/A | #N/A
EELighting | RLBLED-4-S9W-3K** | 550 | Downlight | 61.1 | 2018-03-31 | 2018-03-30 | Low | 1 | 61.1 | #N/A | #N/A | #N/A
Elite Lighting | RL455-550L-DIMTR-120-##K-90-** | 550 | Downlight | 61.1 | 2020-04-23 | 2020-05-12 | Low | 1 | 61.1 | #N/A | #N/A | #N/A
Elite Lighting | RL456-550L-DIMTR-120-##K-90-** | 550 | Downlight | 61.1 | 2020-04-23 | 2020-05-12 | Low | 1 | 61.1 | #N/A | #N/A | #N/A
Elite Lighting | RL474-550L-DIMTR-120-30K/40K/50K-90-** | 550 | Downlight | 61.1 | 2020-07-04 | 2020-07-24 | Low | 1 | 61.1 | #N/A | #N/A | #N/A
Elite Lighting | RL474-550L-DIMTR-120-#K-90-** | 550 | Downlight | 61.1 | 2019-10-17 | 2019-11-20 | Low | 1 | 61.1 | #N/A | #N/A | #N/A
Elite | RL475-550L-DIMTR-120-27K-90-** (**denote different color finish) | 550 | Downlight | 61.1 | 2016-12-30 | 2016-12-29 | Low | 1 | 61.1 | #N/A | #N/A | #N/A
Elite | RL475-550L-DIMTR-120-30K-90-WH | 550 | Downlight | 61.1 | 2016-07-22 | 2016-08-01 | Low | 1 | 61.1 | #N/A | #N/A | #N/A
Elite | RL475-550L-DIMTR-120-40K-90-WH | 550 | Downlight | 61.1 | 2016-07-22 | 2016-08-01 | Low | 1 | 61.1 | #N/A | #N/A | #N/A
Elite | RL479-550L-DIMTR-120-27K-90-** | 550 | Downlight | 61.1 | 2018-05-17 | 2018-05-18 | Low | 1 | 61.1 | #N/A | #N/A | #N/A
Galaxy | RL-RP209WH-30 | 550 | Downlight | 61.1 | 2020-02-05 | 2020-01-22 | Low | 1 | 61.1 | #N/A | #N/A | #N/A
FDL | FDLED-3-8W-5CCT-**G | 550 | Downlight | 61.1 | 2022-03-10 | 2022-03-22 | Low | 1 | 61.1 | #N/A | #N/A | #N/A
FDL | FDLED-4-9W-MK-** | 550 | Downlight | 61.1 | 2017-07-10 | 2017-07-21 | Low | 1 | 61.1 | #N/A | #N/A | #N/A
FDL | FDLED-4-9W-WH-SMART | 550 | Downlight | 61.1 | 2019-04-01 | 2019-04-29 | Low | 1 | 61.1 | #N/A | #N/A | #N/A
FDL | FDLED-4-R9W-3K4K5K | 550 | Downlight | 61.1 | 2019-04-01 | 2019-04-29 | Low | 1 | 61.1 | #N/A | #N/A | #N/A
Etlin-Daniels | DLSR4-91CD-** | 550 | Downlight | 61.1 | 2019-05-24 | 2019-12-23 | Low | 1 | 61.1 | #N/A | #N/A | #N/A
Etlin-Daniels | DLSWR4-913D-**-FF | 550 | Downlight | 61.1 | 2016-08-10 | 2016-08-12 | Low | 1 | 61.1 | #N/A | #N/A | #N/A
Etlin-Daniels | DLSWR4-914D-**-FF | 550 | Downlight | 61.1 | 2016-08-10 | 2016-08-12 | Low | 1 | 61.1 | #N/A | #N/A | #N/A
Etlin-Daniels | DLSWS4-913D-**-FF | 550 | Downlight | 61.1 | 2016-08-05 | 2016-08-12 | Low | 1 | 61.1 | #N/A | #N/A | #N/A
Etlin-Daniels | DLSWS4-914D-**-FF | 550 | Downlight | 61.1 | 2016-08-05 | 2016-08-12 | Low | 1 | 61.1 | #N/A | #N/A | #N/A
HENGTE | HT-G65ERRD4-909-XXH-##1 | 550 | Downlight | 61.1 | 2020-08-12 | 2020-08-13 | Low | 1 | 61.1 | #N/A | #N/A | #N/A
HENGTE | HT-US-SSDLG2-Y4C09W9XX-RGBCW22-13 | 550 | Downlight | 61.1 | 2020-09-21 | 2020-09-23 | Low | 1 | 61.1 | #N/A | #N/A | #N/A
ProLED | 89060 | 550 | Downlight | 61.1 | 2019-07-31 | 2019-08-07 | Low | 1 | 61.1 | #N/A | #N/A | #N/A
ProLED | 89064 | 550 | Downlight | 61.1 | 2019-07-25 | 2019-08-07 | Low | 1 | 61.1 | #N/A | #N/A | #N/A
GM Lighting | RSD-4-TUN-** | 550 | Downlight | 61.1 | 2019-01-15 | 2019-11-19 | Low | 1 | 61.1 | #N/A | #N/A | #N/A
Greenlux | RDL4R9W93 | 550 | Downlight | 61.1 | 2017-09-25 | 2017-09-21 | Low | 1 | 61.1 | #N/A | #N/A | #N/A
NICOR LED | DLE421202KSQWH | 550 | Downlight | 61.1 | 2018-07-07 | 2018-08-30 | Low | 1 | 61.1 | #N/A | #N/A | #N/A
Milan Lighting Corp | ML409W-5CCT** | 550 | Downlight | 61.1 | 2022-09-20 | 2022-09-30 | Low | 1 | 61.1 | #N/A | #N/A | #N/A
Lights by Lotus | LED-S9W-3K** | 550 | Downlight | 61.1 | 2019-07-21 | 2019-08-12 | Low | 1 | 61.1 | #N/A | #N/A | #N/A
RENO | RENO-4-S9W-3K- ** | 550 | Downlight | 61.1 | 2017-02-25 | 2017-03-01 | Low | 1 | 61.1 | #N/A | #N/A | #N/A
RAB | DLW0005 | 550 | Downlight | 61.1 | 2019-12-12 | 2020-01-10 | Low | 1 | 61.1 | #N/A | #N/A | #N/A
RENO LED Lighting | RENO-4-S9W-3K**-SQ | 550 | Downlight | 61.1 | 2019-01-27 | 2019-01-30 | Low | 1 | 61.1 | #N/A | #N/A | #N/A
RAB | DLW0021 | 550 | Downlight | 61.1 | 2019-12-12 | 2020-01-10 | Low | 1 | 61.1 | #N/A | #N/A | #N/A
RAB | DLW0088(WFRL4S99FA120WS) | 550 | Downlight | 61.1 | 2022-02-11 | 2022-04-04 | Low | 1 | 61.1 | #N/A | #N/A | #N/A
RAB | WFRL4R99TW120WB-SS-NS/LCB | 550 | Downlight | 61.1 | 2022-08-31 | 2022-11-04 | Low | 1 | 61.1 | #N/A | #N/A | #N/A
Ortech | DISC4-3K ** | 550 | Downlight | 61.1 | 2018-04-12 | 2018-04-13 | Low | 1 | 61.1 | #N/A | #N/A | #N/A
Ortech | DISC4ID-3.22K** | 550 | Downlight | 61.1 | 2018-04-12 | 2018-04-13 | Low | 1 | 61.1 | #N/A | #N/A | #N/A
Ortech | DISC4S-3K ** | 550 | Downlight | 61.1 | 2018-04-12 | 2018-04-13 | Low | 1 | 61.1 | #N/A | #N/A | #N/A
Ortech | SLIM4-3K** | 550 | Downlight | 61.1 | 2016-07-25 | 2016-08-05 | Low | 1 | 61.1 | #N/A | #N/A | #N/A
Ortech | SLIM4-4K** | 550 | Downlight | 61.1 | 2016-07-25 | 2016-08-05 | Low | 1 | 61.1 | #N/A | #N/A | #N/A
Ortech | SLIM4-5K** | 550 | Downlight | 61.1 | 2016-07-25 | 2016-08-05 | Low | 1 | 61.1 | #N/A | #N/A | #N/A
Ortech | SLIM4CONT-3K** | 550 | Downlight | 61.1 | 2020-08-09 | 2020-08-19 | Low | 1 | 61.1 | #N/A | #N/A | #N/A
Ortech | SLIM4CONT-4K** | 550 | Downlight | 61.1 | 2020-08-09 | 2020-08-19 | Low | 1 | 61.1 | #N/A | #N/A | #N/A
Ortech | SLIM4CONT-5K** | 550 | Downlight | 61.1 | 2020-08-09 | 2020-08-19 | Low | 1 | 61.1 | #N/A | #N/A | #N/A
PLT SOLUTIONS | PLTA1111#21* | 550 | Downlight | 61.1 | 2022-06-24 | 2022-07-27 | Low | 1 | 61.1 | #N/A | #N/A | #N/A
Ortech | SLIM4GIM-3K** | 550 | Downlight | 61.1 | 2017-08-20 | 2017-08-23 | Low | 1 | 61.1 | #N/A | #N/A | #N/A
Ortech | SLIM4ID-3.22K** | 550 | Downlight | 61.1 | 2017-08-20 | 2017-08-23 | Low | 1 | 61.1 | #N/A | #N/A | #N/A
Ortech | SLIM4ID-5.40K** | 550 | Downlight | 61.1 | 2020-09-28 | 2020-08-19 | Low | 1 | 61.1 | #N/A | #N/A | #N/A
Ortech | SLIM4S-3K** | 550 | Downlight | 61.1 | 2016-08-05 | 2016-08-05 | Low | 1 | 61.1 | #N/A | #N/A | #N/A
Ortech | SLIM4S-4K** | 550 | Downlight | 61.1 | 2016-08-05 | 2016-08-05 | Low | 1 | 61.1 | #N/A | #N/A | #N/A
Ortech | SLIM4S-5K** | 550 | Downlight | 61.1 | 2016-08-05 | 2016-08-05 | Low | 1 | 61.1 | #N/A | #N/A | #N/A
ANC | RD4F9(4000K) | 550 | Downlight | 61.1 | 2020-06-08 | 2020-06-11 | Low | 1 | 61.1 | #N/A | #N/A | #N/A
ANC | RD4F9(5000K) | 550 | Downlight | 61.1 | 2020-06-08 | 2020-06-11 | Low | 1 | 61.1 | #N/A | #N/A | #N/A
ANC | RD4R10(2700K) | 550 | Downlight | 61.1 | 2020-07-01 | 2020-07-07 | Low | 1 | 61.1 | #N/A | #N/A | #N/A
ANC | RD4R10(3000K) | 550 | Downlight | 61.1 | 2020-07-01 | 2020-07-07 | Low | 1 | 61.1 | #N/A | #N/A | #N/A
ANC | RD4R10(4000K) | 550 | Downlight | 61.1 | 2020-07-01 | 2020-07-07 | Low | 1 | 61.1 | #N/A | #N/A | #N/A
ANC | RD4R10(5000K) | 550 | Downlight | 61.1 | 2020-07-01 | 2020-07-07 | Low | 1 | 61.1 | #N/A | #N/A | #N/A
ANC | RD4R9(2700K) | 550 | Downlight | 61.1 | 2020-07-01 | 2020-07-07 | Low | 1 | 61.1 | #N/A | #N/A | #N/A
ANC | RD4R9(3000K) | 550 | Downlight | 61.1 | 2020-07-01 | 2020-07-07 | Low | 1 | 61.1 | #N/A | #N/A | #N/A
ANC | RD4R9(4000K) | 550 | Downlight | 61.1 | 2020-07-01 | 2020-07-07 | Low | 1 | 61.1 | #N/A | #N/A | #N/A
ANC | RD4R9(5000K) | 550 | Downlight | 61.1 | 2020-07-01 | 2020-07-07 | Low | 1 | 61.1 | #N/A | #N/A | #N/A
ANC | GL-4INCH-SLIM-9W-IC-DIM(2700K) | 550 | Downlight | 61.1 | 2020-07-01 | 2020-07-07 | Low | 1 | 61.1 | #N/A | #N/A | #N/A
ANC | GL-4INCH-SLIM-9W-IC-DIM(3000K) | 550 | Downlight | 61.1 | 2020-07-01 | 2020-07-07 | Low | 1 | 61.1 | #N/A | #N/A | #N/A
ANC | GL-4INCH-SLIM-9W-IC-DIM(4000K) | 550 | Downlight | 61.1 | 2020-07-01 | 2020-07-07 | Low | 1 | 61.1 | #N/A | #N/A | #N/A
ANC | GL-4INCH-SLIM-9W-IC-DIM(5000K) | 550 | Downlight | 61.1 | 2020-07-01 | 2020-07-07 | Low | 1 | 61.1 | #N/A | #N/A | #N/A
YG | YGCL-9X-ETL(3000K) | 550 | Downlight | 61.1 | 2021-01-21 | 2021-01-31 | Low | 1 | 61.1 | #N/A | #N/A | #N/A
YG | YGCL-9X-ETL(4000K) | 550 | Downlight | 61.1 | 2021-01-21 | 2021-01-31 | Low | 1 | 61.1 | #N/A | #N/A | #N/A
YG | YGCL-9X-ETL(5000K) | 550 | Downlight | 61.1 | 2021-01-21 | 2021-01-31 | Low | 1 | 61.1 | #N/A | #N/A | #N/A
ANC | PBD1212-9(2700K) | 550 | Downlight | 61.1 | 2020-07-01 | 2020-07-07 | Low | 1 | 61.1 | #N/A | #N/A | #N/A
ANC | PBD1212-9(3000K) | 550 | Downlight | 61.1 | 2020-07-01 | 2020-07-07 | Low | 1 | 61.1 | #N/A | #N/A | #N/A
ANC | PBD1212-9(4000K) | 550 | Downlight | 61.1 | 2020-07-01 | 2020-07-07 | Low | 1 | 61.1 | #N/A | #N/A | #N/A
ANC | PBD1212-9(5000K) | 550 | Downlight | 61.1 | 2020-07-01 | 2020-07-07 | Low | 1 | 61.1 | #N/A | #N/A | #N/A
ANC | PBD1212F-9(2700K) | 550 | Downlight | 61.1 | 2020-06-08 | 2020-06-11 | Low | 1 | 61.1 | #N/A | #N/A | #N/A
ANC | PBD1212F-9(3000K) | 550 | Downlight | 61.1 | 2020-06-08 | 2020-06-11 | Low | 1 | 61.1 | #N/A | #N/A | #N/A
ANC | PBD1212F-9(4000K) | 550 | Downlight | 61.1 | 2020-06-08 | 2020-06-11 | Low | 1 | 61.1 | #N/A | #N/A | #N/A
ANC | PBD1212F-9(5000K) | 550 | Downlight | 61.1 | 2020-06-08 | 2020-06-11 | Low | 1 | 61.1 | #N/A | #N/A | #N/A
ANC | RD4F9(2700K) | 550 | Downlight | 61.1 | 2020-06-08 | 2020-06-11 | Low | 1 | 61.1 | #N/A | #N/A | #N/A
ANC | RD4F9(3000K) | 550 | Downlight | 61.1 | 2020-06-08 | 2020-06-11 | Low | 1 | 61.1 | #N/A | #N/A | #N/A
Standard | LPDL4/RND/9W/5CCT/**/STD | 550 | Downlight | 61.1 | 2019-12-13 | 2020-01-09 | Low | 1 | 61.1 | #N/A | #N/A | #N/A
Stanpro | LPDL4R-09SA/5C** | 550 | Downlight | 61.1 | 2019-12-13 | 2020-01-09 | Low | 1 | 61.1 | #N/A | #N/A | #N/A
Stanpro | LPDL4/RND/9W/5CCT/**/WET | 550 | Downlight | 61.1 | 2021-08-20 | 2021-09-24 | Low | 1 | 61.1 | #N/A | #N/A | #N/A
Stanpro | LPDL4/SQR/9W/5CCT/** | 550 | Downlight | 61.1 | 2021-08-20 | 2021-09-24 | Low | 1 | 61.1 | #N/A | #N/A | #N/A
Illuminex | ILXSP-9X-ETL (3000K) | 550 | Downlight | 61.1 | 2017-08-20 | 2018-06-22 | Low | 1 | 61.1 | #N/A | #N/A | #N/A
Illuminex | ILXSP-9X-ETL (4000K) | 550 | Downlight | 61.1 | 2017-08-20 | 2018-06-22 | Low | 1 | 61.1 | #N/A | #N/A | #N/A
Illuminex | ILXSP-9X-ETL (5000K) | 550 | Downlight | 61.1 | 2017-08-20 | 2018-06-22 | Low | 1 | 61.1 | #N/A | #N/A | #N/A
Topaz | RDL/43RND/9/**/D | 550 | Downlight | 61.1 | 2017-07-30 | 2017-08-01 | Low | 1 | 61.1 | #N/A | #N/A | #N/A
Topaz | RDL/43SQ/9/**/D | 550 | Downlight | 61.1 | 2017-07-30 | 2017-08-01 | Low | 1 | 61.1 | #N/A | #N/A | #N/A
Lightolier | C3SQC[PCS¦PCM¦PCL¦PS¦S¦W]DL10927[Z10U¦ELV1¦L01U¦L1U][A¦B¦W¦RAL#]-C3SQCRW[CL¦CC] | 769 | Downlight | 61.1 | 2020-04-17 | 2022-09-08 | Low | 1 | 61.1 | #N/A | #N/A | #N/A
Lightolier | C3SQC[PCS¦PCM¦PCL¦PS¦S¦W]DL10930[Z10U¦ELV1¦L01U¦L1U][A¦B¦W¦RAL#]-C3SQCRW[CL¦CC] | 769 | Downlight | 61.1 | 2020-04-17 | 2022-09-08 | Low | 1 | 61.1 | #N/A | #N/A | #N/A
Lightolier | C3SQC[PCS¦PCM¦PCL¦PS¦S¦W]DL10935[Z10U¦ELV1¦L01U¦L1U][A¦B¦W¦RAL#]-C3SQCRW[CL¦CC] | 769 | Downlight | 61.1 | 2020-04-17 | 2022-09-08 | Low | 1 | 61.1 | #N/A | #N/A | #N/A
Lightolier | C3SQC[PCS¦PCM¦PCL¦PS¦S¦W]DL10940[Z10U¦ELV1¦L01U¦L1U][A¦B¦W¦RAL#]-C3SQCRW[CL¦CC] | 769 | Downlight | 61.1 | 2020-04-17 | 2022-09-08 | Low | 1 | 61.1 | #N/A | #N/A | #N/A
Lightolier | C3C[PCS¦PCM¦PCL¦PS¦S¦W]DL10927[Z10U¦ELV1¦L01U¦L1U][A¦B¦W¦RAL#]-C3CRW[CL¦CC] | 769 | Downlight | 61.1 | 2020-04-17 | 2022-09-08 | Low | 1 | 61.1 | #N/A | #N/A | #N/A
Lightolier | C3C[PCS¦PCM¦PCL¦PS¦S¦W]DL10930[Z10U¦ELV1¦L01U¦L1U][A¦B¦W¦RAL#]-C3CRW[CL¦CC] | 769 | Downlight | 61.1 | 2020-04-17 | 2022-09-08 | Low | 1 | 61.1 | #N/A | #N/A | #N/A
Lightolier | C3C[PCS¦PCM¦PCL¦PS¦S¦W]DL10935[Z10U¦ELV1¦L01U¦L1U][A¦B¦W¦RAL#]-C3CRW[CL¦CC] | 769 | Downlight | 61.1 | 2020-04-17 | 2022-09-08 | Low | 1 | 61.1 | #N/A | #N/A | #N/A
Lightolier | C3C[PCS¦PCM¦PCL¦PS¦S¦W]DL10940[Z10U¦ELV1¦L01U¦L1U][A¦B¦W¦RAL#]-C3CRW[CL¦CC] | 769 | Downlight | 61.1 | 2020-04-17 | 2022-09-08 | Low | 1 | 61.1 | #N/A | #N/A | #N/A
GE Current, a Daintree company | LRC8RB10********827PQ | 917 | Downlight | 61.1 | 2018-01-01 | 2018-09-11 | Low | 1 | 61.1 | #N/A | #N/A | #N/A
GE Current, a Daintree company | LRC10RB10********827PQ | 917 | Downlight | 61.1 | 2018-01-01 | 2018-09-11 | Low | 1 | 61.1 | #N/A | #N/A | #N/A
GE Current, a Daintree company | LRC12RB10********827PQ | 917 | Downlight | 61.1 | 2018-01-01 | 2018-09-11 | Low | 1 | 61.1 | #N/A | #N/A | #N/A
GE Current, a Daintree company | LRC6RB10********827PQ | 917 | Downlight | 61.1 | 2018-01-01 | 2018-09-11 | Low | 1 | 61.1 | #N/A | #N/A | #N/A
MaxLite | SDLR413CSWJ | 796 | Downlight | 61.2 | 2019-07-24 | 2019-06-24 | Low | 1 | 61.2 | #N/A | #N/A | #N/A
American Lighting | AD56-B30-WH | 930 | Downlight | 61.2 | 2018-01-04 | 2018-01-09 | Low | 1 | 61.2 | #N/A | #N/A | #N/A
Gotham | EVO4[SC¦WC¦WTRC¦CC¦PC] [27¦30¦35¦40¦50]/05AR [VND¦ND¦MD¦MWD¦WD] [LSS¦LD¦LS] [MVOLT¦120¦277] [EZ1¦EZ10¦GZ1¦GZ10¦EDAB¦EDXB¦ECOS2¦ECOD¦ELV] [JBX¦JBXCC¦RGH] [ ¦ZT] [ ¦90CRI] ****** | 380 | Downlight | 61.3 | 2019-10-01 | 2019-12-27 | Low | 1 | 61.3 | #N/A | #N/A | #N/A
Lightolier | C2C[S¦PCS¦PCM¦PCL¦PS¦W]DL07927ELV1[A¦B¦W¦RAL] / C2CRW[CC¦CL] | 495 | Downlight | 61.3 | 2020-08-14 | 2022-09-07 | Low | 1 | 61.3 | #N/A | #N/A | #N/A
Lightolier | C2C[S¦PCS¦PCM¦PCL¦PS¦W]DL07927[Z10¦L01]U[A¦B¦W¦RAL] / C2CRW[CC¦CL] | 495 | Downlight | 61.3 | 2020-08-14 | 2022-09-07 | Low | 1 | 61.3 | #N/A | #N/A | #N/A
Lightolier | C2C[S¦PCS¦PCM¦PCL¦PS¦W]DL07930ELV1[A¦B¦W¦RAL] / C2CRW[CC¦CL] | 495 | Downlight | 61.3 | 2020-08-14 | 2022-09-07 | Low | 1 | 61.3 | #N/A | #N/A | #N/A
Lightolier | C2C[S¦PCS¦PCM¦PCL¦PS¦W]DL07930[Z10¦L01]U[A¦B¦W¦RAL] / C2CRW[CC¦CL] | 495 | Downlight | 61.3 | 2020-08-14 | 2022-09-07 | Low | 1 | 61.3 | #N/A | #N/A | #N/A
Lightolier | C2C[S¦PCS¦PCM¦PCL¦PS¦W]DL07935ELV1[A¦B¦W¦RAL] / C2CRW[CC¦CL] | 495 | Downlight | 61.3 | 2020-08-14 | 2022-09-07 | Low | 1 | 61.3 | #N/A | #N/A | #N/A
Lightolier | C2C[S¦PCS¦PCM¦PCL¦PS¦W]DL07935[Z10¦L01]U[A¦B¦W¦RAL] / C2CRW[CC¦CL] | 495 | Downlight | 61.3 | 2020-08-14 | 2022-09-07 | Low | 1 | 61.3 | #N/A | #N/A | #N/A
Lightolier | C2C[S¦PCS¦PCM¦PCL¦PS¦W]DL07940ELV1[A¦B¦W¦RAL] / C2CRW[CC¦CL] | 495 | Downlight | 61.3 | 2020-08-14 | 2022-09-07 | Low | 1 | 61.3 | #N/A | #N/A | #N/A
Lightolier | C2C[S¦PCS¦PCM¦PCL¦PS¦W]DL07940[Z10¦L01]U[A¦B¦W¦RAL] / C2CRW[CC¦CL] | 495 | Downlight | 61.3 | 2020-08-14 | 2022-09-07 | Low | 1 | 61.3 | #N/A | #N/A | #N/A
Juno | IC1LED G4 06LM [27¦30¦35¦40]K 90CRI [ ¦WFL] 120 FRPC [ ¦CP] | 533 | Downlight | 61.3 | 2011-10-17 | 2017-02-14 | Low | 1 | 61.3 | #N/A | #N/A | #N/A
Progress Lighting | P8247-09-30K | 644 | Downlight | 61.3 | 2017-02-28 | 2017-03-03 | Low | 1 | 61.3 | #N/A | #N/A | #N/A
Nora Lighting | NC-431L8527HZXSF | 663 | Downlight | 61.3 | 2013-06-01 | 2016-06-08 | Low | 1 | 61.3 | #N/A | #N/A | #N/A
Lithonia Lighting | WF6 [ ¦SQ] [S¦B] LED [27K30K35K¦30K40K50K] [ ¦MVOLT] 90CRI [MW¦MB¦ORB¦BN¦SN] | 770 | Downlight | 61.3 | 2018-05-08 | 2018-05-18 | Low | 1 | 61.3 | #N/A | #N/A | #N/A
WAC Lighting | R3ARDL-F827-** | 950 | Downlight | 61.3 | 2018-02-27 | 2018-01-31 | Low | 1 | 61.3 | #N/A | #N/A | #N/A
WAC Lighting | R3ARDL-F830-** | 950 | Downlight | 61.3 | 2018-02-27 | 2018-01-31 | Low | 1 | 61.3 | #N/A | #N/A | #N/A
WAC Lighting | R3ARDL-F835-** | 950 | Downlight | 61.3 | 2018-02-27 | 2018-01-31 | Low | 1 | 61.3 | #N/A | #N/A | #N/A
WAC Lighting | R3ARDL-F840-** | 950 | Downlight | 61.3 | 2018-02-27 | 2018-01-31 | Low | 1 | 61.3 | #N/A | #N/A | #N/A
WAC Lighting | R3ARDL-N827-** | 950 | Downlight | 61.3 | 2018-02-27 | 2018-01-31 | Low | 1 | 61.3 | #N/A | #N/A | #N/A
WAC Lighting | R3ARDL-N830-** | 950 | Downlight | 61.3 | 2018-02-27 | 2018-01-31 | Low | 1 | 61.3 | #N/A | #N/A | #N/A
WAC Lighting | R3ARDL-N835-** | 950 | Downlight | 61.3 | 2018-02-27 | 2018-01-31 | Low | 1 | 61.3 | #N/A | #N/A | #N/A
WAC Lighting | R3ARDL-N840-** | 950 | Downlight | 61.3 | 2018-02-27 | 2018-01-31 | Low | 1 | 61.3 | #N/A | #N/A | #N/A
WAC Lighting | R3ARDT-F827-** | 950 | Downlight | 61.3 | 2018-02-27 | 2018-01-31 | Low | 1 | 61.3 | #N/A | #N/A | #N/A
WAC Lighting | R3ARDT-F830-** | 950 | Downlight | 61.3 | 2018-02-27 | 2018-01-31 | Low | 1 | 61.3 | #N/A | #N/A | #N/A
WAC Lighting | R3ARDT-F835-** | 950 | Downlight | 61.3 | 2018-02-27 | 2018-01-31 | Low | 1 | 61.3 | #N/A | #N/A | #N/A
WAC Lighting | R3ARDT-F840-** | 950 | Downlight | 61.3 | 2018-02-27 | 2018-01-31 | Low | 1 | 61.3 | #N/A | #N/A | #N/A
WAC Lighting | R3ARDT-N827-** | 950 | Downlight | 61.3 | 2018-02-27 | 2018-01-31 | Low | 1 | 61.3 | #N/A | #N/A | #N/A
WAC Lighting | R3ARDT-N830-** | 950 | Downlight | 61.3 | 2018-02-27 | 2018-01-31 | Low | 1 | 61.3 | #N/A | #N/A | #N/A
WAC Lighting | R3ARDT-N835-** | 950 | Downlight | 61.3 | 2018-02-27 | 2018-01-31 | Low | 1 | 61.3 | #N/A | #N/A | #N/A
WAC Lighting | R3ARDT-N840-** | 950 | Downlight | 61.3 | 2018-02-27 | 2018-01-31 | Low | 1 | 61.3 | #N/A | #N/A | #N/A
WAC Lighting | R3ASDL-F827-** | 950 | Downlight | 61.3 | 2018-02-27 | 2018-01-31 | Low | 1 | 61.3 | #N/A | #N/A | #N/A
WAC Lighting | R3ASDL-F830-** | 950 | Downlight | 61.3 | 2018-02-27 | 2018-01-31 | Low | 1 | 61.3 | #N/A | #N/A | #N/A
WAC Lighting | R3ASDL-F835-** | 950 | Downlight | 61.3 | 2018-02-27 | 2018-01-31 | Low | 1 | 61.3 | #N/A | #N/A | #N/A
WAC Lighting | R3ASDL-F840-** | 950 | Downlight | 61.3 | 2018-02-27 | 2018-01-31 | Low | 1 | 61.3 | #N/A | #N/A | #N/A
WAC Lighting | R3ASDL-N827-** | 950 | Downlight | 61.3 | 2018-02-27 | 2018-01-31 | Low | 1 | 61.3 | #N/A | #N/A | #N/A
WAC Lighting | R3ASDL-N830-** | 950 | Downlight | 61.3 | 2018-02-27 | 2018-01-31 | Low | 1 | 61.3 | #N/A | #N/A | #N/A
WAC Lighting | R3ASDL-N835-** | 950 | Downlight | 61.3 | 2018-02-27 | 2018-01-31 | Low | 1 | 61.3 | #N/A | #N/A | #N/A
WAC Lighting | R3ASDL-N840-** | 950 | Downlight | 61.3 | 2018-02-27 | 2018-01-31 | Low | 1 | 61.3 | #N/A | #N/A | #N/A
WAC Lighting | R3ASDT-F827-** | 950 | Downlight | 61.3 | 2018-02-27 | 2018-01-31 | Low | 1 | 61.3 | #N/A | #N/A | #N/A
WAC Lighting | R3ASDT-F830-** | 950 | Downlight | 61.3 | 2018-02-27 | 2018-01-31 | Low | 1 | 61.3 | #N/A | #N/A | #N/A
WAC Lighting | R3ASDT-F835-** | 950 | Downlight | 61.3 | 2018-02-27 | 2018-01-31 | Low | 1 | 61.3 | #N/A | #N/A | #N/A
WAC Lighting | R3ASDT-F840-** | 950 | Downlight | 61.3 | 2018-02-27 | 2018-01-31 | Low | 1 | 61.3 | #N/A | #N/A | #N/A
WAC Lighting | R3ASDT-N827-** | 950 | Downlight | 61.3 | 2018-02-27 | 2018-01-31 | Low | 1 | 61.3 | #N/A | #N/A | #N/A
WAC Lighting | R3ASDT-N830-** | 950 | Downlight | 61.3 | 2018-02-27 | 2018-01-31 | Low | 1 | 61.3 | #N/A | #N/A | #N/A
WAC Lighting | R3ASDT-N835-** | 950 | Downlight | 61.3 | 2018-02-27 | 2018-01-31 | Low | 1 | 61.3 | #N/A | #N/A | #N/A
WAC Lighting | R3ASDT-N840-** | 950 | Downlight | 61.3 | 2018-02-27 | 2018-01-31 | Low | 1 | 61.3 | #N/A | #N/A | #N/A
NADAIR/OVO | **GU378L-*****-#* | 430 | Downlight | 61.4 | 2017-01-26 | 2017-01-25 | Low | 1 | 61.4 | #N/A | #N/A | #N/A
LIGHT THE FUTURE | D142-N-90-2700 | 430 | Downlight | 61.4 | 2019-01-14 | 2019-07-09 | Low | 1 | 61.4 | #N/A | #N/A | #N/A
LIGHT THE FUTURE | D933-N-90-2700 | 430 | Downlight | 61.4 | 2019-06-01 | 2019-11-11 | Low | 1 | 61.4 | #N/A | #N/A | #N/A
LIGHT THE FUTURE | D933-N-90-3000 | 430 | Downlight | 61.4 | 2019-06-01 | 2019-11-11 | Low | 1 | 61.4 | #N/A | #N/A | #N/A
LIGHT THE FUTURE | D933-N-90-3500 | 430 | Downlight | 61.4 | 2019-06-01 | 2019-11-11 | Low | 1 | 61.4 | #N/A | #N/A | #N/A
LIGHT THE FUTURE | D933-N-90-4000 | 430 | Downlight | 61.4 | 2019-06-01 | 2019-11-11 | Low | 1 | 61.4 | #N/A | #N/A | #N/A
LIGHT THE FUTURE | D933-N-90-5000 | 430 | Downlight | 61.4 | 2019-06-01 | 2019-11-11 | Low | 1 | 61.4 | #N/A | #N/A | #N/A
Progress Lighting | P8241-20-30K | 645 | Downlight | 61.4 | 2017-02-28 | 2017-03-03 | Low | 1 | 61.4 | #N/A | #N/A | #N/A
Aculux | INIT3 [A¦D] 08LM [27¦30¦35¦40]K 80CRI [18¦25¦35¦50]D [FPC¦EZ1¦GZ1¦ECOS2¦ECOD] [120¦MVOLT] [blank¦ICAT] [blank¦CP] | 652 | Downlight | 61.4 | 2020-03-01 | 2020-04-13 | Low | 1 | 61.4 | #N/A | #N/A | #N/A
Lightolier | FD4R7ESCT1W | 675 | Downlight | 61.4 | 2022-05-01 | 2022-05-10 | Low | 1 | 61.4 | #N/A | #N/A | #N/A
ConTech Lighting | SMTR727KC12D1-** | 921 | Downlight | 61.4 | 2018-12-07 | 2018-12-17 | Low | 1 | 61.4 | #N/A | #N/A | #N/A
Globe | 91195 | 400 | Downlight | 61.5 | 2017-08-31 | 2017-09-01 | Low | 1 | 61.5 | #N/A | #N/A | #N/A
Globe | 91196 | 400 | Downlight | 61.5 | 2017-08-31 | 2017-09-06 | Low | 1 | 61.5 | #N/A | #N/A | #N/A
Globe | 91198 | 400 | Downlight | 61.5 | 2017-09-02 | 2017-09-01 | Low | 1 | 61.5 | #N/A | #N/A | #N/A
Globe | 91199 | 400 | Downlight | 61.5 | 2017-09-02 | 2017-09-01 | Low | 1 | 61.5 | #N/A | #N/A | #N/A
Globe | 91200 | 400 | Downlight | 61.5 | 2017-09-02 | 2017-09-06 | Low | 1 | 61.5 | #N/A | #N/A | #N/A
Commerical Electric | 1002804987 | 400 | Downlight | 61.5 | 2018-09-21 | 2018-09-19 | Low | 1 | 61.5 | #N/A | #N/A | #N/A
Commerical Electric | 1002804988 | 400 | Downlight | 61.5 | 2018-09-21 | 2018-09-19 | Low | 1 | 61.5 | #N/A | #N/A | #N/A
Commerical Electric | 1002805024 | 400 | Downlight | 61.5 | 2018-09-21 | 2018-09-19 | Low | 1 | 61.5 | #N/A | #N/A | #N/A
Commerical Electric | 1002805027 | 400 | Downlight | 61.5 | 2018-09-21 | 2018-09-19 | Low | 1 | 61.5 | #N/A | #N/A | #N/A
Commerical Electric | 1002805076 | 400 | Downlight | 61.5 | 2018-09-21 | 2018-09-19 | Low | 1 | 61.5 | #N/A | #N/A | #N/A
Lithonia Lighting | 3[B¦S]E[MW¦BN¦ORB]LED[ ¦40K¦50K] | 461 | Downlight | 61.5 | 2014-05-01 | 2014-05-16 | Low | 1 | 61.5 | #N/A | #N/A | #N/A
Lithonia Lighting | LK3BMW LED | 461 | Downlight | 61.5 | 2014-05-01 | 2014-05-16 | Low | 1 | 61.5 | #N/A | #N/A | #N/A
Lithonia Lighting | LK3BMW LED 50K | 461 | Downlight | 61.5 | 2014-05-01 | 2014-05-16 | Low | 1 | 61.5 | #N/A | #N/A | #N/A
Halo | HLB3059301EMWR | 560 | Downlight | 61.5 | 2019-04-15 | 2019-04-18 | Low | 1 | 61.5 | #N/A | #N/A | #N/A
ConTech Lighting | K4IC*127KC[MVD,12D3,MVD4][F,W] | 597 | Downlight | 61.5 | 2020-11-05 | 2020-12-03 | Low | 1 | 61.5 | #N/A | #N/A | #N/A
ConTech Lighting | K4IC*130KC[MVD,12D3,MVD4][F,W] | 597 | Downlight | 61.5 | 2020-11-05 | 2020-12-03 | Low | 1 | 61.5 | #N/A | #N/A | #N/A
ConTech Lighting | K4IC*135KC[MVD,12D3,MVD4][F,W] | 597 | Downlight | 61.5 | 2020-11-05 | 2020-12-03 | Low | 1 | 61.5 | #N/A | #N/A | #N/A
ConTech Lighting | K4IC*140KC[MVD,12D3,MVD4][F,W] | 597 | Downlight | 61.5 | 2020-11-05 | 2020-12-03 | Low | 1 | 61.5 | #N/A | #N/A | #N/A
ConTech Lighting | K4SA*127KC[MVD,12D3,MVD4][F,W]-[BLANK,CP,ER] | 597 | Downlight | 61.5 | 2020-11-05 | 2020-12-03 | Low | 1 | 61.5 | #N/A | #N/A | #N/A
ConTech Lighting | K4SA*130KC[MVD,12D3,MVD4][F,W]-[BLANK,CP,ER] | 597 | Downlight | 61.5 | 2020-11-05 | 2020-12-03 | Low | 1 | 61.5 | #N/A | #N/A | #N/A
ConTech Lighting | K4SA*135KC[MVD,12D3,MVD4][F,W]-[BLANK,CP,ER] | 597 | Downlight | 61.5 | 2020-11-05 | 2020-12-03 | Low | 1 | 61.5 | #N/A | #N/A | #N/A
ConTech Lighting | K4SA*140KC[MVD,12D3,MVD4][F,W]-[BLANK,CP,ER] | 597 | Downlight | 61.5 | 2020-11-05 | 2020-12-03 | Low | 1 | 61.5 | #N/A | #N/A | #N/A
Radiance Energy | 20RE06DR1011201 | 738 | Downlight | 61.5 | 2021-01-22 | 2021-01-27 | Low | 1 | 61.5 | #N/A | #N/A | #N/A
Radiance Energy | 20RE06DR1011202 | 738 | Downlight | 61.5 | 2021-01-22 | 2021-01-27 | Low | 1 | 61.5 | #N/A | #N/A | #N/A
Luminus | PPS144J4 | 800 | Downlight | 61.5 | 2022-01-18 | 2022-01-28 | Low | 1 | 61.5 | #N/A | #N/A | #N/A
EiKO | DWR4/13W/830/120DT | 800 | Downlight | 61.5 | 2021-06-15 | 2021-07-06 | Low | 1 | 61.5 | #N/A | #N/A | #N/A
EiKO | DWR4/13W/9CCT5/120DT | 800 | Downlight | 61.5 | 2021-06-15 | 2021-07-06 | Low | 1 | 61.5 | #N/A | #N/A | #N/A
EiKO | SDL6SA927DWW | 800 | Downlight | 61.5 | 2019-09-20 | 2019-10-03 | Low | 1 | 61.5 | #N/A | #N/A | #N/A
Sylvania | LEDMD4R2A800ST9SC3 | 800 | Downlight | 61.5 | 2019-10-30 | 2019-10-30 | Low | 1 | 61.5 | #N/A | #N/A | #N/A
NICOR | REL61120SSQWH | 800 | Downlight | 61.5 | 2022-03-31 | 2022-06-08 | Low | 1 | 61.5 | #N/A | #N/A | #N/A
NICOR LED | DLR56508120SWH | 800 | Downlight | 61.5 | 2019-08-19 | 2020-04-17 | Low | 1 | 61.5 | #N/A | #N/A | #N/A
NICOR | REL61120SQRWH | 800 | Downlight | 61.5 | 2022-06-15 | 2022-07-26 | Low | 1 | 61.5 | #N/A | #N/A | #N/A
Satco | S9505-XXXXX-YYYYY | 800 | Downlight | 61.5 | 2015-11-04 | 2015-11-13 | Low | 1 | 61.5 | #N/A | #N/A | #N/A
RAB | DLW0090(WFRL6S139FA120WS) | 800 | Downlight | 61.5 | 2022-02-11 | 2022-04-04 | Low | 1 | 61.5 | #N/A | #N/A | #N/A
Progress Lighting | P800005-031-30 | 800 | Downlight | 61.5 | 2017-12-30 | 2017-12-29 | Low | 1 | 61.5 | #N/A | #N/A | #N/A
Tamlite Lighting | CLY6SQ-30WH | 800 | Downlight | 61.5 | 2019-08-16 | 2019-09-10 | Low | 1 | 61.5 | #N/A | #N/A | #N/A
Portor Lighting | PT-DLSM2-R-7I-15W-5CCT | 923 | Downlight | 61.5 | 2022-06-02 | 2022-07-06 | Low | 1 | 61.5 | #N/A | #N/A | #N/A
Lutron | FPAT********-FPHISF1 | 764 | Downlight | 61.6 | 2017-12-01 | 2018-02-22 | Low | 1 | 61.6 | #N/A | #N/A | #N/A
Focal Point | FLC3D-RO-1100L-120-LD1-IC / LC3-RO-1100L-935K-WWS-CD-NP | 791 | Downlight | 61.6 | 2017-05-01 | 2017-05-23 | Low | 1 | 61.6 | #N/A | #N/A | #N/A
Focal Point | FLC3D-RO-1100L-120-LD1-IC / LC3-RO-1100L-935K-WWS-CD-NP | 791 | Downlight | 61.6 | 2017-05-01 | 2017-05-23 | Low | 1 | 61.6 | #N/A | #N/A | #N/A
HENGTE | HT-G45RRRD3-906-27A3-##1 | 370 | Downlight | 61.7 | 2020-12-23 | 2020-12-28 | Low | 1 | 61.7 | #N/A | #N/A | #N/A
Globe | 91072 | 370 | Downlight | 61.7 | 2017-09-05 | 2017-09-19 | Low | 1 | 61.7 | #N/A | #N/A | #N/A
Globe | 91205 | 370 | Downlight | 61.7 | 2018-05-09 | 2018-05-10 | Low | 1 | 61.7 | #N/A | #N/A | #N/A
Globe | 91245 | 370 | Downlight | 61.7 | 2018-01-24 | 2018-01-22 | Low | 1 | 61.7 | #N/A | #N/A | #N/A
HENGTE | HT-G1COBDL-906-30-2FBGM-##1 | 370 | Downlight | 61.7 | 2020-06-10 | 2020-06-12 | Low | 1 | 61.7 | #N/A | #N/A | #N/A
HENGTE | HT-G1COBDL-906-30-2KTJD-##1 | 370 | Downlight | 61.7 | 2020-06-17 | 2020-06-16 | Low | 1 | 61.7 | #N/A | #N/A | #N/A
HENGTE | HT-G1COBDL-906-30-2TFBD-##1 | 370 | Downlight | 61.7 | 2020-06-10 | 2020-06-12 | Low | 1 | 61.7 | #N/A | #N/A | #N/A
HENGTE | HT-G1COBDL-906-30-2WMHD-##1 | 370 | Downlight | 61.7 | 2020-06-10 | 2020-06-12 | Low | 1 | 61.7 | #N/A | #N/A | #N/A
HENGTE | HT-G1COBDL-906-30-2XZFX-##1 | 370 | Downlight | 61.7 | 2020-06-10 | 2020-06-12 | Low | 1 | 61.7 | #N/A | #N/A | #N/A
Globe | 91496 | 370 | Downlight | 61.7 | 2019-09-06 | 2019-09-11 | Low | 1 | 61.7 | #N/A | #N/A | #N/A
HENGTE | HT-G1COBDL-906-30-2XZPD-##1 | 370 | Downlight | 61.7 | 2020-06-10 | 2020-06-12 | Low | 1 | 61.7 | #N/A | #N/A | #N/A
HENGTE | HT-G1COBDL-906-30-2ZXTD-##1 | 370 | Downlight | 61.7 | 2020-06-17 | 2020-06-16 | Low | 1 | 61.7 | #N/A | #N/A | #N/A
HENGTE | HT-G1COBDL-906-35-2FBGM-##1 | 370 | Downlight | 61.7 | 2020-06-10 | 2020-06-12 | Low | 1 | 61.7 | #N/A | #N/A | #N/A
HENGTE | HT-G1COBDL-906-35-2KTJD-##1 | 370 | Downlight | 61.7 | 2020-06-17 | 2020-06-16 | Low | 1 | 61.7 | #N/A | #N/A | #N/A
HENGTE | HT-G1COBDL-906-35-2TFBD-##1 | 370 | Downlight | 61.7 | 2020-06-10 | 2020-06-12 | Low | 1 | 61.7 | #N/A | #N/A | #N/A
HENGTE | HT-G1COBDL-906-35-2WMHD-##1 | 370 | Downlight | 61.7 | 2020-06-10 | 2020-06-12 | Low | 1 | 61.7 | #N/A | #N/A | #N/A
HENGTE | HT-G1COBDL-906-35-2XZFX-##1 | 370 | Downlight | 61.7 | 2020-06-10 | 2020-06-12 | Low | 1 | 61.7 | #N/A | #N/A | #N/A
HENGTE | HT-G1COBDL-906-35-2XZPD-##1 | 370 | Downlight | 61.7 | 2020-06-10 | 2020-06-12 | Low | 1 | 61.7 | #N/A | #N/A | #N/A
HENGTE | HT-G1COBDL-906-35-2ZXTD-##1 | 370 | Downlight | 61.7 | 2020-06-17 | 2020-06-16 | Low | 1 | 61.7 | #N/A | #N/A | #N/A
HENGTE | HT-G1COBDL-906-40-2FBGM-##1 | 370 | Downlight | 61.7 | 2020-06-10 | 2020-06-12 | Low | 1 | 61.7 | #N/A | #N/A | #N/A
HENGTE | HT-G1COBDL-906-40-2KTJD-##1 | 370 | Downlight | 61.7 | 2020-06-17 | 2020-06-16 | Low | 1 | 61.7 | #N/A | #N/A | #N/A
HENGTE | HT-G1COBDL-906-40-2TFBD-##1 | 370 | Downlight | 61.7 | 2020-06-10 | 2020-06-12 | Low | 1 | 61.7 | #N/A | #N/A | #N/A
HENGTE | HT-G1COBDL-906-40-2WMHD-##1 | 370 | Downlight | 61.7 | 2020-06-10 | 2020-06-12 | Low | 1 | 61.7 | #N/A | #N/A | #N/A
HENGTE | HT-G1COBDL-906-40-2XZFX-##1 | 370 | Downlight | 61.7 | 2020-06-10 | 2020-06-12 | Low | 1 | 61.7 | #N/A | #N/A | #N/A
HENGTE | HT-G1COBDL-906-40-2XZPD-##1 | 370 | Downlight | 61.7 | 2020-06-10 | 2020-06-12 | Low | 1 | 61.7 | #N/A | #N/A | #N/A
HENGTE | HT-G1COBDL-906-40-2ZXTD-##1 | 370 | Downlight | 61.7 | 2020-06-17 | 2020-06-16 | Low | 1 | 61.7 | #N/A | #N/A | #N/A
HENGTE | HT-G1COBDL-906-50-2FBGM-##1 | 370 | Downlight | 61.7 | 2020-06-10 | 2020-06-12 | Low | 1 | 61.7 | #N/A | #N/A | #N/A
HENGTE | HT-G1COBDL-906-50-2KTJD-##1 | 370 | Downlight | 61.7 | 2020-06-17 | 2020-06-16 | Low | 1 | 61.7 | #N/A | #N/A | #N/A
HENGTE | HT-G1COBDL-906-50-2TFBD-##1 | 370 | Downlight | 61.7 | 2020-06-10 | 2020-06-12 | Low | 1 | 61.7 | #N/A | #N/A | #N/A
HENGTE | HT-G1COBDL-906-50-2WMHD-##1 | 370 | Downlight | 61.7 | 2020-06-10 | 2020-06-12 | Low | 1 | 61.7 | #N/A | #N/A | #N/A
HENGTE | HT-G1COBDL-906-50-2XZFX-##1 | 370 | Downlight | 61.7 | 2020-06-10 | 2020-06-12 | Low | 1 | 61.7 | #N/A | #N/A | #N/A
HENGTE | HT-G1COBDL-906-50-2XZPD-##1 | 370 | Downlight | 61.7 | 2020-06-10 | 2020-06-12 | Low | 1 | 61.7 | #N/A | #N/A | #N/A
HENGTE | HT-G1COBDL-906-50-2ZXTD-##1 | 370 | Downlight | 61.7 | 2020-06-17 | 2020-06-16 | Low | 1 | 61.7 | #N/A | #N/A | #N/A
HENGTE | HT-G2URRD3-906-30A-## | 370 | Downlight | 61.7 | 2018-02-05 | 2018-02-22 | Low | 1 | 61.7 | #N/A | #N/A | #N/A
HENGTE | HT-G4RRRD3-906-30A-## | 370 | Downlight | 61.7 | 2018-07-06 | 2018-07-17 | Low | 1 | 61.7 | #N/A | #N/A | #N/A
HENGTE | HT-G55ARRD3-906-XXB-## | 370 | Downlight | 61.7 | 2019-05-22 | 2019-05-24 | Low | 1 | 61.7 | #N/A | #N/A | #N/A
HENGTE | HT-G55URRD3-906-XXB-## | 370 | Downlight | 61.7 | 2019-05-22 | 2019-05-24 | Low | 1 | 61.7 | #N/A | #N/A | #N/A
HENGTE | HT-G5ARRD3-906-30B-## | 370 | Downlight | 61.7 | 2018-07-06 | 2018-07-17 | Low | 1 | 61.7 | #N/A | #N/A | #N/A
HENGTE | HT-G5URRD3-906-30B-## | 370 | Downlight | 61.7 | 2018-07-06 | 2018-07-17 | Low | 1 | 61.7 | #N/A | #N/A | #N/A
HENGTE | HT-URRD3-906-27A-## | 370 | Downlight | 61.7 | 2017-08-20 | 2017-08-18 | Low | 1 | 61.7 | #N/A | #N/A | #N/A
MW LIGHTING | MGD026-5CCT-WH | 370 | Downlight | 61.7 | 2022-09-12 | 2022-10-28 | Low | 1 | 61.7 | #N/A | #N/A | #N/A
MW LIGHTING | MRSD026-DBA-5CCT-WH | 370 | Downlight | 61.7 | 2022-09-12 | 2022-10-28 | Low | 1 | 61.7 | #N/A | #N/A | #N/A
MW LIGHTING | MW-GD036W-5CCT | 370 | Downlight | 61.7 | 2021-02-10 | 2021-02-14 | Low | 1 | 61.7 | #N/A | #N/A | #N/A
Commerical Electric | 1003531995 | 370 | Downlight | 61.7 | 2018-09-28 | 2018-10-16 | Low | 1 | 61.7 | #N/A | #N/A | #N/A
Commerical Electric | 1003532000 | 370 | Downlight | 61.7 | 2018-09-28 | 2018-10-16 | Low | 1 | 61.7 | #N/A | #N/A | #N/A
Commerical Electric | 1003532001 | 370 | Downlight | 61.7 | 2018-09-28 | 2018-10-16 | Low | 1 | 61.7 | #N/A | #N/A | #N/A
Commerical Electric | 1003532014 | 370 | Downlight | 61.7 | 2018-09-28 | 2018-10-15 | Low | 1 | 61.7 | #N/A | #N/A | #N/A
Commercial Electric | 1004655266 | 370 | Downlight | 61.7 | 2022-05-06 | 2022-05-27 | Low | 1 | 61.7 | #N/A | #N/A | #N/A
Commercial Electric | 1004655276 | 370 | Downlight | 61.7 | 2019-10-21 | 2019-10-24 | Low | 1 | 61.7 | #N/A | #N/A | #N/A
Commercial Electric | 1004655284 | 370 | Downlight | 61.7 | 2019-10-21 | 2019-10-24 | Low | 1 | 61.7 | #N/A | #N/A | #N/A
Commercial Electric | 1004655284 | 370 | Downlight | 61.7 | 2022-05-06 | 2022-05-27 | Low | 1 | 61.7 | #N/A | #N/A | #N/A
Commercial Electric | 1005591776 | 370 | Downlight | 61.7 | 2020-08-21 | 2020-08-19 | Low | 1 | 61.7 | #N/A | #N/A | #N/A
Commercial Electric | 1005591798 | 370 | Downlight | 61.7 | 2020-08-21 | 2020-08-19 | Low | 1 | 61.7 | #N/A | #N/A | #N/A
Commercial Electric | 1005598052 | 370 | Downlight | 61.7 | 2020-08-21 | 2020-08-19 | Low | 1 | 61.7 | #N/A | #N/A | #N/A
Commercial Electric | 1007995252 | 370 | Downlight | 61.7 | 2022-06-13 | 2022-07-05 | Low | 1 | 61.7 | #N/A | #N/A | #N/A
WAC Lighting | R2BRA-S930-**** | 555 | Downlight | 61.7 | 2017-04-01 | 2017-05-23 | Low | 1 | 61.7 | #N/A | #N/A | #N/A
WAC Lighting | R2BSA-S930-**** | 555 | Downlight | 61.7 | 2017-04-01 | 2017-05-23 | Low | 1 | 61.7 | #N/A | #N/A | #N/A
Intense Lighting | MXG2[A]L027/MXTG2-RTy30uL02712 | 611 | Downlight | 61.7 | 2016-05-01 | 2016-06-30 | Low | 1 | 61.7 | #N/A | #N/A | #N/A
DMF Lighting | DRD2M79xx | 722 | Downlight | 61.7 | 2015-10-10 | 2016-07-08 | Low | 1 | 61.7 | #N/A | #N/A | #N/A
Standard Products Inc. | 63221_LED_MOD_11.8W_27K_STD | 722 | Downlight | 61.7 | 2015-10-10 | 2017-04-07 | Low | 1 | 61.7 | #N/A | #N/A | #N/A
Elite | RL476-700L-DIMTR-120-27K-90-** | 740 | Downlight | 61.7 | 2018-05-17 | 2018-05-16 | Low | 1 | 61.7 | #N/A | #N/A | #N/A
HOMI | HM07-PR7-12W120-3CCT-MS-SA | 740 | Downlight | 61.7 | 2020-05-13 | 2020-05-19 | Low | 1 | 61.7 | #N/A | #N/A | #N/A
Atlantic Lighting | LED##-SYL11-##K-X | 857 | Downlight | 61.7 | 2015-08-01 | 2016-07-07 | Low | 1 | 61.7 | #N/A | #N/A | #N/A
Atlantic Lighting | LED6-SYL11-27K-X | 857 | Downlight | 61.7 | 2015-08-01 | 2016-07-07 | Low | 1 | 61.7 | #N/A | #N/A | #N/A
ConTech Lighting | SMTS627KC12D1-** | 925 | Downlight | 61.7 | 2018-12-07 | 2018-12-17 | Low | 1 | 61.7 | #N/A | #N/A | #N/A
Halo | HLB3S059351EMWR | 562 | Downlight | 61.8 | 2019-04-15 | 2019-04-17 | Low | 1 | 61.8 | #N/A | #N/A | #N/A
Globe | 91201 | 680 | Downlight | 61.8 | 2017-09-02 | 2017-09-01 | Low | 1 | 61.8 | #N/A | #N/A | #N/A
Lightolier | DL4R7ESCT1W | 680 | Downlight | 61.8 | 2022-05-01 | 2022-05-12 | Low | 1 | 61.8 | #N/A | #N/A | #N/A
Commerical Electric | 1002804991 | 680 | Downlight | 61.8 | 2018-09-21 | 2018-09-19 | Low | 1 | 61.8 | #N/A | #N/A | #N/A
Gotham | EVO4[SC¦WC¦WTRC¦CC¦PC] [27¦30¦35¦40¦50]/10AR [VND¦ND¦MD¦MWD¦WD] [LSS¦LD¦LS] [MVOLT¦120¦277] [EZ1¦EZ10¦GZ1¦GZ10¦EDAB¦EDXB¦ECOS2¦ECOD¦ELV] [JBX¦JBXCC¦RGH] [ ¦ZT] [ ¦E10WCP] [ ¦90CRI] ****** | 711 | Downlight | 61.8 | 2019-10-01 | 2019-11-13 | Low | 1 | 61.8 | #N/A | #N/A | #N/A
Lightolier | FD3SSLMZ10SCTUW | 495 | Downlight | 61.9 | 2022-05-01 | 2022-05-10 | Low | 1 | 61.9 | #N/A | #N/A | #N/A
Lumenwerx | [AE2CYP¦AE2CYPASY] D ## *** **** **** *** SW [15¦25¦35¦50] 2 [80¦90] [27¦30¦35¦40] NA [120¦277¦UNV] 7W NA [D1¦ELV¦TRI¦RD1¦RELV¦RTRI¦RLTEA2W¦RLDE1] | 523 | Downlight | 61.9 | 2022-08-30 | 2022-09-15 | Low | 1 | 61.9 | #N/A | #N/A | #N/A
Lumenwerx | AE2RRA **** SW ** *** [120¦277¦UNV] 7W [D1¦ELV¦TRI¦RD1¦RELV¦RTRI¦RLTEA2W¦RLDE1] [AE2RRAB¦AE2RRAP] SW [15¦25¦35¦50] 2 [80¦90] [27¦30¦35¦40] NA **** *** **** **** | 523 | Downlight | 61.9 | 2022-08-30 | 2022-09-15 | Low | 1 | 61.9 | #N/A | #N/A | #N/A
Halo | HLB3S059401EMWR | 563 | Downlight | 61.9 | 2019-04-15 | 2019-04-17 | Low | 1 | 61.9 | #N/A | #N/A | #N/A
Portor Lighting | PT-DLSM2-R-5I-10W-5CCT | 619 | Downlight | 61.9 | 2022-06-02 | 2022-07-06 | Low | 1 | 61.9 | #N/A | #N/A | #N/A
Halo | HLA406FL9FS1EMWR | 650 | Downlight | 61.9 | 2019-07-03 | 2019-07-09 | Low | 1 | 61.9 | #N/A | #N/A | #N/A
Sylvania | 65325 | 650 | Downlight | 61.9 | 2021-01-15 | 2021-01-24 | Low | 1 | 61.9 | #N/A | #N/A | #N/A
Sylvania | 65328 | 650 | Downlight | 61.9 | 2021-01-15 | 2021-01-24 | Low | 1 | 61.9 | #N/A | #N/A | #N/A
Sylvania | 65331 | 650 | Downlight | 61.9 | 2021-01-15 | 2021-01-24 | Low | 1 | 61.9 | #N/A | #N/A | #N/A
Sylvania | 65334 | 650 | Downlight | 61.9 | 2021-01-15 | 2021-01-24 | Low | 1 | 61.9 | #N/A | #N/A | #N/A
Sylvania | 65337 | 650 | Downlight | 61.9 | 2021-01-15 | 2021-01-24 | Low | 1 | 61.9 | #N/A | #N/A | #N/A
Nora Lighting | NLOPAC-R450930** | 650 | Downlight | 61.9 | 2017-09-05 | 2017-09-25 | Low | 1 | 61.9 | #N/A | #N/A | #N/A
Nora Lighting | NLOPAC-R450940** | 650 | Downlight | 61.9 | 2017-09-05 | 2017-09-25 | Low | 1 | 61.9 | #N/A | #N/A | #N/A
Commercial Electric | 2003031702 | 650 | Downlight | 61.9 | 2019-09-23 | 2019-11-06 | Low | 1 | 61.9 | #N/A | #N/A | #N/A
YOTI;ECOELER | CDR410B-###**-10 | 650 | Downlight | 61.9 | 2020-09-01 | 2020-10-12 | Low | 1 | 61.9 | #N/A | #N/A | #N/A
Halo | HLB4S069FS1EMWR | 668 | Downlight | 61.9 | 2018-12-14 | 2018-12-19 | Low | 1 | 61.9 | #N/A | #N/A | #N/A
Nora Lighting | NPR-56RNDC27X***** | 743 | Downlight | 61.9 | 2021-06-07 | 2021-07-29 | Low | 1 | 61.9 | #N/A | #N/A | #N/A
Nora Lighting | NPR-56RNDC30X***** | 743 | Downlight | 61.9 | 2021-06-07 | 2021-07-29 | Low | 1 | 61.9 | #N/A | #N/A | #N/A
Nora Lighting | NPR-56RNDC35X***** | 743 | Downlight | 61.9 | 2021-06-07 | 2021-07-29 | Low | 1 | 61.9 | #N/A | #N/A | #N/A
Nora Lighting | NPR-56RNDC40X***** | 743 | Downlight | 61.9 | 2021-06-07 | 2021-07-29 | Low | 1 | 61.9 | #N/A | #N/A | #N/A
Nora Lighting | NPR-56RNDC50X***** | 743 | Downlight | 61.9 | 2021-06-07 | 2021-07-29 | Low | 1 | 61.9 | #N/A | #N/A | #N/A
Halo | HLC4079401EWH#* | 761 | Downlight | 61.9 | 2019-05-08 | 2019-05-09 | Low | 1 | 61.9 | #N/A | #N/A | #N/A
WAC Lighting | R3ARAL-N827-** | 960 | Downlight | 61.9 | 2018-02-01 | 2018-05-07 | Low | 1 | 61.9 | #N/A | #N/A | #N/A
WAC Lighting | R3ARAL-N830-** | 960 | Downlight | 61.9 | 2018-02-01 | 2018-05-07 | Low | 1 | 61.9 | #N/A | #N/A | #N/A
WAC Lighting | R3ARAL-N835-** | 960 | Downlight | 61.9 | 2018-02-01 | 2018-05-07 | Low | 1 | 61.9 | #N/A | #N/A | #N/A
WAC Lighting | R3ARAL-N840-** | 960 | Downlight | 61.9 | 2018-02-01 | 2018-05-07 | Low | 1 | 61.9 | #N/A | #N/A | #N/A
WAC Lighting | R3ARAT-N827-** | 960 | Downlight | 61.9 | 2018-02-01 | 2018-05-07 | Low | 1 | 61.9 | #N/A | #N/A | #N/A
WAC Lighting | R3ARAT-N830-** | 960 | Downlight | 61.9 | 2018-02-01 | 2018-05-07 | Low | 1 | 61.9 | #N/A | #N/A | #N/A
WAC Lighting | R3ARAT-N835-** | 960 | Downlight | 61.9 | 2018-02-01 | 2018-05-07 | Low | 1 | 61.9 | #N/A | #N/A | #N/A
WAC Lighting | R3ARAT-N840-** | 960 | Downlight | 61.9 | 2018-02-01 | 2018-05-07 | Low | 1 | 61.9 | #N/A | #N/A | #N/A
WAC Lighting | R3ASAL-N827-** | 960 | Downlight | 61.9 | 2018-02-01 | 2018-05-07 | Low | 1 | 61.9 | #N/A | #N/A | #N/A
WAC Lighting | R3ASAL-N830-** | 960 | Downlight | 61.9 | 2018-02-01 | 2018-05-07 | Low | 1 | 61.9 | #N/A | #N/A | #N/A
WAC Lighting | R3ASAL-N835-** | 960 | Downlight | 61.9 | 2018-02-01 | 2018-05-07 | Low | 1 | 61.9 | #N/A | #N/A | #N/A
WAC Lighting | R3ASAL-N840-** | 960 | Downlight | 61.9 | 2018-02-01 | 2018-05-07 | Low | 1 | 61.9 | #N/A | #N/A | #N/A
WAC Lighting | R3ASAT-N827-** | 960 | Downlight | 61.9 | 2018-02-01 | 2018-05-07 | Low | 1 | 61.9 | #N/A | #N/A | #N/A
WAC Lighting | R3ASAT-N830-** | 960 | Downlight | 61.9 | 2018-02-01 | 2018-05-07 | Low | 1 | 61.9 | #N/A | #N/A | #N/A
WAC Lighting | R3ASAT-N835-** | 960 | Downlight | 61.9 | 2018-02-01 | 2018-05-07 | Low | 1 | 61.9 | #N/A | #N/A | #N/A
WAC Lighting | R3ASAT-N840-** | 960 | Downlight | 61.9 | 2018-02-01 | 2018-05-07 | Low | 1 | 61.9 | #N/A | #N/A | #N/A
Lightolier | L3A*E1 / L3088*** / L3SS* | 596 | Downlight | 62 | 2017-07-07 | 2017-07-14 | Low | 1 | 62 | #N/A | #N/A | #N/A
Lightolier | L3CE1 / L3088*** / L3SS* | 596 | Downlight | 62 | 2017-07-07 | 2017-07-14 | Low | 1 | 62 | #N/A | #N/A | #N/A
Lightolier | L3NZ10U / L3088*** / L3SS* | 596 | Downlight | 62 | 2017-07-07 | 2017-07-14 | Low | 1 | 62 | #N/A | #N/A | #N/A
ESL Vision | ESL-CCR-S56-10W-130 | 620 | Downlight | 62 | 2016-12-15 | 2016-12-09 | Low | 1 | 62 | #N/A | #N/A | #N/A
ESL Vision | ESL-CCR-S4-10W-130 | 620 | Downlight | 62 | 2016-12-15 | 2016-12-09 | Low | 1 | 62 | #N/A | #N/A | #N/A
Integris Solutions | LED-SM5R-##K-** | 620 | Downlight | 62 | 2021-10-29 | 2021-12-06 | Low | 1 | 62 | #N/A | #N/A | #N/A
Liteharbor | BL4-S301-**-30 | 620 | Downlight | 62 | 2018-01-20 | 2018-05-15 | Low | 1 | 62 | #N/A | #N/A | #N/A
Liteharbor | BL4-S301-**-35 | 620 | Downlight | 62 | 2018-01-20 | 2018-05-15 | Low | 1 | 62 | #N/A | #N/A | #N/A
Liteharbor | BL4-S301-**-40 | 620 | Downlight | 62 | 2018-01-20 | 2018-05-15 | Low | 1 | 62 | #N/A | #N/A | #N/A
Liteharbor | BL4-S301-**-50 | 620 | Downlight | 62 | 2018-01-20 | 2018-05-15 | Low | 1 | 62 | #N/A | #N/A | #N/A
MORRIS | 72646 | 620 | Downlight | 62 | 2018-05-17 | 2018-05-16 | Low | 1 | 62 | #N/A | #N/A | #N/A
MORRIS | 72647 | 620 | Downlight | 62 | 2018-05-17 | 2018-05-16 | Low | 1 | 62 | #N/A | #N/A | #N/A
LIGHT THE FUTURE | D704-N-XXXX | 620 | Downlight | 62 | 2016-03-07 | 2016-03-10 | Low | 1 | 62 | #N/A | #N/A | #N/A
LIGHT THE FUTURE | D704-N-XXXX | 620 | Downlight | 62 | 2016-03-07 | 2016-03-10 | Low | 1 | 62 | #N/A | #N/A | #N/A
LIGHT THE FUTURE | D706-N-XXXX | 620 | Downlight | 62 | 2016-03-07 | 2016-03-10 | Low | 1 | 62 | #N/A | #N/A | #N/A
LIGHT THE FUTURE | D706-N-XXXX | 620 | Downlight | 62 | 2016-03-07 | 2016-03-10 | Low | 1 | 62 | #N/A | #N/A | #N/A
Intense | MXG2OPSD2L027DIM36BWB | 651 | Downlight | 62 | 2019-09-15 | 2019-10-08 | Low | 1 | 62 | #N/A | #N/A | #N/A
EnviroLite | EV407941Y30 | 725 | Downlight | 62 | 2014-09-01 | 2016-05-02 | Low | 1 | 62 | #N/A | #N/A | #N/A
ESL Vision | ESL-CCR-S56-15W-130 | 930 | Downlight | 62 | 2016-12-15 | 2016-12-09 | Low | 1 | 62 | #N/A | #N/A | #N/A
Integris Solutions | LED-SM7R-##K-** | 930 | Downlight | 62 | 2021-10-29 | 2021-12-06 | Low | 1 | 62 | #N/A | #N/A | #N/A
MORRIS | 72650 | 930 | Downlight | 62 | 2018-05-17 | 2018-05-14 | Low | 1 | 62 | #N/A | #N/A | #N/A
Signcomplex | DSC6-015-AL-940K-# | 930 | Downlight | 62 | 2019-03-04 | 2019-03-18 | Low | 1 | 62 | #N/A | #N/A | #N/A
Signcomplex | DSC6-015-AL-950K-# | 930 | Downlight | 62 | 2019-03-04 | 2019-03-18 | Low | 1 | 62 | #N/A | #N/A | #N/A
LIGHT THE FUTURE | D716-N-XXXX | 930 | Downlight | 62 | 2016-03-07 | 2016-03-10 | Low | 1 | 62 | #N/A | #N/A | #N/A
LIGHT THE FUTURE | D716-N-XXXX | 930 | Downlight | 62 | 2016-03-07 | 2016-03-10 | Low | 1 | 62 | #N/A | #N/A | #N/A
Lithonia Lighting | WF3 LED [27¦30¦35¦40]K [MW¦MB¦BN¦ORB] | 509 | Downlight | 62.1 | 2017-09-25 | 2017-10-06 | Low | 1 | 62.1 | #N/A | #N/A | #N/A
Nora Lighting | NELOCAC-6RP927W | 711 | Downlight | 62.1 | 2020-11-10 | 2020-11-12 | Low | 1 | 62.1 | #N/A | #N/A | #N/A
Nora Lighting | NELOCAC-6RP930W | 711 | Downlight | 62.1 | 2020-11-10 | 2020-11-12 | Low | 1 | 62.1 | #N/A | #N/A | #N/A
Nora Lighting | NELOCAC-6RP935W | 711 | Downlight | 62.1 | 2020-11-10 | 2020-11-12 | Low | 1 | 62.1 | #N/A | #N/A | #N/A
Nora Lighting | NELOCAC-6RP940W | 711 | Downlight | 62.1 | 2020-11-10 | 2020-11-12 | Low | 1 | 62.1 | #N/A | #N/A | #N/A
Nora Lighting | NELOCAC-6RP950W | 711 | Downlight | 62.1 | 2020-11-10 | 2020-11-12 | Low | 1 | 62.1 | #N/A | #N/A | #N/A
Light by Lotus | AD-35-S12W-DTW-**-REY | 745 | Downlight | 62.1 | 2021-10-01 | 2021-09-30 | Low | 1 | 62.1 | #N/A | #N/A | #N/A
ETI | 565786## | 870 | Downlight | 62.1 | 2020-04-01 | 2020-04-09 | Low | 1 | 62.1 | #N/A | #N/A | #N/A
Etlin-Daniels | CL106P-114WM-PF3N | 900 | Downlight | 62.1 | 2019-09-17 | 2019-09-20 | Low | 1 | 62.1 | #N/A | #N/A | #N/A
LOTUS LED LIGHTS | LB6R 30K | 900 | Downlight | 62.1 | 2016-09-10 | 2016-11-21 | Low | 1 | 62.1 | #N/A | #N/A | #N/A
LOTUS LED LIGHTS | LL4RRG-41K | 900 | Downlight | 62.1 | 2017-01-10 | 2017-02-15 | Low | 1 | 62.1 | #N/A | #N/A | #N/A
LOTUS LED LIGHTS | LL4SR-30K | 900 | Downlight | 62.1 | 2018-12-17 | 2018-12-26 | Low | 1 | 62.1 | #N/A | #N/A | #N/A
Nora Lighting | NRM-51XL8527YY + NHZZZZ-585QQQQ | 988 | Downlight | 62.1 | 2015-11-01 | 2015-11-25 | Low | 1 | 62.1 | #N/A | #N/A | #N/A
YSL | WHDL3-9-83CCT-WH(3000K) | 560 | Downlight | 62.2 | 2021-08-26 | 2021-09-29 | Low | 1 | 62.2 | #N/A | #N/A | #N/A
Luminiz | DS11340300MW | 560 | Downlight | 62.2 | 2019-06-01 | 2021-01-03 | Low | 1 | 62.2 | #N/A | #N/A | #N/A
Luminiz | DS11440300MW | 560 | Downlight | 62.2 | 2019-03-01 | 2021-01-24 | Low | 1 | 62.2 | #N/A | #N/A | #N/A
Luminiz | DG431B-------- | 560 | Downlight | 62.2 | 2019-06-01 | 2021-01-03 | Low | 1 | 62.2 | #N/A | #N/A | #N/A
Luminiz | DG431MW------ | 560 | Downlight | 62.2 | 2019-06-01 | 2021-01-03 | Low | 1 | 62.2 | #N/A | #N/A | #N/A
Luminiz | DG431N-------- | 560 | Downlight | 62.2 | 2019-06-01 | 2021-01-03 | Low | 1 | 62.2 | #N/A | #N/A | #N/A
Luminiz | DG431W-------- | 560 | Downlight | 62.2 | 2019-06-01 | 2021-01-03 | Low | 1 | 62.2 | #N/A | #N/A | #N/A
Luminiz | DG432N-------- | 560 | Downlight | 62.2 | 2019-03-01 | 2021-01-24 | Low | 1 | 62.2 | #N/A | #N/A | #N/A
Luminiz | DG441N-------- | 560 | Downlight | 62.2 | 2019-06-01 | 2021-01-03 | Low | 1 | 62.2 | #N/A | #N/A | #N/A
Luminiz | DG441W-------- | 560 | Downlight | 62.2 | 2019-06-01 | 2021-01-03 | Low | 1 | 62.2 | #N/A | #N/A | #N/A
Luminiz | DG451W-------- | 560 | Downlight | 62.2 | 2019-06-01 | 2021-01-03 | Low | 1 | 62.2 | #N/A | #N/A | #N/A
Luminiz | DG452W-------- | 560 | Downlight | 62.2 | 2019-03-01 | 2021-01-24 | Low | 1 | 62.2 | #N/A | #N/A | #N/A
Satco | S9507-XXXXX-YYYYY | 840 | Downlight | 62.2 | 2015-11-30 | 2015-11-30 | Low | 1 | 62.2 | #N/A | #N/A | #N/A
Satco | S9525-XXXXX-YYYYY | 840 | Downlight | 62.2 | 2015-11-30 | 2015-11-30 | Low | 1 | 62.2 | #N/A | #N/A | #N/A
PORTFOLIO | LSR2B15NFL2590[27¦30¦35¦40][D010¦D010TR][P¦MB¦SL¦BZ] 2LB[DL¦CS¦LCS]3[LI¦MW¦WMH¦WH¦H] | 889 | Downlight | 62.2 | 2017-07-26 | 2017-07-28 | Low | 1 | 62.2 | #N/A | #N/A | #N/A
PORTFOLIO | LD2B15[D010¦D010TR] EU2B15NFL2590[27¦30¦35¦40] 2LB[D¦SW¦DL¦CS¦LCS¦SQC¦SQLC]#[LI¦MW¦WMH¦WH¦H] | 889 | Downlight | 62.2 | 2017-07-26 | 2017-07-28 | Low | 1 | 62.2 | #N/A | #N/A | #N/A
ConTech Lighting | K6IC*227KCMVD[S,F,W] | 892 | Downlight | 62.3 | 2020-11-05 | 2020-12-03 | Low | 1 | 62.3 | #N/A | #N/A | #N/A
ConTech Lighting | K6IC*230KCMVD[S,F,W] | 892 | Downlight | 62.3 | 2020-11-05 | 2020-12-03 | Low | 1 | 62.3 | #N/A | #N/A | #N/A
ConTech Lighting | K6IC*235KCMVD[S,F,W] | 892 | Downlight | 62.3 | 2020-11-05 | 2020-12-03 | Low | 1 | 62.3 | #N/A | #N/A | #N/A
ConTech Lighting | K6IC*240KCMVD[S,F,W] | 892 | Downlight | 62.3 | 2020-11-05 | 2020-12-03 | Low | 1 | 62.3 | #N/A | #N/A | #N/A
ConTech Lighting | K6SA*227KC[MVD,12D3,MVD4][S,F,W]-[BLANK,CP,ER] | 892 | Downlight | 62.3 | 2020-11-05 | 2020-12-03 | Low | 1 | 62.3 | #N/A | #N/A | #N/A
ConTech Lighting | K6SA*230KC[MVD,12D3,MVD4][S,F,W]-[BLANK,CP,ER] | 892 | Downlight | 62.3 | 2020-11-05 | 2020-12-03 | Low | 1 | 62.3 | #N/A | #N/A | #N/A
ConTech Lighting | K6SA*235KC[MVD,12D3,MVD4][S,F,W]-[BLANK,CP,ER] | 892 | Downlight | 62.3 | 2020-11-05 | 2020-12-03 | Low | 1 | 62.3 | #N/A | #N/A | #N/A
ConTech Lighting | K6SA*240KC[MVD,12D3,MVD4][S,F,W]-[BLANK,CP,ER] | 892 | Downlight | 62.3 | 2020-11-05 | 2020-12-03 | Low | 1 | 62.3 | #N/A | #N/A | #N/A
Lumenwerx | [AE4CYP¦AE4CYPASY] D ## *** **** **** *** SW [15¦25¦35¦50] 2 [80¦90] [27¦30¦35¦40] NA [120¦277¦UNV] 14W NA [D1¦ELV¦TRI¦RD1¦RELV¦RTRI¦RLTEA2W¦RLDE1] | 940 | Downlight | 62.3 | 2022-08-30 | 2022-09-15 | Low | 1 | 62.3 | #N/A | #N/A | #N/A
Lumenwerx | AE4RRA **** SW ** *** [120¦277¦UNV] 14W [D1¦ELV¦TRI¦RD1¦RELV¦RTRI¦RLTEA2W¦RLDE1] [AE4RRAB¦AE4RRAP] SW [15¦25¦35¦50¦80¦90] 2 [80¦90] [27¦30¦35¦40] NA **** *** **** **** | 940 | Downlight | 62.3 | 2022-08-30 | 2022-09-28 | Low | 1 | 62.3 | #N/A | #N/A | #N/A
NICOR | DQR3-10-120-#K-$$-XX | 499 | Downlight | 62.4 | 2016-01-21 | 2016-01-22 | Low | 1 | 62.4 | #N/A | #N/A | #N/A
Green Creative | 8.5DLNC4DIM/830 | 530 | Downlight | 62.4 | 2016-01-01 | 2016-10-25 | Low | 1 | 62.4 | #N/A | #N/A | #N/A
Verbatim | 99886 | 530 | Downlight | 62.4 | 2017-01-01 | 2018-01-09 | Low | 1 | 62.4 | #N/A | #N/A | #N/A
Halo | HLB3059401EMWR | 568 | Downlight | 62.4 | 2019-04-15 | 2019-04-18 | Low | 1 | 62.4 | #N/A | #N/A | #N/A
Halo | HLB3059501EMWR | 568 | Downlight | 62.4 | 2019-04-15 | 2019-04-18 | Low | 1 | 62.4 | #N/A | #N/A | #N/A
PORTFOLIO | LD6C10[D010¦D010TR] EU6C1090[27¦30¦35¦40¦50] 6LB[N¦M¦W¦S]#[LI¦MW¦WMH¦WH¦H] | 643 | Downlight | 62.4 | 2022-08-01 | 2022-08-26 | Low | 1 | 62.4 | #N/A | #N/A | #N/A
PORTFOLIO | LD4C10[D010¦D010TR] EU4C1090[27¦30¦35¦40¦50] 4LB[N¦M¦W¦S]#[LI¦MW¦WMH¦WH¦H] | 643 | Downlight | 62.4 | 2022-08-01 | 2022-08-23 | Low | 1 | 62.4 | #N/A | #N/A | #N/A
Green Creative | [Blank¦SPFT*#]LE1090##[XT010UNV¦ELD-E010UNV¦ELD-S010UNV]**/AD*#** | 780 | Downlight | 62.4 | 2021-10-30 | 2022-03-25 | Low | 1 | 62.4 | #N/A | #N/A | #N/A
Nora Lighting | NLOS-S62L##WW | 873 | Downlight | 62.4 | 2018-04-01 | 2018-04-26 | Low | 1 | 62.4 | #N/A | #N/A | #N/A
luxrite | LR24960 | 500 | Downlight | 62.5 | 2020-11-24 | 2020-12-03 | Low | 1 | 62.5 | #N/A | #N/A | #N/A
Elite | RL375-500L-DIMTR-120-27K/30K/35K/40K/50K-90-WH | 500 | Downlight | 62.5 | 2019-06-04 | 2019-06-10 | Low | 1 | 62.5 | #N/A | #N/A | #N/A
Elite | RL376-500L-DIMTR-120-27K/30K/35K/40K/50K-90-WH | 500 | Downlight | 62.5 | 2019-06-07 | 2019-06-07 | Low | 1 | 62.5 | #N/A | #N/A | #N/A
HENGTE | HT-G65ARRD3-908-27B-##1 | 500 | Downlight | 62.5 | 2020-04-15 | 2020-04-16 | Low | 1 | 62.5 | #N/A | #N/A | #N/A
HENGTE | HT-G65ASSD3-908-27B-##1 | 500 | Downlight | 62.5 | 2020-04-15 | 2020-04-16 | Low | 1 | 62.5 | #N/A | #N/A | #N/A
HENGTE | HT-G65BRRD3-908-27B-##1 | 500 | Downlight | 62.5 | 2019-12-17 | 2019-12-17 | Low | 1 | 62.5 | #N/A | #N/A | #N/A
HENGTE | HT-G65BSSD3-908-27B-##1 | 500 | Downlight | 62.5 | 2020-04-13 | 2020-04-13 | Low | 1 | 62.5 | #N/A | #N/A | #N/A
HENGTE | HT-G65ERRD3-908-XXB-##1 | 500 | Downlight | 62.5 | 2020-08-12 | 2020-08-13 | Low | 1 | 62.5 | #N/A | #N/A | #N/A
HENGTE | HT-G6URRD3-908-27A-##1 | 500 | Downlight | 62.5 | 2020-03-31 | 2020-03-30 | Low | 1 | 62.5 | #N/A | #N/A | #N/A
HENGTE | HT-G6URRD3-908-30A-##1 | 500 | Downlight | 62.5 | 2020-03-31 | 2020-03-30 | Low | 1 | 62.5 | #N/A | #N/A | #N/A
HENGTE | HT-G6URRD3-908-35A-##1 | 500 | Downlight | 62.5 | 2020-03-31 | 2020-03-30 | Low | 1 | 62.5 | #N/A | #N/A | #N/A
HENGTE | HT-G6URRD3-908-40A-##1 | 500 | Downlight | 62.5 | 2020-03-31 | 2020-03-30 | Low | 1 | 62.5 | #N/A | #N/A | #N/A
HENGTE | HT-G6URRD3-908-50A-##1 | 500 | Downlight | 62.5 | 2020-03-31 | 2020-03-30 | Low | 1 | 62.5 | #N/A | #N/A | #N/A
Halco Lighting Technologies | 89150 | 500 | Downlight | 62.5 | 2022-08-26 | 2022-08-26 | Low | 1 | 62.5 | #N/A | #N/A | #N/A
Halco Lighting Technologies | 89152 | 500 | Downlight | 62.5 | 2022-08-26 | 2022-08-26 | Low | 1 | 62.5 | #N/A | #N/A | #N/A
HENGTE | HT-G65URRD3-908-27B-## | 500 | Downlight | 62.5 | 2019-04-19 | 2019-04-29 | Low | 1 | 62.5 | #N/A | #N/A | #N/A
HENGTE | HT-G65USSD3-908-27B-## | 500 | Downlight | 62.5 | 2019-04-19 | 2019-04-29 | Low | 1 | 62.5 | #N/A | #N/A | #N/A
Addington Park | 30812458 | 500 | Downlight | 62.5 | 2019-12-22 | 2020-01-09 | Low | 1 | 62.5 | #N/A | #N/A | #N/A
Home LUMINAIRE | 30812458 | 500 | Downlight | 62.5 | 2019-12-22 | 2020-01-09 | Low | 1 | 62.5 | #N/A | #N/A | #N/A
Sunbeam | 30812458 | 500 | Downlight | 62.5 | 2019-12-22 | 2020-01-09 | Low | 1 | 62.5 | #N/A | #N/A | #N/A
Sylvania | LEDMD3R2A500ST9SC3 | 500 | Downlight | 62.5 | 2019-10-30 | 2019-10-30 | Low | 1 | 62.5 | #N/A | #N/A | #N/A
MW LIGHTING | MRSD038W-5CCT | 500 | Downlight | 62.5 | 2021-08-20 | 2021-12-20 | Low | 1 | 62.5 | #N/A | #N/A | #N/A
MW LIGHTING | MRSD038WBA-5CCT | 500 | Downlight | 62.5 | 2021-08-20 | 2021-12-20 | Low | 1 | 62.5 | #N/A | #N/A | #N/A
MW LIGHTING | MSSD038WBA-5CCT | 500 | Downlight | 62.5 | 2022-03-29 | 2022-03-30 | Low | 1 | 62.5 | #N/A | #N/A | #N/A
MW LIGHTING | MW-RSD038W-27/30/35/40/50K | 500 | Downlight | 62.5 | 2021-04-09 | 2021-04-15 | Low | 1 | 62.5 | #N/A | #N/A | #N/A
MW LIGHTING | MW-RSD038WBA-27/30/35/40/50K | 500 | Downlight | 62.5 | 2020-12-11 | 2020-12-15 | Low | 1 | 62.5 | #N/A | #N/A | #N/A
Utilitech | 1500764 | 500 | Downlight | 62.5 | 2019-11-04 | 2019-11-01 | Low | 1 | 62.5 | #N/A | #N/A | #N/A
Utilitech | 1500771 | 500 | Downlight | 62.5 | 2019-11-04 | 2019-11-01 | Low | 1 | 62.5 | #N/A | #N/A | #N/A
Utilitech | LLEDR3XT/5CCT/SP/V2 | 500 | Downlight | 62.5 | 2022-09-20 | 2022-09-20 | Low | 1 | 62.5 | #N/A | #N/A | #N/A
Light to Lotus | LED-S8W-#K**-MT | 500 | Downlight | 62.5 | 2019-08-23 | 2019-08-29 | Low | 1 | 62.5 | #N/A | #N/A | #N/A
SLG Lighting | DF 3R 5 G1 9FS | 500 | Downlight | 62.5 | 2020-03-27 | 2020-04-01 | Low | 1 | 62.5 | #N/A | #N/A | #N/A
SLG Lighting | DF 3S 5 G1 9FS | 500 | Downlight | 62.5 | 2020-04-09 | 2020-04-10 | Low | 1 | 62.5 | #N/A | #N/A | #N/A
Lightolier | GB3RSLMZ10SCTUW | 500 | Downlight | 62.5 | 2022-05-31 | 2022-05-31 | Low | 1 | 62.5 | #N/A | #N/A | #N/A
Tamlite Lighting | CLY3-5CCTA/WH | 500 | Downlight | 62.5 | 2022-08-30 | 2022-08-26 | Low | 1 | 62.5 | #N/A | #N/A | #N/A
Tamlite Lighting | CLY3G-5CCTA/WH | 500 | Downlight | 62.5 | 2022-08-01 | 2022-08-12 | Low | 1 | 62.5 | #N/A | #N/A | #N/A
WAC | R1GDL02-F927-**** | 500 | Downlight | 62.5 | 2022-04-18 | 2022-05-18 | Low | 1 | 62.5 | #N/A | #N/A | #N/A
WAC | R1GDL02-F930-**** | 500 | Downlight | 62.5 | 2022-04-18 | 2022-05-18 | Low | 1 | 62.5 | #N/A | #N/A | #N/A
WAC | R1GDL02-F935-**** | 500 | Downlight | 62.5 | 2022-04-18 | 2022-05-18 | Low | 1 | 62.5 | #N/A | #N/A | #N/A
WAC | R1GDL02-F940-**** | 500 | Downlight | 62.5 | 2022-04-18 | 2022-05-18 | Low | 1 | 62.5 | #N/A | #N/A | #N/A
WAC | R1GDL02-N927-**** | 500 | Downlight | 62.5 | 2022-04-18 | 2022-05-18 | Low | 1 | 62.5 | #N/A | #N/A | #N/A
WAC | R1GDL02-N930-**** | 500 | Downlight | 62.5 | 2022-04-18 | 2022-05-18 | Low | 1 | 62.5 | #N/A | #N/A | #N/A
WAC | R1GDL02-N935-**** | 500 | Downlight | 62.5 | 2022-04-18 | 2022-05-18 | Low | 1 | 62.5 | #N/A | #N/A | #N/A
WAC | R1GDL02-N940-**** | 500 | Downlight | 62.5 | 2022-04-18 | 2022-05-18 | Low | 1 | 62.5 | #N/A | #N/A | #N/A
WAC | R1GDL02-S927-**** | 500 | Downlight | 62.5 | 2022-04-18 | 2022-05-18 | Low | 1 | 62.5 | #N/A | #N/A | #N/A
WAC | R1GDL02-S930-**** | 500 | Downlight | 62.5 | 2022-04-18 | 2022-05-18 | Low | 1 | 62.5 | #N/A | #N/A | #N/A
WAC | R1GDL02-S935-**** | 500 | Downlight | 62.5 | 2022-04-18 | 2022-05-18 | Low | 1 | 62.5 | #N/A | #N/A | #N/A
WAC | R1GDL02-S940-**** | 500 | Downlight | 62.5 | 2022-04-18 | 2022-05-18 | Low | 1 | 62.5 | #N/A | #N/A | #N/A
WAC | R1GDT02-F927-**** | 500 | Downlight | 62.5 | 2022-04-18 | 2022-05-18 | Low | 1 | 62.5 | #N/A | #N/A | #N/A
WAC | R1GDT02-F930-**** | 500 | Downlight | 62.5 | 2022-04-18 | 2022-05-18 | Low | 1 | 62.5 | #N/A | #N/A | #N/A
WAC | R1GDT02-F935-**** | 500 | Downlight | 62.5 | 2022-04-18 | 2022-05-18 | Low | 1 | 62.5 | #N/A | #N/A | #N/A
WAC | R1GDT02-F940-**** | 500 | Downlight | 62.5 | 2022-04-18 | 2022-05-18 | Low | 1 | 62.5 | #N/A | #N/A | #N/A
WAC | R1GDT02-N927-**** | 500 | Downlight | 62.5 | 2022-04-18 | 2022-05-18 | Low | 1 | 62.5 | #N/A | #N/A | #N/A
WAC | R1GDT02-N930-**** | 500 | Downlight | 62.5 | 2022-04-18 | 2022-05-18 | Low | 1 | 62.5 | #N/A | #N/A | #N/A
WAC | R1GDT02-N935-**** | 500 | Downlight | 62.5 | 2022-04-18 | 2022-05-18 | Low | 1 | 62.5 | #N/A | #N/A | #N/A
WAC | R1GDT02-N940-**** | 500 | Downlight | 62.5 | 2022-04-18 | 2022-05-18 | Low | 1 | 62.5 | #N/A | #N/A | #N/A
WAC | R1GDT02-S927-**** | 500 | Downlight | 62.5 | 2022-04-18 | 2022-05-18 | Low | 1 | 62.5 | #N/A | #N/A | #N/A
WAC | R1GDT02-S930-**** | 500 | Downlight | 62.5 | 2022-04-18 | 2022-05-18 | Low | 1 | 62.5 | #N/A | #N/A | #N/A
WAC | R1GDT02-S935-**** | 500 | Downlight | 62.5 | 2022-04-18 | 2022-05-18 | Low | 1 | 62.5 | #N/A | #N/A | #N/A
WAC | R1GDT02-S940-**** | 500 | Downlight | 62.5 | 2022-04-18 | 2022-05-18 | Low | 1 | 62.5 | #N/A | #N/A | #N/A
WAC | R1GAL02-F927-**** | 500 | Downlight | 62.5 | 2022-04-18 | 2022-05-18 | Low | 1 | 62.5 | #N/A | #N/A | #N/A
WAC | R1GAL02-F930-**** | 500 | Downlight | 62.5 | 2022-04-18 | 2022-05-18 | Low | 1 | 62.5 | #N/A | #N/A | #N/A
WAC | R1GAL02-F935-**** | 500 | Downlight | 62.5 | 2022-04-18 | 2022-05-18 | Low | 1 | 62.5 | #N/A | #N/A | #N/A
WAC | R1GAL02-F940-**** | 500 | Downlight | 62.5 | 2022-04-18 | 2022-05-18 | Low | 1 | 62.5 | #N/A | #N/A | #N/A
WAC | R1GAL02-N927-**** | 500 | Downlight | 62.5 | 2022-04-18 | 2022-05-18 | Low | 1 | 62.5 | #N/A | #N/A | #N/A
WAC | R1GAL02-N930-**** | 500 | Downlight | 62.5 | 2022-04-18 | 2022-05-18 | Low | 1 | 62.5 | #N/A | #N/A | #N/A
WAC | R1GAL02-N935-**** | 500 | Downlight | 62.5 | 2022-04-18 | 2022-05-18 | Low | 1 | 62.5 | #N/A | #N/A | #N/A
WAC | R1GAL02-N940-**** | 500 | Downlight | 62.5 | 2022-04-18 | 2022-05-18 | Low | 1 | 62.5 | #N/A | #N/A | #N/A
WAC | R1GAL02-S927-**** | 500 | Downlight | 62.5 | 2022-04-18 | 2022-05-18 | Low | 1 | 62.5 | #N/A | #N/A | #N/A
WAC | R1GAL02-S930-**** | 500 | Downlight | 62.5 | 2022-04-18 | 2022-05-18 | Low | 1 | 62.5 | #N/A | #N/A | #N/A
WAC | R1GAL02-S935-**** | 500 | Downlight | 62.5 | 2022-04-18 | 2022-05-18 | Low | 1 | 62.5 | #N/A | #N/A | #N/A
WAC | R1GAL02-S940-**** | 500 | Downlight | 62.5 | 2022-04-18 | 2022-05-18 | Low | 1 | 62.5 | #N/A | #N/A | #N/A
WAC | R1GAT02-F927-**** | 500 | Downlight | 62.5 | 2022-04-18 | 2022-05-18 | Low | 1 | 62.5 | #N/A | #N/A | #N/A
WAC | R1GAT02-F930-**** | 500 | Downlight | 62.5 | 2022-04-18 | 2022-05-18 | Low | 1 | 62.5 | #N/A | #N/A | #N/A
WAC | R1GAT02-F935-**** | 500 | Downlight | 62.5 | 2022-04-18 | 2022-05-18 | Low | 1 | 62.5 | #N/A | #N/A | #N/A
WAC | R1GAT02-F940-**** | 500 | Downlight | 62.5 | 2022-04-18 | 2022-05-18 | Low | 1 | 62.5 | #N/A | #N/A | #N/A
WAC | R1GAT02-N927-**** | 500 | Downlight | 62.5 | 2022-04-18 | 2022-05-18 | Low | 1 | 62.5 | #N/A | #N/A | #N/A
WAC | R1GAT02-N930-**** | 500 | Downlight | 62.5 | 2022-04-18 | 2022-05-18 | Low | 1 | 62.5 | #N/A | #N/A | #N/A
WAC | R1GAT02-N935-**** | 500 | Downlight | 62.5 | 2022-04-18 | 2022-05-18 | Low | 1 | 62.5 | #N/A | #N/A | #N/A
WAC | R1GAT02-N940-**** | 500 | Downlight | 62.5 | 2022-04-18 | 2022-05-18 | Low | 1 | 62.5 | #N/A | #N/A | #N/A
WAC | R1GAT02-S927-**** | 500 | Downlight | 62.5 | 2022-04-18 | 2022-05-18 | Low | 1 | 62.5 | #N/A | #N/A | #N/A
WAC | R1GAT02-S930-**** | 500 | Downlight | 62.5 | 2022-04-18 | 2022-05-18 | Low | 1 | 62.5 | #N/A | #N/A | #N/A
WAC | R1GAT02-S935-**** | 500 | Downlight | 62.5 | 2022-04-18 | 2022-05-18 | Low | 1 | 62.5 | #N/A | #N/A | #N/A
WAC | R1GAT02-S940-**** | 500 | Downlight | 62.5 | 2022-04-18 | 2022-05-18 | Low | 1 | 62.5 | #N/A | #N/A | #N/A
DawnRay | DR40RSM | 500 | Downlight | 62.5 | 2022-08-24 | 2022-09-28 | Low | 1 | 62.5 | #N/A | #N/A | #N/A
Halo | HLB3S059501EMWR | 569 | Downlight | 62.5 | 2019-04-15 | 2019-04-17 | Low | 1 | 62.5 | #N/A | #N/A | #N/A
Nora Lighting | NEFLINTW-S4233MPW**# | 616 | Downlight | 62.5 | 2021-06-01 | 2021-07-21 | Low | 1 | 62.5 | #N/A | #N/A | #N/A
Illume | I-K12ESP4CCWH | 625 | Downlight | 62.5 | 2021-03-01 | 2021-03-30 | Low | 1 | 62.5 | #N/A | #N/A | #N/A
Royal | 8748**-90-27K | 625 | Downlight | 62.5 | 2016-08-03 | 2017-04-01 | Low | 1 | 62.5 | #N/A | #N/A | #N/A
PORTFOLIO | LSR2B10NFL2590[27¦30¦35¦40][D010¦D010TR][P¦MB¦SL¦BZ] 2LB[DL¦CS¦LCS]3[LI¦MW¦WMH¦WH¦H] | 631 | Downlight | 62.5 | 2017-07-26 | 2017-08-01 | Low | 1 | 62.5 | #N/A | #N/A | #N/A
PORTFOLIO | LD2B10[D010¦D010TR] EU2B0510NFL2590[27¦30¦35¦40] 2LB[D¦SW¦DL¦CS¦LCS¦SQC¦SQLC]#[LI¦MW¦WMH¦WH¦H] | 631 | Downlight | 62.5 | 2017-07-26 | 2017-08-01 | Low | 1 | 62.5 | #N/A | #N/A | #N/A
R2ANC | R2ANC1MVD-[CP,ER]-UMOD[27KC,30KC,35KC,40KC][M,F]-[C2302,C2304,C2302SQ,C2304SQ][-BLK,-CLR,-PL,-WHT] | 687 | Downlight | 62.5 | 2015-05-01 | 2015-07-15 | Low | 1 | 62.5 | #N/A | #N/A | #N/A
R2ANC | R2ANC1MVD-UMOD[27KC,30KC,35KC,40KC][M,F]-[C2302,C2304,C2302SQ,C2304SQ][-BLK,-CLR,-PL,-WHT] | 687 | Downlight | 62.5 | 2015-05-01 | 2015-07-15 | Low | 1 | 62.5 | #N/A | #N/A | #N/A
R2ARM | R2ARM1[12D,27D]-UMOD[27KC,30KC,35KC,40KC][M,F]-[C2302,C2304,C2302SQ,C2304SQ][-BLK,-CLR,-PL,-WHT] | 687 | Downlight | 62.5 | 2015-05-01 | 2015-07-15 | Low | 1 | 62.5 | #N/A | #N/A | #N/A
AFX | EGRF0609L30D1** | 750 | Downlight | 62.5 | 2018-09-27 | 2018-09-21 | Low | 1 | 62.5 | #N/A | #N/A | #N/A
ASD | ASD-CD-TR-3D12AC-** | 750 | Downlight | 62.5 | 2022-03-30 | 2022-04-28 | Low | 1 | 62.5 | #N/A | #N/A | #N/A
ASD | ASD-JBS-4D12AC-** | 750 | Downlight | 62.5 | 2022-09-01 | 2022-08-23 | Low | 1 | 62.5 | #N/A | #N/A | #N/A
ConTech Lighting | RF4A1M27KCE-BLK | 750 | Downlight | 62.5 | 2017-08-21 | 2017-08-18 | Low | 1 | 62.5 | #N/A | #N/A | #N/A
ConTech Lighting | RF4A1M30KCE-BLK | 750 | Downlight | 62.5 | 2017-08-21 | 2017-08-18 | Low | 1 | 62.5 | #N/A | #N/A | #N/A
ConTech Lighting | RF4A1M35KCE-BLK | 750 | Downlight | 62.5 | 2017-08-21 | 2017-08-18 | Low | 1 | 62.5 | #N/A | #N/A | #N/A
ConTech Lighting | RF4A1M40KCE-BLK | 750 | Downlight | 62.5 | 2017-08-21 | 2017-08-18 | Low | 1 | 62.5 | #N/A | #N/A | #N/A
ConTech Lighting | RF4A1N27KCE-BLK | 750 | Downlight | 62.5 | 2017-08-21 | 2017-08-18 | Low | 1 | 62.5 | #N/A | #N/A | #N/A
ConTech Lighting | RF4A1N30KCE-BLK | 750 | Downlight | 62.5 | 2017-08-21 | 2017-08-18 | Low | 1 | 62.5 | #N/A | #N/A | #N/A
ConTech Lighting | RF4A1N35KCE-BLK | 750 | Downlight | 62.5 | 2017-08-21 | 2017-08-18 | Low | 1 | 62.5 | #N/A | #N/A | #N/A
ConTech Lighting | RF4A1N40KCE-BLK | 750 | Downlight | 62.5 | 2017-08-21 | 2017-08-18 | Low | 1 | 62.5 | #N/A | #N/A | #N/A
ConTech Lighting | RF4A1S27KCE-BLK | 750 | Downlight | 62.5 | 2017-08-21 | 2017-08-18 | Low | 1 | 62.5 | #N/A | #N/A | #N/A
ConTech Lighting | RF4A1S30KCE-BLK | 750 | Downlight | 62.5 | 2017-08-21 | 2017-08-18 | Low | 1 | 62.5 | #N/A | #N/A | #N/A
ConTech Lighting | RF4A1S35KCE-BLK | 750 | Downlight | 62.5 | 2017-08-21 | 2017-08-18 | Low | 1 | 62.5 | #N/A | #N/A | #N/A
ConTech Lighting | RF4A1S40KCE-BLK | 750 | Downlight | 62.5 | 2017-08-21 | 2017-08-18 | Low | 1 | 62.5 | #N/A | #N/A | #N/A
ConTech Lighting | RF4A1W27KCE-BLK | 750 | Downlight | 62.5 | 2017-08-21 | 2017-08-18 | Low | 1 | 62.5 | #N/A | #N/A | #N/A
ConTech Lighting | RF4A1W30KCE-BLK | 750 | Downlight | 62.5 | 2017-08-21 | 2017-08-18 | Low | 1 | 62.5 | #N/A | #N/A | #N/A
ConTech Lighting | RF4A1W35KCE-BLK | 750 | Downlight | 62.5 | 2017-08-21 | 2017-08-18 | Low | 1 | 62.5 | #N/A | #N/A | #N/A
ConTech Lighting | RF4A1W40KCE-BLK | 750 | Downlight | 62.5 | 2017-08-21 | 2017-08-18 | Low | 1 | 62.5 | #N/A | #N/A | #N/A
Luminus | PPJ242 | 750 | Downlight | 62.5 | 2018-09-21 | 2018-12-03 | Low | 1 | 62.5 | #N/A | #N/A | #N/A
CREE LIGHTING | SDR4-7L-9ACK-TRI10V-WH-UNV | 750 | Downlight | 62.5 | 2021-08-31 | 2022-02-22 | Low | 1 | 62.5 | #N/A | #N/A | #N/A
CREE LIGHTING | SDS4-7L-9ACK-TRI10V-WH-UNV | 750 | Downlight | 62.5 | 2021-08-31 | 2022-02-22 | Low | 1 | 62.5 | #N/A | #N/A | #N/A
Etlin-Daniels | DLSWR4-121LCD-**-FF | 750 | Downlight | 62.5 | 2021-09-15 | 2021-09-13 | Low | 1 | 62.5 | #N/A | #N/A | #N/A
HENGTE | HT-G46U7XD4-912-XXA2-##1 | 750 | Downlight | 62.5 | 2020-06-19 | 2020-06-22 | Low | 1 | 62.5 | #N/A | #N/A | #N/A
HENGTE | HT-US-SSDLG2-Y6C12W9XX-RGBCW22-11 | 750 | Downlight | 62.5 | 2019-12-11 | 2019-12-13 | Low | 1 | 62.5 | #N/A | #N/A | #N/A
HENGTE | HT-US-SSDLG2-Y6C12W9XX-RGBCW22-13 | 750 | Downlight | 62.5 | 2020-09-21 | 2020-09-23 | Low | 1 | 62.5 | #N/A | #N/A | #N/A
HENGTE | HT-G45AECD4-912-27B2-##1 | 750 | Downlight | 62.5 | 2021-06-16 | 2021-06-24 | Low | 1 | 62.5 | #N/A | #N/A | #N/A
GM Lighting | RSD-6-TUN-** | 750 | Downlight | 62.5 | 2019-11-15 | 2019-11-19 | Low | 1 | 62.5 | #N/A | #N/A | #N/A
Nora Lighting | NLCBC2-451CDWW | 750 | Downlight | 62.5 | 2018-06-13 | 2018-07-23 | Low | 1 | 62.5 | #N/A | #N/A | #N/A
Utilitech | 1500762 | 750 | Downlight | 62.5 | 2019-11-04 | 2019-11-01 | Low | 1 | 62.5 | #N/A | #N/A | #N/A
Spex Lighting | SL-SLM4-RGBTW-90WZ | 750 | Downlight | 62.5 | 2021-01-11 | 2021-01-18 | Low | 1 | 62.5 | #N/A | #N/A | #N/A
Spex Lighting | SL-SLM4-RGBTW-90WZ-# | 750 | Downlight | 62.5 | 2021-01-11 | 2021-01-18 | Low | 1 | 62.5 | #N/A | #N/A | #N/A
Utilitech | LLEDR4XT/HO/5CCT/V2 | 750 | Downlight | 62.5 | 2022-09-20 | 2022-09-20 | Low | 1 | 62.5 | #N/A | #N/A | #N/A
Trenz Lighting | TL-SLM4-RGBTW-90WZ | 750 | Downlight | 62.5 | 2021-01-11 | 2021-01-18 | Low | 1 | 62.5 | #N/A | #N/A | #N/A
Trenz Lighting | TL-SLM4-RGBTW-90WZ-# | 750 | Downlight | 62.5 | 2021-01-11 | 2021-01-18 | Low | 1 | 62.5 | #N/A | #N/A | #N/A
Liteline | SLM4-RGBTW-****-#KT | 750 | Downlight | 62.5 | 2021-01-11 | 2021-01-18 | Low | 1 | 62.5 | #N/A | #N/A | #N/A
Liteline | SLM4-RGBTW-WZ | 750 | Downlight | 62.5 | 2021-01-11 | 2021-01-18 | Low | 1 | 62.5 | #N/A | #N/A | #N/A
Liteline | SLM4-RGBTW-WZ-**** | 750 | Downlight | 62.5 | 2021-01-11 | 2021-01-18 | Low | 1 | 62.5 | #N/A | #N/A | #N/A
RAB | DLS0082(SUMOFA-5R-12-9CCT-120-W) | 750 | Downlight | 62.5 | 2021-10-27 | 2021-12-20 | Low | 1 | 62.5 | #N/A | #N/A | #N/A
RENO | RENO-6-S12W-3K- ** | 750 | Downlight | 62.5 | 2017-02-25 | 2017-03-01 | Low | 1 | 62.5 | #N/A | #N/A | #N/A
RAB | DLS0117(DSK34-4R12927120BNS) | 750 | Downlight | 62.5 | 2021-10-14 | 2021-11-05 | Low | 1 | 62.5 | #N/A | #N/A | #N/A
RAB | DLW0009 | 750 | Downlight | 62.5 | 2019-12-09 | 2020-01-10 | Low | 1 | 62.5 | #N/A | #N/A | #N/A
RAB | DLW0025 | 750 | Downlight | 62.5 | 2019-12-12 | 2020-01-10 | Low | 1 | 62.5 | #N/A | #N/A | #N/A
Progress Lighting | P810027-###-30 | 750 | Downlight | 62.5 | 2021-05-12 | 2021-05-12 | Low | 1 | 62.5 | #N/A | #N/A | #N/A
Ortech | DISC4-3CCT | 750 | Downlight | 62.5 | 2022-01-04 | 2022-01-11 | Low | 1 | 62.5 | #N/A | #N/A | #N/A
Ortech | DISC6-3K ** | 750 | Downlight | 62.5 | 2018-04-12 | 2018-04-13 | Low | 1 | 62.5 | #N/A | #N/A | #N/A
Ortech | SLIM4CONT-3CCT | 750 | Downlight | 62.5 | 2022-01-04 | 2022-01-11 | Low | 1 | 62.5 | #N/A | #N/A | #N/A
Ortech | SLIM4DGF-5CCT** | 750 | Downlight | 62.5 | 2022-01-24 | 2022-01-25 | Low | 1 | 62.5 | #N/A | #N/A | #N/A
Ortech | SLIM6-3K** | 750 | Downlight | 62.5 | 2016-07-25 | 2016-08-05 | Low | 1 | 62.5 | #N/A | #N/A | #N/A
Ortech | SLIM6-4K** | 750 | Downlight | 62.5 | 2016-07-25 | 2016-08-05 | Low | 1 | 62.5 | #N/A | #N/A | #N/A
Ortech | SLIM6-5K** | 750 | Downlight | 62.5 | 2016-07-25 | 2016-08-05 | Low | 1 | 62.5 | #N/A | #N/A | #N/A
Sunco Lighting | DL_G4-12W-27K_5K-#PK | 750 | Downlight | 62.5 | 2021-04-30 | 2021-04-30 | Low | 1 | 62.5 | #N/A | #N/A | #N/A
Standard | 67702 | 750 | Downlight | 62.5 | 2019-07-08 | 2019-08-07 | Low | 1 | 62.5 | #N/A | #N/A | #N/A
Standard | LPDL6/RND/12W/##K/**/WET/STD | 750 | Downlight | 62.5 | 2017-07-01 | 2017-08-07 | Low | 1 | 62.5 | #N/A | #N/A | #N/A
Standard | LPDL6/RND/XXK/YY | 750 | Downlight | 62.5 | 2015-12-20 | 2015-12-14 | Low | 1 | 62.5 | #N/A | #N/A | #N/A
Standard | LPDL6/SQR/12W/##K/**/WET/STD | 750 | Downlight | 62.5 | 2017-07-01 | 2017-08-03 | Low | 1 | 62.5 | #N/A | #N/A | #N/A
Standard | LPDL6/SQR/XXK/YY | 750 | Downlight | 62.5 | 2015-12-20 | 2015-12-14 | Low | 1 | 62.5 | #N/A | #N/A | #N/A
Commercial Electric | 1005591778 | 750 | Downlight | 62.5 | 2020-09-04 | 2020-09-08 | Low | 1 | 62.5 | #N/A | #N/A | #N/A
Commercial Electric | 1005591778 | 750 | Downlight | 62.5 | 2022-02-14 | 2022-02-17 | Low | 1 | 62.5 | #N/A | #N/A | #N/A
LIGHT THE FUTURE | D904-CCT-90-**-S | 750 | Downlight | 62.5 | 2022-07-05 | 2022-06-30 | Low | 1 | 62.5 | #N/A | #N/A | #N/A
DawnRay | DR40RF-** | 750 | Downlight | 62.5 | 2022-12-01 | 2022-12-15 | Low | 1 | 62.5 | #N/A | #N/A | #N/A
DawnRay | DR40SF-** | 750 | Downlight | 62.5 | 2019-07-03 | 2019-07-09 | Low | 1 | 62.5 | #N/A | #N/A | #N/A
DawnRay | DR40SF-** | 750 | Downlight | 62.5 | 2021-07-04 | 2021-07-18 | Low | 1 | 62.5 | #N/A | #N/A | #N/A
Westinghouse | 52370 | 750 | Downlight | 62.5 | 2021-05-19 | 2021-05-19 | Low | 1 | 62.5 | #N/A | #N/A | #N/A
DawnRay | DR40RF-** | 750 | Downlight | 62.5 | 2019-07-03 | 2019-07-03 | Low | 1 | 62.5 | #N/A | #N/A | #N/A
DawnRay | DR40RF-** | 750 | Downlight | 62.5 | 2021-07-04 | 2021-07-18 | Low | 1 | 62.5 | #N/A | #N/A | #N/A
Lightolier | C2*09940NFUPZU**/C2***** | 900 | Downlight | 62.5 | 2021-09-01 | 2021-09-23 | Low | 1 | 62.5 | #N/A | #N/A | #N/A
Lightolier | C2*09940NSLU**/C2***** | 900 | Downlight | 62.5 | 2021-09-01 | 2021-09-23 | Low | 1 | 62.5 | #N/A | #N/A | #N/A
Lightolier | C2*09940NSUPZU**/C2***** | 900 | Downlight | 62.5 | 2021-09-01 | 2021-09-23 | Low | 1 | 62.5 | #N/A | #N/A | #N/A
Lightolier | C2*09940SPLU**/C2***** | 900 | Downlight | 62.5 | 2021-09-01 | 2021-09-23 | Low | 1 | 62.5 | #N/A | #N/A | #N/A
Lightolier | C2*09940SPUPZU**/C2***** | 900 | Downlight | 62.5 | 2021-09-01 | 2021-09-23 | Low | 1 | 62.5 | #N/A | #N/A | #N/A
Lightolier | C2*09927FLLU**/C2***** | 900 | Downlight | 62.5 | 2021-09-01 | 2021-09-23 | Low | 1 | 62.5 | #N/A | #N/A | #N/A
Lightolier | C2*09927FLUPZU**/C2***** | 900 | Downlight | 62.5 | 2021-09-01 | 2021-09-23 | Low | 1 | 62.5 | #N/A | #N/A | #N/A
Lightolier | C2*09927NFLU**/C2***** | 900 | Downlight | 62.5 | 2021-09-01 | 2021-09-23 | Low | 1 | 62.5 | #N/A | #N/A | #N/A
Lightolier | C2*09927NFUPZU**/C2***** | 900 | Downlight | 62.5 | 2021-09-01 | 2021-09-23 | Low | 1 | 62.5 | #N/A | #N/A | #N/A
Lightolier | C2*09927NSLU**/C2***** | 900 | Downlight | 62.5 | 2021-09-01 | 2021-09-23 | Low | 1 | 62.5 | #N/A | #N/A | #N/A
Lightolier | C2*09927NSUPZU**/C2***** | 900 | Downlight | 62.5 | 2021-09-01 | 2021-09-23 | Low | 1 | 62.5 | #N/A | #N/A | #N/A
Lightolier | C2*09927SPLU**/C2***** | 900 | Downlight | 62.5 | 2021-09-01 | 2021-09-23 | Low | 1 | 62.5 | #N/A | #N/A | #N/A
Lightolier | C2*09927SPUPZU**/C2***** | 900 | Downlight | 62.5 | 2021-09-01 | 2021-09-23 | Low | 1 | 62.5 | #N/A | #N/A | #N/A
Lightolier | C2*09930FLLU**/C2***** | 900 | Downlight | 62.5 | 2021-09-01 | 2021-09-23 | Low | 1 | 62.5 | #N/A | #N/A | #N/A
Lightolier | C2*09930FLUPZU**/C2***** | 900 | Downlight | 62.5 | 2021-09-01 | 2021-09-23 | Low | 1 | 62.5 | #N/A | #N/A | #N/A
Lightolier | C2*09930NFLU**/C2***** | 900 | Downlight | 62.5 | 2021-09-01 | 2021-09-23 | Low | 1 | 62.5 | #N/A | #N/A | #N/A
Lightolier | C2*09930NFUPZU**/C2***** | 900 | Downlight | 62.5 | 2021-09-01 | 2021-09-23 | Low | 1 | 62.5 | #N/A | #N/A | #N/A
Lightolier | C2*09930NSLU**/C2***** | 900 | Downlight | 62.5 | 2021-09-01 | 2021-09-23 | Low | 1 | 62.5 | #N/A | #N/A | #N/A
Lightolier | C2*09930NSUPZU**/C2***** | 900 | Downlight | 62.5 | 2021-09-01 | 2021-09-23 | Low | 1 | 62.5 | #N/A | #N/A | #N/A
Lightolier | C2*09930SPLU**/C2***** | 900 | Downlight | 62.5 | 2021-09-01 | 2021-09-23 | Low | 1 | 62.5 | #N/A | #N/A | #N/A
Lightolier | C2*09930SPUPZU**/C2***** | 900 | Downlight | 62.5 | 2021-09-01 | 2021-09-23 | Low | 1 | 62.5 | #N/A | #N/A | #N/A
Lightolier | C2*09935FLLU**/C2***** | 900 | Downlight | 62.5 | 2021-09-01 | 2021-09-23 | Low | 1 | 62.5 | #N/A | #N/A | #N/A
Lightolier | C2*09935FLUPZU**/C2***** | 900 | Downlight | 62.5 | 2021-09-01 | 2021-09-23 | Low | 1 | 62.5 | #N/A | #N/A | #N/A
Lightolier | C2*09935NFLU**/C2***** | 900 | Downlight | 62.5 | 2021-09-01 | 2021-09-23 | Low | 1 | 62.5 | #N/A | #N/A | #N/A
Lightolier | C2*09935NFUPZU**/C2***** | 900 | Downlight | 62.5 | 2021-09-01 | 2021-09-23 | Low | 1 | 62.5 | #N/A | #N/A | #N/A
Lightolier | C2*09935NSLU**/C2***** | 900 | Downlight | 62.5 | 2021-09-01 | 2021-09-23 | Low | 1 | 62.5 | #N/A | #N/A | #N/A
Lightolier | C2*09935NSUPZU**/C2***** | 900 | Downlight | 62.5 | 2021-09-01 | 2021-09-23 | Low | 1 | 62.5 | #N/A | #N/A | #N/A
Lightolier | C2*09935SPLU**/C2***** | 900 | Downlight | 62.5 | 2021-09-01 | 2021-09-23 | Low | 1 | 62.5 | #N/A | #N/A | #N/A
Lightolier | C2*09935SPUPZU**/C2***** | 900 | Downlight | 62.5 | 2021-09-01 | 2021-09-23 | Low | 1 | 62.5 | #N/A | #N/A | #N/A
Lightolier | C2*09940FLLU**/C2***** | 900 | Downlight | 62.5 | 2021-09-01 | 2021-09-23 | Low | 1 | 62.5 | #N/A | #N/A | #N/A
Lightolier | C2*09940FLUPZU**/C2***** | 900 | Downlight | 62.5 | 2021-09-01 | 2021-09-23 | Low | 1 | 62.5 | #N/A | #N/A | #N/A
Lightolier | C2*09940NFLU**/C2***** | 900 | Downlight | 62.5 | 2021-09-01 | 2021-09-23 | Low | 1 | 62.5 | #N/A | #N/A | #N/A
Nora Lighting | NIOP-1R**##XMPW | 621 | Downlight | 62.6 | 2020-02-06 | 2020-02-17 | Low | 1 | 62.6 | #N/A | #N/A | #N/A
EnviroLite | EV490BDL*27 | 689 | Downlight | 62.6 | 2016-09-15 | 2016-09-26 | Low | 1 | 62.6 | #N/A | #N/A | #N/A
Commercial Electric | CEDSK490Y27 | 689 | Downlight | 62.6 | 2016-09-15 | 2016-08-08 | Low | 1 | 62.6 | #N/A | #N/A | #N/A
DMF Lighting | DRD2X07927**** | 705 | Downlight | 62.6 | 2018-06-01 | 2018-07-05 | Low | 1 | 62.6 | #N/A | #N/A | #N/A
Lithonia Lighting | WF6 [ ¦SQ] [ ¦B¦S] [ ¦LL] LED [27¦30¦35¦40]K [MW¦MB¦BN¦ORB] [ ¦ MVOLT] | 832 | Downlight | 62.6 | 2017-09-25 | 2017-10-09 | Low | 1 | 62.6 | #N/A | #N/A | #N/A
Lumenwerx | [AE3CYP¦AE3CYPASY] D ## *** **** **** *** SW [15¦25¦35¦50] 2 [80¦90] [27¦30¦35¦40] NA [120¦277¦UNV] 14W NA [D1¦ELV¦TRI¦RD1¦RELV¦RTRI¦RLTEA2W¦RLDE1] | 936 | Downlight | 62.6 | 2022-08-30 | 2022-09-15 | Low | 1 | 62.6 | #N/A | #N/A | #N/A
Lumenwerx | AE3RRA **** SW ** *** [120¦277¦UNV] 14W [D1¦ELV¦TRI¦RD1¦RELV¦RTRI¦RLTEA2W¦RLDE1] [AE3RRAB ¦ AE3RRAP] SW [15¦25¦35¦50] 2 [80¦90] [27¦30¦35¦40] NA **** *** **** **** | 936 | Downlight | 62.6 | 2022-08-30 | 2022-09-15 | Low | 1 | 62.6 | #N/A | #N/A | #N/A
Halo | HLB4069301EMWR | 677 | Downlight | 62.7 | 2018-12-14 | 2018-12-19 | Low | 1 | 62.7 | #N/A | #N/A | #N/A
Illume | I-CCMDSQPN4-## | 690 | Downlight | 62.7 | 2018-11-01 | 2019-02-15 | Low | 1 | 62.7 | #N/A | #N/A | #N/A
Dals | 5004SQ-CC-** | 690 | Downlight | 62.7 | 2020-01-01 | 2020-09-10 | Low | 1 | 62.7 | #N/A | #N/A | #N/A
Dals | SPN4SQ-CC-3T-## | 690 | Downlight | 62.7 | 2018-11-01 | 2019-02-15 | Low | 1 | 62.7 | #N/A | #N/A | #N/A
Spex Lighting | SL-MULTI6-13W | 823 | Downlight | 62.7 | 2022-06-01 | 2022-08-31 | Low | 1 | 62.7 | #N/A | #N/A | #N/A
Trenz Lighting | TL-MULTI6-13W | 823 | Downlight | 62.7 | 2022-06-01 | 2022-08-31 | Low | 1 | 62.7 | #N/A | #N/A | #N/A
Liteline Corporation | SLMT6-13W | 823 | Downlight | 62.7 | 2022-06-01 | 2022-08-31 | Low | 1 | 62.7 | #N/A | #N/A | #N/A
Euri lighting | EIN-CL57WH-1000e | 940 | Downlight | 62.7 | 2022-06-22 | 2022-06-22 | Low | 1 | 62.7 | #N/A | #N/A | #N/A
Liton | LRLDQ2521J***-L09-B10-T27-** | 978 | Downlight | 62.7 | 2020-06-01 | 2022-01-31 | Low | 1 | 62.7 | #N/A | #N/A | #N/A
Liton | LRLDQ2521J***-L09-B10-T35-** | 978 | Downlight | 62.7 | 2020-06-01 | 2022-01-31 | Low | 1 | 62.7 | #N/A | #N/A | #N/A
Liton | LRLDQ2521J***-L09-B10-T40-** | 978 | Downlight | 62.7 | 2020-06-01 | 2022-01-31 | Low | 1 | 62.7 | #N/A | #N/A | #N/A
Liton | LRLDQ2521J***-L09-B25-** | 978 | Downlight | 62.7 | 2020-06-01 | 2022-01-31 | Low | 1 | 62.7 | #N/A | #N/A | #N/A
Liton | LRLDQ2521J***-L09-B25-T27-** | 978 | Downlight | 62.7 | 2020-06-01 | 2022-01-31 | Low | 1 | 62.7 | #N/A | #N/A | #N/A
Liton | LRLDQ2521J***-L09-B25-T35-** | 978 | Downlight | 62.7 | 2020-06-01 | 2022-01-31 | Low | 1 | 62.7 | #N/A | #N/A | #N/A
Liton | LRLDQ2521J***-L09-B25-T40-** | 978 | Downlight | 62.7 | 2020-06-01 | 2022-01-31 | Low | 1 | 62.7 | #N/A | #N/A | #N/A
Liton | LRLDQ2521J***-L09-B35-** | 978 | Downlight | 62.7 | 2020-06-01 | 2022-01-31 | Low | 1 | 62.7 | #N/A | #N/A | #N/A
Liton | LRLDQ2521J***-L09-B35-T27-** | 978 | Downlight | 62.7 | 2020-06-01 | 2022-01-31 | Low | 1 | 62.7 | #N/A | #N/A | #N/A
Liton | LRLDQ2521J***-L09-B35-T35-** | 978 | Downlight | 62.7 | 2020-06-01 | 2022-01-31 | Low | 1 | 62.7 | #N/A | #N/A | #N/A
Liton | LRLDQ2521J***-L09-B35-T40-** | 978 | Downlight | 62.7 | 2020-06-01 | 2022-01-31 | Low | 1 | 62.7 | #N/A | #N/A | #N/A
Liton | LRLDQ2521J***-L09-B60-** | 978 | Downlight | 62.7 | 2020-06-01 | 2022-01-31 | Low | 1 | 62.7 | #N/A | #N/A | #N/A
Liton | LRLDQ2521J***-L09-B60-T27-** | 978 | Downlight | 62.7 | 2020-06-01 | 2022-01-31 | Low | 1 | 62.7 | #N/A | #N/A | #N/A
Liton | LRLDQ2521J***-L09-B60-T35-** | 978 | Downlight | 62.7 | 2020-06-01 | 2022-01-31 | Low | 1 | 62.7 | #N/A | #N/A | #N/A
Liton | LRLDQ2521J***-L09-B60-T40-** | 978 | Downlight | 62.7 | 2020-06-01 | 2022-01-31 | Low | 1 | 62.7 | #N/A | #N/A | #N/A
Liton | LRLDQ2521***-L09-B10-** | 978 | Downlight | 62.7 | 2020-06-01 | 2022-01-31 | Low | 1 | 62.7 | #N/A | #N/A | #N/A
Liton | LRLDQ2521***-L09-B10-T27-** | 978 | Downlight | 62.7 | 2020-06-01 | 2022-01-31 | Low | 1 | 62.7 | #N/A | #N/A | #N/A
Liton | LRLDQ2521***-L09-B10-T35-** | 978 | Downlight | 62.7 | 2020-06-01 | 2022-01-31 | Low | 1 | 62.7 | #N/A | #N/A | #N/A
Liton | LRLDQ2521***-L09-B10-T40-** | 978 | Downlight | 62.7 | 2020-06-01 | 2022-01-31 | Low | 1 | 62.7 | #N/A | #N/A | #N/A
Liton | LRLDQ2521***-L09-B25-** | 978 | Downlight | 62.7 | 2020-06-01 | 2022-01-31 | Low | 1 | 62.7 | #N/A | #N/A | #N/A
Liton | LRLDQ2521***-L09-B25-T27-** | 978 | Downlight | 62.7 | 2020-06-01 | 2022-01-31 | Low | 1 | 62.7 | #N/A | #N/A | #N/A
Liton | LRLDQ2521***-L09-B25-T35-** | 978 | Downlight | 62.7 | 2020-06-01 | 2022-01-31 | Low | 1 | 62.7 | #N/A | #N/A | #N/A
Liton | LRLDQ2521***-L09-B25-T40-** | 978 | Downlight | 62.7 | 2020-06-01 | 2022-01-31 | Low | 1 | 62.7 | #N/A | #N/A | #N/A
Liton | LRLDQ2521***-L09-B35-** | 978 | Downlight | 62.7 | 2020-06-01 | 2022-01-31 | Low | 1 | 62.7 | #N/A | #N/A | #N/A
Liton | LRLDQ2521***-L09-B35-T27-** | 978 | Downlight | 62.7 | 2020-06-01 | 2022-01-31 | Low | 1 | 62.7 | #N/A | #N/A | #N/A
Liton | LRLDQ2521***-L09-B35-T35-** | 978 | Downlight | 62.7 | 2020-06-01 | 2022-01-31 | Low | 1 | 62.7 | #N/A | #N/A | #N/A
Liton | LRLDQ2521***-L09-B35-T40-** | 978 | Downlight | 62.7 | 2020-06-01 | 2022-01-31 | Low | 1 | 62.7 | #N/A | #N/A | #N/A
Liton | LRLDQ2521***-L09-B60-** | 978 | Downlight | 62.7 | 2020-06-01 | 2022-01-31 | Low | 1 | 62.7 | #N/A | #N/A | #N/A
Liton | LRLDQ2521***-L09-B60-T27-** | 978 | Downlight | 62.7 | 2020-06-01 | 2022-01-31 | Low | 1 | 62.7 | #N/A | #N/A | #N/A
Liton | LRLDQ2521***-L09-B60-T35-** | 978 | Downlight | 62.7 | 2020-06-01 | 2022-01-31 | Low | 1 | 62.7 | #N/A | #N/A | #N/A
Liton | LRLDQ2521***-L09-B60-T40-** | 978 | Downlight | 62.7 | 2020-06-01 | 2022-01-31 | Low | 1 | 62.7 | #N/A | #N/A | #N/A
Liton | LRLDQ2571***-L09-B10-** | 978 | Downlight | 62.7 | 2020-06-01 | 2022-01-31 | Low | 1 | 62.7 | #N/A | #N/A | #N/A
Liton | LRLDQ2571***-L09-B10-T27-** | 978 | Downlight | 62.7 | 2020-06-01 | 2022-01-31 | Low | 1 | 62.7 | #N/A | #N/A | #N/A
Liton | LRLDQ2571***-L09-B10-T35-** | 978 | Downlight | 62.7 | 2020-06-01 | 2022-01-31 | Low | 1 | 62.7 | #N/A | #N/A | #N/A
Liton | LRLDQ2571***-L09-B10-T40-** | 978 | Downlight | 62.7 | 2020-06-01 | 2022-01-31 | Low | 1 | 62.7 | #N/A | #N/A | #N/A
Liton | LRLDQ2571***-L09-B25-** | 978 | Downlight | 62.7 | 2020-06-01 | 2022-01-31 | Low | 1 | 62.7 | #N/A | #N/A | #N/A
Liton | LRLDQ2571***-L09-B25-T27-** | 978 | Downlight | 62.7 | 2020-06-01 | 2022-01-31 | Low | 1 | 62.7 | #N/A | #N/A | #N/A
Liton | LRLDQ2571***-L09-B25-T35-** | 978 | Downlight | 62.7 | 2020-06-01 | 2022-01-31 | Low | 1 | 62.7 | #N/A | #N/A | #N/A
Liton | LRLDQ2571***-L09-B25-T40-** | 978 | Downlight | 62.7 | 2020-06-01 | 2022-01-31 | Low | 1 | 62.7 | #N/A | #N/A | #N/A
Liton | LRLDQ2571***-L09-B35-** | 978 | Downlight | 62.7 | 2020-06-01 | 2022-01-31 | Low | 1 | 62.7 | #N/A | #N/A | #N/A
Liton | LRLDQ2571***-L09-B35-T27-** | 978 | Downlight | 62.7 | 2020-06-01 | 2022-01-31 | Low | 1 | 62.7 | #N/A | #N/A | #N/A
Liton | LRLDQ2571***-L09-B35-T35-** | 978 | Downlight | 62.7 | 2020-06-01 | 2022-01-31 | Low | 1 | 62.7 | #N/A | #N/A | #N/A
Liton | LRLDQ2571***-L09-B35-T40-** | 978 | Downlight | 62.7 | 2020-06-01 | 2022-01-31 | Low | 1 | 62.7 | #N/A | #N/A | #N/A
Liton | LRLDQ2571***-L09-B60-** | 978 | Downlight | 62.7 | 2020-06-01 | 2022-01-31 | Low | 1 | 62.7 | #N/A | #N/A | #N/A
Liton | LRLDQ2571***-L09-B60-T27-** | 978 | Downlight | 62.7 | 2020-06-01 | 2022-01-31 | Low | 1 | 62.7 | #N/A | #N/A | #N/A
Liton | LRLDQ2571***-L09-B60-T35-** | 978 | Downlight | 62.7 | 2020-06-01 | 2022-01-31 | Low | 1 | 62.7 | #N/A | #N/A | #N/A
Liton | LRLDQ2571***-L09-B60-T40-** | 978 | Downlight | 62.7 | 2020-06-01 | 2022-01-31 | Low | 1 | 62.7 | #N/A | #N/A | #N/A
Liton | LRXLD2521J***-L09-B10-** | 978 | Downlight | 62.7 | 2020-06-01 | 2022-01-31 | Low | 1 | 62.7 | #N/A | #N/A | #N/A
Liton | LRXLD2521J***-L09-B10-T27-** | 978 | Downlight | 62.7 | 2020-06-01 | 2022-01-31 | Low | 1 | 62.7 | #N/A | #N/A | #N/A
Liton | LRXLD2521J***-L09-B10-T35-** | 978 | Downlight | 62.7 | 2020-06-01 | 2022-01-31 | Low | 1 | 62.7 | #N/A | #N/A | #N/A
Liton | LRXLD2521J***-L09-B10-T40-** | 978 | Downlight | 62.7 | 2020-06-01 | 2022-01-31 | Low | 1 | 62.7 | #N/A | #N/A | #N/A
Liton | LRXLD2521J***-L09-B25-** | 978 | Downlight | 62.7 | 2020-06-01 | 2022-01-31 | Low | 1 | 62.7 | #N/A | #N/A | #N/A
Liton | LRXLD2521J***-L09-B25-T27-** | 978 | Downlight | 62.7 | 2020-06-01 | 2022-01-31 | Low | 1 | 62.7 | #N/A | #N/A | #N/A
Liton | LRXLD2521J***-L09-B25-T35-** | 978 | Downlight | 62.7 | 2020-06-01 | 2022-01-31 | Low | 1 | 62.7 | #N/A | #N/A | #N/A
Liton | LRXLD2521J***-L09-B25-T40-** | 978 | Downlight | 62.7 | 2020-06-01 | 2022-01-31 | Low | 1 | 62.7 | #N/A | #N/A | #N/A
Liton | LRXLD2521J***-L09-B35-** | 978 | Downlight | 62.7 | 2020-06-01 | 2022-01-31 | Low | 1 | 62.7 | #N/A | #N/A | #N/A
Liton | LRXLD2521J***-L09-B35-T27-** | 978 | Downlight | 62.7 | 2020-06-01 | 2022-01-31 | Low | 1 | 62.7 | #N/A | #N/A | #N/A
Liton | LRXLD2521J***-L09-B35-T35-** | 978 | Downlight | 62.7 | 2020-06-01 | 2022-01-31 | Low | 1 | 62.7 | #N/A | #N/A | #N/A
Liton | LRXLD2521J***-L09-B35-T40-** | 978 | Downlight | 62.7 | 2020-06-01 | 2022-01-31 | Low | 1 | 62.7 | #N/A | #N/A | #N/A
Liton | LRXLD2521J***-L09-B60-** | 978 | Downlight | 62.7 | 2020-06-01 | 2022-01-31 | Low | 1 | 62.7 | #N/A | #N/A | #N/A
Liton | LRXLD2521J***-L09-B60-T27-** | 978 | Downlight | 62.7 | 2020-06-01 | 2022-01-31 | Low | 1 | 62.7 | #N/A | #N/A | #N/A
Liton | LRXLD2521J***-L09-B60-T35-** | 978 | Downlight | 62.7 | 2020-06-01 | 2022-01-31 | Low | 1 | 62.7 | #N/A | #N/A | #N/A
Liton | LRXLD2521J***-L09-B60-T40-** | 978 | Downlight | 62.7 | 2020-06-01 | 2022-01-31 | Low | 1 | 62.7 | #N/A | #N/A | #N/A
Liton | LRXLD2521***-L09-B10-** | 978 | Downlight | 62.7 | 2020-06-01 | 2022-01-31 | Low | 1 | 62.7 | #N/A | #N/A | #N/A
Liton | LRXLD2521***-L09-B10-T27-** | 978 | Downlight | 62.7 | 2020-06-01 | 2022-01-31 | Low | 1 | 62.7 | #N/A | #N/A | #N/A
Liton | LRXLD2521***-L09-B10-T35-** | 978 | Downlight | 62.7 | 2020-06-01 | 2022-01-31 | Low | 1 | 62.7 | #N/A | #N/A | #N/A
Liton | LRXLD2521***-L09-B10-T40-** | 978 | Downlight | 62.7 | 2020-06-01 | 2022-01-31 | Low | 1 | 62.7 | #N/A | #N/A | #N/A
Liton | LRXLD2521***-L09-B25-** | 978 | Downlight | 62.7 | 2020-06-01 | 2022-01-31 | Low | 1 | 62.7 | #N/A | #N/A | #N/A
Liton | LRXLD2521***-L09-B25-T27-** | 978 | Downlight | 62.7 | 2020-06-01 | 2022-01-31 | Low | 1 | 62.7 | #N/A | #N/A | #N/A
Liton | LRXLD2521***-L09-B25-T35-** | 978 | Downlight | 62.7 | 2020-06-01 | 2022-01-31 | Low | 1 | 62.7 | #N/A | #N/A | #N/A
Liton | LRXLD2521***-L09-B25-T40-** | 978 | Downlight | 62.7 | 2020-06-01 | 2022-01-31 | Low | 1 | 62.7 | #N/A | #N/A | #N/A
Liton | LRXLD2521***-L09-B35-** | 978 | Downlight | 62.7 | 2020-06-01 | 2022-01-31 | Low | 1 | 62.7 | #N/A | #N/A | #N/A
Liton | LRXLD2521***-L09-B35-T27-** | 978 | Downlight | 62.7 | 2020-06-01 | 2022-01-31 | Low | 1 | 62.7 | #N/A | #N/A | #N/A
Liton | LRXLD2521***-L09-B35-T35-** | 978 | Downlight | 62.7 | 2020-06-01 | 2022-01-31 | Low | 1 | 62.7 | #N/A | #N/A | #N/A
Liton | LRXLD2521***-L09-B35-T40-** | 978 | Downlight | 62.7 | 2020-06-01 | 2022-01-31 | Low | 1 | 62.7 | #N/A | #N/A | #N/A
Liton | LRXLD2521***-L09-B60-** | 978 | Downlight | 62.7 | 2020-06-01 | 2022-01-31 | Low | 1 | 62.7 | #N/A | #N/A | #N/A
Liton | LRXLD2521***-L09-B60-T27-** | 978 | Downlight | 62.7 | 2020-06-01 | 2022-01-31 | Low | 1 | 62.7 | #N/A | #N/A | #N/A
Liton | LRXLD2521***-L09-B60-T35-** | 978 | Downlight | 62.7 | 2020-06-01 | 2022-01-31 | Low | 1 | 62.7 | #N/A | #N/A | #N/A
Liton | LRXLD2521***-L09-B60-T40-** | 978 | Downlight | 62.7 | 2020-06-01 | 2022-01-31 | Low | 1 | 62.7 | #N/A | #N/A | #N/A
Liton | LRXLD2571***-L09-B10-** | 978 | Downlight | 62.7 | 2020-06-01 | 2022-01-31 | Low | 1 | 62.7 | #N/A | #N/A | #N/A
Liton | LRXLD2571***-L09-B10-T27-** | 978 | Downlight | 62.7 | 2020-06-01 | 2022-01-31 | Low | 1 | 62.7 | #N/A | #N/A | #N/A
Liton | LRXLD2571***-L09-B10-T35-** | 978 | Downlight | 62.7 | 2020-06-01 | 2022-01-31 | Low | 1 | 62.7 | #N/A | #N/A | #N/A
Liton | LRXLD2571***-L09-B10-T40-** | 978 | Downlight | 62.7 | 2020-06-01 | 2022-01-31 | Low | 1 | 62.7 | #N/A | #N/A | #N/A
Liton | LRXLD2571***-L09-B25-** | 978 | Downlight | 62.7 | 2020-06-01 | 2022-01-31 | Low | 1 | 62.7 | #N/A | #N/A | #N/A
Liton | LRXLD2571***-L09-B25-T27-** | 978 | Downlight | 62.7 | 2020-06-01 | 2022-01-31 | Low | 1 | 62.7 | #N/A | #N/A | #N/A
Liton | LRXLD2571***-L09-B25-T35-** | 978 | Downlight | 62.7 | 2020-06-01 | 2022-01-31 | Low | 1 | 62.7 | #N/A | #N/A | #N/A
Liton | LRXLD2571***-L09-B25-T40-** | 978 | Downlight | 62.7 | 2020-06-01 | 2022-01-31 | Low | 1 | 62.7 | #N/A | #N/A | #N/A
Liton | LRXLD2571***-L09-B35-** | 978 | Downlight | 62.7 | 2020-06-01 | 2022-01-31 | Low | 1 | 62.7 | #N/A | #N/A | #N/A
Liton | LRXLD2571***-L09-B35-T27-** | 978 | Downlight | 62.7 | 2020-06-01 | 2022-01-31 | Low | 1 | 62.7 | #N/A | #N/A | #N/A
Liton | LRXLD2571***-L09-B35-T35-** | 978 | Downlight | 62.7 | 2020-06-01 | 2022-01-31 | Low | 1 | 62.7 | #N/A | #N/A | #N/A
Liton | LRXLD2571***-L09-B35-T40-** | 978 | Downlight | 62.7 | 2020-06-01 | 2022-01-31 | Low | 1 | 62.7 | #N/A | #N/A | #N/A
Liton | LRXLD2571***-L09-B60-** | 978 | Downlight | 62.7 | 2020-06-01 | 2022-01-31 | Low | 1 | 62.7 | #N/A | #N/A | #N/A
Liton | LRXLD2571***-L09-B60-T27-** | 978 | Downlight | 62.7 | 2020-06-01 | 2022-01-31 | Low | 1 | 62.7 | #N/A | #N/A | #N/A
Liton | LRXLD2571***-L09-B60-T35-** | 978 | Downlight | 62.7 | 2020-06-01 | 2022-01-31 | Low | 1 | 62.7 | #N/A | #N/A | #N/A
Liton | LRXLD2571***-L09-B60-T40-** | 978 | Downlight | 62.7 | 2020-06-01 | 2022-01-31 | Low | 1 | 62.7 | #N/A | #N/A | #N/A
Liton | LRXLDQ2521J***-L09-B10-** | 978 | Downlight | 62.7 | 2020-06-01 | 2022-01-31 | Low | 1 | 62.7 | #N/A | #N/A | #N/A
Liton | LRXLDQ2521J***-L09-B10-T27-** | 978 | Downlight | 62.7 | 2020-06-01 | 2022-01-31 | Low | 1 | 62.7 | #N/A | #N/A | #N/A
Liton | LRXLDQ2521J***-L09-B10-T35-** | 978 | Downlight | 62.7 | 2020-06-01 | 2022-01-31 | Low | 1 | 62.7 | #N/A | #N/A | #N/A
Liton | LRXLDQ2521J***-L09-B10-T40-** | 978 | Downlight | 62.7 | 2020-06-01 | 2022-01-31 | Low | 1 | 62.7 | #N/A | #N/A | #N/A
Liton | LRXLDQ2521J***-L09-B25-** | 978 | Downlight | 62.7 | 2020-06-01 | 2022-01-31 | Low | 1 | 62.7 | #N/A | #N/A | #N/A
Liton | LRXLDQ2521J***-L09-B25-T27-** | 978 | Downlight | 62.7 | 2020-06-01 | 2022-01-31 | Low | 1 | 62.7 | #N/A | #N/A | #N/A
Liton | LRXLDQ2521J***-L09-B25-T35-** | 978 | Downlight | 62.7 | 2020-06-01 | 2022-01-31 | Low | 1 | 62.7 | #N/A | #N/A | #N/A
Liton | LRXLDQ2521J***-L09-B25-T40-** | 978 | Downlight | 62.7 | 2020-06-01 | 2022-01-31 | Low | 1 | 62.7 | #N/A | #N/A | #N/A
Liton | LRXLDQ2521J***-L09-B35-** | 978 | Downlight | 62.7 | 2020-06-01 | 2022-01-31 | Low | 1 | 62.7 | #N/A | #N/A | #N/A
Liton | LRXLDQ2521J***-L09-B35-T27-** | 978 | Downlight | 62.7 | 2020-06-01 | 2022-01-31 | Low | 1 | 62.7 | #N/A | #N/A | #N/A
Liton | LRXLDQ2521J***-L09-B35-T35-** | 978 | Downlight | 62.7 | 2020-06-01 | 2022-01-31 | Low | 1 | 62.7 | #N/A | #N/A | #N/A
Liton | LRXLDQ2521J***-L09-B35-T40-** | 978 | Downlight | 62.7 | 2020-06-01 | 2022-01-31 | Low | 1 | 62.7 | #N/A | #N/A | #N/A
Liton | LRXLDQ2521J***-L09-B60-** | 978 | Downlight | 62.7 | 2020-06-01 | 2022-01-31 | Low | 1 | 62.7 | #N/A | #N/A | #N/A
Liton | LRXLDQ2521J***-L09-B60-T27-** | 978 | Downlight | 62.7 | 2020-06-01 | 2022-01-31 | Low | 1 | 62.7 | #N/A | #N/A | #N/A
Liton | LRXLDQ2521J***-L09-B60-T35-** | 978 | Downlight | 62.7 | 2020-06-01 | 2022-01-31 | Low | 1 | 62.7 | #N/A | #N/A | #N/A
Liton | LRXLDQ2521J***-L09-B60-T40-** | 978 | Downlight | 62.7 | 2020-06-01 | 2022-01-31 | Low | 1 | 62.7 | #N/A | #N/A | #N/A
Liton | LRXLDQ2521***-L09-B10-** | 978 | Downlight | 62.7 | 2020-06-01 | 2022-01-31 | Low | 1 | 62.7 | #N/A | #N/A | #N/A
Liton | LRXLDQ2521***-L09-B10-T27-** | 978 | Downlight | 62.7 | 2020-06-01 | 2022-01-31 | Low | 1 | 62.7 | #N/A | #N/A | #N/A
Liton | LRXLDQ2521***-L09-B10-T35-** | 978 | Downlight | 62.7 | 2020-06-01 | 2022-01-31 | Low | 1 | 62.7 | #N/A | #N/A | #N/A
Liton | LRXLDQ2521***-L09-B10-T40-** | 978 | Downlight | 62.7 | 2020-06-01 | 2022-01-31 | Low | 1 | 62.7 | #N/A | #N/A | #N/A
Liton | LRXLDQ2521***-L09-B25-** | 978 | Downlight | 62.7 | 2020-06-01 | 2022-01-31 | Low | 1 | 62.7 | #N/A | #N/A | #N/A
Liton | LRXLDQ2521***-L09-B25-T27-** | 978 | Downlight | 62.7 | 2020-06-01 | 2022-01-31 | Low | 1 | 62.7 | #N/A | #N/A | #N/A
Liton | LRXLDQ2521***-L09-B25-T35-** | 978 | Downlight | 62.7 | 2020-06-01 | 2022-01-31 | Low | 1 | 62.7 | #N/A | #N/A | #N/A
Liton | LRXLDQ2521***-L09-B25-T40-** | 978 | Downlight | 62.7 | 2020-06-01 | 2022-01-31 | Low | 1 | 62.7 | #N/A | #N/A | #N/A
Liton | LRXLDQ2521***-L09-B35-** | 978 | Downlight | 62.7 | 2020-06-01 | 2022-01-31 | Low | 1 | 62.7 | #N/A | #N/A | #N/A
Liton | LRXLDQ2521***-L09-B35-T27-** | 978 | Downlight | 62.7 | 2020-06-01 | 2022-01-31 | Low | 1 | 62.7 | #N/A | #N/A | #N/A
Liton | LRXLDQ2521***-L09-B35-T35-** | 978 | Downlight | 62.7 | 2020-06-01 | 2022-01-31 | Low | 1 | 62.7 | #N/A | #N/A | #N/A
Liton | LRXLDQ2521***-L09-B35-T40-** | 978 | Downlight | 62.7 | 2020-06-01 | 2022-01-31 | Low | 1 | 62.7 | #N/A | #N/A | #N/A
Liton | LRXLDQ2521***-L09-B60-** | 978 | Downlight | 62.7 | 2020-06-01 | 2022-01-31 | Low | 1 | 62.7 | #N/A | #N/A | #N/A
Liton | LRXLDQ2521***-L09-B60-T27-** | 978 | Downlight | 62.7 | 2020-06-01 | 2022-01-31 | Low | 1 | 62.7 | #N/A | #N/A | #N/A
Liton | LRXLDQ2521***-L09-B60-T35-** | 978 | Downlight | 62.7 | 2020-06-01 | 2022-01-31 | Low | 1 | 62.7 | #N/A | #N/A | #N/A
Liton | LRXLDQ2521***-L09-B60-T40-** | 978 | Downlight | 62.7 | 2020-06-01 | 2022-01-31 | Low | 1 | 62.7 | #N/A | #N/A | #N/A
Liton | LRXLDQ2571***-L09-B10-** | 978 | Downlight | 62.7 | 2020-06-01 | 2022-01-31 | Low | 1 | 62.7 | #N/A | #N/A | #N/A
Liton | LRXLDQ2571***-L09-B10-T27-** | 978 | Downlight | 62.7 | 2020-06-01 | 2022-01-31 | Low | 1 | 62.7 | #N/A | #N/A | #N/A
Liton | LRXLDQ2571***-L09-B10-T35-** | 978 | Downlight | 62.7 | 2020-06-01 | 2022-01-31 | Low | 1 | 62.7 | #N/A | #N/A | #N/A
Liton | LRXLDQ2571***-L09-B10-T40-** | 978 | Downlight | 62.7 | 2020-06-01 | 2022-01-31 | Low | 1 | 62.7 | #N/A | #N/A | #N/A
Liton | LRXLDQ2571***-L09-B25-** | 978 | Downlight | 62.7 | 2020-06-01 | 2022-01-31 | Low | 1 | 62.7 | #N/A | #N/A | #N/A
Liton | LRXLDQ2571***-L09-B25-T27-** | 978 | Downlight | 62.7 | 2020-06-01 | 2022-01-31 | Low | 1 | 62.7 | #N/A | #N/A | #N/A
Liton | LRXLDQ2571***-L09-B25-T35-** | 978 | Downlight | 62.7 | 2020-06-01 | 2022-01-31 | Low | 1 | 62.7 | #N/A | #N/A | #N/A
Liton | LRXLDQ2571***-L09-B25-T40-** | 978 | Downlight | 62.7 | 2020-06-01 | 2022-01-31 | Low | 1 | 62.7 | #N/A | #N/A | #N/A
Liton | LRXLDQ2571***-L09-B35-** | 978 | Downlight | 62.7 | 2020-06-01 | 2022-01-31 | Low | 1 | 62.7 | #N/A | #N/A | #N/A
Liton | LRXLDQ2571***-L09-B35-T27-** | 978 | Downlight | 62.7 | 2020-06-01 | 2022-01-31 | Low | 1 | 62.7 | #N/A | #N/A | #N/A
Liton | LRXLDQ2571***-L09-B35-T35-** | 978 | Downlight | 62.7 | 2020-06-01 | 2022-01-31 | Low | 1 | 62.7 | #N/A | #N/A | #N/A
Liton | LRXLDQ2571***-L09-B35-T40-** | 978 | Downlight | 62.7 | 2020-06-01 | 2022-01-31 | Low | 1 | 62.7 | #N/A | #N/A | #N/A
Liton | LRXLDQ2571***-L09-B60-** | 978 | Downlight | 62.7 | 2020-06-01 | 2022-01-31 | Low | 1 | 62.7 | #N/A | #N/A | #N/A
Liton | LRXLDQ2571***-L09-B60-T27-** | 978 | Downlight | 62.7 | 2020-06-01 | 2022-01-31 | Low | 1 | 62.7 | #N/A | #N/A | #N/A
Liton | LRXLDQ2571***-L09-B60-T35-** | 978 | Downlight | 62.7 | 2020-06-01 | 2022-01-31 | Low | 1 | 62.7 | #N/A | #N/A | #N/A
Liton | LRXLDQ2571***-L09-B60-T40-** | 978 | Downlight | 62.7 | 2020-06-01 | 2022-01-31 | Low | 1 | 62.7 | #N/A | #N/A | #N/A
Liton | LRLD2521J***-L09-B10-** | 978 | Downlight | 62.7 | 2020-06-01 | 2022-01-31 | Low | 1 | 62.7 | #N/A | #N/A | #N/A
Liton | LRLD2521J***-L09-B10-T27-** | 978 | Downlight | 62.7 | 2020-06-01 | 2022-01-31 | Low | 1 | 62.7 | #N/A | #N/A | #N/A
Liton | LRLD2521J***-L09-B10-T35-** | 978 | Downlight | 62.7 | 2020-06-01 | 2022-01-31 | Low | 1 | 62.7 | #N/A | #N/A | #N/A
Liton | LRLD2521J***-L09-B10-T40-** | 978 | Downlight | 62.7 | 2020-06-01 | 2022-01-31 | Low | 1 | 62.7 | #N/A | #N/A | #N/A
Liton | LRLD2521J***-L09-B25-** | 978 | Downlight | 62.7 | 2020-06-01 | 2022-01-31 | Low | 1 | 62.7 | #N/A | #N/A | #N/A
Liton | LRLD2521J***-L09-B25-T27-** | 978 | Downlight | 62.7 | 2020-06-01 | 2022-01-31 | Low | 1 | 62.7 | #N/A | #N/A | #N/A
Liton | LRLD2521J***-L09-B25-T40-** | 978 | Downlight | 62.7 | 2020-06-01 | 2022-01-31 | Low | 1 | 62.7 | #N/A | #N/A | #N/A
Liton | LRLD2521J***-L09-B35-** | 978 | Downlight | 62.7 | 2020-06-01 | 2022-01-31 | Low | 1 | 62.7 | #N/A | #N/A | #N/A
Liton | LRLD2521J***-L09-B35-T27-** | 978 | Downlight | 62.7 | 2020-06-01 | 2022-01-31 | Low | 1 | 62.7 | #N/A | #N/A | #N/A
Liton | LRLD2521J***-L09-B35-T35-** | 978 | Downlight | 62.7 | 2020-06-01 | 2022-01-31 | Low | 1 | 62.7 | #N/A | #N/A | #N/A
Liton | LRLD2521J***-L09-B60-** | 978 | Downlight | 62.7 | 2020-06-01 | 2022-01-31 | Low | 1 | 62.7 | #N/A | #N/A | #N/A
Liton | LRLD2521J***-L09-B60-T27-** | 978 | Downlight | 62.7 | 2020-06-01 | 2022-01-31 | Low | 1 | 62.7 | #N/A | #N/A | #N/A
Liton | LRLD2521J***-L09-B60-T35-** | 978 | Downlight | 62.7 | 2020-06-01 | 2022-01-31 | Low | 1 | 62.7 | #N/A | #N/A | #N/A
Liton | LRLD2521***-L09-B10-** | 978 | Downlight | 62.7 | 2020-06-01 | 2022-01-31 | Low | 1 | 62.7 | #N/A | #N/A | #N/A
Liton | LRLD2521***-L09-B10-T27-** | 978 | Downlight | 62.7 | 2020-06-01 | 2022-01-31 | Low | 1 | 62.7 | #N/A | #N/A | #N/A
Liton | LRLD2521***-L09-B10-T35-** | 978 | Downlight | 62.7 | 2020-06-01 | 2022-01-31 | Low | 1 | 62.7 | #N/A | #N/A | #N/A
Liton | LRLD2521***-L09-B10-T40-** | 978 | Downlight | 62.7 | 2020-06-01 | 2022-01-31 | Low | 1 | 62.7 | #N/A | #N/A | #N/A
Liton | LRLD2521***-L09-B25-** | 978 | Downlight | 62.7 | 2020-06-01 | 2022-01-31 | Low | 1 | 62.7 | #N/A | #N/A | #N/A
Liton | LRLD2521***-L09-B25-T27-** | 978 | Downlight | 62.7 | 2020-06-01 | 2022-01-31 | Low | 1 | 62.7 | #N/A | #N/A | #N/A
Liton | LRLD2521***-L09-B25-T35-** | 978 | Downlight | 62.7 | 2020-06-01 | 2022-01-31 | Low | 1 | 62.7 | #N/A | #N/A | #N/A
Liton | LRLD2521***-L09-B25-T40-** | 978 | Downlight | 62.7 | 2020-06-01 | 2022-01-31 | Low | 1 | 62.7 | #N/A | #N/A | #N/A
Liton | LRLD2521***-L09-B35-** | 978 | Downlight | 62.7 | 2020-06-01 | 2022-01-31 | Low | 1 | 62.7 | #N/A | #N/A | #N/A
Liton | LRLD2521***-L09-B35-T27-** | 978 | Downlight | 62.7 | 2020-06-01 | 2022-01-31 | Low | 1 | 62.7 | #N/A | #N/A | #N/A
Liton | LRLD2521***-L09-B35-T35-** | 978 | Downlight | 62.7 | 2020-06-01 | 2022-01-31 | Low | 1 | 62.7 | #N/A | #N/A | #N/A
Liton | LRLD2521***-L09-B35-T40-** | 978 | Downlight | 62.7 | 2020-06-01 | 2022-01-31 | Low | 1 | 62.7 | #N/A | #N/A | #N/A
Liton | LRLD2521***-L09-B60-** | 978 | Downlight | 62.7 | 2020-06-01 | 2022-01-31 | Low | 1 | 62.7 | #N/A | #N/A | #N/A
Liton | LRLD2521***-L09-B60-T27-** | 978 | Downlight | 62.7 | 2020-06-01 | 2022-01-31 | Low | 1 | 62.7 | #N/A | #N/A | #N/A
Liton | LRLD2521***-L09-B60-T35-** | 978 | Downlight | 62.7 | 2020-06-01 | 2022-01-31 | Low | 1 | 62.7 | #N/A | #N/A | #N/A
Liton | LRLD2521***-L09-B60-T40-** | 978 | Downlight | 62.7 | 2020-06-01 | 2022-01-31 | Low | 1 | 62.7 | #N/A | #N/A | #N/A
Liton | LRLD2571***-L09-B10-** | 978 | Downlight | 62.7 | 2020-06-01 | 2022-01-31 | Low | 1 | 62.7 | #N/A | #N/A | #N/A
Liton | LRLD2571***-L09-B10-T35-** | 978 | Downlight | 62.7 | 2020-06-01 | 2022-01-31 | Low | 1 | 62.7 | #N/A | #N/A | #N/A
Liton | LRLD2571***-L09-B10-T40-** | 978 | Downlight | 62.7 | 2020-06-01 | 2022-01-31 | Low | 1 | 62.7 | #N/A | #N/A | #N/A
Liton | LRLD2571***-L09-B25-** | 978 | Downlight | 62.7 | 2020-06-01 | 2022-01-31 | Low | 1 | 62.7 | #N/A | #N/A | #N/A
Liton | LRLD2571***-L09-B25-T35-** | 978 | Downlight | 62.7 | 2020-06-01 | 2022-01-31 | Low | 1 | 62.7 | #N/A | #N/A | #N/A
Liton | LRLD2571***-L09-B35-** | 978 | Downlight | 62.7 | 2020-06-01 | 2022-01-31 | Low | 1 | 62.7 | #N/A | #N/A | #N/A
Liton | LRLD2571***-L09-B35-T27-** | 978 | Downlight | 62.7 | 2020-06-01 | 2022-01-31 | Low | 1 | 62.7 | #N/A | #N/A | #N/A
Liton | LRLD2571***-L09-B35-T35-** | 978 | Downlight | 62.7 | 2020-06-01 | 2022-01-31 | Low | 1 | 62.7 | #N/A | #N/A | #N/A
Liton | LRLD2571***-L09-B60-** | 978 | Downlight | 62.7 | 2020-06-01 | 2022-01-31 | Low | 1 | 62.7 | #N/A | #N/A | #N/A
Liton | LRLD2571***-L09-B60-T27-** | 978 | Downlight | 62.7 | 2020-06-01 | 2022-01-31 | Low | 1 | 62.7 | #N/A | #N/A | #N/A
Liton | LRLD2571***-L09-B60-T35-** | 978 | Downlight | 62.7 | 2020-06-01 | 2022-01-31 | Low | 1 | 62.7 | #N/A | #N/A | #N/A
Liton | LRLD2571***-L09-B60-T40-** | 978 | Downlight | 62.7 | 2020-06-01 | 2022-01-31 | Low | 1 | 62.7 | #N/A | #N/A | #N/A
Liton | LRLDQ2521J***-L09-B10-** | 978 | Downlight | 62.7 | 2020-06-01 | 2022-01-31 | Low | 1 | 62.7 | #N/A | #N/A | #N/A
Lithonia Lighting | WF3 ADJ LED [27K¦30K¦35K¦40K¦50K] [MW¦MB¦BN¦ORB¦SN] | 479 | Downlight | 62.8 | 2019-02-22 | 2019-02-22 | Low | 1 | 62.8 | #N/A | #N/A | #N/A
Trenz Lighting | TL4W-27-** | 558 | Downlight | 62.8 | 2017-09-01 | 2018-04-26 | Low | 1 | 62.8 | #N/A | #N/A | #N/A
LOTUS LED LIGHTS | LY61RCD-41K | 930 | Downlight | 62.8 | 2016-01-01 | 2016-09-12 | Low | 1 | 62.8 | #N/A | #N/A | #N/A
Juno | IC20LED G4 06LM [27¦30¦35¦40]K 90CRI [120 FRPC¦MVOLT ZT] | 572 | Downlight | 62.9 | 2015-01-01 | 2017-02-14 | Low | 1 | 62.9 | #N/A | #N/A | #N/A
Williams Downlighting | 4DR-TL-L10/###-DIM1-UNV-R-*-*F-WH-WET/CC | 625 | Downlight | 62.9 | 2018-08-01 | 2018-08-08 | Low | 1 | 62.9 | #N/A | #N/A | #N/A
LIGHT THE FUTURE | D304-N-90-XXXX | 660 | Downlight | 62.9 | 2016-05-30 | 2016-05-27 | Low | 1 | 62.9 | #N/A | #N/A | #N/A
LIGHT THE FUTURE | D304-N-90-XXXX | 660 | Downlight | 62.9 | 2016-05-30 | 2016-05-27 | Low | 1 | 62.9 | #N/A | #N/A | #N/A
LIGHT THE FUTURE | D304-N-90-XXXX | 660 | Downlight | 62.9 | 2016-05-30 | 2016-05-27 | Low | 1 | 62.9 | #N/A | #N/A | #N/A
LIGHT THE FUTURE | D304-N-90-XXXX | 660 | Downlight | 62.9 | 2016-05-30 | 2016-05-27 | Low | 1 | 62.9 | #N/A | #N/A | #N/A
LIGHT THE FUTURE | D304-N-90-XXXX | 660 | Downlight | 62.9 | 2016-05-30 | 2016-05-27 | Low | 1 | 62.9 | #N/A | #N/A | #N/A
Commercial Electric | ND03A10GR1-408W | 660 | Downlight | 62.9 | 2019-01-14 | 2019-05-15 | Low | 1 | 62.9 | #N/A | #N/A | #N/A
Commercial Electric | ND03A10GR1-408W | 660 | Downlight | 62.9 | 2022-12-30 | 2023-01-03 | Low | 1 | 62.9 | #N/A | #N/A | #N/A
Lithonia Lighting | LK5BMW LED | 667 | Downlight | 62.9 | 2014-05-01 | 2014-05-16 | Low | 1 | 62.9 | #N/A | #N/A | #N/A
Lithonia Lighting | LK5BMW LED 50K | 667 | Downlight | 62.9 | 2014-05-01 | 2014-05-16 | Low | 1 | 62.9 | #N/A | #N/A | #N/A
Satco | S39061 | 730 | Downlight | 62.9 | 2019-01-01 | 2021-07-16 | Low | 1 | 62.9 | #N/A | #N/A | #N/A
Lightolier | S5R830K7-D | 567 | Downlight | 63 | 2016-06-01 | 2022-05-27 | Low | 1 | 63 | #N/A | #N/A | #N/A
Lightolier | S5R927K7xx | 567 | Downlight | 63 | 2016-06-01 | 2016-05-25 | Low | 1 | 63 | #N/A | #N/A | #N/A
FOXSUN | FX-DL4-9W-27-QD | 567 | Downlight | 63 | 2018-12-14 | 2019-01-18 | Low | 1 | 63 | #N/A | #N/A | #N/A
Luminiz | DL43CCTW------ | 630 | Downlight | 63 | 2019-02-01 | 2021-01-03 | Low | 1 | 63 | #N/A | #N/A | #N/A
Luminiz | DS101403CTBK | 630 | Downlight | 63 | 2019-02-01 | 2021-01-03 | Low | 1 | 63 | #N/A | #N/A | #N/A
Luminiz | DS101403CTMW | 630 | Downlight | 63 | 2019-02-01 | 2021-01-03 | Low | 1 | 63 | #N/A | #N/A | #N/A
Luminiz | DS101403CTNK | 630 | Downlight | 63 | 2019-02-01 | 2021-01-03 | Low | 1 | 63 | #N/A | #N/A | #N/A
YUURTA | YT_4_10W(2700K) | 630 | Downlight | 63 | 2016-09-16 | 2016-12-15 | Low | 1 | 63 | #N/A | #N/A | #N/A
Lightolier | LCRM10H# / LCRM10###H#WHZ10U / LLMR** | 771 | Downlight | 63 | 2018-06-01 | 2018-03-28 | Low | 1 | 63 | #N/A | #N/A | #N/A
Topaz Lighting | SDL4/12/9##/**/D-28 | 819 | Downlight | 63 | 2016-11-01 | 2018-02-02 | Low | 1 | 63 | #N/A | #N/A | #N/A
EiKO | SDL6RAFCCTDWW | 850 | Downlight | 63 | 2019-09-20 | 2019-10-03 | Low | 1 | 63 | #N/A | #N/A | #N/A
Dals | 7107-27K-** | 850 | Downlight | 63 | 2018-11-11 | 2018-11-14 | Low | 1 | 63 | #N/A | #N/A | #N/A
Dals | 7107SQ-27K-** | 850 | Downlight | 63 | 2018-11-11 | 2018-11-14 | Low | 1 | 63 | #N/A | #N/A | #N/A
LOTUS LED LIGHTS | LL4R-50K | 850 | Downlight | 63 | 2019-01-02 | 2019-01-21 | Low | 1 | 63 | #N/A | #N/A | #N/A
RP LIGHTING +FANS | 8542-1**-90-#K | 850 | Downlight | 63 | 2019-01-01 | 2019-05-01 | Low | 1 | 63 | #N/A | #N/A | #N/A
Progress Lighting | P810002-030-30 | 850 | Downlight | 63 | 2017-03-27 | 2017-04-01 | Low | 1 | 63 | #N/A | #N/A | #N/A
Tamlite Lighting | EUD614SW-120-WH, EUD614SW-120-BK,EUD614SW-120-MO,EUD614SW-120-SN | 850 | Downlight | 63 | 2020-06-08 | 2020-06-17 | Low | 1 | 63 | #N/A | #N/A | #N/A
Green Creative | [Blank¦SPFT*4]LE0590##[ELD-E010UNV¦ELD-S010UNV]**/AD*4** | 410 | Downlight | 63.1 | 2021-10-31 | 2022-03-24 | Low | 1 | 63.1 | #N/A | #N/A | #N/A
Lithonia Lighting | LDN[4][ ¦SQ¦CYL] [27¦30¦35¦40¦50]/05 L[O4¦W4¦S4¦SW4]AR [LSS¦LD¦LS] [MVOLT¦120¦277] DIM[1¦10] | 492 | Downlight | 63.1 | 2016-08-01 | 2017-01-24 | Low | 1 | 63.1 | #N/A | #N/A | #N/A
LEDRA Brands | NU3-[RD¦RDT]-XTM19-10LM-[27¦30¦35¦40]K-90-[HE45¦HE60¦HE80¦S24¦S35¦S50¦WH80]-[120¦277]V-Dim10-[NC¦IC¦ICAT¦RET]-WH-WH-ES | 650 | Downlight | 63.1 | 2017-05-01 | 2017-09-14 | Low | 1 | 63.1 | #N/A | #N/A | #N/A
BRILLI | BRI-L/IF/RTW4/65/DTWC/22-50/D00 | 700 | Downlight | 63.1 | 2019-09-23 | 2019-10-09 | Low | 1 | 63.1 | #N/A | #N/A | #N/A
LOTUS LED LIGHTS | LL4S-30K | 852 | Downlight | 63.1 | 2018-10-29 | 2018-10-25 | Low | 1 | 63.1 | #N/A | #N/A | #N/A
Royal Pacific | 8542-2**-90-3K | 884 | Downlight | 63.1 | 2020-11-10 | 2020-11-11 | Low | 1 | 63.1 | #N/A | #N/A | #N/A
Royal Pacific | 8542-2**-90-4K | 884 | Downlight | 63.1 | 2020-11-10 | 2020-11-11 | Low | 1 | 63.1 | #N/A | #N/A | #N/A
EELighting | UTP-R4213MW-9W30K-120V-Triac-CRI80 | 600 | Downlight | 63.2 | 2020-07-30 | 2020-10-16 | Low | 1 | 63.2 | #N/A | #N/A | #N/A
RecessedLine | RL43-WH | 600 | Downlight | 63.2 | 2019-05-23 | 2019-06-17 | Low | 1 | 63.2 | #N/A | #N/A | #N/A
Commercial Electric | CER40543B**30 | 628 | Downlight | 63.2 | 2017-10-01 | 2017-07-18 | Low | 1 | 63.2 | #N/A | #N/A | #N/A
WAC Lighting | R3ARAL-S827-** | 980 | Downlight | 63.2 | 2018-02-01 | 2018-05-07 | Low | 1 | 63.2 | #N/A | #N/A | #N/A
WAC Lighting | R3ARAL-S830-** | 980 | Downlight | 63.2 | 2018-02-01 | 2018-05-07 | Low | 1 | 63.2 | #N/A | #N/A | #N/A
WAC Lighting | R3ARAL-S835-** | 980 | Downlight | 63.2 | 2018-02-01 | 2018-05-07 | Low | 1 | 63.2 | #N/A | #N/A | #N/A
WAC Lighting | R3ARAL-S840-** | 980 | Downlight | 63.2 | 2018-02-01 | 2018-05-07 | Low | 1 | 63.2 | #N/A | #N/A | #N/A
WAC Lighting | R3ARAT-S827-** | 980 | Downlight | 63.2 | 2018-02-01 | 2018-05-07 | Low | 1 | 63.2 | #N/A | #N/A | #N/A
WAC Lighting | R3ARAT-S830-** | 980 | Downlight | 63.2 | 2018-02-01 | 2018-05-07 | Low | 1 | 63.2 | #N/A | #N/A | #N/A
WAC Lighting | R3ARAT-S835-** | 980 | Downlight | 63.2 | 2018-02-01 | 2018-05-07 | Low | 1 | 63.2 | #N/A | #N/A | #N/A
WAC Lighting | R3ARAT-S840-** | 980 | Downlight | 63.2 | 2018-02-01 | 2018-05-07 | Low | 1 | 63.2 | #N/A | #N/A | #N/A
WAC Lighting | R3ASAL-S827-** | 980 | Downlight | 63.2 | 2018-02-01 | 2018-05-07 | Low | 1 | 63.2 | #N/A | #N/A | #N/A
WAC Lighting | R3ASAL-S830-** | 980 | Downlight | 63.2 | 2018-02-01 | 2018-05-07 | Low | 1 | 63.2 | #N/A | #N/A | #N/A
WAC Lighting | R3ASAL-S835-** | 980 | Downlight | 63.2 | 2018-02-01 | 2018-05-07 | Low | 1 | 63.2 | #N/A | #N/A | #N/A
WAC Lighting | R3ASAL-S840-** | 980 | Downlight | 63.2 | 2018-02-01 | 2018-05-07 | Low | 1 | 63.2 | #N/A | #N/A | #N/A
WAC Lighting | R3ASAT-S827-** | 980 | Downlight | 63.2 | 2018-02-01 | 2018-05-07 | Low | 1 | 63.2 | #N/A | #N/A | #N/A
WAC Lighting | R3ASAT-S830-** | 980 | Downlight | 63.2 | 2018-02-01 | 2018-05-07 | Low | 1 | 63.2 | #N/A | #N/A | #N/A
WAC Lighting | R3ASAT-S835-** | 980 | Downlight | 63.2 | 2018-02-01 | 2018-05-07 | Low | 1 | 63.2 | #N/A | #N/A | #N/A
WAC Lighting | R3ASAT-S840-** | 980 | Downlight | 63.2 | 2018-02-01 | 2018-05-07 | Low | 1 | 63.2 | #N/A | #N/A | #N/A
ANC | PBD1010F-6-CCT | 380 | Downlight | 63.3 | 2020-06-11 | 2020-06-14 | Low | 1 | 63.3 | #N/A | #N/A | #N/A
ANC | RD3F6-CCT | 380 | Downlight | 63.3 | 2020-06-11 | 2020-06-14 | Low | 1 | 63.3 | #N/A | #N/A | #N/A
DC Lightning Inc | REC-400-0005-000 | 570 | Downlight | 63.3 | 2022-05-27 | 2022-06-16 | Low | 1 | 63.3 | #N/A | #N/A | #N/A
HOMI | PR135R-PL02UKF-9W80-120(3000K) | 570 | Downlight | 63.3 | 2020-04-01 | 2020-04-23 | Low | 1 | 63.3 | #N/A | #N/A | #N/A
HOMI | PR135R-PL02UKF-9W80-120(3500K) | 570 | Downlight | 63.3 | 2020-04-01 | 2020-04-23 | Low | 1 | 63.3 | #N/A | #N/A | #N/A
HOMI | PR135R-PL02UKF-9W80-120(4000K) | 570 | Downlight | 63.3 | 2020-04-01 | 2020-04-23 | Low | 1 | 63.3 | #N/A | #N/A | #N/A
HOMI | PR135R-PL02UKF-9W80-120(5000K) | 570 | Downlight | 63.3 | 2020-04-01 | 2020-04-23 | Low | 1 | 63.3 | #N/A | #N/A | #N/A
HOMI | HM02-PR5-9W120-3CCT-*SA | 570 | Downlight | 63.3 | 2020-04-01 | 2020-04-28 | Low | 1 | 63.3 | #N/A | #N/A | #N/A
Topaz | RDL/4SQ/9/5CTS-46 | 570 | Downlight | 63.3 | 2020-11-29 | 2020-12-18 | Low | 1 | 63.3 | #N/A | #N/A | #N/A
Gasonny | ZX-TD-09*30 | 570 | Downlight | 63.3 | 2021-05-24 | 2022-01-04 | Low | 1 | 63.3 | #N/A | #N/A | #N/A
Gasonny | ZX-TD-09*40 | 570 | Downlight | 63.3 | 2021-05-24 | 2022-01-04 | Low | 1 | 63.3 | #N/A | #N/A | #N/A
Gasonny | ZX-TD-09*50 | 570 | Downlight | 63.3 | 2021-05-24 | 2022-01-04 | Low | 1 | 63.3 | #N/A | #N/A | #N/A
Gotham | MYO 1X [27¦30¦35¦40]K 750LM [15¦20¦25¦30¦35¦40¦45¦WW]D [BBL¦BWH¦BSG¦BWS¦BRR¦BAZ¦BMD¦BAP¦BMP¦BIO¦BAC¦RAL] BVL [TRBL¦TRW] [blank¦FL] MVOLT UGZ [blank¦ICAT¦CP] | 727 | Downlight | 63.3 | 2018-04-01 | 2018-04-23 | Low | 1 | 63.3 | #N/A | #N/A | #N/A
Liteline | SLMPRO4-27K-** | 759 | Downlight | 63.3 | 2016-05-01 | 2016-09-20 | Low | 1 | 63.3 | #N/A | #N/A | #N/A
Generation Lighting | 14825RD-15 | 759 | Downlight | 63.3 | 2022-10-24 | 2022-10-25 | Low | 1 | 63.3 | #N/A | #N/A | #N/A
Intense | IHOL-4DSM1279-DIM-40/ISD400HZ-SF | 783 | Downlight | 63.3 | 2016-11-30 | 2017-02-07 | Low | 1 | 63.3 | #N/A | #N/A | #N/A
Juno | JSBT 6IN 27K 90CRI WL MW M6 | 950 | Downlight | 63.3 | 2021-08-25 | 2021-09-16 | Low | 1 | 63.3 | #N/A | #N/A | #N/A
EELighting | DL950-R6513SW-15W30K-120V-Triac-CRI90 | 950 | Downlight | 63.3 | 2020-11-11 | 2020-12-02 | Low | 1 | 63.3 | #N/A | #N/A | #N/A
RML | GR406 | 950 | Downlight | 63.3 | 2022-11-30 | 2022-12-15 | Low | 1 | 63.3 | #N/A | #N/A | #N/A
GM Lighting | MDL-4R-#-** | 950 | Downlight | 63.3 | 2019-04-22 | 2019-05-17 | Low | 1 | 63.3 | #N/A | #N/A | #N/A
HENGTE | HT-G15CDEL5-915-277X-## | 950 | Downlight | 63.3 | 2019-04-19 | 2019-04-29 | Low | 1 | 63.3 | #N/A | #N/A | #N/A
HENGTE | HT-G15CDEL6-915-277X-## | 950 | Downlight | 63.3 | 2019-04-19 | 2019-04-29 | Low | 1 | 63.3 | #N/A | #N/A | #N/A
Nora Lighting | NLOPAC-R650927A** | 950 | Downlight | 63.3 | 2017-05-16 | 2017-05-16 | Low | 1 | 63.3 | #N/A | #N/A | #N/A
Light to Lotus | AD-LED-4-S15W-#K**-R | 950 | Downlight | 63.3 | 2019-07-23 | 2019-08-20 | Low | 1 | 63.3 | #N/A | #N/A | #N/A
RP Lighting+Fans | 49354-##-** | 950 | Downlight | 63.3 | 2019-10-18 | 2019-11-06 | Low | 1 | 63.3 | #N/A | #N/A | #N/A
RAB | DLD0009 | 950 | Downlight | 63.3 | 2019-11-25 | 2019-12-11 | Low | 1 | 63.3 | #N/A | #N/A | #N/A
LIGHT THE FUTURE | D726-N-*-90-2700 | 950 | Downlight | 63.3 | 2018-08-28 | 2018-08-29 | Low | 1 | 63.3 | #N/A | #N/A | #N/A
WAC Lighting | R2SD1T-F827-**(15W) | 950 | Downlight | 63.3 | 2017-08-23 | 2018-04-30 | Low | 1 | 63.3 | #N/A | #N/A | #N/A
WAC Lighting | R2SD1T-F830-**(15W) | 950 | Downlight | 63.3 | 2017-08-23 | 2018-04-30 | Low | 1 | 63.3 | #N/A | #N/A | #N/A
WAC Lighting | R2SD1T-F835-**(15W) | 950 | Downlight | 63.3 | 2017-08-23 | 2018-04-30 | Low | 1 | 63.3 | #N/A | #N/A | #N/A
WAC Lighting | R2SD1T-F840-**(15W) | 950 | Downlight | 63.3 | 2017-08-23 | 2018-04-30 | Low | 1 | 63.3 | #N/A | #N/A | #N/A
WAC Lighting | R2SD1T-N827-**(15W) | 950 | Downlight | 63.3 | 2017-08-23 | 2018-04-30 | Low | 1 | 63.3 | #N/A | #N/A | #N/A
WAC Lighting | R2SD1T-N830-**(15W) | 950 | Downlight | 63.3 | 2017-08-23 | 2018-04-30 | Low | 1 | 63.3 | #N/A | #N/A | #N/A
WAC Lighting | R2SD1T-N835-**(15W) | 950 | Downlight | 63.3 | 2017-08-23 | 2018-04-30 | Low | 1 | 63.3 | #N/A | #N/A | #N/A
WAC Lighting | R2SD1T-N840-**(15W) | 950 | Downlight | 63.3 | 2017-08-23 | 2018-04-30 | Low | 1 | 63.3 | #N/A | #N/A | #N/A
WAC | R2FRAL-927-** | 950 | Downlight | 63.3 | 2022-03-18 | 2022-04-19 | Low | 1 | 63.3 | #N/A | #N/A | #N/A
WAC | R2FRAL-930-** | 950 | Downlight | 63.3 | 2022-03-18 | 2022-04-19 | Low | 1 | 63.3 | #N/A | #N/A | #N/A
WAC | R2FRAL-935-** | 950 | Downlight | 63.3 | 2022-03-18 | 2022-04-19 | Low | 1 | 63.3 | #N/A | #N/A | #N/A
AISPIRE | A1RS-A46M-27** | 950 | Downlight | 63.3 | 2022-03-18 | 2022-04-19 | Low | 1 | 63.3 | #N/A | #N/A | #N/A
AISPIRE | A1RS-A46M-30** | 950 | Downlight | 63.3 | 2022-03-18 | 2022-04-19 | Low | 1 | 63.3 | #N/A | #N/A | #N/A
AISPIRE | A1RS-A46M-35** | 950 | Downlight | 63.3 | 2022-03-18 | 2022-04-19 | Low | 1 | 63.3 | #N/A | #N/A | #N/A
AISPIRE | A1RS-A46M-40** | 950 | Downlight | 63.3 | 2022-03-18 | 2022-04-19 | Low | 1 | 63.3 | #N/A | #N/A | #N/A
AISPIRE | A1RS-A47M-27** | 950 | Downlight | 63.3 | 2022-03-18 | 2022-04-19 | Low | 1 | 63.3 | #N/A | #N/A | #N/A
AISPIRE | A1RS-A47M-30** | 950 | Downlight | 63.3 | 2022-03-18 | 2022-04-19 | Low | 1 | 63.3 | #N/A | #N/A | #N/A
AISPIRE | A1RS-A47M-35** | 950 | Downlight | 63.3 | 2022-03-18 | 2022-04-19 | Low | 1 | 63.3 | #N/A | #N/A | #N/A
AISPIRE | A1RS-A47M-40** | 950 | Downlight | 63.3 | 2022-03-18 | 2022-04-19 | Low | 1 | 63.3 | #N/A | #N/A | #N/A
AISPIRE | A1RS-A56M-27** | 950 | Downlight | 63.3 | 2022-03-18 | 2022-04-19 | Low | 1 | 63.3 | #N/A | #N/A | #N/A
AISPIRE | A1RS-A56M-30** | 950 | Downlight | 63.3 | 2022-03-18 | 2022-04-19 | Low | 1 | 63.3 | #N/A | #N/A | #N/A
AISPIRE | A1RS-A56M-35** | 950 | Downlight | 63.3 | 2022-03-18 | 2022-04-19 | Low | 1 | 63.3 | #N/A | #N/A | #N/A
WAC | R2FRAL-940-** | 950 | Downlight | 63.3 | 2022-03-18 | 2022-04-19 | Low | 1 | 63.3 | #N/A | #N/A | #N/A
WAC | R2FRAT-927-** | 950 | Downlight | 63.3 | 2022-03-18 | 2022-04-19 | Low | 1 | 63.3 | #N/A | #N/A | #N/A
WAC | R2FRAT-930-** | 950 | Downlight | 63.3 | 2022-03-18 | 2022-04-19 | Low | 1 | 63.3 | #N/A | #N/A | #N/A
WAC | R2FRAT-935-** | 950 | Downlight | 63.3 | 2022-03-18 | 2022-04-19 | Low | 1 | 63.3 | #N/A | #N/A | #N/A
WAC | R2FRAT-940-** | 950 | Downlight | 63.3 | 2022-03-18 | 2022-04-19 | Low | 1 | 63.3 | #N/A | #N/A | #N/A
WAC | R2FSAL-927-** | 950 | Downlight | 63.3 | 2022-03-18 | 2022-04-19 | Low | 1 | 63.3 | #N/A | #N/A | #N/A
WAC | R2FSAL-930-** | 950 | Downlight | 63.3 | 2022-03-18 | 2022-04-19 | Low | 1 | 63.3 | #N/A | #N/A | #N/A
WAC | R2FSAL-935-** | 950 | Downlight | 63.3 | 2022-03-18 | 2022-04-19 | Low | 1 | 63.3 | #N/A | #N/A | #N/A
WAC | R2FSAL-940-** | 950 | Downlight | 63.3 | 2022-03-18 | 2022-04-19 | Low | 1 | 63.3 | #N/A | #N/A | #N/A
WAC | R2FSAT-927-** | 950 | Downlight | 63.3 | 2022-03-18 | 2022-04-19 | Low | 1 | 63.3 | #N/A | #N/A | #N/A
WAC | R2FSAT-930-** | 950 | Downlight | 63.3 | 2022-03-18 | 2022-04-19 | Low | 1 | 63.3 | #N/A | #N/A | #N/A
WAC | R2FSAT-935-** | 950 | Downlight | 63.3 | 2022-03-18 | 2022-04-19 | Low | 1 | 63.3 | #N/A | #N/A | #N/A
WAC | R2FSAT-940-** | 950 | Downlight | 63.3 | 2022-03-18 | 2022-04-19 | Low | 1 | 63.3 | #N/A | #N/A | #N/A
AISPIRE | A1RS-A56M-40** | 950 | Downlight | 63.3 | 2022-03-18 | 2022-04-19 | Low | 1 | 63.3 | #N/A | #N/A | #N/A
AISPIRE | A1RS-A57M-27** | 950 | Downlight | 63.3 | 2022-03-18 | 2022-04-19 | Low | 1 | 63.3 | #N/A | #N/A | #N/A
AISPIRE | A1RS-A57M-30** | 950 | Downlight | 63.3 | 2022-03-18 | 2022-04-19 | Low | 1 | 63.3 | #N/A | #N/A | #N/A
AISPIRE | A1RS-A57M-35** | 950 | Downlight | 63.3 | 2022-03-18 | 2022-04-19 | Low | 1 | 63.3 | #N/A | #N/A | #N/A
AISPIRE | A1RS-A57M-40** | 950 | Downlight | 63.3 | 2022-03-18 | 2022-04-19 | Low | 1 | 63.3 | #N/A | #N/A | #N/A
MODERN FORMS | FM-4207-27-** | 950 | Downlight | 63.3 | 2021-08-01 | 2021-06-29 | Low | 1 | 63.3 | #N/A | #N/A | #N/A
MODERN FORMS | FM-4207-30-** | 950 | Downlight | 63.3 | 2021-08-01 | 2021-06-29 | Low | 1 | 63.3 | #N/A | #N/A | #N/A
MODERN FORMS | FM-4207-35-** | 950 | Downlight | 63.3 | 2021-08-01 | 2021-06-29 | Low | 1 | 63.3 | #N/A | #N/A | #N/A
DawnRay | DR60SF-** | 950 | Downlight | 63.3 | 2019-07-03 | 2019-07-03 | Low | 1 | 63.3 | #N/A | #N/A | #N/A
HONG YAO | HY-DSL-R6-15W-3CCT | 950 | Downlight | 63.3 | 2022-01-06 | 2022-01-14 | Low | 1 | 63.3 | #N/A | #N/A | #N/A
Lightolier | C3L059##SE1 / C3SDL*CC* | 452 | Downlight | 63.4 | 2019-09-13 | 2019-09-06 | Low | 1 | 63.4 | #N/A | #N/A | #N/A
Lightolier | C3L059##SZ10U / C3SDL*CC* | 452 | Downlight | 63.4 | 2019-09-13 | 2019-09-06 | Low | 1 | 63.4 | #N/A | #N/A | #N/A
Gotham | ICO [ ¦SQADJ¦SQADJ¦[27¦30¦35¦40]/25 4AR [T00¦T30¦T40] [LD¦LSS] [10D¦15D¦20D¦25D¦30D¦35D¦40D¦45D¦50D] [EZ10¦ECOD] [ ¦90]CRI | 641 | Downlight | 63.4 | 2020-04-06 | 2020-05-04 | Low | 1 | 63.4 | #N/A | #N/A | #N/A
RAB Lighting | [RD¦ND]CAN[4¦6]R HALED12-80FR[YY¦Y¦YN¦N]HC[blank¦TRIAC] HA[50¦80¦WW][blank¦FR] HATRIM[4¦6][R¦AR][D¦BF¦WW]-[A¦Cu¦SA¦W¦M¦SW¦MW¦BW] | 716 | Downlight | 63.4 | 2017-11-08 | 2017-12-06 | Low | 1 | 63.4 | #N/A | #N/A | #N/A
RC Lighting | [RD¦ND]CAN[4¦6]R HALED12-80FR[YY¦Y¦YN¦N]HC[blank¦TRIAC] HA[50¦80¦WW][blank¦FR] HATRIM[4¦6][R¦AR][D¦BF¦WW]-[A¦Cu¦SA¦W¦M¦SW¦MW¦BW]RCL | 716 | Downlight | 63.4 | 2017-11-02 | 2017-12-06 | Low | 1 | 63.4 | #N/A | #N/A | #N/A
Liteline | S230-A30SC-T1 | 752 | Downlight | 63.4 | 2019-11-01 | 2019-12-27 | Low | 1 | 63.4 | #N/A | #N/A | #N/A
LOTUS LED LIGHTS | LY6RCS-41K | 780 | Downlight | 63.4 | 2016-01-01 | 2016-09-05 | Low | 1 | 63.4 | #N/A | #N/A | #N/A
Commercial Electric | 310498859 | 850 | Downlight | 63.4 | 2019-11-05 | 2019-11-07 | Low | 1 | 63.4 | #N/A | #N/A | #N/A
Commercial Electric | 310499131 | 850 | Downlight | 63.4 | 2019-11-05 | 2019-11-07 | Low | 1 | 63.4 | #N/A | #N/A | #N/A
PORTFOLIO | LDSQA6A109##D010TE LARL20NF 6LSQA#[H¦WMH¦MW¦WH] | 862 | Downlight | 63.4 | 2016-11-15 | 2017-01-19 | Low | 1 | 63.4 | #N/A | #N/A | #N/A
LOTUS LED LIGHTS | LB6R 41K | 920 | Downlight | 63.4 | 2016-09-10 | 2016-11-21 | Low | 1 | 63.4 | #N/A | #N/A | #N/A
LIGHT THE FUTURE | D634-N-*-90-2700 | 635 | Downlight | 63.5 | 2018-08-28 | 2018-08-29 | Low | 1 | 63.5 | #N/A | #N/A | #N/A
Gotham | EVO4[SC¦WC¦WTRC¦CC¦PC] [27¦30¦35¦40¦50]/15AR [VND¦ND¦MD¦MWD¦WD] [LSS¦LD¦LS] [MVOLT¦120¦277] [EZ1¦EZ10¦GZ1¦GZ10¦EDAB¦EDXB¦ECOS2¦ECOD¦ELV] [JBX¦JBXCC¦RGH] [ ¦ZT] [ ¦E10WCP¦E15WCP] [ ¦90CRI] ****** | 940 | Downlight | 63.5 | 2019-10-01 | 2019-11-13 | Low | 1 | 63.5 | #N/A | #N/A | #N/A
Atlantic | COM4-SYL11-27K-U-4CMFR | 621 | Downlight | 63.6 | 2017-10-20 | 2017-10-26 | Low | 1 | 63.6 | #N/A | #N/A | #N/A
Juno | JSBT 4IN 27K 90CRI WL MW M6 | 700 | Downlight | 63.6 | 2021-08-25 | 2021-09-17 | Low | 1 | 63.6 | #N/A | #N/A | #N/A
Juno Lighting | JSBC 5IN 40K 90CRI WH CP4 | 700 | Downlight | 63.6 | 2022-06-24 | 2022-06-24 | Low | 1 | 63.6 | #N/A | #N/A | #N/A
Juno Lighting | JSBC 5IN 40K 90CRI WH M6 | 700 | Downlight | 63.6 | 2022-06-24 | 2022-06-24 | Low | 1 | 63.6 | #N/A | #N/A | #N/A
Juno Lighting | WF4C 07LM TUWH MW ** | 700 | Downlight | 63.6 | 2020-06-12 | 2020-06-12 | Low | 1 | 63.6 | #N/A | #N/A | #N/A
ConTech Lighting | SMTR5##KC12D1-** | 700 | Downlight | 63.6 | 2017-04-20 | 2017-05-31 | Low | 1 | 63.6 | #N/A | #N/A | #N/A
Luminus | PPS144 | 700 | Downlight | 63.6 | 2017-08-31 | 2017-09-07 | Low | 1 | 63.6 | #N/A | #N/A | #N/A
Canarm | LED-RT5DL-BK-C | 700 | Downlight | 63.6 | 2022-02-15 | 2022-02-15 | Low | 1 | 63.6 | #N/A | #N/A | #N/A
Canarm | LED-RT5DL-WT-C | 700 | Downlight | 63.6 | 2022-02-15 | 2022-02-15 | Low | 1 | 63.6 | #N/A | #N/A | #N/A
Aeralux | AE-DL-IF-04-11W-010-P3050-SD | 700 | Downlight | 63.6 | 2020-12-30 | 2020-12-30 | Low | 1 | 63.6 | #N/A | #N/A | #N/A
Elite Lighting | RJL437-700L-DIMTR-120-27K/30K/35K/40K/50K-90-W-WH | 700 | Downlight | 63.6 | 2019-12-04 | 2019-12-10 | Low | 1 | 63.6 | #N/A | #N/A | #N/A
Elite Lighting | RJL485-700L-DIMTR-120-27K/30K/35K/40K/50K-90-W-WH | 700 | Downlight | 63.6 | 2019-12-06 | 2019-12-10 | Low | 1 | 63.6 | #N/A | #N/A | #N/A
Elite Lighting | RJL487-700L-DIMTR-120-27K/30K/35K/40K/50K-90-W-WH | 700 | Downlight | 63.6 | 2019-12-06 | 2019-12-10 | Low | 1 | 63.6 | #N/A | #N/A | #N/A
Dals | CFLEDR06-CC-** | 700 | Downlight | 63.6 | 2020-06-01 | 2020-11-13 | Low | 1 | 63.6 | #N/A | #N/A | #N/A
Dals | CFLEDSQ06-CC-** | 700 | Downlight | 63.6 | 2020-06-01 | 2020-11-13 | Low | 1 | 63.6 | #N/A | #N/A | #N/A
FEIT ELECTRIC | LEDR4XT/ADJ/6WYCA | 700 | Downlight | 63.6 | 2020-10-15 | 2021-01-15 | Low | 1 | 63.6 | #N/A | #N/A | #N/A
FDL | FDLED-4-R12W-3K4K5K-** | 700 | Downlight | 63.6 | 2020-12-15 | 2020-12-18 | Low | 1 | 63.6 | #N/A | #N/A | #N/A
HENGTE | HT-G96BRRD4-811-5022A-##1 | 700 | Downlight | 63.6 | 2021-06-09 | 2021-06-24 | Low | 1 | 63.6 | #N/A | #N/A | #N/A
HELIOS LIGHTING | 6R10L-30K-**-** | 700 | Downlight | 63.6 | 2019-05-08 | 2019-05-17 | Low | 1 | 63.6 | #N/A | #N/A | #N/A
HELIOS LIGHTING | 6R10L-30K-**-**-DM1 | 700 | Downlight | 63.6 | 2019-05-08 | 2019-05-17 | Low | 1 | 63.6 | #N/A | #N/A | #N/A
HELIOS LIGHTING | 6R10L-35K-**-** | 700 | Downlight | 63.6 | 2019-05-08 | 2019-05-17 | Low | 1 | 63.6 | #N/A | #N/A | #N/A
HELIOS LIGHTING | 6R10L-35K-**-**-DM1 | 700 | Downlight | 63.6 | 2019-05-08 | 2019-05-17 | Low | 1 | 63.6 | #N/A | #N/A | #N/A
HELIOS LIGHTING | 6R10L-40K-**-** | 700 | Downlight | 63.6 | 2019-05-08 | 2019-05-17 | Low | 1 | 63.6 | #N/A | #N/A | #N/A
HELIOS LIGHTING | 6R10L-40K-**-**-DM1 | 700 | Downlight | 63.6 | 2019-05-08 | 2019-05-17 | Low | 1 | 63.6 | #N/A | #N/A | #N/A
HENGTE | HT-G15CJBOXD4-911-277XP-##1 | 700 | Downlight | 63.6 | 2019-11-30 | 2019-12-09 | Low | 1 | 63.6 | #N/A | #N/A | #N/A
HENGTE | HT-G15CJBOXD4-911-27FGP-##1 | 700 | Downlight | 63.6 | 2019-11-30 | 2019-12-09 | Low | 1 | 63.6 | #N/A | #N/A | #N/A
HENGTE | HT-G15CJBOXD4-911-27FTP-##1 | 700 | Downlight | 63.6 | 2019-11-30 | 2019-12-09 | Low | 1 | 63.6 | #N/A | #N/A | #N/A
HENGTE | HT-G15CDEL4-911-277X-## | 700 | Downlight | 63.6 | 2019-04-19 | 2019-04-29 | Low | 1 | 63.6 | #N/A | #N/A | #N/A
LEADVISION | 60245337 | 700 | Downlight | 63.6 | 2020-02-23 | 2020-05-11 | Low | 1 | 63.6 | #N/A | #N/A | #N/A
LEADVISION | 60245338 | 700 | Downlight | 63.6 | 2020-02-23 | 2020-05-11 | Low | 1 | 63.6 | #N/A | #N/A | #N/A
LEADVISION | 60245339 | 700 | Downlight | 63.6 | 2020-02-23 | 2020-05-11 | Low | 1 | 63.6 | #N/A | #N/A | #N/A
LEADVISION | 60245339 | 700 | Downlight | 63.6 | 2020-06-15 | 2020-08-27 | Low | 1 | 63.6 | #N/A | #N/A | #N/A
LEADVISION | 871476 | 700 | Downlight | 63.6 | 2020-02-23 | 2020-05-11 | Low | 1 | 63.6 | #N/A | #N/A | #N/A
LEADVISION | 871477 | 700 | Downlight | 63.6 | 2020-02-23 | 2020-05-11 | Low | 1 | 63.6 | #N/A | #N/A | #N/A
LEADVISION | 900640 | 700 | Downlight | 63.6 | 2020-02-23 | 2020-05-11 | Low | 1 | 63.6 | #N/A | #N/A | #N/A
LEADVISION | 900640 | 700 | Downlight | 63.6 | 2020-06-15 | 2020-08-27 | Low | 1 | 63.6 | #N/A | #N/A | #N/A
LEADVISION | LV610AD-104RI1 | 700 | Downlight | 63.6 | 2021-11-07 | 2022-01-26 | Low | 1 | 63.6 | #N/A | #N/A | #N/A
LEADVISION | LV610AD-104RI6,LV610AD-104RI1, LV610AD-104RI4, LV610AD-104RI8, LV610AD-104RI12, LV610AD-104RI24 | 700 | Downlight | 63.6 | 2020-11-17 | 2020-12-03 | Low | 1 | 63.6 | #N/A | #N/A | #N/A
LEADVISION | LV700AD-1143RR4 | 700 | Downlight | 63.6 | 2020-02-23 | 2020-05-11 | Low | 1 | 63.6 | #N/A | #N/A | #N/A
LEADVISION | LV700AD-1143RR4 | 700 | Downlight | 63.6 | 2020-06-15 | 2020-08-27 | Low | 1 | 63.6 | #N/A | #N/A | #N/A
LEADVISION | LV700AD-114RR1 | 700 | Downlight | 63.6 | 2020-10-30 | 2020-11-23 | Low | 1 | 63.6 | #N/A | #N/A | #N/A
LEADVISION | LV700AD-114RR1 | 700 | Downlight | 63.6 | 2021-11-07 | 2022-01-26 | Low | 1 | 63.6 | #N/A | #N/A | #N/A
LEADVISION | LV700AD-114RR12 | 700 | Downlight | 63.6 | 2020-02-23 | 2020-05-11 | Low | 1 | 63.6 | #N/A | #N/A | #N/A
LEADVISION | LV700AD-114RR4 | 700 | Downlight | 63.6 | 2020-02-23 | 2020-05-11 | Low | 1 | 63.6 | #N/A | #N/A | #N/A
LEADVISION INTERNATIONAL | LV700W-105RR4 | 700 | Downlight | 63.6 | 2021-06-08 | 2021-06-24 | Low | 1 | 63.6 | #N/A | #N/A | #N/A
LEADVISION INTERNATIONAL | LV700W-STACKOUT | 700 | Downlight | 63.6 | 2021-06-08 | 2021-06-24 | Low | 1 | 63.6 | #N/A | #N/A | #N/A
NDR Electric | RZR-CCT27-500-WH | 700 | Downlight | 63.6 | 2022-05-05 | 2022-06-13 | Low | 1 | 63.6 | #N/A | #N/A | #N/A
Utilitech | 1500770 | 700 | Downlight | 63.6 | 2019-11-04 | 2019-11-01 | Low | 1 | 63.6 | #N/A | #N/A | #N/A
Craftmade | X9105-BNK-LED | 700 | Downlight | 63.6 | 2021-11-19 | 2021-11-23 | Low | 1 | 63.6 | #N/A | #N/A | #N/A
Craftmade | X9105-FB-LED | 700 | Downlight | 63.6 | 2021-11-19 | 2021-11-23 | Low | 1 | 63.6 | #N/A | #N/A | #N/A
Craftmade | X9105-W-LED | 700 | Downlight | 63.6 | 2021-11-19 | 2021-11-23 | Low | 1 | 63.6 | #N/A | #N/A | #N/A
LOTUS LED LIGHTS | LB4R 30K | 700 | Downlight | 63.6 | 2016-09-10 | 2016-11-21 | Low | 1 | 63.6 | #N/A | #N/A | #N/A
Portor Lighting | PT-DLS-R-4I-11W-3CCT | 700 | Downlight | 63.6 | 2020-03-03 | 2020-04-23 | Low | 1 | 63.6 | #N/A | #N/A | #N/A
RAB | DLC0039(C4R8/10/119FAUNVM) | 700 | Downlight | 63.6 | 2021-01-07 | 2021-01-10 | Low | 1 | 63.6 | #N/A | #N/A | #N/A
RAB | DLD0013 | 700 | Downlight | 63.6 | 2019-11-25 | 2019-12-05 | Low | 1 | 63.6 | #N/A | #N/A | #N/A
PHILIPS | PFD4R27K | 700 | Downlight | 63.6 | 2019-08-23 | 2019-09-03 | Low | 1 | 63.6 | #N/A | #N/A | #N/A
PHILIPS | PFD4R4CCT | 700 | Downlight | 63.6 | 2019-07-15 | 2019-07-30 | Low | 1 | 63.6 | #N/A | #N/A | #N/A
Standard | LPDL4/RND/11W/30K/BN/CHOICE/STD | 700 | Downlight | 63.6 | 2019-12-14 | 2019-12-13 | Low | 1 | 63.6 | #N/A | #N/A | #N/A
Standard | LPDL4/RND/11W/40K/BN/CHOICE/STD | 700 | Downlight | 63.6 | 2019-12-14 | 2019-12-13 | Low | 1 | 63.6 | #N/A | #N/A | #N/A
S LITE | 6R10L-30K-**-** | 700 | Downlight | 63.6 | 2022-01-02 | 2019-04-18 | Low | 1 | 63.6 | #N/A | #N/A | #N/A
S LITE | 6R10L-30K-**-**-DM1 | 700 | Downlight | 63.6 | 2022-01-02 | 2019-04-18 | Low | 1 | 63.6 | #N/A | #N/A | #N/A
S LITE | 6R10L-35K-**-** | 700 | Downlight | 63.6 | 2022-01-02 | 2019-04-18 | Low | 1 | 63.6 | #N/A | #N/A | #N/A
S LITE | 6R10L-35K-**-**-DM1 | 700 | Downlight | 63.6 | 2022-01-02 | 2019-04-18 | Low | 1 | 63.6 | #N/A | #N/A | #N/A
S LITE | 6R10L-40K-**-** | 700 | Downlight | 63.6 | 2022-01-02 | 2019-04-18 | Low | 1 | 63.6 | #N/A | #N/A | #N/A
S LITE | 6R10L-40K-**-**-DM1 | 700 | Downlight | 63.6 | 2022-01-02 | 2019-04-18 | Low | 1 | 63.6 | #N/A | #N/A | #N/A
Stanpro | LPDL4R-11SA/40BN-C | 700 | Downlight | 63.6 | 2019-12-14 | 2019-12-13 | Low | 1 | 63.6 | #N/A | #N/A | #N/A
Stanpro | LPDL4R-11SA/40BN-C | 700 | Downlight | 63.6 | 2019-12-14 | 2019-12-13 | Low | 1 | 63.6 | #N/A | #N/A | #N/A
Lightolier | SD5R7ESCT1W | 700 | Downlight | 63.6 | 2022-05-01 | 2022-05-12 | Low | 1 | 63.6 | #N/A | #N/A | #N/A
Lightolier | SD5RSLMZ10SCTUW | 700 | Downlight | 63.6 | 2022-05-01 | 2022-05-12 | Low | 1 | 63.6 | #N/A | #N/A | #N/A
Lightolier | DL4RSLMZ10SCTUW | 700 | Downlight | 63.6 | 2022-05-01 | 2022-05-12 | Low | 1 | 63.6 | #N/A | #N/A | #N/A
Lightolier | FD4R4CCT | 700 | Downlight | 63.6 | 2020-03-02 | 2020-02-27 | Low | 1 | 63.6 | #N/A | #N/A | #N/A
Lightolier | FD4RSLMZ10SCTUW | 700 | Downlight | 63.6 | 2022-05-01 | 2022-05-10 | Low | 1 | 63.6 | #N/A | #N/A | #N/A
Lightolier | FD4SSLMZ10SCTUW | 700 | Downlight | 63.6 | 2022-05-01 | 2022-05-10 | Low | 1 | 63.6 | #N/A | #N/A | #N/A
Lightolier | GB4R7ESCT1W | 700 | Downlight | 63.6 | 2022-05-01 | 2022-05-17 | Low | 1 | 63.6 | #N/A | #N/A | #N/A
Lightolier | GB4RSLMZ10SCTUW | 700 | Downlight | 63.6 | 2022-05-31 | 2022-05-31 | Low | 1 | 63.6 | #N/A | #N/A | #N/A
Westgate | FML-R6-MCT-** | 700 | Downlight | 63.6 | 2021-03-10 | 2021-06-15 | Low | 1 | 63.6 | #N/A | #N/A | #N/A
Royal | 8563XX-90-3K | 795 | Downlight | 63.6 | 2019-07-02 | 2019-08-14 | Low | 1 | 63.6 | #N/A | #N/A | #N/A
Satco | S9506-XXXXX-YYYYY | 840 | Downlight | 63.6 | 2015-11-04 | 2015-11-13 | Low | 1 | 63.6 | #N/A | #N/A | #N/A
ConTech Lighting | SMTS6##KC12D1-** | 890 | Downlight | 63.6 | 2017-04-20 | 2017-05-31 | Low | 1 | 63.6 | #N/A | #N/A | #N/A
Intense Lighting | SD8DRRL127D101FL/[ICS430,ICS432][C,HZ,W]* | 619 | Downlight | 63.7 | 2020-11-01 | 2021-04-21 | Low | 1 | 63.7 | #N/A | #N/A | #N/A
Intense Lighting | SD8DRRL127D101NF/[ICS430,ICS432][C,HZ,W]* | 619 | Downlight | 63.7 | 2020-11-01 | 2021-04-21 | Low | 1 | 63.7 | #N/A | #N/A | #N/A
Intense Lighting | SD8DRRL127D101WF/[ICS430,ICS432][C,HZ,W]* | 619 | Downlight | 63.7 | 2020-11-01 | 2021-04-21 | Low | 1 | 63.7 | #N/A | #N/A | #N/A
Intense Lighting | SD8DRRL130D101FL/[ICS430,ICS432][C,HZ,W]* | 619 | Downlight | 63.7 | 2020-11-01 | 2021-04-21 | Low | 1 | 63.7 | #N/A | #N/A | #N/A
Intense Lighting | SD8DRRL130D101NF/[ICS430,ICS432][C,HZ,W]* | 619 | Downlight | 63.7 | 2020-11-01 | 2021-04-21 | Low | 1 | 63.7 | #N/A | #N/A | #N/A
Intense Lighting | SD8DRRL130D101WF/[ICS430,ICS432][C,HZ,W]* | 619 | Downlight | 63.7 | 2020-11-01 | 2021-04-21 | Low | 1 | 63.7 | #N/A | #N/A | #N/A
Intense Lighting | SD8DRRL1359D101FL/[ICS430,ICS432][C,HZ,W]* | 619 | Downlight | 63.7 | 2020-11-01 | 2021-04-21 | Low | 1 | 63.7 | #N/A | #N/A | #N/A
Intense Lighting | SD8DRRL1359D101NF/[ICS430,ICS432][C,HZ,W]* | 619 | Downlight | 63.7 | 2020-11-01 | 2021-04-21 | Low | 1 | 63.7 | #N/A | #N/A | #N/A
Intense Lighting | SD8DRRL1359D101WF/[ICS430,ICS432][C,HZ,W]* | 619 | Downlight | 63.7 | 2020-11-01 | 2021-04-21 | Low | 1 | 63.7 | #N/A | #N/A | #N/A
Intense Lighting | SD8DRRL135D101FL/[ICS430,ICS432][C,HZ,W]* | 619 | Downlight | 63.7 | 2020-11-01 | 2021-04-21 | Low | 1 | 63.7 | #N/A | #N/A | #N/A
Intense Lighting | SD8DRRL135D101NF/[ICS430,ICS432][C,HZ,W]* | 619 | Downlight | 63.7 | 2020-11-01 | 2021-04-21 | Low | 1 | 63.7 | #N/A | #N/A | #N/A
Intense Lighting | SD8DRRL135D101WF/[ICS430,ICS432][C,HZ,W]* | 619 | Downlight | 63.7 | 2020-11-01 | 2021-04-21 | Low | 1 | 63.7 | #N/A | #N/A | #N/A
Intense Lighting | SD8DRRL1409D101FL/[ICS430,ICS432][C,HZ,W]* | 619 | Downlight | 63.7 | 2020-11-01 | 2021-04-21 | Low | 1 | 63.7 | #N/A | #N/A | #N/A
Intense Lighting | SD8DRRL1409D101NF/[ICS430,ICS432][C,HZ,W]* | 619 | Downlight | 63.7 | 2020-11-01 | 2021-04-21 | Low | 1 | 63.7 | #N/A | #N/A | #N/A
Intense Lighting | SD8DRRL1409D101WF/[ICS430,ICS432][C,HZ,W]* | 619 | Downlight | 63.7 | 2020-11-01 | 2021-04-21 | Low | 1 | 63.7 | #N/A | #N/A | #N/A
Intense Lighting | SD8DRRL140D101FL/[ICS430,ICS432][C,HZ,W]* | 619 | Downlight | 63.7 | 2020-11-01 | 2021-04-21 | Low | 1 | 63.7 | #N/A | #N/A | #N/A
Intense Lighting | SD8DRRL140D101NF/[ICS430,ICS432][C,HZ,W]* | 619 | Downlight | 63.7 | 2020-11-01 | 2021-04-21 | Low | 1 | 63.7 | #N/A | #N/A | #N/A
Intense Lighting | SD6DRL127D101FL/[ICS430,ICS432][C,HZ,W]* | 619 | Downlight | 63.7 | 2020-11-01 | 2021-04-21 | Low | 1 | 63.7 | #N/A | #N/A | #N/A
Intense Lighting | SD6DRL127D101NF/[ICS430,ICS432][C,HZ,W]* | 619 | Downlight | 63.7 | 2020-11-01 | 2021-04-21 | Low | 1 | 63.7 | #N/A | #N/A | #N/A
Intense Lighting | SD6DRL127D101WF/[ICS430,ICS432][C,HZ,W]* | 619 | Downlight | 63.7 | 2020-11-01 | 2021-04-21 | Low | 1 | 63.7 | #N/A | #N/A | #N/A
Intense Lighting | SD6DRL130D101FL/[ICS430,ICS432][C,HZ,W]* | 619 | Downlight | 63.7 | 2020-11-01 | 2021-04-21 | Low | 1 | 63.7 | #N/A | #N/A | #N/A
Intense Lighting | SD6DRL130D101NF/[ICS430,ICS432][C,HZ,W]* | 619 | Downlight | 63.7 | 2020-11-01 | 2021-04-21 | Low | 1 | 63.7 | #N/A | #N/A | #N/A
Intense Lighting | SD6DRL130D101WF/[ICS430,ICS432][C,HZ,W]* | 619 | Downlight | 63.7 | 2020-11-01 | 2021-04-21 | Low | 1 | 63.7 | #N/A | #N/A | #N/A
Intense Lighting | SD6DRL1359D101FL/[ICS430,ICS432][C,HZ,W]* | 619 | Downlight | 63.7 | 2020-11-01 | 2021-04-21 | Low | 1 | 63.7 | #N/A | #N/A | #N/A
Intense Lighting | SD6DRL1359D101NF/[ICS430,ICS432][C,HZ,W]* | 619 | Downlight | 63.7 | 2020-11-01 | 2021-04-21 | Low | 1 | 63.7 | #N/A | #N/A | #N/A
Intense Lighting | SD6DRL1359D101WF/[ICS430,ICS432][C,HZ,W]* | 619 | Downlight | 63.7 | 2020-11-01 | 2021-04-21 | Low | 1 | 63.7 | #N/A | #N/A | #N/A
Intense Lighting | SD6DRL135D101FL/[ICS430,ICS432][C,HZ,W]* | 619 | Downlight | 63.7 | 2020-11-01 | 2021-04-21 | Low | 1 | 63.7 | #N/A | #N/A | #N/A
Intense Lighting | SD6DRL135D101NF/[ICS430,ICS432][C,HZ,W]* | 619 | Downlight | 63.7 | 2020-11-01 | 2021-04-21 | Low | 1 | 63.7 | #N/A | #N/A | #N/A
Intense Lighting | SD6DRL135D101WF/[ICS430,ICS432][C,HZ,W]* | 619 | Downlight | 63.7 | 2020-11-01 | 2021-04-21 | Low | 1 | 63.7 | #N/A | #N/A | #N/A
Intense Lighting | SD6DRL1409D101FL/[ICS430,ICS432][C,HZ,W]* | 619 | Downlight | 63.7 | 2020-11-01 | 2021-04-21 | Low | 1 | 63.7 | #N/A | #N/A | #N/A
Intense Lighting | SD6DRL1409D101NF/[ICS430,ICS432][C,HZ,W]* | 619 | Downlight | 63.7 | 2020-11-01 | 2021-04-21 | Low | 1 | 63.7 | #N/A | #N/A | #N/A
Intense Lighting | SD6DRL1409D101WF/[ICS430,ICS432][C,HZ,W]* | 619 | Downlight | 63.7 | 2020-11-01 | 2021-04-21 | Low | 1 | 63.7 | #N/A | #N/A | #N/A
Intense Lighting | SD6DRL140D101FL/[ICS430,ICS432][C,HZ,W]* | 619 | Downlight | 63.7 | 2020-11-01 | 2021-04-21 | Low | 1 | 63.7 | #N/A | #N/A | #N/A
Intense Lighting | SD6DRL140D101NF/[ICS430,ICS432][C,HZ,W]* | 619 | Downlight | 63.7 | 2020-11-01 | 2021-04-21 | Low | 1 | 63.7 | #N/A | #N/A | #N/A
Intense Lighting | SD8DRRL140D101WF/[ICS430,ICS432][C,HZ,W]* | 619 | Downlight | 63.7 | 2020-11-01 | 2021-04-21 | Low | 1 | 63.7 | #N/A | #N/A | #N/A
Intense Lighting | SD6DRL140D101WF/[ICS430,ICS432][C,HZ,W]* | 619 | Downlight | 63.7 | 2020-11-01 | 2021-04-21 | Low | 1 | 63.7 | #N/A | #N/A | #N/A
Intense Lighting | SD4DRL127D101FL/[ICS430,ICS432][C,HZ,W]* | 619 | Downlight | 63.7 | 2020-11-01 | 2021-04-21 | Low | 1 | 63.7 | #N/A | #N/A | #N/A
Intense Lighting | SD4DRL127D101NF/[ICS430,ICS432][C,HZ,W]* | 619 | Downlight | 63.7 | 2020-11-01 | 2021-04-21 | Low | 1 | 63.7 | #N/A | #N/A | #N/A
Intense Lighting | SD4DRL127D101WF/[ICS430,ICS432][C,HZ,W]* | 619 | Downlight | 63.7 | 2020-11-01 | 2021-04-21 | Low | 1 | 63.7 | #N/A | #N/A | #N/A
Intense Lighting | SD4DRL130D101FL/[ICS430,ICS432][C,HZ,W]* | 619 | Downlight | 63.7 | 2020-11-01 | 2021-04-21 | Low | 1 | 63.7 | #N/A | #N/A | #N/A
Intense Lighting | SD4DRL130D101NF/[ICS430,ICS432][C,HZ,W]* | 619 | Downlight | 63.7 | 2020-11-01 | 2021-04-21 | Low | 1 | 63.7 | #N/A | #N/A | #N/A
Intense Lighting | SD4DRL130D101WF/[ICS430,ICS432][C,HZ,W]* | 619 | Downlight | 63.7 | 2020-11-01 | 2021-04-21 | Low | 1 | 63.7 | #N/A | #N/A | #N/A
Intense Lighting | SD4DRL1359D101FL/[ICS430,ICS432][C,HZ,W]* | 619 | Downlight | 63.7 | 2020-11-01 | 2021-04-21 | Low | 1 | 63.7 | #N/A | #N/A | #N/A
Intense Lighting | SD4DRL1359D101NF/[ICS430,ICS432][C,HZ,W]* | 619 | Downlight | 63.7 | 2020-11-01 | 2021-04-21 | Low | 1 | 63.7 | #N/A | #N/A | #N/A
Intense Lighting | SD4DRL1359D101WF/[ICS430,ICS432][C,HZ,W]* | 619 | Downlight | 63.7 | 2020-11-01 | 2021-04-21 | Low | 1 | 63.7 | #N/A | #N/A | #N/A
Intense Lighting | SD4DRL135D101FL/[ICS430,ICS432][C,HZ,W]* | 619 | Downlight | 63.7 | 2020-11-01 | 2021-04-21 | Low | 1 | 63.7 | #N/A | #N/A | #N/A
Intense Lighting | SD4DRL135D101NF/[ICS430,ICS432][C,HZ,W]* | 619 | Downlight | 63.7 | 2020-11-01 | 2021-04-21 | Low | 1 | 63.7 | #N/A | #N/A | #N/A
Intense Lighting | SD4DRL135D101WF/[ICS430,ICS432][C,HZ,W]* | 619 | Downlight | 63.7 | 2020-11-01 | 2021-04-21 | Low | 1 | 63.7 | #N/A | #N/A | #N/A
Intense Lighting | SD4DRL1409D101FL/[ICS430,ICS432][C,HZ,W]* | 619 | Downlight | 63.7 | 2020-11-01 | 2021-04-21 | Low | 1 | 63.7 | #N/A | #N/A | #N/A
Intense Lighting | SD4DRL1409D101NF/[ICS430,ICS432][C,HZ,W]* | 619 | Downlight | 63.7 | 2020-11-01 | 2021-04-21 | Low | 1 | 63.7 | #N/A | #N/A | #N/A
Intense Lighting | SD4DRL1409D101WF/[ICS430,ICS432][C,HZ,W]* | 619 | Downlight | 63.7 | 2020-11-01 | 2021-04-21 | Low | 1 | 63.7 | #N/A | #N/A | #N/A
Intense Lighting | SD4DRL140D101FL/[ICS430,ICS432][C,HZ,W]* | 619 | Downlight | 63.7 | 2020-11-01 | 2021-04-21 | Low | 1 | 63.7 | #N/A | #N/A | #N/A
Intense Lighting | SD4DRL140D101NF/[ICS430,ICS432][C,HZ,W]* | 619 | Downlight | 63.7 | 2020-11-01 | 2021-04-21 | Low | 1 | 63.7 | #N/A | #N/A | #N/A
Intense Lighting | SD4DRL140D101WF/[ICS430,ICS432][C,HZ,W]* | 619 | Downlight | 63.7 | 2020-11-01 | 2021-04-21 | Low | 1 | 63.7 | #N/A | #N/A | #N/A
Intense Lighting | SD6DRRL127D101FL/[ICS430,ICS432][C,HZ,W]* | 619 | Downlight | 63.7 | 2020-11-01 | 2021-04-21 | Low | 1 | 63.7 | #N/A | #N/A | #N/A
Intense Lighting | SD6DRRL127D101NF/[ICS430,ICS432][C,HZ,W]* | 619 | Downlight | 63.7 | 2020-11-01 | 2021-04-21 | Low | 1 | 63.7 | #N/A | #N/A | #N/A
Intense Lighting | SD6DRRL127D101WF/[ICS430,ICS432][C,HZ,W]* | 619 | Downlight | 63.7 | 2020-11-01 | 2021-04-21 | Low | 1 | 63.7 | #N/A | #N/A | #N/A
Intense Lighting | SD6DRRL130D101FL/[ICS430,ICS432][C,HZ,W]* | 619 | Downlight | 63.7 | 2020-11-01 | 2021-04-21 | Low | 1 | 63.7 | #N/A | #N/A | #N/A
Intense Lighting | SD6DRRL130D101NF/[ICS430,ICS432][C,HZ,W]* | 619 | Downlight | 63.7 | 2020-11-01 | 2021-04-21 | Low | 1 | 63.7 | #N/A | #N/A | #N/A
Intense Lighting | SD6DRRL130D101WF/[ICS430,ICS432][C,HZ,W]* | 619 | Downlight | 63.7 | 2020-11-01 | 2021-04-21 | Low | 1 | 63.7 | #N/A | #N/A | #N/A
Intense Lighting | SD6DRRL1359D101FL/[ICS430,ICS432][C,HZ,W]* | 619 | Downlight | 63.7 | 2020-11-01 | 2021-04-21 | Low | 1 | 63.7 | #N/A | #N/A | #N/A
Intense Lighting | SD6DRRL1359D101NF/[ICS430,ICS432][C,HZ,W]* | 619 | Downlight | 63.7 | 2020-11-01 | 2021-04-21 | Low | 1 | 63.7 | #N/A | #N/A | #N/A
Intense Lighting | SD6DRRL1359D101WF/[ICS430,ICS432][C,HZ,W]* | 619 | Downlight | 63.7 | 2020-11-01 | 2021-04-21 | Low | 1 | 63.7 | #N/A | #N/A | #N/A
Intense Lighting | SD6DRRL135D101FL/[ICS430,ICS432][C,HZ,W]* | 619 | Downlight | 63.7 | 2020-11-01 | 2021-04-21 | Low | 1 | 63.7 | #N/A | #N/A | #N/A
Intense Lighting | SD6DRRL135D101NF/[ICS430,ICS432][C,HZ,W]* | 619 | Downlight | 63.7 | 2020-11-01 | 2021-04-21 | Low | 1 | 63.7 | #N/A | #N/A | #N/A
Intense Lighting | SD6DRRL135D101WF/[ICS430,ICS432][C,HZ,W]* | 619 | Downlight | 63.7 | 2020-11-01 | 2021-04-21 | Low | 1 | 63.7 | #N/A | #N/A | #N/A
Intense Lighting | SD6DRRL1409D101FL/[ICS430,ICS432][C,HZ,W]* | 619 | Downlight | 63.7 | 2020-11-01 | 2021-04-21 | Low | 1 | 63.7 | #N/A | #N/A | #N/A
Intense Lighting | SD6DRRL1409D101NF/[ICS430,ICS432][C,HZ,W]* | 619 | Downlight | 63.7 | 2020-11-01 | 2021-04-21 | Low | 1 | 63.7 | #N/A | #N/A | #N/A
Intense Lighting | SD6DRRL1409D101WF/[ICS430,ICS432][C,HZ,W]* | 619 | Downlight | 63.7 | 2020-11-01 | 2021-04-21 | Low | 1 | 63.7 | #N/A | #N/A | #N/A
Intense Lighting | SD6DRRL140D101FL/[ICS430,ICS432][C,HZ,W]* | 619 | Downlight | 63.7 | 2020-11-01 | 2021-04-21 | Low | 1 | 63.7 | #N/A | #N/A | #N/A
Intense Lighting | SD6DRRL140D101NF/[ICS430,ICS432][C,HZ,W]* | 619 | Downlight | 63.7 | 2020-11-01 | 2021-04-21 | Low | 1 | 63.7 | #N/A | #N/A | #N/A
Intense Lighting | SD6DRRL140D101WF/[ICS430,ICS432][C,HZ,W]* | 619 | Downlight | 63.7 | 2020-11-01 | 2021-04-21 | Low | 1 | 63.7 | #N/A | #N/A | #N/A
Intense Lighting | SD4DRRL127D101FL/[ICS430,ICS432][C,HZ,W]* | 619 | Downlight | 63.7 | 2020-11-01 | 2021-04-21 | Low | 1 | 63.7 | #N/A | #N/A | #N/A
Intense Lighting | SD4DRRL127D101NF/[ICS430,ICS432][C,HZ,W]* | 619 | Downlight | 63.7 | 2020-11-01 | 2021-04-21 | Low | 1 | 63.7 | #N/A | #N/A | #N/A
Intense Lighting | SD4DRRL127D101WF/[ICS430,ICS432][C,HZ,W]* | 619 | Downlight | 63.7 | 2020-11-01 | 2021-04-21 | Low | 1 | 63.7 | #N/A | #N/A | #N/A
Intense Lighting | SD4DRRL130D101FL/[ICS430,ICS432][C,HZ,W]* | 619 | Downlight | 63.7 | 2020-11-01 | 2021-04-21 | Low | 1 | 63.7 | #N/A | #N/A | #N/A
Intense Lighting | SD4DRRL130D101NF/[ICS430,ICS432][C,HZ,W]* | 619 | Downlight | 63.7 | 2020-11-01 | 2021-04-21 | Low | 1 | 63.7 | #N/A | #N/A | #N/A
Intense Lighting | SD4DRRL130D101WF/[ICS430,ICS432][C,HZ,W]* | 619 | Downlight | 63.7 | 2020-11-01 | 2021-04-21 | Low | 1 | 63.7 | #N/A | #N/A | #N/A
Intense Lighting | SD4DRRL1359D101FL/[ICS430,ICS432][C,HZ,W]* | 619 | Downlight | 63.7 | 2020-11-01 | 2021-04-21 | Low | 1 | 63.7 | #N/A | #N/A | #N/A
Intense Lighting | SD4DRRL1359D101NF/[ICS430,ICS432][C,HZ,W]* | 619 | Downlight | 63.7 | 2020-11-01 | 2021-04-21 | Low | 1 | 63.7 | #N/A | #N/A | #N/A
Intense Lighting | SD4DRRL1359D101WF/[ICS430,ICS432][C,HZ,W]* | 619 | Downlight | 63.7 | 2020-11-01 | 2021-04-21 | Low | 1 | 63.7 | #N/A | #N/A | #N/A
Intense Lighting | SD4DRRL135D101FL/[ICS430,ICS432][C,HZ,W]* | 619 | Downlight | 63.7 | 2020-11-01 | 2021-04-21 | Low | 1 | 63.7 | #N/A | #N/A | #N/A
Intense Lighting | SD4DRRL135D101NF/[ICS430,ICS432][C,HZ,W]* | 619 | Downlight | 63.7 | 2020-11-01 | 2021-04-21 | Low | 1 | 63.7 | #N/A | #N/A | #N/A
Intense Lighting | SD4DRRL135D101WF/[ICS430,ICS432][C,HZ,W]* | 619 | Downlight | 63.7 | 2020-11-01 | 2021-04-21 | Low | 1 | 63.7 | #N/A | #N/A | #N/A
Intense Lighting | SD4DRRL1409D101FL/[ICS430,ICS432][C,HZ,W]* | 619 | Downlight | 63.7 | 2020-11-01 | 2021-04-21 | Low | 1 | 63.7 | #N/A | #N/A | #N/A
Intense Lighting | SD4DRRL1409D101NF/[ICS430,ICS432][C,HZ,W]* | 619 | Downlight | 63.7 | 2020-11-01 | 2021-04-21 | Low | 1 | 63.7 | #N/A | #N/A | #N/A
Intense Lighting | SD4DRRL1409D101WF/[ICS430,ICS432][C,HZ,W]* | 619 | Downlight | 63.7 | 2020-11-01 | 2021-04-21 | Low | 1 | 63.7 | #N/A | #N/A | #N/A
Intense Lighting | SD4DRRL140D101FL/[ICS430,ICS432][C,HZ,W]* | 619 | Downlight | 63.7 | 2020-11-01 | 2021-04-21 | Low | 1 | 63.7 | #N/A | #N/A | #N/A
Intense Lighting | SD8DRL127D101FL/[ICS430,ICS432][C,HZ,W]* | 619 | Downlight | 63.7 | 2020-11-01 | 2021-04-21 | Low | 1 | 63.7 | #N/A | #N/A | #N/A
Intense Lighting | SD8DRL127D101NF/[ICS430,ICS432][C,HZ,W]* | 619 | Downlight | 63.7 | 2020-11-01 | 2021-04-21 | Low | 1 | 63.7 | #N/A | #N/A | #N/A
Intense Lighting | SD8DRL127D101WF/[ICS430,ICS432][C,HZ,W]* | 619 | Downlight | 63.7 | 2020-11-01 | 2021-04-21 | Low | 1 | 63.7 | #N/A | #N/A | #N/A
Intense Lighting | SD8DRL130D101FL/[ICS430,ICS432][C,HZ,W]* | 619 | Downlight | 63.7 | 2020-11-01 | 2021-04-21 | Low | 1 | 63.7 | #N/A | #N/A | #N/A
Intense Lighting | SD8DRL130D101NF/[ICS430,ICS432][C,HZ,W]* | 619 | Downlight | 63.7 | 2020-11-01 | 2021-04-21 | Low | 1 | 63.7 | #N/A | #N/A | #N/A
Intense Lighting | SD8DRL130D101WF/[ICS430,ICS432][C,HZ,W]* | 619 | Downlight | 63.7 | 2020-11-01 | 2021-04-21 | Low | 1 | 63.7 | #N/A | #N/A | #N/A
Intense Lighting | SD8DRL1359D101FL/[ICS430,ICS432][C,HZ,W]* | 619 | Downlight | 63.7 | 2020-11-01 | 2021-04-21 | Low | 1 | 63.7 | #N/A | #N/A | #N/A
Intense Lighting | SD8DRL1359D101NF/[ICS430,ICS432][C,HZ,W]* | 619 | Downlight | 63.7 | 2020-11-01 | 2021-04-21 | Low | 1 | 63.7 | #N/A | #N/A | #N/A
Intense Lighting | SD8DRL1359D101WF/[ICS430,ICS432][C,HZ,W]* | 619 | Downlight | 63.7 | 2020-11-01 | 2021-04-21 | Low | 1 | 63.7 | #N/A | #N/A | #N/A
Intense Lighting | SD8DRL135D101FL/[ICS430,ICS432][C,HZ,W]* | 619 | Downlight | 63.7 | 2020-11-01 | 2021-04-21 | Low | 1 | 63.7 | #N/A | #N/A | #N/A
Intense Lighting | SD8DRL135D101NF/[ICS430,ICS432][C,HZ,W]* | 619 | Downlight | 63.7 | 2020-11-01 | 2021-04-21 | Low | 1 | 63.7 | #N/A | #N/A | #N/A
Intense Lighting | SD8DRL135D101WF/[ICS430,ICS432][C,HZ,W]* | 619 | Downlight | 63.7 | 2020-11-01 | 2021-04-21 | Low | 1 | 63.7 | #N/A | #N/A | #N/A
Intense Lighting | SD8DRL1409D101FL/[ICS430,ICS432][C,HZ,W]* | 619 | Downlight | 63.7 | 2020-11-01 | 2021-04-21 | Low | 1 | 63.7 | #N/A | #N/A | #N/A
Intense Lighting | SD8DRL1409D101NF/[ICS430,ICS432][C,HZ,W]* | 619 | Downlight | 63.7 | 2020-11-01 | 2021-04-21 | Low | 1 | 63.7 | #N/A | #N/A | #N/A
Intense Lighting | SD8DRL1409D101WF/[ICS430,ICS432][C,HZ,W]* | 619 | Downlight | 63.7 | 2020-11-01 | 2021-04-21 | Low | 1 | 63.7 | #N/A | #N/A | #N/A
Intense Lighting | SD8DRL140D101FL/[ICS430,ICS432][C,HZ,W]* | 619 | Downlight | 63.7 | 2020-11-01 | 2021-04-21 | Low | 1 | 63.7 | #N/A | #N/A | #N/A
Intense Lighting | SD8DRL140D101NF/[ICS430,ICS432][C,HZ,W]* | 619 | Downlight | 63.7 | 2020-11-01 | 2021-04-21 | Low | 1 | 63.7 | #N/A | #N/A | #N/A
Intense Lighting | SD8DRL140D101WF/[ICS430,ICS432][C,HZ,W]* | 619 | Downlight | 63.7 | 2020-11-01 | 2021-04-21 | Low | 1 | 63.7 | #N/A | #N/A | #N/A
Intense Lighting | SD4DSL127D101FL/[ICS430,ICS432][C,HZ,W]* | 619 | Downlight | 63.7 | 2020-11-01 | 2021-04-21 | Low | 1 | 63.7 | #N/A | #N/A | #N/A
Intense Lighting | SD4DSL127D101NF/[ICS430,ICS432][C,HZ,W]* | 619 | Downlight | 63.7 | 2020-11-01 | 2021-04-21 | Low | 1 | 63.7 | #N/A | #N/A | #N/A
Intense Lighting | SD4DSL127D101WF/[ICS430,ICS432][C,HZ,W]* | 619 | Downlight | 63.7 | 2020-11-01 | 2021-04-21 | Low | 1 | 63.7 | #N/A | #N/A | #N/A
Intense Lighting | SD4DSL130D101FL/[ICS430,ICS432][C,HZ,W]* | 619 | Downlight | 63.7 | 2020-11-01 | 2021-04-21 | Low | 1 | 63.7 | #N/A | #N/A | #N/A
Intense Lighting | SD4DSL130D101NF/[ICS430,ICS432][C,HZ,W]* | 619 | Downlight | 63.7 | 2020-11-01 | 2021-04-21 | Low | 1 | 63.7 | #N/A | #N/A | #N/A
Intense Lighting | SD4DSL130D101WF/[ICS430,ICS432][C,HZ,W]* | 619 | Downlight | 63.7 | 2020-11-01 | 2021-04-21 | Low | 1 | 63.7 | #N/A | #N/A | #N/A
Intense Lighting | SD4DSL1359D101FL/[ICS430,ICS432][C,HZ,W]* | 619 | Downlight | 63.7 | 2020-11-01 | 2021-04-21 | Low | 1 | 63.7 | #N/A | #N/A | #N/A
Intense Lighting | SD4DSL1359D101NF/[ICS430,ICS432][C,HZ,W]* | 619 | Downlight | 63.7 | 2020-11-01 | 2021-04-21 | Low | 1 | 63.7 | #N/A | #N/A | #N/A
Intense Lighting | SD4DSL1359D101WF/[ICS430,ICS432][C,HZ,W]* | 619 | Downlight | 63.7 | 2020-11-01 | 2021-04-21 | Low | 1 | 63.7 | #N/A | #N/A | #N/A
Intense Lighting | SD4DSL135D101FL/[ICS430,ICS432][C,HZ,W]* | 619 | Downlight | 63.7 | 2020-11-01 | 2021-04-21 | Low | 1 | 63.7 | #N/A | #N/A | #N/A
Intense Lighting | SD4DSL135D101NF/[ICS430,ICS432][C,HZ,W]* | 619 | Downlight | 63.7 | 2020-11-01 | 2021-04-21 | Low | 1 | 63.7 | #N/A | #N/A | #N/A
Intense Lighting | SD4DSL135D101WF/[ICS430,ICS432][C,HZ,W]* | 619 | Downlight | 63.7 | 2020-11-01 | 2021-04-21 | Low | 1 | 63.7 | #N/A | #N/A | #N/A
Intense Lighting | SD4DSL1409D101FL/[ICS430,ICS432][C,HZ,W]* | 619 | Downlight | 63.7 | 2020-11-01 | 2021-04-21 | Low | 1 | 63.7 | #N/A | #N/A | #N/A
Intense Lighting | SD4DSL1409D101NF/[ICS430,ICS432][C,HZ,W]* | 619 | Downlight | 63.7 | 2020-11-01 | 2021-04-21 | Low | 1 | 63.7 | #N/A | #N/A | #N/A
Intense Lighting | SD4DSL1409D101WF/[ICS430,ICS432][C,HZ,W]* | 619 | Downlight | 63.7 | 2020-11-01 | 2021-04-21 | Low | 1 | 63.7 | #N/A | #N/A | #N/A
Intense Lighting | SD4DSL140D101FL/[ICS430,ICS432][C,HZ,W]* | 619 | Downlight | 63.7 | 2020-11-01 | 2021-04-21 | Low | 1 | 63.7 | #N/A | #N/A | #N/A
Intense Lighting | SD4DSL140D101NF/[ICS430,ICS432][C,HZ,W]* | 619 | Downlight | 63.7 | 2020-11-01 | 2021-04-21 | Low | 1 | 63.7 | #N/A | #N/A | #N/A
Intense Lighting | SD4DSL140D101WF/[ICS430,ICS432][C,HZ,W]* | 619 | Downlight | 63.7 | 2020-11-01 | 2021-04-21 | Low | 1 | 63.7 | #N/A | #N/A | #N/A
Lumenpulse Lighting | LCR[N¦S]-ESR-[FD¦SH]-[120¦277]-[R¦S]-L10-[27¦30¦35¦40]K-80-[NS¦N¦NFR¦VW¦M¦MFR¦W¦WFR¦VWFR]-[DA1¦DA2¦PDA1¦PDA2¦PH¦PPH2¦CA]-[SB¦MB¦DB¦DR]-MWH-[RD¦SR¦TLR¦SQ¦TLS]-[MWH¦MBK¦NKS¦CC¦SP]-[RM¦NC¦PC¦IC¦IC/AT]-[1¦2]-[blank¦EBB¦EBI¦WET]-[NA¦CL¦PD] | 656 | Downlight | 63.7 | 2019-11-11 | 2019-11-12 | Low | 1 | 63.7 | #N/A | #N/A | #N/A
Elite Lighting | B5IC-LED-XXL- OP-CCT-AT-TT-Y/Z | 802 | Downlight | 63.7 | 2016-02-25 | 2016-02-25 | Low | 1 | 63.7 | #N/A | #N/A | #N/A
SATCO/NUVO | S21508 | 860 | Downlight | 63.7 | 2018-05-18 | 2018-07-30 | Low | 1 | 63.7 | #N/A | #N/A | #N/A
Gotham | EVO4[SC¦WC¦WTRC¦CC¦PC] [27¦30¦35¦40¦50]/07AR [VND¦ND¦MD¦MWD¦WD] [LSS¦LD¦LS] [MVOLT¦120¦277] [EZ1¦EZ10¦GZ1¦GZ10¦EDAB¦EDXB¦ECOS2¦ECOD¦ELV] [JBX¦JBXCC¦RGH] [ ¦ZT] [ ¦90CRI] ****** | 498 | Downlight | 63.8 | 2019-10-01 | 2019-12-27 | Low | 1 | 63.8 | #N/A | #N/A | #N/A
Lithonia Lighting | WF3 LED [30¦40¦50]K [MW¦MB¦BN¦ORB] | 504 | Downlight | 63.8 | 2016-06-30 | 2016-07-29 | Low | 1 | 63.8 | #N/A | #N/A | #N/A
Commercial Electric | CER40543B**30 | 606 | Downlight | 63.8 | 2017-10-01 | 2017-07-18 | Low | 1 | 63.8 | #N/A | #N/A | #N/A
NEFLINTW | NEFLINTW-R460233MPW | 630 | Downlight | 63.8 | 2019-08-16 | 2019-08-22 | Low | 1 | 63.8 | #N/A | #N/A | #N/A
Nora Lighting | NLCBS-4*##8527*** / NHSIC-485LE3* | 848 | Downlight | 63.8 | 2017-10-01 | 2017-10-10 | Low | 1 | 63.8 | #N/A | #N/A | #N/A
National Specialty Lighting | LVLDL-04S-**-**-R-L | 575 | Downlight | 63.9 | 2017-09-13 | 2017-09-20 | Low | 1 | 63.9 | #N/A | #N/A | #N/A
NDR Electric | RZR-400-9W-27K-** | 575 | Downlight | 63.9 | 2017-07-01 | 2017-07-07 | Low | 1 | 63.9 | #N/A | #N/A | #N/A
NDR Electric | RZR-430-9W-27K-** | 575 | Downlight | 63.9 | 2017-05-25 | 2017-06-09 | Low | 1 | 63.9 | #N/A | #N/A | #N/A
Magic Lite | LVLDL-04S-**-**-R-L | 575 | Downlight | 63.9 | 2017-09-13 | 2017-09-20 | Low | 1 | 63.9 | #N/A | #N/A | #N/A
MaxLite | RF610ICAT27WJ | 575 | Downlight | 63.9 | 2017-01-01 | 2017-06-28 | Low | 1 | 63.9 | #N/A | #N/A | #N/A
Westinghouse | 50900 | 575 | Downlight | 63.9 | 2017-12-04 | 2017-12-14 | Low | 1 | 63.9 | #N/A | #N/A | #N/A
Lumenwerx | [AE3CYP¦AE3CYPASY] D ## *** **** **** *** SW [15¦25¦35¦50] 2 [80¦90] [27¦30¦35¦40] NA [120¦277¦UNV] 10W NA [D1¦ELV¦TRI¦RD1¦RELV¦RTRI¦RLTEA2W¦RLDE1] | 687 | Downlight | 63.9 | 2022-08-30 | 2022-09-15 | Low | 1 | 63.9 | #N/A | #N/A | #N/A
Lumenwerx | AE3RRA **** SW ** *** [120¦277¦UNV] 10W [D1¦ELV¦TRI¦RD1¦RELV¦RTRI¦RLTEA2W¦RLDE1] [AE3RRAB ¦ AE3RRAP] SW [15¦25¦35¦50] 2 [80¦90] [27¦30¦35¦40] NA **** *** **** **** | 687 | Downlight | 63.9 | 2022-08-30 | 2022-09-15 | Low | 1 | 63.9 | #N/A | #N/A | #N/A
Halo | HLB4S069301EMWR | 690 | Downlight | 63.9 | 2018-12-14 | 2018-12-19 | Low | 1 | 63.9 | #N/A | #N/A | #N/A
EnviroLite | EV608941Y27 | 805 | Downlight | 63.9 | 2014-09-01 | 2016-05-02 | Low | 1 | 63.9 | #N/A | #N/A | #N/A
EnviroLite | EV608941Y30 | 805 | Downlight | 63.9 | 2014-09-01 | 2016-05-02 | Low | 1 | 63.9 | #N/A | #N/A | #N/A
Green Creative | PXCYL#/**/LE0790##/OSRDIM010347V/**/**/** | 576 | Downlight | 64 | 2022-01-20 | 2022-03-14 | Low | 1 | 64 | #N/A | #N/A | #N/A
Sarin Energy Solutions | SES-DL4-CCT-10 | 640 | Downlight | 64 | 2022-09-12 | 2022-09-26 | Low | 1 | 64 | #N/A | #N/A | #N/A
Simply Conserve | L12DLS630D | 800 | Downlight | 64 | 2019-05-30 | 2019-08-02 | Low | 1 | 64 | #N/A | #N/A | #N/A
NICOR LED | DSK563120SWH | 800 | Downlight | 64 | 2019-08-19 | 2019-10-23 | Low | 1 | 64 | #N/A | #N/A | #N/A
Progress Lighting | P8107-28/30K9 | 800 | Downlight | 64 | 2017-02-06 | 2017-02-08 | Low | 1 | 64 | #N/A | #N/A | #N/A
Standard | LED/DL6/12.5W/30K/RETRO/BLK/STD | 800 | Downlight | 64 | 2015-06-20 | 2015-07-06 | Low | 1 | 64 | #N/A | #N/A | #N/A
Standard | LED/DL6/12.5W/30K/RETRO/GRY/STD | 800 | Downlight | 64 | 2015-06-20 | 2015-07-06 | Low | 1 | 64 | #N/A | #N/A | #N/A
Commercial Electric | ND04aERTZQW25 | 800 | Downlight | 64 | 2021-02-01 | 2021-02-01 | Low | 1 | 64 | #N/A | #N/A | #N/A
Commercial Electric | ND04aERTZQW25 | 800 | Downlight | 64 | 2022-01-30 | 2022-02-21 | Low | 1 | 64 | #N/A | #N/A | #N/A
Aculux | INIT3 [A¦D] 12LM [27¦30¦35¦40]K 80CRI [18¦25¦35¦50]D [UGZ¦EZ1¦GZ1¦ECOS2¦ECOD] [120¦MVOLT] [blank¦ICAT] [blank¦CP] | 878 | Downlight | 64 | 2020-03-01 | 2020-04-13 | Low | 1 | 64 | #N/A | #N/A | #N/A
Illume | I-REGRD4-##-** | 896 | Downlight | 64 | 2018-11-01 | 2018-12-20 | Low | 1 | 64 | #N/A | #N/A | #N/A
Dals | RGR4-##-** | 896 | Downlight | 64 | 2018-11-01 | 2018-12-20 | Low | 1 | 64 | #N/A | #N/A | #N/A
NICOR LED | DSK56-1010-120-2K-WH | 960 | Downlight | 64 | 2017-02-09 | 2017-05-26 | Low | 1 | 64 | #N/A | #N/A | #N/A
LIGHT THE FUTURE | D316-N-90-XXXX | 960 | Downlight | 64 | 2016-06-20 | 2016-07-15 | Low | 1 | 64 | #N/A | #N/A | #N/A
LIGHT THE FUTURE | D316-N-90-XXXX | 960 | Downlight | 64 | 2016-06-20 | 2016-07-15 | Low | 1 | 64 | #N/A | #N/A | #N/A
LIGHT THE FUTURE | D316-N-90-XXXX | 960 | Downlight | 64 | 2016-06-20 | 2016-07-15 | Low | 1 | 64 | #N/A | #N/A | #N/A
LIGHT THE FUTURE | D316-N-90-XXXX | 960 | Downlight | 64 | 2016-06-20 | 2016-07-15 | Low | 1 | 64 | #N/A | #N/A | #N/A
RAB Lighting Inc | RDLED2R8-20YYHC-TW | 539 | Downlight | 64.1 | 2016-06-08 | 2016-11-23 | Low | 1 | 64.1 | #N/A | #N/A | #N/A
Best Lighting Products | LED-FRP-**4-#K | 574 | Downlight | 64.1 | 2017-10-15 | 2017-10-18 | Low | 1 | 64.1 | #N/A | #N/A | #N/A
Halo | HLB4SP069FS1EMWR* | 654 | Downlight | 64.1 | 2019-09-23 | 2019-10-01 | Low | 1 | 64.1 | #N/A | #N/A | #N/A
Halo | H457ICATE ELG4069##[WH¦SN¦TBZ] | 788 | Downlight | 64.1 | 2016-12-31 | 2019-06-26 | Low | 1 | 64.1 | #N/A | #N/A | #N/A
HOMI | HM05-PS7-12W120-3CCT-*SA | 770 | Downlight | 64.2 | 2021-04-29 | 2021-06-24 | Low | 1 | 64.2 | #N/A | #N/A | #N/A
Stanpro | CRK7-S12W-A-3C** | 770 | Downlight | 64.2 | 2022-05-18 | 2022-05-18 | Low | 1 | 64.2 | #N/A | #N/A | #N/A
TCP | FMS07CCT | 770 | Downlight | 64.2 | 2021-05-31 | 2021-07-29 | Low | 1 | 64.2 | #N/A | #N/A | #N/A
AURORIV | HY-INTDL-R6-12W-5CCT | 770 | Downlight | 64.2 | 2022-11-25 | 2022-11-25 | Low | 1 | 64.2 | #N/A | #N/A | #N/A
Elite Lighting | RL630-XXL-CRI-CCT-Y/Z | 802 | Downlight | 64.2 | 2016-02-25 | 2016-02-25 | Low | 1 | 64.2 | #N/A | #N/A | #N/A
HENGTE | HT-G1COBDL-907-30-3WMHD-##1 | 450 | Downlight | 64.3 | 2020-06-10 | 2020-06-12 | Low | 1 | 64.3 | #N/A | #N/A | #N/A
HENGTE | HT-G1COBDL-907-35-3WMHD-##1 | 450 | Downlight | 64.3 | 2020-06-10 | 2020-06-12 | Low | 1 | 64.3 | #N/A | #N/A | #N/A
HENGTE | HT-G1COBDL-907-40-3WMHD-##1 | 450 | Downlight | 64.3 | 2020-06-10 | 2020-06-12 | Low | 1 | 64.3 | #N/A | #N/A | #N/A
HENGTE | HT-G1COBDL-907-50-3WMHD-##1 | 450 | Downlight | 64.3 | 2020-06-10 | 2020-06-12 | Low | 1 | 64.3 | #N/A | #N/A | #N/A
MaxLite | RF408ICAT27WJ | 450 | Downlight | 64.3 | 2017-01-01 | 2017-06-28 | Low | 1 | 64.3 | #N/A | #N/A | #N/A
LIGHT THE FUTURE | D142-N-90-4000 | 450 | Downlight | 64.3 | 2019-01-14 | 2019-07-09 | Low | 1 | 64.3 | #N/A | #N/A | #N/A
Standard | LPDL3/RND/7W/27K/##/STD | 450 | Downlight | 64.3 | 2017-07-18 | 2017-07-18 | Low | 1 | 64.3 | #N/A | #N/A | #N/A
Commercial Electric | 1005591795 | 450 | Downlight | 64.3 | 2020-08-21 | 2020-08-19 | Low | 1 | 64.3 | #N/A | #N/A | #N/A
LIGHT THE FUTURE | D943-N-90-2700 | 450 | Downlight | 64.3 | 2019-06-01 | 2019-11-12 | Low | 1 | 64.3 | #N/A | #N/A | #N/A
LIGHT THE FUTURE | D943-N-90-3000 | 450 | Downlight | 64.3 | 2019-06-01 | 2019-11-12 | Low | 1 | 64.3 | #N/A | #N/A | #N/A
LIGHT THE FUTURE | D943-N-90-3500 | 450 | Downlight | 64.3 | 2019-06-01 | 2019-11-12 | Low | 1 | 64.3 | #N/A | #N/A | #N/A
LIGHT THE FUTURE | D943-N-90-4000 | 450 | Downlight | 64.3 | 2019-06-01 | 2019-11-12 | Low | 1 | 64.3 | #N/A | #N/A | #N/A
LIGHT THE FUTURE | D943-N-90-5000 | 450 | Downlight | 64.3 | 2019-06-01 | 2019-11-12 | Low | 1 | 64.3 | #N/A | #N/A | #N/A
Westinghouse | 50860 | 450 | Downlight | 64.3 | 2017-12-04 | 2017-12-14 | Low | 1 | 64.3 | #N/A | #N/A | #N/A
DawnRay | DR30SF-** | 450 | Downlight | 64.3 | 2022-08-24 | 2022-09-28 | Low | 1 | 64.3 | #N/A | #N/A | #N/A
LANBOT | LBT-6RPL | 772 | Downlight | 64.3 | 2022-10-26 | 2022-10-26 | Low | 1 | 64.3 | #N/A | #N/A | #N/A
Sylvania | 75750 | 836 | Downlight | 64.3 | 2021-02-10 | 2021-02-10 | Low | 1 | 64.3 | #N/A | #N/A | #N/A
Aleo Lighting | SLD-SQ-6-14W-120-9CT T24 | 900 | Downlight | 64.3 | 2020-12-01 | 2020-11-08 | Low | 1 | 64.3 | #N/A | #N/A | #N/A
ConTech Lighting | SMTR7##KC12D1-** | 900 | Downlight | 64.3 | 2017-04-20 | 2017-05-31 | Low | 1 | 64.3 | #N/A | #N/A | #N/A
Canarm | LED-BR6P-WT-* | 900 | Downlight | 64.3 | 2017-07-25 | 2017-07-24 | Low | 1 | 64.3 | #N/A | #N/A | #N/A
FDL | FDTL-LED-2-15W-5CCT-**-SQ | 900 | Downlight | 64.3 | 2021-12-16 | 2022-01-19 | Low | 1 | 64.3 | #N/A | #N/A | #N/A
Liteharbor | BL6-003-**(3000K) | 900 | Downlight | 64.3 | 2018-04-24 | 2018-05-09 | Low | 1 | 64.3 | #N/A | #N/A | #N/A
Liteharbor | BL6-003-**(3500K) | 900 | Downlight | 64.3 | 2018-04-24 | 2018-05-09 | Low | 1 | 64.3 | #N/A | #N/A | #N/A
Liteharbor | BL6-003-**(4000K) | 900 | Downlight | 64.3 | 2018-04-24 | 2018-05-09 | Low | 1 | 64.3 | #N/A | #N/A | #N/A
Liteharbor | BL6-003-**(5000K) | 900 | Downlight | 64.3 | 2018-04-24 | 2018-05-09 | Low | 1 | 64.3 | #N/A | #N/A | #N/A
Kichler | DLSL06R2790WHT | 900 | Downlight | 64.3 | 2020-07-03 | 2020-07-16 | Low | 1 | 64.3 | #N/A | #N/A | #N/A
Kichler | DLSL06R3090WHT | 900 | Downlight | 64.3 | 2020-07-03 | 2020-07-16 | Low | 1 | 64.3 | #N/A | #N/A | #N/A
Greenlux | RDL6R14W93 | 900 | Downlight | 64.3 | 2017-09-25 | 2017-09-21 | Low | 1 | 64.3 | #N/A | #N/A | #N/A
Portor Lighting | PT-DLS-R-6I-14W-3CCT | 900 | Downlight | 64.3 | 2020-03-03 | 2020-04-23 | Low | 1 | 64.3 | #N/A | #N/A | #N/A
Sunco Lighting | DL_G6-14W-27K_5K-#PK | 900 | Downlight | 64.3 | 2021-04-30 | 2021-04-30 | Low | 1 | 64.3 | #N/A | #N/A | #N/A
Lithonia Lighting | LK4BMW LED | 528 | Downlight | 64.4 | 2014-05-01 | 2014-05-16 | Low | 1 | 64.4 | #N/A | #N/A | #N/A
Lithonia Lighting | LK4BMW LED 50K | 528 | Downlight | 64.4 | 2014-05-01 | 2014-05-16 | Low | 1 | 64.4 | #N/A | #N/A | #N/A
Canarm | LED-BR4P-WT-* | 580 | Downlight | 64.4 | 2017-07-25 | 2017-07-24 | Low | 1 | 64.4 | #N/A | #N/A | #N/A
Canarm | LEDS-BR4P-BZ-* | 580 | Downlight | 64.4 | 2017-07-25 | 2017-07-24 | Low | 1 | 64.4 | #N/A | #N/A | #N/A
E ENERGETIC LIGHTING | MQTL1160-LED9K9027 | 580 | Downlight | 64.4 | 2020-09-25 | 2020-10-11 | Low | 1 | 64.4 | #N/A | #N/A | #N/A
Utilitech | MQTL1120A-LED9K9027 | 580 | Downlight | 64.4 | 2019-09-13 | 2019-10-23 | Low | 1 | 64.4 | #N/A | #N/A | #N/A
Utilitech | MQTL1120-LED9K9027 | 580 | Downlight | 64.4 | 2019-09-13 | 2019-10-23 | Low | 1 | 64.4 | #N/A | #N/A | #N/A
Signcomplex | SC-DL09-E04-A1-01CE | 580 | Downlight | 64.4 | 2019-09-02 | 2019-10-04 | Low | 1 | 64.4 | #N/A | #N/A | #N/A
Signcomplex | SC-DL09-E04-A1-01NE | 580 | Downlight | 64.4 | 2019-09-02 | 2019-10-04 | Low | 1 | 64.4 | #N/A | #N/A | #N/A
Signcomplex | SC-DL09-Y04-A1-01RE | 580 | Downlight | 64.4 | 2018-07-30 | 2018-09-14 | Low | 1 | 64.4 | #N/A | #N/A | #N/A
Signcomplex | SC-DL09-Y04-A1-02RE | 580 | Downlight | 64.4 | 2018-07-30 | 2018-09-14 | Low | 1 | 64.4 | #N/A | #N/A | #N/A
KOK | KOK-4EJCT09SR03 | 580 | Downlight | 64.4 | 2020-05-27 | 2020-05-28 | Low | 1 | 64.4 | #N/A | #N/A | #N/A
KOK | KOK-4EJCT09SR05 | 580 | Downlight | 64.4 | 2020-05-27 | 2020-05-28 | Low | 1 | 64.4 | #N/A | #N/A | #N/A
Topaz Lighting | RDL/44RND/9/WH-97 | 580 | Downlight | 64.4 | 2019-10-10 | 2022-06-13 | Low | 1 | 64.4 | #N/A | #N/A | #N/A
Topaz Lighting | RDL/4RND/9/CTS-97 | 580 | Downlight | 64.4 | 2018-08-23 | 2018-09-14 | Low | 1 | 64.4 | #N/A | #N/A | #N/A
Topaz | RDL/4GIM/9/5CTS-46 | 580 | Downlight | 64.4 | 2020-11-29 | 2020-12-18 | Low | 1 | 64.4 | #N/A | #N/A | #N/A
Lightolier | L5R10RE1VA / L5R108**VA / L5S** | 756 | Downlight | 64.4 | 2017-07-07 | 2017-07-14 | Low | 1 | 64.4 | #N/A | #N/A | #N/A
Lightolier | C3L109D2W*E1 / C3RDLCC* | 881 | Downlight | 64.4 | 2019-09-13 | 2019-09-06 | Low | 1 | 64.4 | #N/A | #N/A | #N/A
Lightolier | C3L109D2W*Z10U / C3RDLCC* | 881 | Downlight | 64.4 | 2019-09-13 | 2019-09-06 | Low | 1 | 64.4 | #N/A | #N/A | #N/A
FDL | FDLED-3-R6W-5CCT | 400 | Downlight | 64.5 | 2022-03-12 | 2022-03-17 | Low | 1 | 64.5 | #N/A | #N/A | #N/A
ConTech Lighting | R2RM05[27K, 27KC, 30K,30KC, 35K, 35KC, 40K, 40KC]MVD[S,M,F]-CP | 516 | Downlight | 64.5 | 2017-05-02 | 2017-05-24 | Low | 1 | 64.5 | #N/A | #N/A | #N/A
Intense Lighting | LC4DFL3/LCT4D*T*279 | 748 | Downlight | 64.5 | 2018-04-01 | 2018-07-05 | Low | 1 | 64.5 | #N/A | #N/A | #N/A
Intense Lighting | LD4NCL1D101/**#**309W-SF | 774 | Downlight | 64.5 | 2021-03-01 | 2021-04-02 | Low | 1 | 64.5 | #N/A | #N/A | #N/A
Intense Lighting | LD4NCL1D101/**#**359W-SF | 774 | Downlight | 64.5 | 2021-03-01 | 2021-04-02 | Low | 1 | 64.5 | #N/A | #N/A | #N/A
Intense Lighting | LD4NCL1D101/**#**409W-SF | 774 | Downlight | 64.5 | 2021-03-01 | 2021-04-02 | Low | 1 | 64.5 | #N/A | #N/A | #N/A
NICOR | DQR2-10-120-#K-** | 581 | Downlight | 64.6 | 2017-02-01 | 2017-02-10 | Low | 1 | 64.6 | #N/A | #N/A | #N/A
NICOR | DQR2-10-120-#K-**-BF | 581 | Downlight | 64.6 | 2017-02-01 | 2017-02-10 | Low | 1 | 64.6 | #N/A | #N/A | #N/A
Lightolier | C2C[PS¦S]A07927[Z10¦L01]U[A¦B¦W¦RAL] / C2CO[SP¦NFL¦FL] | 690 | Downlight | 64.6 | 2020-08-14 | 2022-09-07 | Low | 1 | 64.6 | #N/A | #N/A | #N/A
Lightolier | C2C[PS¦S]A07930[Z10¦L01]U[A¦B¦W¦RAL] / C2CO[SP¦NFL¦FL] | 690 | Downlight | 64.6 | 2020-08-14 | 2022-09-07 | Low | 1 | 64.6 | #N/A | #N/A | #N/A
Lightolier | C2C[PS¦S]A07935[Z10¦L01]U[A¦B¦W¦RAL] / C2CO[SP¦NFL¦FL] | 690 | Downlight | 64.6 | 2020-08-14 | 2022-09-07 | Low | 1 | 64.6 | #N/A | #N/A | #N/A
Lightolier | C2C[PS¦S]A07940[Z10¦L01]U[A¦B¦W¦RAL] / C2CO[SP¦NFL¦FL] | 690 | Downlight | 64.6 | 2020-08-14 | 2022-09-07 | Low | 1 | 64.6 | #N/A | #N/A | #N/A
Lightolier | C2C[PS¦S¦W]WW07927[Z10¦L01]U[A¦B¦W¦RAL] | 690 | Downlight | 64.6 | 2020-08-14 | 2022-09-07 | Low | 1 | 64.6 | #N/A | #N/A | #N/A
Lightolier | C2C[PS¦S¦W]WW07930[Z10¦L01]U[A¦B¦W¦RAL] | 690 | Downlight | 64.6 | 2020-08-14 | 2022-09-07 | Low | 1 | 64.6 | #N/A | #N/A | #N/A
Lightolier | C2C[PS¦S¦W]WW07935[Z10¦L01]U[A¦B¦W¦RAL] | 690 | Downlight | 64.6 | 2020-08-14 | 2022-09-07 | Low | 1 | 64.6 | #N/A | #N/A | #N/A
Lightolier | C2C[PS¦S¦W]WW07940[Z10¦L01]U[A¦B¦W¦RAL] | 690 | Downlight | 64.6 | 2020-08-14 | 2022-09-07 | Low | 1 | 64.6 | #N/A | #N/A | #N/A
GEN V COMMERCIAL | V40FCR [U¦1¦2] 11 [30K¦35K¦40K¦50K] F4060 [SCL¦SGC¦WHT] [SDM¦ZDM¦TDM¦PF¦REM] | 721 | Downlight | 64.6 | 2022-11-01 | 2022-12-09 | Low | 1 | 64.6 | #N/A | #N/A | #N/A
DMF Lighting | DRD4M08927** | 775 | Downlight | 64.6 | 2018-03-01 | 2018-03-21 | Low | 1 | 64.6 | #N/A | #N/A | #N/A
Lightolier | P3*DL109D2WWHZ10U | 878 | Downlight | 64.6 | 2019-09-13 | 2019-09-06 | Low | 1 | 64.6 | #N/A | #N/A | #N/A
Luminus | PPS145 | 550 | Downlight | 64.7 | 2016-01-01 | 2016-09-12 | Low | 1 | 64.7 | #N/A | #N/A | #N/A
Green Creative | 8.5DLNC4DIM/840 | 550 | Downlight | 64.7 | 2016-01-01 | 2016-10-25 | Low | 1 | 64.7 | #N/A | #N/A | #N/A
LANBOT | LBT-4RPL | 582 | Downlight | 64.7 | 2022-09-30 | 2022-11-07 | Low | 1 | 64.7 | #N/A | #N/A | #N/A
NICOR LED | DLE421202KRDWH | 710 | Downlight | 64.7 | 2018-08-01 | 2018-09-03 | Low | 1 | 64.7 | #N/A | #N/A | #N/A
Davis Lighting | CL003AC15 ES | 970 | Downlight | 64.7 | 2021-11-03 | 2021-11-04 | Low | 1 | 64.7 | #N/A | #N/A | #N/A
Davis Lighting | CL003AC15 ES | 970 | Downlight | 64.7 | 2021-11-03 | 2021-11-04 | Low | 1 | 64.7 | #N/A | #N/A | #N/A
HOMI | PR180R-PL02UKF-15W80-120(3000K) | 970 | Downlight | 64.7 | 2020-04-01 | 2020-04-23 | Low | 1 | 64.7 | #N/A | #N/A | #N/A
HOMI | PR180R-PL02UKF-15W80-120(3500K) | 970 | Downlight | 64.7 | 2020-04-01 | 2020-04-23 | Low | 1 | 64.7 | #N/A | #N/A | #N/A
HOMI | PR180R-PL02UKF-15W80-120(4000K) | 970 | Downlight | 64.7 | 2020-04-01 | 2020-04-23 | Low | 1 | 64.7 | #N/A | #N/A | #N/A
HOMI | PR180R-PL02UKF-15W80-120(5000K) | 970 | Downlight | 64.7 | 2020-04-01 | 2020-04-23 | Low | 1 | 64.7 | #N/A | #N/A | #N/A
HOMENHANCEMENTS | LED-DL600-BK-3K | 970 | Downlight | 64.7 | 2021-11-05 | 2021-11-05 | Low | 1 | 64.7 | #N/A | #N/A | #N/A
HOMENHANCEMENTS | LED-DL600-CG-3K | 970 | Downlight | 64.7 | 2021-11-05 | 2021-11-05 | Low | 1 | 64.7 | #N/A | #N/A | #N/A
HOMENHANCEMENTS | LED-DL600-CH-3K | 970 | Downlight | 64.7 | 2021-11-05 | 2021-11-05 | Low | 1 | 64.7 | #N/A | #N/A | #N/A
HOMENHANCEMENTS | LED-DL600-MB-3K | 970 | Downlight | 64.7 | 2021-11-05 | 2021-11-05 | Low | 1 | 64.7 | #N/A | #N/A | #N/A
HOMENHANCEMENTS | LED-DL600-MG-3K | 970 | Downlight | 64.7 | 2021-11-05 | 2021-11-05 | Low | 1 | 64.7 | #N/A | #N/A | #N/A
HOMENHANCEMENTS | LED-DL600-NK-3K | 970 | Downlight | 64.7 | 2021-11-05 | 2021-11-05 | Low | 1 | 64.7 | #N/A | #N/A | #N/A
HOMENHANCEMENTS | LED-DL600-RB-3K | 970 | Downlight | 64.7 | 2021-11-05 | 2021-11-05 | Low | 1 | 64.7 | #N/A | #N/A | #N/A
HOMENHANCEMENTS | LED-DL600-WH-3K | 970 | Downlight | 64.7 | 2021-11-05 | 2021-11-05 | Low | 1 | 64.7 | #N/A | #N/A | #N/A
WT LIGHTING | CR4(2700K) | 583 | Downlight | 64.8 | 2017-07-10 | 2017-07-13 | Low | 1 | 64.8 | #N/A | #N/A | #N/A
RP LIGHTING +FANS | 8742-1**-90-#K | 680 | Downlight | 64.8 | 2019-01-01 | 2019-05-01 | Low | 1 | 64.8 | #N/A | #N/A | #N/A
Liteline | RA35-12RG-2790 | 777 | Downlight | 64.8 | 2019-11-01 | 2019-12-16 | Low | 1 | 64.8 | #N/A | #N/A | #N/A
Indy | [L4¦LRM4¦LLP4¦LC4¦LC4a¦L6¦LRM6¦LRT6¦LC6a¦L8¦LRM8¦LRT8¦LC8a¦LRT9¦LRT10¦LRT12] 13LM [27¦30¦35¦40¦50]K [MVOLT¦120¦277] G4 [80¦90¦97]CRI [FD¦DALI¦DMX¦EZI¦EZ10¦EZB¦ZT¦GZ1¦AE1BN¦AE2**] [HN¦HM¦HW¦P¦NPR¦WPR] [CS¦CSS¦CD] | 803 | Downlight | 64.8 | 2021-02-01 | 2021-02-23 | Low | 1 | 64.8 | #N/A | #N/A | #N/A
Indy | [L4¦LRM4¦LLP4¦LC4¦LC4a¦L6¦LRM6¦LRT6¦LC6a¦L8¦LRM8¦LRT8¦LC8a¦LRT9¦LRT10¦LRT12] 15LM [27¦30¦35¦40¦50]K [MVOLT¦120¦277] G4 [80¦90¦97]CRI [FD¦DALI¦DMX¦EZI¦EZ10¦EZB¦ZT¦GZ1¦AE1BN¦AE2**] [HN¦HM¦HW¦P¦NPR¦WPR] [CS¦CSS¦CD] | 803 | Downlight | 64.8 | 2021-02-01 | 2021-02-26 | Low | 1 | 64.8 | #N/A | #N/A | #N/A
Intense | IHOL-4DRM1279-DIM-40/IRD400HZ-SF | 808 | Downlight | 64.8 | 2016-11-30 | 2017-02-07 | Low | 1 | 64.8 | #N/A | #N/A | #N/A
DMF Lighting | DRD2X06927**** | 581 | Downlight | 64.9 | 2018-06-01 | 2018-07-05 | Low | 1 | 64.9 | #N/A | #N/A | #N/A
Elite Lighting | RL275-600L-DIMTR-120-#K-90-** | 520 | Downlight | 65 | 2019-05-24 | 2019-07-23 | Low | 1 | 65 | #N/A | #N/A | #N/A
FDL | FDLED-3-8W-G-**-SMART | 520 | Downlight | 65 | 2019-04-01 | 2019-05-13 | Low | 1 | 65 | #N/A | #N/A | #N/A
WAC Lighting | R1BRD-08-F927-**** | 520 | Downlight | 65 | 2019-08-01 | 2019-08-21 | Low | 1 | 65 | #N/A | #N/A | #N/A
WAC Lighting | R1BRD-08-F930-**** | 520 | Downlight | 65 | 2019-08-01 | 2019-08-21 | Low | 1 | 65 | #N/A | #N/A | #N/A
WAC Lighting | R1BRD-08-F935-**** | 520 | Downlight | 65 | 2019-08-01 | 2019-08-21 | Low | 1 | 65 | #N/A | #N/A | #N/A
WAC Lighting | R1BRD-08-F940-**** | 520 | Downlight | 65 | 2019-08-01 | 2019-08-21 | Low | 1 | 65 | #N/A | #N/A | #N/A
WAC Lighting | R1BRD-08-N927-**** | 520 | Downlight | 65 | 2019-08-01 | 2019-08-21 | Low | 1 | 65 | #N/A | #N/A | #N/A
WAC Lighting | R1BRD-08-N930-**** | 520 | Downlight | 65 | 2019-08-01 | 2019-08-21 | Low | 1 | 65 | #N/A | #N/A | #N/A
WAC Lighting | R1BRD-08-N935-**** | 520 | Downlight | 65 | 2019-08-01 | 2019-08-21 | Low | 1 | 65 | #N/A | #N/A | #N/A
WAC Lighting | R1BRD-08-N940-**** | 520 | Downlight | 65 | 2019-08-01 | 2019-08-21 | Low | 1 | 65 | #N/A | #N/A | #N/A
WAC Lighting | R1BSD-08-F927-**** | 520 | Downlight | 65 | 2019-08-01 | 2019-08-21 | Low | 1 | 65 | #N/A | #N/A | #N/A
WAC Lighting | R1BSD-08-F930-**** | 520 | Downlight | 65 | 2019-08-01 | 2019-08-21 | Low | 1 | 65 | #N/A | #N/A | #N/A
WAC Lighting | R1BSD-08-F935-**** | 520 | Downlight | 65 | 2019-08-01 | 2019-08-21 | Low | 1 | 65 | #N/A | #N/A | #N/A
WAC Lighting | R1BSD-08-F940-**** | 520 | Downlight | 65 | 2019-08-01 | 2019-08-21 | Low | 1 | 65 | #N/A | #N/A | #N/A
WAC Lighting | R1BSD-08-N927-**** | 520 | Downlight | 65 | 2019-08-01 | 2019-08-21 | Low | 1 | 65 | #N/A | #N/A | #N/A
WAC Lighting | R1BSD-08-N930-**** | 520 | Downlight | 65 | 2019-08-01 | 2019-08-21 | Low | 1 | 65 | #N/A | #N/A | #N/A
WAC Lighting | R1BSD-08-N935-**** | 520 | Downlight | 65 | 2019-08-01 | 2019-08-21 | Low | 1 | 65 | #N/A | #N/A | #N/A
WAC Lighting | R1BSD-08-N940-**** | 520 | Downlight | 65 | 2019-08-01 | 2019-08-21 | Low | 1 | 65 | #N/A | #N/A | #N/A
NSL | LVLDL-04-27-WH-R-L | 585 | Downlight | 65 | 2016-07-26 | 2016-09-19 | Low | 1 | 65 | #N/A | #N/A | #N/A
Commercial Electric | CER4LICR4730DY27 | 624 | Downlight | 65 | 2016-05-01 | 2016-06-02 | Low | 1 | 65 | #N/A | #N/A | #N/A
AFX | SLMF04L30D1** | 650 | Downlight | 65 | 2020-05-20 | 2022-04-21 | Low | 1 | 65 | #N/A | #N/A | #N/A
luxrite | LR23700 | 650 | Downlight | 65 | 2017-07-20 | 2017-11-14 | Low | 1 | 65 | #N/A | #N/A | #N/A
luxrite | LR23701 | 650 | Downlight | 65 | 2017-07-20 | 2017-11-14 | Low | 1 | 65 | #N/A | #N/A | #N/A
luxrite | LR23702 | 650 | Downlight | 65 | 2017-07-20 | 2017-11-14 | Low | 1 | 65 | #N/A | #N/A | #N/A
luxrite | LR23703 | 650 | Downlight | 65 | 2017-07-20 | 2017-11-14 | Low | 1 | 65 | #N/A | #N/A | #N/A
luxrite | LR23704 | 650 | Downlight | 65 | 2017-07-20 | 2017-11-14 | Low | 1 | 65 | #N/A | #N/A | #N/A
luxrite | LR23705 | 650 | Downlight | 65 | 2017-07-20 | 2017-11-14 | Low | 1 | 65 | #N/A | #N/A | #N/A
ASD | ASD-LDLOBR-4D10AC-WH | 650 | Downlight | 65 | 2022-05-01 | 2022-05-10 | Low | 1 | 65 | #N/A | #N/A | #N/A
ASD | ASD-LDLOBS-4D10AC-WH | 650 | Downlight | 65 | 2022-05-01 | 2022-05-10 | Low | 1 | 65 | #N/A | #N/A | #N/A
ASD | ASD-LDS-4D1030-BZ | 650 | Downlight | 65 | 2020-05-01 | 2020-06-14 | Low | 1 | 65 | #N/A | #N/A | #N/A
ASD | ASD-LDS-4D1030-NK | 650 | Downlight | 65 | 2020-05-01 | 2020-06-14 | Low | 1 | 65 | #N/A | #N/A | #N/A
ASD | ASD-LDS-4D1030-WH | 650 | Downlight | 65 | 2020-05-01 | 2020-06-14 | Low | 1 | 65 | #N/A | #N/A | #N/A
ASD | ASD-LDS-4D1040-BZ | 650 | Downlight | 65 | 2020-05-01 | 2020-06-14 | Low | 1 | 65 | #N/A | #N/A | #N/A
ASD | ASD-LDS-4D1040-NK | 650 | Downlight | 65 | 2020-05-01 | 2020-06-14 | Low | 1 | 65 | #N/A | #N/A | #N/A
ASD | ASD-LDS-4D1040-WH | 650 | Downlight | 65 | 2020-05-01 | 2020-06-14 | Low | 1 | 65 | #N/A | #N/A | #N/A
ASD | ASD-LDS-4D1050-BZ | 650 | Downlight | 65 | 2020-05-01 | 2020-06-14 | Low | 1 | 65 | #N/A | #N/A | #N/A
ASD | ASD-LDS-4D1050-NK | 650 | Downlight | 65 | 2020-05-01 | 2020-06-14 | Low | 1 | 65 | #N/A | #N/A | #N/A
ASD | ASD-LDS-4D1050-WH | 650 | Downlight | 65 | 2020-05-01 | 2020-06-14 | Low | 1 | 65 | #N/A | #N/A | #N/A
ASD | ASD-LDS-4D10AC-** | 650 | Downlight | 65 | 2022-09-01 | 2022-08-22 | Low | 1 | 65 | #N/A | #N/A | #N/A
ESL Vision | ESL-DSK-4-10W-327 | 650 | Downlight | 65 | 2018-02-12 | 2017-02-08 | Low | 1 | 65 | #N/A | #N/A | #N/A
ESL Vision | ESL-WFR-4-10W-22750 | 650 | Downlight | 65 | 2019-06-01 | 2020-07-06 | Low | 1 | 65 | #N/A | #N/A | #N/A
ESL Vision | ESL-CCR-S4-10W-140 | 650 | Downlight | 65 | 2016-12-15 | 2016-12-09 | Low | 1 | 65 | #N/A | #N/A | #N/A
Illume | I-ELPRO5XX | 650 | Downlight | 65 | 2016-06-20 | 2016-08-08 | Low | 1 | 65 | #N/A | #N/A | #N/A
Earthtronics | LSLIM4CCTWH2 | 650 | Downlight | 65 | 2019-07-04 | 2019-07-10 | Low | 1 | 65 | #N/A | #N/A | #N/A
Earthtronics | LSLIM4CCTWH2 | 650 | Downlight | 65 | 2019-07-04 | 2019-07-10 | Low | 1 | 65 | #N/A | #N/A | #N/A
Earthtronics | LSLIM4CCTWH2 | 650 | Downlight | 65 | 2019-07-04 | 2019-07-10 | Low | 1 | 65 | #N/A | #N/A | #N/A
Earthtronics | LSLIM4CCTWH2 | 650 | Downlight | 65 | 2019-07-04 | 2019-07-10 | Low | 1 | 65 | #N/A | #N/A | #N/A
Earthtronics | LSLIM4CCTWH2 | 650 | Downlight | 65 | 2019-07-04 | 2019-07-10 | Low | 1 | 65 | #N/A | #N/A | #N/A
DALS Lighting Inc | 7005-YY-XX | 650 | Downlight | 65 | 2016-06-20 | 2016-08-08 | Low | 1 | 65 | #N/A | #N/A | #N/A
Globalux Lighting | SLDL2-4-11-120D-930-**-**** | 650 | Downlight | 65 | 2021-07-28 | 2022-06-09 | Low | 1 | 65 | #N/A | #N/A | #N/A
Globalux Lighting | LDL2S-4-11-120D-930-**-**** | 650 | Downlight | 65 | 2021-07-28 | 2022-06-09 | Low | 1 | 65 | #N/A | #N/A | #N/A
Globalux Lighting | LDL2S-4-11-120D-935-**-**** | 650 | Downlight | 65 | 2021-07-28 | 2022-06-09 | Low | 1 | 65 | #N/A | #N/A | #N/A
Globalux Lighting | LDL2S-4-11-120D-940-**-**** | 650 | Downlight | 65 | 2021-07-28 | 2022-06-09 | Low | 1 | 65 | #N/A | #N/A | #N/A
Globalux Lighting | LDL2S-4-11-120D-950-**-**** | 650 | Downlight | 65 | 2021-07-28 | 2022-06-09 | Low | 1 | 65 | #N/A | #N/A | #N/A
Globalux Lighting | LDL2-4-11-120D-930-** | 650 | Downlight | 65 | 2018-07-30 | 2018-08-29 | Low | 1 | 65 | #N/A | #N/A | #N/A
Globalux Lighting | LDL2-4-11-120D-935-** | 650 | Downlight | 65 | 2018-07-30 | 2018-08-29 | Low | 1 | 65 | #N/A | #N/A | #N/A
Globalux Lighting | LDL2-4-11-120D-940-** | 650 | Downlight | 65 | 2018-07-30 | 2018-08-29 | Low | 1 | 65 | #N/A | #N/A | #N/A
Globalux Lighting | LDL2-4-11-120D-950-** | 650 | Downlight | 65 | 2018-07-30 | 2018-08-29 | Low | 1 | 65 | #N/A | #N/A | #N/A
FEIT ELECTRIC | LEDR4JBX/6WYCA | 650 | Downlight | 65 | 2020-07-30 | 2020-07-29 | Low | 1 | 65 | #N/A | #N/A | #N/A
FEIT ELECTRIC | LEDR4JBX/930 | 650 | Downlight | 65 | 2020-06-05 | 2020-06-23 | Low | 1 | 65 | #N/A | #N/A | #N/A
Euri lighting | DLC4S-10W105se | 650 | Downlight | 65 | 2019-12-13 | 2020-01-12 | Low | 1 | 65 | #N/A | #N/A | #N/A
HENGTE | HT-G65ARRD4-910-27H-##1 | 650 | Downlight | 65 | 2019-12-17 | 2019-12-17 | Low | 1 | 65 | #N/A | #N/A | #N/A
HENGTE | HT-G65ASSD4-910-27H-##1 | 650 | Downlight | 65 | 2020-04-15 | 2020-04-16 | Low | 1 | 65 | #N/A | #N/A | #N/A
HENGTE | HT-G65BRRD4-810-27H-##5 | 650 | Downlight | 65 | 2020-04-25 | 2020-04-22 | Low | 1 | 65 | #N/A | #N/A | #N/A
HENGTE | HT-G65BRRD4-910-27H-##1 | 650 | Downlight | 65 | 2019-12-17 | 2019-12-17 | Low | 1 | 65 | #N/A | #N/A | #N/A
HENGTE | HT-G65BSSD4-910-27H-##1 | 650 | Downlight | 65 | 2019-12-17 | 2019-12-17 | Low | 1 | 65 | #N/A | #N/A | #N/A
HENGTE | HT-G6URRD4-910-27A-##5 | 650 | Downlight | 65 | 2020-03-31 | 2020-03-30 | Low | 1 | 65 | #N/A | #N/A | #N/A
HENGTE | HT-G6URRD4-910-30A-##5 | 650 | Downlight | 65 | 2020-03-31 | 2020-03-30 | Low | 1 | 65 | #N/A | #N/A | #N/A
HENGTE | HT-G6URRD4-910-35A-##5 | 650 | Downlight | 65 | 2020-03-31 | 2020-03-30 | Low | 1 | 65 | #N/A | #N/A | #N/A
HENGTE | HT-G6URRD4-910-40A-##5 | 650 | Downlight | 65 | 2020-03-31 | 2020-03-30 | Low | 1 | 65 | #N/A | #N/A | #N/A
HENGTE | HT-G6URRD4-910-50A-##5 | 650 | Downlight | 65 | 2020-03-31 | 2020-03-30 | Low | 1 | 65 | #N/A | #N/A | #N/A
Halco Lighting Technologies | 89107 | 650 | Downlight | 65 | 2021-06-04 | 2021-06-13 | Low | 1 | 65 | #N/A | #N/A | #N/A
Halco Lighting Technologies | 89140 | 650 | Downlight | 65 | 2022-08-26 | 2022-08-26 | Low | 1 | 65 | #N/A | #N/A | #N/A
ProLED | 82993 | 650 | Downlight | 65 | 2022-07-20 | 2022-07-01 | Low | 1 | 65 | #N/A | #N/A | #N/A
HENGTE | HT-G65URRD4-910-XXH-## | 650 | Downlight | 65 | 2019-06-12 | 2019-06-13 | Low | 1 | 65 | #N/A | #N/A | #N/A
HENGTE | HT-G31BRRD6-910-30H-##1 | 650 | Downlight | 65 | 2020-06-18 | 2020-06-17 | Low | 1 | 65 | #N/A | #N/A | #N/A
HENGTE | HT-G31BRRD6-910-35H-##1 | 650 | Downlight | 65 | 2020-06-18 | 2020-06-17 | Low | 1 | 65 | #N/A | #N/A | #N/A
HENGTE | HT-G31BRRD6-910-40H-##1 | 650 | Downlight | 65 | 2020-06-18 | 2020-06-17 | Low | 1 | 65 | #N/A | #N/A | #N/A
HENGTE | HT-G31BRRD6-910-50H-##1 | 650 | Downlight | 65 | 2020-06-18 | 2020-06-17 | Low | 1 | 65 | #N/A | #N/A | #N/A
Globalux Lighting | SLDL2-4-11-120D-935-**-**** | 650 | Downlight | 65 | 2021-07-28 | 2022-06-09 | Low | 1 | 65 | #N/A | #N/A | #N/A
Globalux Lighting | SLDL2-4-11-120D-940-**-**** | 650 | Downlight | 65 | 2021-07-28 | 2022-06-09 | Low | 1 | 65 | #N/A | #N/A | #N/A
Globalux Lighting | SLDL2-4-11-120D-950-**-**** | 650 | Downlight | 65 | 2021-07-28 | 2022-06-09 | Low | 1 | 65 | #N/A | #N/A | #N/A
Addington Park | 30812460 | 650 | Downlight | 65 | 2019-12-23 | 2020-01-09 | Low | 1 | 65 | #N/A | #N/A | #N/A
Addington Park | 30812464 | 650 | Downlight | 65 | 2019-12-23 | 2020-01-09 | Low | 1 | 65 | #N/A | #N/A | #N/A
Addington Park | 30812472 | 650 | Downlight | 65 | 2019-12-23 | 2020-01-09 | Low | 1 | 65 | #N/A | #N/A | #N/A
Home LUMINAIRE | 30812460 | 650 | Downlight | 65 | 2019-12-23 | 2020-01-09 | Low | 1 | 65 | #N/A | #N/A | #N/A
Home LUMINAIRE | 30812464 | 650 | Downlight | 65 | 2019-12-23 | 2020-01-09 | Low | 1 | 65 | #N/A | #N/A | #N/A
Home LUMINAIRE | 30812472 | 650 | Downlight | 65 | 2019-12-23 | 2020-01-09 | Low | 1 | 65 | #N/A | #N/A | #N/A
Sunbeam | 30812460 | 650 | Downlight | 65 | 2019-12-23 | 2020-01-09 | Low | 1 | 65 | #N/A | #N/A | #N/A
Sunbeam | 30812464 | 650 | Downlight | 65 | 2019-12-23 | 2020-01-09 | Low | 1 | 65 | #N/A | #N/A | #N/A
Sunbeam | 30812472 | 650 | Downlight | 65 | 2019-12-23 | 2020-01-09 | Low | 1 | 65 | #N/A | #N/A | #N/A
NDR Electric | RZR-CCT-FR400-WH | 650 | Downlight | 65 | 2021-09-01 | 2022-01-04 | Low | 1 | 65 | #N/A | #N/A | #N/A
NICOR LED | DSK43120SWH | 650 | Downlight | 65 | 2019-08-19 | 2019-10-23 | Low | 1 | 65 | #N/A | #N/A | #N/A
MORRIS | 72680A | 650 | Downlight | 65 | 2021-04-13 | 2021-05-24 | Low | 1 | 65 | #N/A | #N/A | #N/A
MW LED | MW-RP-4-10W(3000K) | 650 | Downlight | 65 | 2016-08-01 | 2016-08-31 | Low | 1 | 65 | #N/A | #N/A | #N/A
Genesis | MW-RSD410W-27/30/35/40/50K | 650 | Downlight | 65 | 2020-08-25 | 2020-08-25 | Low | 1 | 65 | #N/A | #N/A | #N/A
MW LIGHTING | MRSD410W-5CCT | 650 | Downlight | 65 | 2021-08-20 | 2021-12-20 | Low | 1 | 65 | #N/A | #N/A | #N/A
MW LIGHTING | MRSD410WBA-5CCT | 650 | Downlight | 65 | 2021-08-20 | 2021-12-17 | Low | 1 | 65 | #N/A | #N/A | #N/A
MW LIGHTING | MSSD410W-5CCT-G2 | 650 | Downlight | 65 | 2021-08-20 | 2021-12-09 | Low | 1 | 65 | #N/A | #N/A | #N/A
MW LIGHTING | MW-RSD410WBA-27/30/35/40/50K | 650 | Downlight | 65 | 2020-12-11 | 2020-12-15 | Low | 1 | 65 | #N/A | #N/A | #N/A
Light by Lotus | LBL-JB10W-5CCT-R-** | 650 | Downlight | 65 | 2022-11-02 | 2022-11-22 | Low | 1 | 65 | #N/A | #N/A | #N/A
Satco | S11261 | 650 | Downlight | 65 | 2020-08-25 | 2021-01-05 | Low | 1 | 65 | #N/A | #N/A | #N/A
Satco | S11279 | 650 | Downlight | 65 | 2022-02-15 | 2022-09-20 | Low | 1 | 65 | #N/A | #N/A | #N/A
RAB | DLS0081(SUMOFA-5R-10-9CCT-120-W) | 650 | Downlight | 65 | 2021-10-27 | 2021-12-20 | Low | 1 | 65 | #N/A | #N/A | #N/A
RAB | DLS0083(SUMOFA-5S-10-9CCT-120-W) | 650 | Downlight | 65 | 2021-10-27 | 2021-12-20 | Low | 1 | 65 | #N/A | #N/A | #N/A
Satco | S11826 | 650 | Downlight | 65 | 2020-11-10 | 2020-11-17 | Low | 1 | 65 | #N/A | #N/A | #N/A
RZ lighting | DL337-4-10W-P5 | 650 | Downlight | 65 | 2022-07-07 | 2022-09-20 | Low | 1 | 65 | #N/A | #N/A | #N/A
NaturaLED | LED4DLR-65L9CCT5 | 650 | Downlight | 65 | 2021-10-28 | 2021-11-05 | Low | 1 | 65 | #N/A | #N/A | #N/A
NaturaLED | LED4DLS-65L9CCT5 | 650 | Downlight | 65 | 2021-10-28 | 2021-11-05 | Low | 1 | 65 | #N/A | #N/A | #N/A
Superior Life | 93090 | 650 | Downlight | 65 | 2019-06-01 | 2020-05-11 | Low | 1 | 65 | #N/A | #N/A | #N/A
PETEME, SAUDIO, SGOE, LKV, vaiseke, Lurious, Wudwink | SG-SML10W-C02 | 650 | Downlight | 65 | 2022-09-21 | 2022-10-20 | Low | 1 | 65 | #N/A | #N/A | #N/A
Sunco Lighting | DL_SL4-10W-27K_5K-#PK | 650 | Downlight | 65 | 2021-04-30 | 2021-04-30 | Low | 1 | 65 | #N/A | #N/A | #N/A
Sunco Lighting | DL_SL4-10W-27K-#PK | 650 | Downlight | 65 | 2019-11-06 | 2019-11-14 | Low | 1 | 65 | #N/A | #N/A | #N/A
Sunco Lighting | DL_SLBF4-10W-27K-#PK | 650 | Downlight | 65 | 2021-05-08 | 2021-05-28 | Low | 1 | 65 | #N/A | #N/A | #N/A
Sunco Lighting | DL_SLBF4-10W-3K-#PK | 650 | Downlight | 65 | 2021-05-08 | 2021-05-28 | Low | 1 | 65 | #N/A | #N/A | #N/A
Sunco Lighting | DL_SLBF4-10W-4K-#PK | 650 | Downlight | 65 | 2021-05-08 | 2021-05-28 | Low | 1 | 65 | #N/A | #N/A | #N/A
Sunco Lighting | DL_SLBF4-10W-5K-#PK | 650 | Downlight | 65 | 2021-05-08 | 2021-05-28 | Low | 1 | 65 | #N/A | #N/A | #N/A
LIGHT THE FUTURE | D404-N-XXXX | 650 | Downlight | 65 | 2016-03-07 | 2016-03-10 | Low | 1 | 65 | #N/A | #N/A | #N/A
Sunco Lighting | DL_SLIJ4--10W-27K-#PK | 650 | Downlight | 65 | 2022-08-04 | 2022-09-07 | Low | 1 | 65 | #N/A | #N/A | #N/A
Sunlite | 82056 | 650 | Downlight | 65 | 2018-11-26 | 2018-12-21 | Low | 1 | 65 | #N/A | #N/A | #N/A
Sunlite | 82057 | 650 | Downlight | 65 | 2018-11-26 | 2018-12-21 | Low | 1 | 65 | #N/A | #N/A | #N/A
Sunlite | 82072 | 650 | Downlight | 65 | 2018-11-26 | 2018-12-21 | Low | 1 | 65 | #N/A | #N/A | #N/A
Sunlite | 82073 | 650 | Downlight | 65 | 2018-11-26 | 2018-12-21 | Low | 1 | 65 | #N/A | #N/A | #N/A
Sunlite | 82075 | 650 | Downlight | 65 | 2018-11-26 | 2018-12-21 | Low | 1 | 65 | #N/A | #N/A | #N/A
Sunlite | 82078 | 650 | Downlight | 65 | 2018-11-26 | 2018-12-21 | Low | 1 | 65 | #N/A | #N/A | #N/A
Sunlite | 87708 | 650 | Downlight | 65 | 2022-01-08 | 2022-05-23 | Low | 1 | 65 | #N/A | #N/A | #N/A
LIGHT THE FUTURE | D234-90-2700 | 650 | Downlight | 65 | 2018-08-28 | 2018-08-29 | Low | 1 | 65 | #N/A | #N/A | #N/A
OREiN | OL0900977 | 650 | Downlight | 65 | 2022-06-07 | 2022-06-13 | Low | 1 | 65 | #N/A | #N/A | #N/A
YUURTA | YT_4_10W(3000K) | 650 | Downlight | 65 | 2016-09-16 | 2016-12-15 | Low | 1 | 65 | #N/A | #N/A | #N/A
Standard | LED/DL4/10W/27K/RETRO/BLK/STD | 650 | Downlight | 65 | 2015-06-20 | 2015-07-06 | Low | 1 | 65 | #N/A | #N/A | #N/A
Standard | LED/DL4/10W/27K/RETRO/GRY/STD | 650 | Downlight | 65 | 2015-06-20 | 2015-07-06 | Low | 1 | 65 | #N/A | #N/A | #N/A
Standard | LED/DL4/10W/27K/RETRO/WH/STD | 650 | Downlight | 65 | 2015-06-20 | 2015-07-06 | Low | 1 | 65 | #N/A | #N/A | #N/A
Standard | LED/DL4/10W/30K/RETRO/BLK/STD | 650 | Downlight | 65 | 2015-06-20 | 2015-07-06 | Low | 1 | 65 | #N/A | #N/A | #N/A
Standard | LED/DL4/10W/30K/RETRO/GRY/STD | 650 | Downlight | 65 | 2015-06-20 | 2015-07-06 | Low | 1 | 65 | #N/A | #N/A | #N/A
Standard | LED/DL4/10W/30K/RETRO/WH/STD | 650 | Downlight | 65 | 2015-06-20 | 2015-07-06 | Low | 1 | 65 | #N/A | #N/A | #N/A
Standard | LED/DL4/10W/40K/RETRO/BLK/STD | 650 | Downlight | 65 | 2015-06-20 | 2015-07-06 | Low | 1 | 65 | #N/A | #N/A | #N/A
Standard | LED/DL4/10W/40K/RETRO/GRY/STD | 650 | Downlight | 65 | 2015-06-20 | 2015-07-06 | Low | 1 | 65 | #N/A | #N/A | #N/A
Standard | LED/DL4/10W/40K/RETRO/WH/STD | 650 | Downlight | 65 | 2015-06-20 | 2015-07-06 | Low | 1 | 65 | #N/A | #N/A | #N/A
SLG Lighting | DF 4R 7 G1 9FS | 650 | Downlight | 65 | 2020-03-27 | 2020-04-01 | Low | 1 | 65 | #N/A | #N/A | #N/A
SLG Lighting | DF 4S 7 G1 9FS | 650 | Downlight | 65 | 2020-03-27 | 2020-04-01 | Low | 1 | 65 | #N/A | #N/A | #N/A
TORCHSTAR | SJ1DL4D-10W27RTV2 | 650 | Downlight | 65 | 2019-11-29 | 2019-12-11 | Low | 1 | 65 | #N/A | #N/A | #N/A
LIGHT THE FUTURE | D654-N-90-2700 | 650 | Downlight | 65 | 2017-11-10 | 2017-11-03 | Low | 1 | 65 | #N/A | #N/A | #N/A
LIGHT THE FUTURE | D704-N-XXXX | 650 | Downlight | 65 | 2016-03-07 | 2016-03-10 | Low | 1 | 65 | #N/A | #N/A | #N/A
LIGHT THE FUTURE | D706-N-XXXX | 650 | Downlight | 65 | 2016-03-07 | 2016-03-10 | Low | 1 | 65 | #N/A | #N/A | #N/A
Commercial Electric | 1005591792 | 650 | Downlight | 65 | 2020-08-21 | 2020-08-19 | Low | 1 | 65 | #N/A | #N/A | #N/A
Commercial Electric | 1005591797 | 650 | Downlight | 65 | 2020-08-21 | 2020-08-19 | Low | 1 | 65 | #N/A | #N/A | #N/A
LIGHT THE FUTURE | D724-CCT-N-90-**-* | 650 | Downlight | 65 | 2022-05-30 | 2022-04-11 | Low | 1 | 65 | #N/A | #N/A | #N/A
LIGHT THE FUTURE | D724-N-*-90-2700 | 650 | Downlight | 65 | 2018-08-28 | 2018-08-29 | Low | 1 | 65 | #N/A | #N/A | #N/A
LIGHT THE FUTURE | D834-CCT-N-90-**-* | 650 | Downlight | 65 | 2022-05-30 | 2022-04-11 | Low | 1 | 65 | #N/A | #N/A | #N/A
LIGHT THE FUTURE | D834-N-90-2700-** | 650 | Downlight | 65 | 2022-10-06 | 2022-11-30 | Low | 1 | 65 | #N/A | #N/A | #N/A
LIGHT THE FUTURE | D834-N-90-3000-** | 650 | Downlight | 65 | 2022-10-06 | 2022-11-30 | Low | 1 | 65 | #N/A | #N/A | #N/A
LIGHT THE FUTURE | D834-N-90-3500-** | 650 | Downlight | 65 | 2022-10-06 | 2022-11-30 | Low | 1 | 65 | #N/A | #N/A | #N/A
LIGHT THE FUTURE | D834-N-90-4000-** | 650 | Downlight | 65 | 2022-10-06 | 2022-11-30 | Low | 1 | 65 | #N/A | #N/A | #N/A
LIGHT THE FUTURE | D834-N-90-5000-** | 650 | Downlight | 65 | 2022-10-06 | 2022-11-30 | Low | 1 | 65 | #N/A | #N/A | #N/A
LIGHT THE FUTURE | D406-N-XXXX | 650 | Downlight | 65 | 2016-03-07 | 2016-03-10 | Low | 1 | 65 | #N/A | #N/A | #N/A
LIGHT THE FUTURE | D904-CCT-90 | 650 | Downlight | 65 | 2019-06-01 | 2019-11-11 | Low | 1 | 65 | #N/A | #N/A | #N/A
Wen Lighting | WEN-D234-90-2700 | 650 | Downlight | 65 | 2018-07-13 | 2018-07-13 | Low | 1 | 65 | #N/A | #N/A | #N/A
Westinghouse Lighting | 50971 | 650 | Downlight | 65 | 2020-04-07 | 2020-04-08 | Low | 1 | 65 | #N/A | #N/A | #N/A
Westinghouse Lighting | 52011 | 650 | Downlight | 65 | 2020-04-07 | 2020-04-15 | Low | 1 | 65 | #N/A | #N/A | #N/A
Westinghouse Lighting | 52260 | 650 | Downlight | 65 | 2020-04-07 | 2020-04-07 | Low | 1 | 65 | #N/A | #N/A | #N/A
Halo | HLA406VWFL9FS1EMWR | 660 | Downlight | 65 | 2019-02-20 | 2019-02-21 | Low | 1 | 65 | #N/A | #N/A | #N/A
Satco | S9503-XXXXX-YYYYY | 682 | Downlight | 65 | 2015-12-15 | 2015-12-15 | Low | 1 | 65 | #N/A | #N/A | #N/A
Juno Lighting | JKWT4 RD 06LM 30K 90W | 689 | Downlight | 65 | 2017-06-20 | 2017-05-26 | Low | 1 | 65 | #N/A | #N/A | #N/A
ASD | ASD-JBR-4D12AC-** | 780 | Downlight | 65 | 2022-09-01 | 2022-08-23 | Low | 1 | 65 | #N/A | #N/A | #N/A
NSL | LVLDL-06-27-WH-R-L | 780 | Downlight | 65 | 2016-07-26 | 2016-09-19 | Low | 1 | 65 | #N/A | #N/A | #N/A
Ortech | SLIM4DGR-5CCT** | 780 | Downlight | 65 | 2022-01-24 | 2022-01-25 | Low | 1 | 65 | #N/A | #N/A | #N/A
LIGHT THE FUTURE | D964-CCT-90-**-GB | 780 | Downlight | 65 | 2022-09-08 | 2022-11-11 | Low | 1 | 65 | #N/A | #N/A | #N/A
LIGHT THE FUTURE | D904-CCT-90-**-R | 780 | Downlight | 65 | 2022-07-05 | 2022-06-30 | Low | 1 | 65 | #N/A | #N/A | #N/A
LIGHT THE FUTURE | D904-CCT-90-**-SR | 780 | Downlight | 65 | 2022-09-02 | 2022-08-30 | Low | 1 | 65 | #N/A | #N/A | #N/A
FOXSUN | FX-DL6-12W-27-QD | 780 | Downlight | 65 | 2018-12-14 | 2019-01-18 | Low | 1 | 65 | #N/A | #N/A | #N/A
LIGHT THE FUTURE | D716-N-KT-2700 | 975 | Downlight | 65 | 2016-09-19 | 2016-09-16 | Low | 1 | 65 | #N/A | #N/A | #N/A
LIGHT THE FUTURE | D716-N-KT-3000 | 975 | Downlight | 65 | 2016-09-19 | 2016-09-16 | Low | 1 | 65 | #N/A | #N/A | #N/A
LIGHT THE FUTURE | D716-N-KT-3500 | 975 | Downlight | 65 | 2016-09-19 | 2016-09-16 | Low | 1 | 65 | #N/A | #N/A | #N/A
LIGHT THE FUTURE | D716-N-KT-4000 | 975 | Downlight | 65 | 2016-09-19 | 2016-09-16 | Low | 1 | 65 | #N/A | #N/A | #N/A
LIGHT THE FUTURE | D716-N-KT-5000 | 975 | Downlight | 65 | 2016-09-19 | 2016-09-16 | Low | 1 | 65 | #N/A | #N/A | #N/A
Lithonia Lighting | LK4G2MW LED | 534 | Downlight | 65.1 | 2014-05-01 | 2014-05-16 | Low | 1 | 65.1 | #N/A | #N/A | #N/A
Juno Lighting | JKWT3 RD 05LM 30K 90W | 540 | Downlight | 65.1 | 2017-06-20 | 2017-06-15 | Low | 1 | 65.1 | #N/A | #N/A | #N/A
Lithonia Lighting | WF3 LED 30K 90CRI MW | 540 | Downlight | 65.1 | 2019-04-01 | 2017-06-15 | Low | 1 | 65.1 | #N/A | #N/A | #N/A
Indy | SD4 11LM [27¦30¦35¦40]K MVOLT G5 80CRI [F¦BP¦CP¦D¦CS¦CSS¦CD¦PF¦WET¦FM] | 866 | Downlight | 65.1 | 2016-12-01 | 2017-02-09 | Low | 1 | 65.1 | #N/A | #N/A | #N/A
Liteharbor | BL4-FM55-**(3000K) | 685 | Downlight | 65.2 | 2018-04-24 | 2019-12-17 | Low | 1 | 65.2 | #N/A | #N/A | #N/A
Liteharbor | BL4-FM55-**(3000K) | 685 | Downlight | 65.2 | 2021-04-01 | 2021-05-02 | Low | 1 | 65.2 | #N/A | #N/A | #N/A
Liteharbor | BL4-FM55-**(3500K) | 685 | Downlight | 65.2 | 2018-04-24 | 2019-12-17 | Low | 1 | 65.2 | #N/A | #N/A | #N/A
Liteharbor | BL4-FM55-**(3500K) | 685 | Downlight | 65.2 | 2021-04-01 | 2021-05-02 | Low | 1 | 65.2 | #N/A | #N/A | #N/A
Liteharbor | BL4-FM55-**(4000K) | 685 | Downlight | 65.2 | 2018-04-24 | 2019-12-17 | Low | 1 | 65.2 | #N/A | #N/A | #N/A
Liteharbor | BL4-FM55-**(4000K) | 685 | Downlight | 65.2 | 2021-04-01 | 2021-05-02 | Low | 1 | 65.2 | #N/A | #N/A | #N/A
Liteharbor | BL4-FM55-**(5000K) | 685 | Downlight | 65.2 | 2018-04-24 | 2019-12-17 | Low | 1 | 65.2 | #N/A | #N/A | #N/A
Liteharbor | BL4-FM55-**(5000K) | 685 | Downlight | 65.2 | 2021-04-01 | 2021-05-02 | Low | 1 | 65.2 | #N/A | #N/A | #N/A
Halo | HLB4S069401EMWR | 704 | Downlight | 65.2 | 2018-12-14 | 2018-12-19 | Low | 1 | 65.2 | #N/A | #N/A | #N/A
Kichler | 43855**LED27T | 796 | Downlight | 65.2 | 2017-04-01 | 2017-03-13 | Low | 1 | 65.2 | #N/A | #N/A | #N/A
Commercial Electric | ND04aGRTZQW25 | 815 | Downlight | 65.2 | 2021-02-01 | 2021-02-01 | Low | 1 | 65.2 | #N/A | #N/A | #N/A
Commercial Electric | ND04aGRTZQW25 | 815 | Downlight | 65.2 | 2022-01-30 | 2022-02-23 | Low | 1 | 65.2 | #N/A | #N/A | #N/A
Liteharbor | BL6-FM7-**(3000K) | 880 | Downlight | 65.2 | 2018-04-24 | 2019-12-17 | Low | 1 | 65.2 | #N/A | #N/A | #N/A
Liteharbor | BL6-FM7-**(3000K) | 880 | Downlight | 65.2 | 2021-04-01 | 2021-05-02 | Low | 1 | 65.2 | #N/A | #N/A | #N/A
Liteharbor | BL6-FM7-**(3500K) | 880 | Downlight | 65.2 | 2018-04-24 | 2019-12-17 | Low | 1 | 65.2 | #N/A | #N/A | #N/A
Liteharbor | BL6-FM7-**(3500K) | 880 | Downlight | 65.2 | 2021-04-01 | 2021-05-02 | Low | 1 | 65.2 | #N/A | #N/A | #N/A
Liteharbor | BL6-FM7-**(4000K) | 880 | Downlight | 65.2 | 2018-04-24 | 2019-12-17 | Low | 1 | 65.2 | #N/A | #N/A | #N/A
Liteharbor | BL6-FM7-**(4000K) | 880 | Downlight | 65.2 | 2021-04-01 | 2021-05-02 | Low | 1 | 65.2 | #N/A | #N/A | #N/A
Liteharbor | BL6-FM7-**(5000K) | 880 | Downlight | 65.2 | 2018-04-24 | 2019-12-17 | Low | 1 | 65.2 | #N/A | #N/A | #N/A
Liteharbor | BL6-FM7-**(5000K) | 880 | Downlight | 65.2 | 2021-04-01 | 2021-05-02 | Low | 1 | 65.2 | #N/A | #N/A | #N/A
Satco | S9361 | 880 | Downlight | 65.2 | 2016-06-11 | 2016-06-11 | Low | 1 | 65.2 | #N/A | #N/A | #N/A
SATCO/NUVO | S29361 | 880 | Downlight | 65.2 | 2018-04-18 | 2018-07-17 | Low | 1 | 65.2 | #N/A | #N/A | #N/A
Tamlite Lighting | CLY6-CCTA/WH | 880 | Downlight | 65.2 | 2022-02-26 | 2022-03-10 | Low | 1 | 65.2 | #N/A | #N/A | #N/A
Nora Lighting | NELOCAC-6RL130W | 978 | Downlight | 65.2 | 2022-06-01 | 2022-06-27 | Low | 1 | 65.2 | #N/A | #N/A | #N/A
Nora Lighting | NELOCAC-6RL135W | 978 | Downlight | 65.2 | 2022-06-01 | 2022-06-27 | Low | 1 | 65.2 | #N/A | #N/A | #N/A
Nora Lighting | NELOCAC-6RL140W | 978 | Downlight | 65.2 | 2022-06-01 | 2022-06-27 | Low | 1 | 65.2 | #N/A | #N/A | #N/A
Nora Lighting | NELOCAC-6RL150W | 978 | Downlight | 65.2 | 2022-06-01 | 2022-06-27 | Low | 1 | 65.2 | #N/A | #N/A | #N/A
RAB Lighting Inc | RDLED2AR8-20YYHC-TB | 535 | Downlight | 65.3 | 2016-06-08 | 2016-11-23 | Low | 1 | 65.3 | #N/A | #N/A | #N/A
Lithonia Lighting | WF4 ADJ LED [27K30K35K¦30K40K50K] [ ¦MVOLT] [MW¦MB¦BN¦ORB¦SN] | 601 | Downlight | 65.3 | 2019-02-22 | 2019-02-22 | Low | 1 | 65.3 | #N/A | #N/A | #N/A
RP Lighting+Fans | 4328-1**-3K | 980 | Downlight | 65.3 | 2021-03-31 | 2021-04-27 | Low | 1 | 65.3 | #N/A | #N/A | #N/A
RP Lighting+Fans | 4328-1**-4K | 980 | Downlight | 65.3 | 2021-03-31 | 2021-04-27 | Low | 1 | 65.3 | #N/A | #N/A | #N/A
RP Lighting+Fans | 4328-1**-5K | 980 | Downlight | 65.3 | 2021-03-31 | 2021-04-27 | Low | 1 | 65.3 | #N/A | #N/A | #N/A
EnerGreen Technologies | EGT-DLA2-4-9W-120V | 589 | Downlight | 65.4 | 2018-10-10 | 2018-11-30 | Low | 1 | 65.4 | #N/A | #N/A | #N/A
WT LIGHTING | Z4C-9 | 589 | Downlight | 65.4 | 2018-04-23 | 2018-05-11 | Low | 1 | 65.4 | #N/A | #N/A | #N/A
Portor Lighting | PT-DLS2-S-6I-12W-5CCT | 785 | Downlight | 65.4 | 2022-04-28 | 2022-06-06 | Low | 1 | 65.4 | #N/A | #N/A | #N/A
FEIT ELECTRIC | LEDR6XT/6WYCA | 850 | Downlight | 65.4 | 2022-05-31 | 2022-10-14 | Low | 1 | 65.4 | #N/A | #N/A | #N/A
FEIT ELECTRIC | LEDR6XT/ADJ/6WYCA | 850 | Downlight | 65.4 | 2020-10-15 | 2021-01-15 | Low | 1 | 65.4 | #N/A | #N/A | #N/A
NDR Electric | RZR-CCT27-600-WH | 850 | Downlight | 65.4 | 2022-05-05 | 2022-06-13 | Low | 1 | 65.4 | #N/A | #N/A | #N/A
Utilitech | 1500769 | 850 | Downlight | 65.4 | 2019-11-04 | 2019-11-01 | Low | 1 | 65.4 | #N/A | #N/A | #N/A
Utilitech | 1500761 | 850 | Downlight | 65.4 | 2019-11-04 | 2019-11-01 | Low | 1 | 65.4 | #N/A | #N/A | #N/A
RAB | DLS0086(SUMOFA-7S-13-9CCT-120-W) | 850 | Downlight | 65.4 | 2021-10-27 | 2021-12-20 | Low | 1 | 65.4 | #N/A | #N/A | #N/A
RAB | WFRL6R139TW120WB-SS-NS/LCB | 850 | Downlight | 65.4 | 2022-08-31 | 2022-11-04 | Low | 1 | 65.4 | #N/A | #N/A | #N/A
WT LIGHTING | CR6(2700K) | 981 | Downlight | 65.4 | 2017-08-15 | 2017-09-04 | Low | 1 | 65.4 | #N/A | #N/A | #N/A
Lumenpulse Lighting | LCR[N¦S]-ESR-[FD¦SH]-[120¦277]-[R¦S]-L07-[27¦30¦35¦40]K-90-[NS¦N¦NFR]-[DA1¦DA2¦PDA1¦PDA2¦PH]-[SB¦MB¦DB¦DR]-[MWH¦MBK¦NKS¦DCH¦BCH]-[RD¦SR¦TLR¦SQ¦TLS]-[MWH¦MBK¦NKS¦CC¦SP]-[PC¦IC¦IC/AT]-[1¦2]-[blank¦EBB¦EBI¦WET]-NA | 543 | Downlight | 65.5 | 2019-11-11 | 2019-11-12 | Low | 1 | 65.5 | #N/A | #N/A | #N/A
Halo | SMD4R6930WH*-* | 639 | Downlight | 65.5 | 2020-05-25 | 2020-05-27 | Low | 1 | 65.5 | #N/A | #N/A | #N/A
Halo | RA5606927WH | 642 | Downlight | 65.5 | 2013-10-31 | 2017-10-16 | Low | 1 | 65.5 | #N/A | #N/A | #N/A
NDR Electric | RZR-500-11W-27K-WH | 720 | Downlight | 65.5 | 2018-05-04 | 2018-07-03 | Low | 1 | 65.5 | #N/A | #N/A | #N/A
Commercial Electric | CER407943AK50WH | 720 | Downlight | 65.5 | 2021-02-01 | 2021-02-18 | Low | 1 | 65.5 | #N/A | #N/A | #N/A
LOTUS LED LIGHTS | LL4RR-27K | 950 | Downlight | 65.5 | 2018-12-17 | 2018-12-13 | Low | 1 | 65.5 | #N/A | #N/A | #N/A
LOTUS LED LIGHTS | LL4SR-40K | 950 | Downlight | 65.5 | 2018-12-17 | 2018-12-26 | Low | 1 | 65.5 | #N/A | #N/A | #N/A
KODA | LM030081 | 970 | Downlight | 65.5 | 2021-06-20 | 2021-06-29 | Low | 1 | 65.5 | #N/A | #N/A | #N/A
Etlin-Daniels | DLED-104-B1-103D | 590 | Downlight | 65.6 | 2016-06-03 | 2016-08-24 | Low | 1 | 65.6 | #N/A | #N/A | #N/A
Juno | IC20LED G4 09LM [27¦30¦35¦40]K 90CRI 120 FRPC | 787 | Downlight | 65.6 | 2016-01-01 | 2017-02-14 | Low | 1 | 65.6 | #N/A | #N/A | #N/A
Green Creative | [Blank¦SPFT*#]LES90##[DIM010UNV¦KDIM010UNV]**/AD*#** | 820 | Downlight | 65.6 | 2020-09-15 | 2020-09-30 | Low | 1 | 65.6 | #N/A | #N/A | #N/A
Green Creative | [Blank¦SPFT*#]LES90##KDIM120V**/AD*#** | 820 | Downlight | 65.6 | 2020-09-15 | 2020-09-29 | Low | 1 | 65.6 | #N/A | #N/A | #N/A
MAXIM | 57660WTWT | 820 | Downlight | 65.6 | 2019-07-31 | 2019-09-17 | Low | 1 | 65.6 | #N/A | #N/A | #N/A
Royal Pacific | 8536**-90-27K | 919 | Downlight | 65.6 | 2016-08-03 | 2016-10-17 | Low | 1 | 65.6 | #N/A | #N/A | #N/A
Halo | SMD4R6927WH*-* | 649 | Downlight | 65.7 | 2020-05-25 | 2020-05-27 | Low | 1 | 65.7 | #N/A | #N/A | #N/A
ConTech Lighting | R2RMWD1[MVD,MVD4][M,F] | 895 | Downlight | 65.7 | 2021-01-04 | 2021-01-14 | Low | 1 | 65.7 | #N/A | #N/A | #N/A
ConTech Lighting | RN2RMWD1[MVD,MVD4][M,F] | 895 | Downlight | 65.7 | 2021-01-04 | 2021-01-14 | Low | 1 | 65.7 | #N/A | #N/A | #N/A
Philips Lightolier | FD6R09930TE1W | 900 | Downlight | 65.7 | 2017-06-16 | 2017-06-19 | Low | 1 | 65.7 | #N/A | #N/A | #N/A
Philips Lightolier | FD6S09930TE1W | 900 | Downlight | 65.7 | 2017-06-16 | 2017-06-19 | Low | 1 | 65.7 | #N/A | #N/A | #N/A
Lightolier | C2L09DL930E1 / C2LDLCCD* | 908 | Downlight | 65.7 | 2018-05-02 | 2018-05-02 | Low | 1 | 65.7 | #N/A | #N/A | #N/A
Lightolier | C2L09DL930RZ10U / C2LDLCCD* | 908 | Downlight | 65.7 | 2018-05-02 | 2018-05-02 | Low | 1 | 65.7 | #N/A | #N/A | #N/A
Lightolier | C2LIC / C2L09DL930E1 / C2LDLCCD* | 908 | Downlight | 65.7 | 2018-05-02 | 2018-05-02 | Low | 1 | 65.7 | #N/A | #N/A | #N/A
Lightolier | C2LIC / C2L09DL930RZ10U / C2LDLCCD* | 908 | Downlight | 65.7 | 2018-05-02 | 2018-05-02 | Low | 1 | 65.7 | #N/A | #N/A | #N/A
Dals | RGR4-CC-** | 920 | Downlight | 65.7 | 2021-04-01 | 2021-08-23 | Low | 1 | 65.7 | #N/A | #N/A | #N/A
WAC Lighting | R6ERDR-W930-** | 920 | Downlight | 65.7 | 2019-06-01 | 2019-04-16 | Low | 1 | 65.7 | #N/A | #N/A | #N/A
WAC Lighting | R6ERDR-W935-** | 920 | Downlight | 65.7 | 2019-06-01 | 2019-04-16 | Low | 1 | 65.7 | #N/A | #N/A | #N/A
WAC Lighting | R6ERDR-W940-** | 920 | Downlight | 65.7 | 2019-06-01 | 2019-04-16 | Low | 1 | 65.7 | #N/A | #N/A | #N/A
Gotham | ICO [ ¦SQADJ¦SQADJ¦[27¦30¦35¦40]/15 4AR [T00¦T30¦T40] [LD¦LSS] [10D¦15D¦20D¦25D¦30D¦35D¦40D¦45D¦50D] [EZ10¦ECOD] [ ¦90]CRI | 979 | Downlight | 65.7 | 2020-04-06 | 2020-05-04 | Low | 1 | 65.7 | #N/A | #N/A | #N/A
H E Williams Inc | 2DR-L7/850-[none¦ATH¦F]-OM-OF-CS-[DIM¦DIM1]-N-[F1¦BA1¦CA1] | 545 | Downlight | 65.8 | 2020-07-20 | 2020-07-23 | Low | 1 | 65.8 | #N/A | #N/A | #N/A
H E Williams Inc | 2DR-L7/927-[none¦ATH¦F]-OM-OF-CS-[DIM¦DIM1]-N-[F1¦BA1¦CA1] | 545 | Downlight | 65.8 | 2020-07-20 | 2020-07-23 | Low | 1 | 65.8 | #N/A | #N/A | #N/A
H E Williams Inc | 2DR-L7/930-[none¦ATH¦F]-OM-OF-CS-[DIM¦DIM1]-N-[F1¦BA1¦CA1] | 545 | Downlight | 65.8 | 2020-07-20 | 2020-07-23 | Low | 1 | 65.8 | #N/A | #N/A | #N/A
H E Williams Inc | 2DR-L7/935-[none¦ATH¦F]-OM-OF-CS-[DIM¦DIM1]-N-[F1¦BA1¦CA1] | 545 | Downlight | 65.8 | 2020-07-20 | 2020-07-23 | Low | 1 | 65.8 | #N/A | #N/A | #N/A
H E Williams Inc | 2DR-L7/940-[none¦ATH¦F]-OM-OF-CS-[DIM¦DIM1]-N-[F1¦BA1¦CA1] | 545 | Downlight | 65.8 | 2020-07-20 | 2020-07-23 | Low | 1 | 65.8 | #N/A | #N/A | #N/A
H E Williams Inc | 2DR-L7/950-[none¦ATH¦F]-OM-OF-CS-[DIM¦DIM1]-N-[F1¦BA1¦CA1] | 545 | Downlight | 65.8 | 2020-07-20 | 2020-07-23 | Low | 1 | 65.8 | #N/A | #N/A | #N/A
H E Williams Inc | 2DS-L7/827-[none¦ATH¦F]-[L¦R]W-[O¦Z]F-WH-[DIM¦DIM1]-N-[F1¦BA1¦CA1] | 545 | Downlight | 65.8 | 2020-07-20 | 2020-07-23 | Low | 1 | 65.8 | #N/A | #N/A | #N/A
H E Williams Inc | 2DS-L7/830-[none¦ATH¦F]-[L¦R]W-[O¦Z]F-WH-[DIM¦DIM1]-N-[F1¦BA1¦CA1] | 545 | Downlight | 65.8 | 2020-07-20 | 2020-07-23 | Low | 1 | 65.8 | #N/A | #N/A | #N/A
H E Williams Inc | 2DS-L7/835-[none¦ATH¦F]-[L¦R]W-[O¦Z]F-WH-[DIM¦DIM1]-N-[F1¦BA1¦CA1] | 545 | Downlight | 65.8 | 2020-07-20 | 2020-07-23 | Low | 1 | 65.8 | #N/A | #N/A | #N/A
H E Williams Inc | 2DS-L7/840-[none¦ATH¦F]-[L¦R]W-[O¦Z]F-WH-[DIM¦DIM1]-N-[F1¦BA1¦CA1] | 545 | Downlight | 65.8 | 2020-07-20 | 2020-07-23 | Low | 1 | 65.8 | #N/A | #N/A | #N/A
H E Williams Inc | 2DS-L7/850-[none¦ATH¦F]-[L¦R]W-[O¦Z]F-WH-[DIM¦DIM1]-N-[F1¦BA1¦CA1] | 545 | Downlight | 65.8 | 2020-07-20 | 2020-07-23 | Low | 1 | 65.8 | #N/A | #N/A | #N/A
H E Williams Inc | 2DS-L7/927-[none¦ATH¦F]-[L¦R]W-[O¦Z]F-WH-[DIM¦DIM1]-N-[F1¦BA1¦CA1] | 545 | Downlight | 65.8 | 2020-07-20 | 2020-07-23 | Low | 1 | 65.8 | #N/A | #N/A | #N/A
H E Williams Inc | 2DS-L7/930-[none¦ATH¦F]-[L¦R]M-[O¦Z]F-WH-[DIM¦DIM1]-I-F1 | 545 | Downlight | 65.8 | 2020-07-20 | 2020-07-23 | Low | 1 | 65.8 | #N/A | #N/A | #N/A
H E Williams Inc | 2DS-L7/935-[none¦ATH¦F]-[L¦R]W-[O¦Z]F-WH-[DIM¦DIM1]-N-[F1¦BA1¦CA1] | 545 | Downlight | 65.8 | 2020-07-20 | 2020-07-23 | Low | 1 | 65.8 | #N/A | #N/A | #N/A
H E Williams Inc | 2DS-L7/940-[none¦ATH¦F]-[L¦R]W-[O¦Z]F-WH-[DIM¦DIM1]-N-[F1¦BA1¦CA1] | 545 | Downlight | 65.8 | 2020-07-20 | 2020-07-23 | Low | 1 | 65.8 | #N/A | #N/A | #N/A
H E Williams Inc | 2DS-L7/950-[none¦ATH¦F]-OM-OF-CS-[DIM¦DIM1]-N-[F1¦BA1¦CA1] | 545 | Downlight | 65.8 | 2020-07-20 | 2020-07-23 | Low | 1 | 65.8 | #N/A | #N/A | #N/A
H E Williams Inc | 2DR-L7/827-[none¦ATH¦F]-OM-OF-CS-[DIM¦DIM1]-N-[F1¦BA1¦CA1] | 545 | Downlight | 65.8 | 2020-07-20 | 2020-07-23 | Low | 1 | 65.8 | #N/A | #N/A | #N/A
H E Williams Inc | 2DR-L7/830-[none¦ATH¦F]-OM-OF-CS-[DIM¦DIM1]-N-[F1¦BA1¦CA1] | 545 | Downlight | 65.8 | 2020-07-20 | 2020-07-23 | Low | 1 | 65.8 | #N/A | #N/A | #N/A
H E Williams Inc | 2DR-L7/835-[none¦ATH¦F]-OM-OF-CS-[DIM¦DIM1]-N-[F1¦BA1¦CA1] | 545 | Downlight | 65.8 | 2020-07-20 | 2020-07-23 | Low | 1 | 65.8 | #N/A | #N/A | #N/A
H E Williams Inc | 2DR-L7/840-[none¦ATH¦F]-OM-OF-CS-[DIM¦DIM1]-N-[F1¦BA1¦CA1] | 545 | Downlight | 65.8 | 2020-07-20 | 2020-07-23 | Low | 1 | 65.8 | #N/A | #N/A | #N/A
Halo | RA5606927NFLWH | 645 | Downlight | 65.8 | 2013-10-31 | 2017-10-16 | Low | 1 | 65.8 | #N/A | #N/A | #N/A
MORRIS | 72615 | 658 | Downlight | 65.8 | 2018-06-18 | 2018-06-12 | Low | 1 | 65.8 | #N/A | #N/A | #N/A
Spex Lighting | SL-SLMB4-CCT5-90WH | 789 | Downlight | 65.8 | 2021-01-01 | 2021-02-03 | Low | 1 | 65.8 | #N/A | #N/A | #N/A
Trenz Lighting | TL-SLMB4-CCT5-90WH | 789 | Downlight | 65.8 | 2021-01-01 | 2021-02-03 | Low | 1 | 65.8 | #N/A | #N/A | #N/A
Liteline | SLMB4-12W-CCT-WH | 789 | Downlight | 65.8 | 2021-01-01 | 2021-02-03 | Low | 1 | 65.8 | #N/A | #N/A | #N/A
Gasonny | ZX-TD-12*30 | 790 | Downlight | 65.8 | 2021-05-24 | 2022-01-04 | Low | 1 | 65.8 | #N/A | #N/A | #N/A
Gasonny | ZX-TD-12*40 | 790 | Downlight | 65.8 | 2021-05-24 | 2022-01-04 | Low | 1 | 65.8 | #N/A | #N/A | #N/A
Gasonny | ZX-TD-12*50 | 790 | Downlight | 65.8 | 2021-05-24 | 2022-01-04 | Low | 1 | 65.8 | #N/A | #N/A | #N/A
WAC Lighting | MT-3LD111NA-F927-** | 725 | Downlight | 65.9 | 2016-05-15 | 2017-06-30 | Low | 1 | 65.9 | #N/A | #N/A | #N/A
WAC Lighting | MT-3LD111NA-F930-** | 725 | Downlight | 65.9 | 2016-05-15 | 2017-06-30 | Low | 1 | 65.9 | #N/A | #N/A | #N/A
WAC Lighting | MT-3LD111NA-F935-** | 725 | Downlight | 65.9 | 2016-05-15 | 2017-06-30 | Low | 1 | 65.9 | #N/A | #N/A | #N/A
WAC Lighting | MT-3LD111NA-F940-** | 725 | Downlight | 65.9 | 2016-05-15 | 2017-06-30 | Low | 1 | 65.9 | #N/A | #N/A | #N/A
WAC Lighting | MT-3LD111NA-W927-** | 725 | Downlight | 65.9 | 2016-05-15 | 2017-06-30 | Low | 1 | 65.9 | #N/A | #N/A | #N/A
WAC Lighting | MT-3LD111NA-W930-** | 725 | Downlight | 65.9 | 2016-05-15 | 2017-06-30 | Low | 1 | 65.9 | #N/A | #N/A | #N/A
WAC Lighting | MT-3LD111NA-W935-** | 725 | Downlight | 65.9 | 2016-05-15 | 2017-06-30 | Low | 1 | 65.9 | #N/A | #N/A | #N/A
WAC Lighting | MT-3LD111NA-W940-** | 725 | Downlight | 65.9 | 2016-05-15 | 2017-06-30 | Low | 1 | 65.9 | #N/A | #N/A | #N/A
WAC Lighting | MT-3LD111R-F927-** | 725 | Downlight | 65.9 | 2016-05-15 | 2017-06-30 | Low | 1 | 65.9 | #N/A | #N/A | #N/A
WAC Lighting | MT-3LD111R-F930-** | 725 | Downlight | 65.9 | 2016-05-15 | 2017-06-30 | Low | 1 | 65.9 | #N/A | #N/A | #N/A
WAC Lighting | MT-3LD111R-F935-** | 725 | Downlight | 65.9 | 2016-05-15 | 2017-06-30 | Low | 1 | 65.9 | #N/A | #N/A | #N/A
WAC Lighting | MT-3LD111R-F940-** | 725 | Downlight | 65.9 | 2016-05-15 | 2017-06-30 | Low | 1 | 65.9 | #N/A | #N/A | #N/A
WAC Lighting | MT-3LD111R-W927-** | 725 | Downlight | 65.9 | 2016-05-15 | 2017-06-30 | Low | 1 | 65.9 | #N/A | #N/A | #N/A
WAC Lighting | MT-3LD111R-W930-** | 725 | Downlight | 65.9 | 2016-05-15 | 2017-06-30 | Low | 1 | 65.9 | #N/A | #N/A | #N/A
WAC Lighting | MT-3LD111R-W935-** | 725 | Downlight | 65.9 | 2016-05-15 | 2017-06-30 | Low | 1 | 65.9 | #N/A | #N/A | #N/A
WAC Lighting | MT-3LD111R-W940-** | 725 | Downlight | 65.9 | 2016-05-15 | 2017-06-30 | Low | 1 | 65.9 | #N/A | #N/A | #N/A
NEFLINTW | NEFLINTW-R680233MPW | 826 | Downlight | 65.9 | 2019-08-16 | 2019-08-22 | Low | 1 | 65.9 | #N/A | #N/A | #N/A
ConTech Lighting | R2SQRMWD1[MVD,MVD4][M,F] | 898 | Downlight | 65.9 | 2021-01-04 | 2021-01-14 | Low | 1 | 65.9 | #N/A | #N/A | #N/A
ConTech Lighting | RN2SQRMWD1[MVD,MVD4][M,F] | 898 | Downlight | 65.9 | 2021-01-04 | 2021-01-14 | Low | 1 | 65.9 | #N/A | #N/A | #N/A
Lightolier | LCRM10H# / LCRM06###H#WHZ10U / LLMR** | 498 | Downlight | 66 | 2018-06-01 | 2018-03-28 | Low | 1 | 66 | #N/A | #N/A | #N/A
Amax | LED-4L/BK | 660 | Downlight | 66 | 2020-07-02 | 2020-07-06 | Low | 1 | 66 | #N/A | #N/A | #N/A
Amax | LED-4L/BN | 660 | Downlight | 66 | 2020-07-02 | 2020-07-06 | Low | 1 | 66 | #N/A | #N/A | #N/A
Amax | LED-4L/WT | 660 | Downlight | 66 | 2020-07-02 | 2020-07-06 | Low | 1 | 66 | #N/A | #N/A | #N/A
Amax | LED-SM4DL/XX | 660 | Downlight | 66 | 2016-08-10 | 2016-08-12 | Low | 1 | 66 | #N/A | #N/A | #N/A
Halo | HLBSL4069FS461EMWR* | 660 | Downlight | 66 | 2022-11-21 | 2022-12-01 | Low | 1 | 66 | #N/A | #N/A | #N/A
Halo | HLBSL4069FS461EMWR*-* | 660 | Downlight | 66 | 2022-11-21 | 2022-12-01 | Low | 1 | 66 | #N/A | #N/A | #N/A
Halo | HLBSL4069FS461EMWR*-#* | 660 | Downlight | 66 | 2022-11-21 | 2022-12-01 | Low | 1 | 66 | #N/A | #N/A | #N/A
Canarm | LED-SM4DL-WT-** | 660 | Downlight | 66 | 2017-04-03 | 2017-04-01 | Low | 1 | 66 | #N/A | #N/A | #N/A
Canarm | LED-SM4DL-XX-YYY | 660 | Downlight | 66 | 2015-07-30 | 2015-07-22 | Low | 1 | 66 | #N/A | #N/A | #N/A
OKT Lighting | CP4-D10W-40T | 660 | Downlight | 66 | 2019-04-30 | 2019-04-30 | Low | 1 | 66 | #N/A | #N/A | #N/A
Valriya | VA-CDL-4-10-30A | 660 | Downlight | 66 | 2020-03-09 | 2020-03-11 | Low | 1 | 66 | #N/A | #N/A | #N/A
Valriya | VA-CDL-6-10-30A | 660 | Downlight | 66 | 2020-03-09 | 2020-03-11 | Low | 1 | 66 | #N/A | #N/A | #N/A
Valriya | VA-CDL-8-10-30A | 660 | Downlight | 66 | 2020-03-09 | 2020-03-11 | Low | 1 | 66 | #N/A | #N/A | #N/A
Nora Lighting | NLOPAC-R4509T2427* | 675 | Downlight | 66 | 2020-09-28 | 2020-10-02 | Low | 1 | 66 | #N/A | #N/A | #N/A
Nora Lighting | NLOPAC-R4509T2430* | 675 | Downlight | 66 | 2020-09-28 | 2020-10-02 | Low | 1 | 66 | #N/A | #N/A | #N/A
Nora Lighting | NLOPAC-R4509T2440* | 675 | Downlight | 66 | 2020-09-28 | 2020-10-02 | Low | 1 | 66 | #N/A | #N/A | #N/A
Nora Lighting | NLOPAC-R4509T2450* | 675 | Downlight | 66 | 2020-09-28 | 2020-10-02 | Low | 1 | 66 | #N/A | #N/A | #N/A
EnviroLite | EV407943**27 | 730 | Downlight | 66 | 2018-08-21 | 2018-08-28 | Low | 1 | 66 | #N/A | #N/A | #N/A
Nora Lighting | NLOPAC-R7MS30W | 988 | Downlight | 66 | 2020-04-01 | 2020-04-08 | Low | 1 | 66 | #N/A | #N/A | #N/A
Juno | JSBT 6IN 30K 90CRI MW WL M6 | 990 | Downlight | 66 | 2021-03-31 | 2021-03-31 | Low | 1 | 66 | #N/A | #N/A | #N/A
Juno | JSBT 6IN 30K 90CRI WL MW M6 | 990 | Downlight | 66 | 2021-09-01 | 2021-09-27 | Low | 1 | 66 | #N/A | #N/A | #N/A
AFX | SLMF06L30D1** | 990 | Downlight | 66 | 2020-05-20 | 2022-04-21 | Low | 1 | 66 | #N/A | #N/A | #N/A
Globalux Lighting | LDL2-6-15-120D-935-NS | 990 | Downlight | 66 | 2018-07-10 | 2018-08-10 | Low | 1 | 66 | #N/A | #N/A | #N/A
Globalux Lighting | LDL2-6-15-120D-935-ORB | 990 | Downlight | 66 | 2018-07-10 | 2018-08-10 | Low | 1 | 66 | #N/A | #N/A | #N/A
Globalux Lighting | LDL2-6-15-120D-935-WH | 990 | Downlight | 66 | 2018-07-10 | 2018-08-10 | Low | 1 | 66 | #N/A | #N/A | #N/A
Globalux Lighting | LDL2-6-15-120D-940-NS | 990 | Downlight | 66 | 2018-07-10 | 2018-08-10 | Low | 1 | 66 | #N/A | #N/A | #N/A
Globalux Lighting | LDL2-6-15-120D-940-ORB | 990 | Downlight | 66 | 2018-07-10 | 2018-08-10 | Low | 1 | 66 | #N/A | #N/A | #N/A
Globalux Lighting | LDL2-6-15-120D-940-WH | 990 | Downlight | 66 | 2018-07-10 | 2018-08-10 | Low | 1 | 66 | #N/A | #N/A | #N/A
Globalux Lighting | LDL2-6-15-120D-950-NS | 990 | Downlight | 66 | 2018-07-10 | 2018-08-10 | Low | 1 | 66 | #N/A | #N/A | #N/A
Globalux Lighting | LDL2-6-15-120D-950-ORB | 990 | Downlight | 66 | 2018-07-10 | 2018-08-10 | Low | 1 | 66 | #N/A | #N/A | #N/A
Globalux Lighting | LDL2-6-15-120D-950-WH | 990 | Downlight | 66 | 2018-07-10 | 2018-08-10 | Low | 1 | 66 | #N/A | #N/A | #N/A
Globalux Lighting | LDL2S-6-15-120D-930-**-**** | 990 | Downlight | 66 | 2021-07-28 | 2022-06-09 | Low | 1 | 66 | #N/A | #N/A | #N/A
Globalux Lighting | LDL2S-6-15-120D-935-**-**** | 990 | Downlight | 66 | 2021-07-28 | 2022-06-09 | Low | 1 | 66 | #N/A | #N/A | #N/A
Globalux Lighting | LDL2S-6-15-120D-940-**-**** | 990 | Downlight | 66 | 2021-07-28 | 2022-06-09 | Low | 1 | 66 | #N/A | #N/A | #N/A
Globalux Lighting | LDL2S-6-15-120D-950-**-**** | 990 | Downlight | 66 | 2021-07-28 | 2022-06-09 | Low | 1 | 66 | #N/A | #N/A | #N/A
Globalux Lighting | LDL2-6-15-120D-930-NS | 990 | Downlight | 66 | 2018-07-10 | 2018-08-10 | Low | 1 | 66 | #N/A | #N/A | #N/A
Globalux Lighting | LDL2-6-15-120D-930-ORB | 990 | Downlight | 66 | 2018-07-10 | 2018-08-10 | Low | 1 | 66 | #N/A | #N/A | #N/A
Globalux Lighting | LDL2-6-15-120D-930-WH | 990 | Downlight | 66 | 2018-07-10 | 2018-08-10 | Low | 1 | 66 | #N/A | #N/A | #N/A
Globalux Lighting | SLDL2-6-15-120D-930-**-**** | 990 | Downlight | 66 | 2021-07-28 | 2022-06-09 | Low | 1 | 66 | #N/A | #N/A | #N/A
Globalux Lighting | SLDL2-6-15-120D-935-**-**** | 990 | Downlight | 66 | 2021-07-28 | 2022-06-09 | Low | 1 | 66 | #N/A | #N/A | #N/A
Globalux Lighting | SLDL2-6-15-120D-940-**-**** | 990 | Downlight | 66 | 2021-07-28 | 2022-06-09 | Low | 1 | 66 | #N/A | #N/A | #N/A
Globalux Lighting | SLDL2-6-15-120D-950-**-**** | 990 | Downlight | 66 | 2021-07-28 | 2022-06-09 | Low | 1 | 66 | #N/A | #N/A | #N/A
Lights Direct | DCLD-I61535D-** | 990 | Downlight | 66 | 2021-10-28 | 2022-01-04 | Low | 1 | 66 | #N/A | #N/A | #N/A
Lights Direct | DCLD-I6153D-** | 990 | Downlight | 66 | 2021-10-28 | 2022-01-04 | Low | 1 | 66 | #N/A | #N/A | #N/A
Lights Direct | DCLD-I6154D-** | 990 | Downlight | 66 | 2021-10-28 | 2022-01-04 | Low | 1 | 66 | #N/A | #N/A | #N/A
Lights Direct | DCLD-I6155D-** | 990 | Downlight | 66 | 2021-10-28 | 2022-01-04 | Low | 1 | 66 | #N/A | #N/A | #N/A
WT LIGHTING | Z6C-15 | 990 | Downlight | 66 | 2018-04-23 | 2019-03-28 | Low | 1 | 66 | #N/A | #N/A | #N/A
YUURTA | YT_6_15C | 990 | Downlight | 66 | 2019-05-01 | 2019-03-29 | Low | 1 | 66 | #N/A | #N/A | #N/A
Best Lighting Products | LED-FSP-**4-#K | 559 | Downlight | 66.1 | 2017-10-30 | 2017-10-19 | Low | 1 | 66.1 | #N/A | #N/A | #N/A
RENO | RENO-4-S9W-345K** | 595 | Downlight | 66.1 | 2020-03-06 | 2020-03-17 | Low | 1 | 66.1 | #N/A | #N/A | #N/A
Halo | HLB4SP069301EMWR* | 661 | Downlight | 66.1 | 2019-09-23 | 2019-10-01 | Low | 1 | 66.1 | #N/A | #N/A | #N/A
Halo Commercial | HC410D010 HM412 9[27¦30¦35¦40] 41[ND¦MD¦WD¦RWW][C¦F¦W¦BB¦WB] | 661 | Downlight | 66.1 | 2018-11-15 | 2018-12-13 | Low | 1 | 66.1 | #N/A | #N/A | #N/A
Halo Commercial | HCC4S10D010 HM412 9[27¦30¦35¦40] 41[ND¦MD¦WD¦RWW][C¦F¦W¦BB¦WB] | 661 | Downlight | 66.1 | 2019-10-01 | 2019-10-01 | Low | 1 | 66.1 | #N/A | #N/A | #N/A
Nora Lighting | NPR-4RNDC27X**** | 743 | Downlight | 66.1 | 2020-07-28 | 2020-08-11 | Low | 1 | 66.1 | #N/A | #N/A | #N/A
Nora Lighting | NPR-4RNDC30X**** | 743 | Downlight | 66.1 | 2020-07-28 | 2020-08-11 | Low | 1 | 66.1 | #N/A | #N/A | #N/A
Nora Lighting | NPR-4RNDC35X**** | 743 | Downlight | 66.1 | 2020-07-28 | 2020-08-11 | Low | 1 | 66.1 | #N/A | #N/A | #N/A
Nora Lighting | NPR-4RNDC40X**** | 743 | Downlight | 66.1 | 2020-07-28 | 2020-08-11 | Low | 1 | 66.1 | #N/A | #N/A | #N/A
Nora Lighting | NPR-4RNDC50X**** | 743 | Downlight | 66.1 | 2020-07-28 | 2020-08-11 | Low | 1 | 66.1 | #N/A | #N/A | #N/A
Royal Pacific | 8776**-90-3K | 760 | Downlight | 66.1 | 2021-01-15 | 2021-01-14 | Low | 1 | 66.1 | #N/A | #N/A | #N/A
Royal Pacific | 8776**-90-4K | 760 | Downlight | 66.1 | 2021-01-15 | 2021-01-14 | Low | 1 | 66.1 | #N/A | #N/A | #N/A
Prescolite | LC6SL+6LCSL#L30K9 | 840 | Downlight | 66.1 | 2013-02-01 | 2020-11-25 | Low | 1 | 66.1 | #N/A | #N/A | #N/A
Prescolite | LC6SL+6LCSL#L30K9WF | 840 | Downlight | 66.1 | 2013-02-01 | 2020-11-25 | Low | 1 | 66.1 | #N/A | #N/A | #N/A
Prescolite | LC6SL+6LCSL#L30K9WT | 840 | Downlight | 66.1 | 2013-02-01 | 2020-11-25 | Low | 1 | 66.1 | #N/A | #N/A | #N/A
Prescolite | LC6SL+6LCSL#L30K9WTWF | 840 | Downlight | 66.1 | 2013-02-01 | 2020-11-25 | Low | 1 | 66.1 | #N/A | #N/A | #N/A
Prescolite | LC8SL+8LCSL#L30K9 | 840 | Downlight | 66.1 | 2013-02-01 | 2020-11-25 | Low | 1 | 66.1 | #N/A | #N/A | #N/A
Prescolite | LC8SL+8LCSL#L30K9WF | 840 | Downlight | 66.1 | 2013-02-01 | 2020-11-25 | Low | 1 | 66.1 | #N/A | #N/A | #N/A
Prescolite | LC8SL+8LCSL#L30K9WT | 840 | Downlight | 66.1 | 2013-02-01 | 2020-11-25 | Low | 1 | 66.1 | #N/A | #N/A | #N/A
Prescolite | LC8SL+8LCSL#L30K9WTWF | 840 | Downlight | 66.1 | 2013-02-01 | 2020-11-25 | Low | 1 | 66.1 | #N/A | #N/A | #N/A
Prescolite | RLC6SL+6LCSL#L30K9 | 840 | Downlight | 66.1 | 2013-02-01 | 2020-11-25 | Low | 1 | 66.1 | #N/A | #N/A | #N/A
Prescolite | RLC6SL+6LCSL#L30K9WF | 840 | Downlight | 66.1 | 2013-02-01 | 2020-11-25 | Low | 1 | 66.1 | #N/A | #N/A | #N/A
Prescolite | RLC6SL+6LCSL#L30K9WT | 840 | Downlight | 66.1 | 2013-02-01 | 2020-11-25 | Low | 1 | 66.1 | #N/A | #N/A | #N/A
Prescolite | RLC6SL+6LCSL#L30K9WTWF | 840 | Downlight | 66.1 | 2013-02-01 | 2020-11-25 | Low | 1 | 66.1 | #N/A | #N/A | #N/A
Prescolite | RLC8SL+8LCSL#L30K9 | 840 | Downlight | 66.1 | 2013-02-01 | 2020-11-25 | Low | 1 | 66.1 | #N/A | #N/A | #N/A
Prescolite | RLC8SL+8LCSL#L30K9WF | 840 | Downlight | 66.1 | 2013-02-01 | 2020-11-25 | Low | 1 | 66.1 | #N/A | #N/A | #N/A
Prescolite | RLC8SL+8LCSL#L30K9WT | 840 | Downlight | 66.1 | 2013-02-01 | 2020-11-25 | Low | 1 | 66.1 | #N/A | #N/A | #N/A
Prescolite | RLC8SL+8LCSL#L30K9WTWF | 840 | Downlight | 66.1 | 2013-02-01 | 2020-11-25 | Low | 1 | 66.1 | #N/A | #N/A | #N/A
Halo | HLB6S099301EMWR | 926 | Downlight | 66.1 | 2018-12-14 | 2018-12-19 | Low | 1 | 66.1 | #N/A | #N/A | #N/A
Gotham | ICO [ ¦SQADJ¦SQADJ¦[27¦30¦35¦40]/10 4AR [T00¦T30¦T40] [LD¦LSS] [10D¦15D¦20D¦25D¦30D¦35D¦40D¦45D¦50D] [EZ10¦ECOD] [ ¦90]CRI | 619 | Downlight | 66.2 | 2020-04-06 | 2020-05-04 | Low | 1 | 66.2 | #N/A | #N/A | #N/A
ConTech Lighting | K6IC*127KC[MVD,12D3,MVD4][S,F,W] | 659 | Downlight | 66.2 | 2020-11-05 | 2020-12-03 | Low | 1 | 66.2 | #N/A | #N/A | #N/A
ConTech Lighting | K6IC*130KC[MVD,12D3,MVD4][S,F,W] | 659 | Downlight | 66.2 | 2020-11-05 | 2020-12-03 | Low | 1 | 66.2 | #N/A | #N/A | #N/A
ConTech Lighting | K6IC*135KC[MVD,12D3,MVD4][S,F,W] | 659 | Downlight | 66.2 | 2020-11-05 | 2020-12-03 | Low | 1 | 66.2 | #N/A | #N/A | #N/A
ConTech Lighting | K6IC*140KC[MVD,12D3,MVD4][S,F,W] | 659 | Downlight | 66.2 | 2020-11-05 | 2020-12-03 | Low | 1 | 66.2 | #N/A | #N/A | #N/A
ConTech Lighting | K6SA*127KC[MVD,12D3,MVD4][S,F,W]-[BLANK,CP,ER] | 659 | Downlight | 66.2 | 2020-11-05 | 2020-12-03 | Low | 1 | 66.2 | #N/A | #N/A | #N/A
ConTech Lighting | K6SA*130KC[MVD,12D3,MVD4][S,F,W]-[BLANK,CP,ER] | 659 | Downlight | 66.2 | 2020-11-05 | 2020-12-03 | Low | 1 | 66.2 | #N/A | #N/A | #N/A
ConTech Lighting | K6SA*135KC[MVD,12D3,MVD4][S,F,W]-[BLANK,CP,ER] | 659 | Downlight | 66.2 | 2020-11-05 | 2020-12-03 | Low | 1 | 66.2 | #N/A | #N/A | #N/A
ConTech Lighting | K6SA*140KC[MVD,12D3,MVD4][S,F,W]-[BLANK,CP,ER] | 659 | Downlight | 66.2 | 2020-11-05 | 2020-12-03 | Low | 1 | 66.2 | #N/A | #N/A | #N/A
Halo | HLBSL4069FS35*-#* | 675 | Downlight | 66.2 | 2022-11-21 | 2022-12-01 | Low | 1 | 66.2 | #N/A | #N/A | #N/A
Halo | HLBSL4069FS351EMWR* | 675 | Downlight | 66.2 | 2022-11-21 | 2022-12-01 | Low | 1 | 66.2 | #N/A | #N/A | #N/A
Halo | HLBSL4069FS351EMWR*-* | 675 | Downlight | 66.2 | 2022-11-21 | 2022-12-01 | Low | 1 | 66.2 | #N/A | #N/A | #N/A
Halo | HLBSL4069FS351EMWR*-#* | 675 | Downlight | 66.2 | 2022-11-21 | 2022-12-01 | Low | 1 | 66.2 | #N/A | #N/A | #N/A
Satco | S9524-XXXXX-YYYYY | 695 | Downlight | 66.2 | 2015-12-11 | 2015-12-11 | Low | 1 | 66.2 | #N/A | #N/A | #N/A
Commercial Electric | NJ01aGRTZQW25 | 860 | Downlight | 66.2 | 2021-02-01 | 2021-02-01 | Low | 1 | 66.2 | #N/A | #N/A | #N/A
Commercial Electric | NJ01aGRTZQW25 | 860 | Downlight | 66.2 | 2022-01-30 | 2022-02-23 | Low | 1 | 66.2 | #N/A | #N/A | #N/A
Halo | HLB6S099FS1EMWR | 953 | Downlight | 66.2 | 2018-12-14 | 2018-12-19 | Low | 1 | 66.2 | #N/A | #N/A | #N/A
energy efficient lighting | DL-LED-700-10-3000K | 530 | Downlight | 66.3 | 2017-05-25 | 2017-05-26 | Low | 1 | 66.3 | #N/A | #N/A | #N/A
Topaz | RDL/3RND/8/5CTS | 530 | Downlight | 66.3 | 2020-11-29 | 2020-12-04 | Low | 1 | 66.3 | #N/A | #N/A | #N/A
NICOR LED | DQD211202KWHBF | 550 | Downlight | 66.3 | 2018-08-31 | 2018-12-12 | Low | 1 | 66.3 | #N/A | #N/A | #N/A
HONG YAO | HY-SDL-S4-9W-5CCT | 597 | Downlight | 66.3 | 2021-05-20 | 2021-07-06 | Low | 1 | 66.3 | #N/A | #N/A | #N/A
Lightolier | C3L079##SE1* / C3SDL*CC* | 625 | Downlight | 66.3 | 2019-09-13 | 2019-09-06 | Low | 1 | 66.3 | #N/A | #N/A | #N/A
Lightolier | C3L079##SZ10U* / C3SDL*CC* | 625 | Downlight | 66.3 | 2019-09-13 | 2019-09-06 | Low | 1 | 66.3 | #N/A | #N/A | #N/A
Lithonia Lighting | 4BEMW LED 27K 90CRI | 650 | Downlight | 66.3 | 2015-09-01 | 2015-10-14 | Low | 1 | 66.3 | #N/A | #N/A | #N/A
Lithonia Lighting | 4BEMW LED 30K 90CRI | 650 | Downlight | 66.3 | 2015-09-01 | 2015-10-14 | Low | 1 | 66.3 | #N/A | #N/A | #N/A
Lithonia Lighting | 4BEMW LED 40K 90CRI | 650 | Downlight | 66.3 | 2015-09-01 | 2015-10-14 | Low | 1 | 66.3 | #N/A | #N/A | #N/A
Light by Lotus | AD-LED-4-S12W-5CCT-**-LREY-SQ | 795 | Downlight | 66.3 | 2021-05-29 | 2021-06-24 | Low | 1 | 66.3 | #N/A | #N/A | #N/A
Commercial Electric | 1001706414 | 796 | Downlight | 66.3 | 2022-05-06 | 2022-05-27 | Low | 1 | 66.3 | #N/A | #N/A | #N/A
Commercial Electric | 1005772467 | 796 | Downlight | 66.3 | 2022-05-06 | 2022-05-27 | Low | 1 | 66.3 | #N/A | #N/A | #N/A
Lightolier | C4L058##WZ10U / C4RWWCD* | 357 | Downlight | 66.4 | 2016-10-06 | 2018-06-25 | Low | 1 | 66.4 | #N/A | #N/A | #N/A
Lightolier | L4R10AxE1VA / L4R10xxxVA / L4Rxx | 706 | Downlight | 66.4 | 2016-07-08 | 2016-07-25 | Low | 1 | 66.4 | #N/A | #N/A | #N/A
LOTUS LED LIGHTS | LB4R 41K | 730 | Downlight | 66.4 | 2016-09-10 | 2016-11-21 | Low | 1 | 66.4 | #N/A | #N/A | #N/A
FDL | FDTL-LED-2-15W-5CCT-** | 930 | Downlight | 66.4 | 2021-12-16 | 2022-01-19 | Low | 1 | 66.4 | #N/A | #N/A | #N/A
Green Creative | 14CDLA4/827/277V | 930 | Downlight | 66.4 | 2016-03-20 | 2016-04-27 | Low | 1 | 66.4 | #N/A | #N/A | #N/A
Commercial Electric | CER40540**27 | 658 | Downlight | 66.5 | 2017-10-01 | 2017-07-18 | Low | 1 | 66.5 | #N/A | #N/A | #N/A
PORTFOLIO | LSR2B5NFL2590[27¦30¦35¦40]D010[P¦MB¦SL¦BZ] 2LB[DL¦CS¦LCS]3[LI¦MW¦WMH¦WH¦H] | 466 | Downlight | 66.6 | 2017-07-26 | 2017-07-27 | Low | 1 | 66.6 | #N/A | #N/A | #N/A
PORTFOLIO | LD2B5D010 EU2B0510NFL2590[27¦30¦35¦40] 2LB[D¦SW¦DL¦CS¦LCS¦SQC¦SQLC]#[LI¦MW¦WMH¦WH¦H] | 466 | Downlight | 66.6 | 2017-07-26 | 2017-07-27 | Low | 1 | 66.6 | #N/A | #N/A | #N/A
Intense Lighting | LD4NCL0D101/**#**309W-SF | 599 | Downlight | 66.6 | 2021-03-01 | 2021-04-02 | Low | 1 | 66.6 | #N/A | #N/A | #N/A
Intense Lighting | LD4NCL0D101/**#**359W-SF | 599 | Downlight | 66.6 | 2021-03-01 | 2021-04-02 | Low | 1 | 66.6 | #N/A | #N/A | #N/A
Intense Lighting | LD4NCL0D101/**#**409W-SF | 599 | Downlight | 66.6 | 2021-03-01 | 2021-04-02 | Low | 1 | 66.6 | #N/A | #N/A | #N/A
Lumenpulse Lighting | LCR[N¦S]-ESR-[FD¦SH]-[120¦277]-[R¦S]-L13-[27¦30¦35¦40]K-80-[NS¦N¦NFR¦VW¦M¦MFR¦W¦WFR¦VWFR]-[DA1¦DA2¦PDA1¦PDA2¦PH¦PPH2¦CA]-[SB¦MB¦DB¦DR]-MWH-[RD¦SR¦TLR¦SQ¦TLS]-[MWH¦MBK¦NKS¦CC¦SP]-[RM¦NC¦PC¦IC¦IC/AT]-[1¦2]-[blank¦EBB¦EBI¦WET]-[NA¦CL¦PD] | 985 | Downlight | 66.6 | 2019-11-11 | 2019-11-12 | Low | 1 | 66.6 | #N/A | #N/A | #N/A
luxrite | LR23730 | 400 | Downlight | 66.7 | 2022-03-23 | 2022-03-23 | Low | 1 | 66.7 | #N/A | #N/A | #N/A
Canarm | LED-BR3P-WT-* | 400 | Downlight | 66.7 | 2017-07-25 | 2017-07-24 | Low | 1 | 66.7 | #N/A | #N/A | #N/A
Canarm | LED-SR3P-BZ-* | 400 | Downlight | 66.7 | 2017-05-28 | 2017-05-26 | Low | 1 | 66.7 | #N/A | #N/A | #N/A
Canarm | LED-SW3P-WT-* | 400 | Downlight | 66.7 | 2017-05-28 | 2017-05-26 | Low | 1 | 66.7 | #N/A | #N/A | #N/A
Trace-lite | FJX-R5-6-27K | 400 | Downlight | 66.7 | 2019-06-24 | 2019-07-25 | Low | 1 | 66.7 | #N/A | #N/A | #N/A
Trace-lite | FJX-R5-6-CTK | 400 | Downlight | 66.7 | 2019-06-24 | 2019-07-25 | Low | 1 | 66.7 | #N/A | #N/A | #N/A
Illume | I-ELPRO3XX | 400 | Downlight | 66.7 | 2016-06-20 | 2016-08-05 | Low | 1 | 66.7 | #N/A | #N/A | #N/A
DALS Lighting Inc | 7003-YY-XX | 400 | Downlight | 66.7 | 2016-06-20 | 2016-08-05 | Low | 1 | 66.7 | #N/A | #N/A | #N/A
National Specialty Lighting | LVLDL-03-**-**-R-L | 400 | Downlight | 66.7 | 2017-05-08 | 2017-07-26 | Low | 1 | 66.7 | #N/A | #N/A | #N/A
National Specialty Lighting | LVLDL-03-**-WH-R-L3 | 400 | Downlight | 66.7 | 2019-01-12 | 2019-07-05 | Low | 1 | 66.7 | #N/A | #N/A | #N/A
Magic Lite | LVLDL-03-**-**-R-L | 400 | Downlight | 66.7 | 2017-05-08 | 2017-07-26 | Low | 1 | 66.7 | #N/A | #N/A | #N/A
Magic Lite | LVLDL-03-**-WH-R-L3 | 400 | Downlight | 66.7 | 2019-01-12 | 2019-07-05 | Low | 1 | 66.7 | #N/A | #N/A | #N/A
RENO | RENO-3-S6W-345K** | 400 | Downlight | 66.7 | 2020-08-13 | 2020-09-23 | Low | 1 | 66.7 | #N/A | #N/A | #N/A
RAB | DLW0059(WFRL3R69CCT120WS) | 400 | Downlight | 66.7 | 2021-10-27 | 2022-01-24 | Low | 1 | 66.7 | #N/A | #N/A | #N/A
Stanpro | CRK-5-27-1 | 400 | Downlight | 66.7 | 2020-04-01 | 2020-04-14 | Low | 1 | 66.7 | #N/A | #N/A | #N/A
Stanpro | CRK-5-35-1 | 400 | Downlight | 66.7 | 2020-04-01 | 2020-04-14 | Low | 1 | 66.7 | #N/A | #N/A | #N/A
Stanpro | CRK-5-40-1 | 400 | Downlight | 66.7 | 2020-04-01 | 2020-04-14 | Low | 1 | 66.7 | #N/A | #N/A | #N/A
Stanpro | CRK-5-50-1 | 400 | Downlight | 66.7 | 2020-04-01 | 2020-04-14 | Low | 1 | 66.7 | #N/A | #N/A | #N/A
Green Creative | [Blank¦SPFT*#]LE0790##[ELD-E010UNV¦ELD-S010UNV]**/AD*#** | 580 | Downlight | 66.7 | 2021-10-30 | 2022-03-25 | Low | 1 | 66.7 | #N/A | #N/A | #N/A
Amax | LED-55DLP-WT | 600 | Downlight | 66.7 | 2020-07-02 | 2020-07-06 | Low | 1 | 66.7 | #N/A | #N/A | #N/A
Canarm | LED-CP5D10-WT | 600 | Downlight | 66.7 | 2019-11-29 | 2019-12-02 | Low | 1 | 66.7 | #N/A | #N/A | #N/A
Bazz | JLDSK4**3## | 600 | Downlight | 66.7 | 2018-10-08 | 2020-12-09 | Low | 1 | 66.7 | #N/A | #N/A | #N/A
Bazz | JLDSK4**4## | 600 | Downlight | 66.7 | 2018-10-08 | 2020-12-09 | Low | 1 | 66.7 | #N/A | #N/A | #N/A
Bazz | JLDSK44W6 | 600 | Downlight | 66.7 | 2018-10-08 | 2020-12-09 | Low | 1 | 66.7 | #N/A | #N/A | #N/A
Bazz | JLDSK4**5## | 600 | Downlight | 66.7 | 2018-10-08 | 2020-12-09 | Low | 1 | 66.7 | #N/A | #N/A | #N/A
Bazz | JLDSK4W44 | 600 | Downlight | 66.7 | 2018-10-08 | 2020-12-09 | Low | 1 | 66.7 | #N/A | #N/A | #N/A
Bazz | JLDSK4W6 | 600 | Downlight | 66.7 | 2018-10-08 | 2020-12-09 | Low | 1 | 66.7 | #N/A | #N/A | #N/A
Bazz | JLDSK4WH4 | 600 | Downlight | 66.7 | 2018-10-08 | 2020-12-09 | Low | 1 | 66.7 | #N/A | #N/A | #N/A
Cree | DS4-600L-27K-U1 | 600 | Downlight | 66.7 | 2017-11-30 | 2018-01-04 | Low | 1 | 66.7 | #N/A | #N/A | #N/A
Aeralux | AE-DL-SL-04-BF-9W-TRIAC-P2750 | 600 | Downlight | 66.7 | 2020-12-24 | 2020-12-27 | Low | 1 | 66.7 | #N/A | #N/A | #N/A
EiKO | SSD4-60-9W-9CCT3-120DT-WH | 600 | Downlight | 66.7 | 2020-07-31 | 2020-08-25 | Low | 1 | 66.7 | #N/A | #N/A | #N/A
EiKO | SSD4-70-9W-835-120DT-WH | 600 | Downlight | 66.7 | 2020-07-01 | 2020-07-06 | Low | 1 | 66.7 | #N/A | #N/A | #N/A
EiKO | SSD4-70-9W-840-120DT-WH | 600 | Downlight | 66.7 | 2020-07-01 | 2020-07-06 | Low | 1 | 66.7 | #N/A | #N/A | #N/A
EiKO | SSD4-70-9W-850-120DT-WH | 600 | Downlight | 66.7 | 2020-07-01 | 2020-07-06 | Low | 1 | 66.7 | #N/A | #N/A | #N/A
EiKO | SSDR4/9W/840/120DT/WH | 600 | Downlight | 66.7 | 2020-10-01 | 2020-09-25 | Low | 1 | 66.7 | #N/A | #N/A | #N/A
EiKO | SSDR4/9W/850/120DT/WH | 600 | Downlight | 66.7 | 2020-10-01 | 2020-09-25 | Low | 1 | 66.7 | #N/A | #N/A | #N/A
EiKO | SSDR4/9W/9CCT3/120DT/WH | 600 | Downlight | 66.7 | 2020-10-01 | 2020-09-25 | Low | 1 | 66.7 | #N/A | #N/A | #N/A
Dals | PDC18-CC-** | 600 | Downlight | 66.7 | 2018-11-01 | 2019-07-11 | Low | 1 | 66.7 | #N/A | #N/A | #N/A
DALS Lighting Inc | 7004-YY-XX | 600 | Downlight | 66.7 | 2016-06-20 | 2016-08-01 | Low | 1 | 66.7 | #N/A | #N/A | #N/A
Globe | 91108 | 600 | Downlight | 66.7 | 2017-06-25 | 2017-07-19 | Low | 1 | 66.7 | #N/A | #N/A | #N/A
Globe | 91112 | 600 | Downlight | 66.7 | 2017-06-25 | 2017-07-19 | Low | 1 | 66.7 | #N/A | #N/A | #N/A
Globe | 91112 | 600 | Downlight | 66.7 | 2018-04-15 | 2018-07-20 | Low | 1 | 66.7 | #N/A | #N/A | #N/A
Globe | 91124 | 600 | Downlight | 66.7 | 2017-06-25 | 2017-07-19 | Low | 1 | 66.7 | #N/A | #N/A | #N/A
Globe | 91124 | 600 | Downlight | 66.7 | 2018-04-15 | 2018-07-20 | Low | 1 | 66.7 | #N/A | #N/A | #N/A
Globe | 91145 | 600 | Downlight | 66.7 | 2017-06-25 | 2017-07-13 | Low | 1 | 66.7 | #N/A | #N/A | #N/A
Globe | 91145 | 600 | Downlight | 66.7 | 2018-04-15 | 2018-07-20 | Low | 1 | 66.7 | #N/A | #N/A | #N/A
Globe | 91190 | 600 | Downlight | 66.7 | 2017-06-25 | 2017-07-12 | Low | 1 | 66.7 | #N/A | #N/A | #N/A
Globe | 91190 | 600 | Downlight | 66.7 | 2018-04-15 | 2018-07-20 | Low | 1 | 66.7 | #N/A | #N/A | #N/A
Globe | 91254 | 600 | Downlight | 66.7 | 2018-02-03 | 2018-02-02 | Low | 1 | 66.7 | #N/A | #N/A | #N/A
BATEC | HT-FRRD4-809-27B-## | 600 | Downlight | 66.7 | 2017-06-18 | 2017-06-19 | Low | 1 | 66.7 | #N/A | #N/A | #N/A
BATEC | HT-RRRD4-809-27B-## | 600 | Downlight | 66.7 | 2017-06-18 | 2017-06-19 | Low | 1 | 66.7 | #N/A | #N/A | #N/A
BATEC | HT-URRD4-809-27B-## | 600 | Downlight | 66.7 | 2017-06-18 | 2017-06-19 | Low | 1 | 66.7 | #N/A | #N/A | #N/A
HENGTE | HT-G2FRRD4-809-30B-## | 600 | Downlight | 66.7 | 2018-04-15 | 2018-04-20 | Low | 1 | 66.7 | #N/A | #N/A | #N/A
HENGTE | HT-G2RRRD4-809-30B-## | 600 | Downlight | 66.7 | 2018-04-15 | 2018-04-20 | Low | 1 | 66.7 | #N/A | #N/A | #N/A
HENGTE | HT-G2URRC4-809-30C-## | 600 | Downlight | 66.7 | 2018-04-15 | 2018-04-20 | Low | 1 | 66.7 | #N/A | #N/A | #N/A
HENGTE | HT-G2URRD4-809-30B-## | 600 | Downlight | 66.7 | 2018-04-15 | 2018-05-01 | Low | 1 | 66.7 | #N/A | #N/A | #N/A
HENGTE | HT-G35BRRD4-909-27H-##1 | 600 | Downlight | 66.7 | 2021-02-28 | 2021-02-28 | Low | 1 | 66.7 | #N/A | #N/A | #N/A
LEDVANCE LLC | LED/RT4G/600/827 | 600 | Downlight | 66.7 | 2018-08-07 | 2018-08-06 | Low | 1 | 66.7 | #N/A | #N/A | #N/A
LEDVANCE LLC | LED/RT4G/600/830 | 600 | Downlight | 66.7 | 2018-08-07 | 2018-08-06 | Low | 1 | 66.7 | #N/A | #N/A | #N/A
Osram | LED/RT4G/600/827 | 600 | Downlight | 66.7 | 2018-08-07 | 2018-08-06 | Low | 1 | 66.7 | #N/A | #N/A | #N/A
Osram | LED/RT4G/600/830 | 600 | Downlight | 66.7 | 2018-08-07 | 2018-08-06 | Low | 1 | 66.7 | #N/A | #N/A | #N/A
Sylvania | LED/RT4G/600/827 | 600 | Downlight | 66.7 | 2018-08-07 | 2018-08-06 | Low | 1 | 66.7 | #N/A | #N/A | #N/A
Sylvania | LED/RT4G/600/830 | 600 | Downlight | 66.7 | 2018-08-07 | 2018-08-06 | Low | 1 | 66.7 | #N/A | #N/A | #N/A
OREiN | CP40a-500-120-9 | 600 | Downlight | 66.7 | 2022-01-08 | 2022-01-21 | Low | 1 | 66.7 | #N/A | #N/A | #N/A
NDR Electric | APX310-0510-#K-** | 600 | Downlight | 66.7 | 2018-05-08 | 2018-05-29 | Low | 1 | 66.7 | #N/A | #N/A | #N/A
NICOR LED | DLR4-R-10-120-2K-XX | 600 | Downlight | 66.7 | 2016-08-01 | 2016-07-27 | Low | 1 | 66.7 | #N/A | #N/A | #N/A
NICOR LED | DQR4MA11202KWH | 600 | Downlight | 66.7 | 2019-02-25 | 2019-03-04 | Low | 1 | 66.7 | #N/A | #N/A | #N/A
NEXLEDS | NX-4RPLSY-9W-D2 | 600 | Downlight | 66.7 | 2018-07-15 | 2020-08-12 | Low | 1 | 66.7 | #N/A | #N/A | #N/A
NICOR | DLR2-10-120-#K-** | 600 | Downlight | 66.7 | 2017-02-01 | 2017-02-10 | Low | 1 | 66.7 | #N/A | #N/A | #N/A
NICOR | DLR2-10-120-#K-**-BF | 600 | Downlight | 66.7 | 2017-02-01 | 2017-02-10 | Low | 1 | 66.7 | #N/A | #N/A | #N/A
Luminiz | Light: NG---30#00 / Trim: NG4R**-------- and NG8BF**------- | 600 | Downlight | 66.7 | 2021-07-01 | 2021-11-26 | Low | 1 | 66.7 | #N/A | #N/A | #N/A
Luminiz | Light: NG---303CT / Trim: NG4R**-------- and NG8BF**------- | 600 | Downlight | 66.7 | 2021-07-01 | 2021-11-26 | Low | 1 | 66.7 | #N/A | #N/A | #N/A
Luminiz | Light: NG---40#00 / Trim: NG4R**-------- and NG8BF**------- | 600 | Downlight | 66.7 | 2021-07-01 | 2021-11-26 | Low | 1 | 66.7 | #N/A | #N/A | #N/A
Luminiz | Light: NG---403CT / Trim:TN1-240---** and NG8BF**------- | 600 | Downlight | 66.7 | 2021-07-01 | 2021-11-26 | Low | 1 | 66.7 | #N/A | #N/A | #N/A
Magic Lite | LVLDL-04-##-**-R-L | 600 | Downlight | 66.7 | 2016-07-26 | 2016-11-16 | Low | 1 | 66.7 | #N/A | #N/A | #N/A
Lights by Lotus | LED-S9W-5CCT** | 600 | Downlight | 66.7 | 2019-09-23 | 2019-10-25 | Low | 1 | 66.7 | #N/A | #N/A | #N/A
SATCO/NUVO | 62/1705 | 600 | Downlight | 66.7 | 2022-10-10 | 2022-10-13 | Low | 1 | 66.7 | #N/A | #N/A | #N/A
RAB | DLW0054(WFRL4R99FA120WB) | 600 | Downlight | 66.7 | 2020-08-26 | 2020-08-31 | Low | 1 | 66.7 | #N/A | #N/A | #N/A
RAB | DLW0057(WFRD4R99FA120WS) | 600 | Downlight | 66.7 | 2020-10-22 | 2020-10-20 | Low | 1 | 66.7 | #N/A | #N/A | #N/A
Premier Electrical Products | R4-D##ES-** | 600 | Downlight | 66.7 | 2020-06-08 | 2020-08-19 | Low | 1 | 66.7 | #N/A | #N/A | #N/A
NaturaLED | LED4DLR-60L9CCT3 | 600 | Downlight | 66.7 | 2019-07-28 | 2019-08-09 | Low | 1 | 66.7 | #N/A | #N/A | #N/A
Portor Lighting | PT-DLFG-R-4I-9W-3CCT | 600 | Downlight | 66.7 | 2020-09-15 | 2020-10-20 | Low | 1 | 66.7 | #N/A | #N/A | #N/A
Portor Lighting | PT-DLS-S-4I-9W-3CCT | 600 | Downlight | 66.7 | 2020-03-03 | 2020-03-24 | Low | 1 | 66.7 | #N/A | #N/A | #N/A
PLT SOLUTIONS | PLTA1111621* | 600 | Downlight | 66.7 | 2022-06-24 | 2022-07-27 | Low | 1 | 66.7 | #N/A | #N/A | #N/A
KOK | KOK-4EJCT09SS05 | 600 | Downlight | 66.7 | 2020-10-01 | 2020-10-11 | Low | 1 | 66.7 | #N/A | #N/A | #N/A
HOMI | HM05-DL04-9W120-3CCT-*SA | 600 | Downlight | 66.7 | 2020-07-31 | 2020-08-18 | Low | 1 | 66.7 | #N/A | #N/A | #N/A
SATCO/NUVO | 62/1706 | 600 | Downlight | 66.7 | 2022-10-10 | 2022-10-13 | Low | 1 | 66.7 | #N/A | #N/A | #N/A
SATCO/NUVO | 62/1707 | 600 | Downlight | 66.7 | 2022-10-10 | 2022-10-13 | Low | 1 | 66.7 | #N/A | #N/A | #N/A
Standard | 67698 | 600 | Downlight | 66.7 | 2019-07-08 | 2019-08-07 | Low | 1 | 66.7 | #N/A | #N/A | #N/A
Standard | 67699 | 600 | Downlight | 66.7 | 2019-07-08 | 2019-08-07 | Low | 1 | 66.7 | #N/A | #N/A | #N/A
Commercial Electric | I-PROCCT4WH(3000K) | 600 | Downlight | 66.7 | 2018-12-21 | 2018-12-20 | Low | 1 | 66.7 | #N/A | #N/A | #N/A
Commercial Electric | NJ01aERTZQW2501 | 600 | Downlight | 66.7 | 2021-02-01 | 2021-02-01 | Low | 1 | 66.7 | #N/A | #N/A | #N/A
Commercial Electric | NJ01aERTZQW2501 | 600 | Downlight | 66.7 | 2022-01-30 | 2022-02-23 | Low | 1 | 66.7 | #N/A | #N/A | #N/A
Commercial Electric | NJ01aERTZQW2506 | 600 | Downlight | 66.7 | 2021-02-01 | 2021-02-01 | Low | 1 | 66.7 | #N/A | #N/A | #N/A
Commercial Electric | NJ01aERTZQW2506 | 600 | Downlight | 66.7 | 2022-01-30 | 2022-02-23 | Low | 1 | 66.7 | #N/A | #N/A | #N/A
Commerical Electric | G1TP120RT6T30 | 600 | Downlight | 66.7 | 2018-11-03 | 2019-03-18 | Low | 1 | 66.7 | #N/A | #N/A | #N/A
Commercial Electric | CE-JB4-600L-27K-E26-2 | 600 | Downlight | 66.7 | 2015-02-01 | 2016-06-15 | Low | 1 | 66.7 | #N/A | #N/A | #N/A
Wen Lighting | WEN-DL4-9W-DIM-27-BD | 600 | Downlight | 66.7 | 2020-10-11 | 2020-12-13 | Low | 1 | 66.7 | #N/A | #N/A | #N/A
Wen Lighting | WEN-DL4-9W-DIM-27-BD-S | 600 | Downlight | 66.7 | 2020-10-11 | 2020-12-13 | Low | 1 | 66.7 | #N/A | #N/A | #N/A
Wen Lighting | WEN-DL4-9W-DIM-27-ND | 600 | Downlight | 66.7 | 2020-10-11 | 2020-12-13 | Low | 1 | 66.7 | #N/A | #N/A | #N/A
Wen Lighting | WEN-DL4-9W-DIM-27-ND-S | 600 | Downlight | 66.7 | 2020-10-11 | 2020-12-13 | Low | 1 | 66.7 | #N/A | #N/A | #N/A
Wen Lighting | WEN-DL4-9W-DIM-27-WD | 600 | Downlight | 66.7 | 2020-10-11 | 2020-12-13 | Low | 1 | 66.7 | #N/A | #N/A | #N/A
Wen Lighting | WEN-DL4-9W-DIM-27-WD-S | 600 | Downlight | 66.7 | 2020-10-11 | 2020-12-13 | Low | 1 | 66.7 | #N/A | #N/A | #N/A
Wen Lighting | WEN-DL4-9W-DIM-27-YD | 600 | Downlight | 66.7 | 2020-10-11 | 2020-12-13 | Low | 1 | 66.7 | #N/A | #N/A | #N/A
Wen Lighting | WEN-DL4-9W-DIM-27-YD-S | 600 | Downlight | 66.7 | 2020-10-11 | 2020-12-13 | Low | 1 | 66.7 | #N/A | #N/A | #N/A
Wen Lighting | WEN-DL4-9W-DIM-30-BD | 600 | Downlight | 66.7 | 2020-10-11 | 2020-12-13 | Low | 1 | 66.7 | #N/A | #N/A | #N/A
Wen Lighting | WEN-DL4-9W-DIM-30-BD-S | 600 | Downlight | 66.7 | 2020-10-11 | 2020-12-13 | Low | 1 | 66.7 | #N/A | #N/A | #N/A
Wen Lighting | WEN-DL4-9W-DIM-30-ND | 600 | Downlight | 66.7 | 2020-10-11 | 2020-12-13 | Low | 1 | 66.7 | #N/A | #N/A | #N/A
Wen Lighting | WEN-DL4-9W-DIM-30-ND-S | 600 | Downlight | 66.7 | 2020-10-11 | 2020-12-13 | Low | 1 | 66.7 | #N/A | #N/A | #N/A
Wen Lighting | WEN-DL4-9W-DIM-30-WD | 600 | Downlight | 66.7 | 2020-10-11 | 2020-12-13 | Low | 1 | 66.7 | #N/A | #N/A | #N/A
Wen Lighting | WEN-DL4-9W-DIM-30-WD-S | 600 | Downlight | 66.7 | 2020-10-11 | 2020-12-13 | Low | 1 | 66.7 | #N/A | #N/A | #N/A
Wen Lighting | WEN-DL4-9W-DIM-30-YD | 600 | Downlight | 66.7 | 2020-10-11 | 2020-12-13 | Low | 1 | 66.7 | #N/A | #N/A | #N/A
Wen Lighting | WEN-DL4-9W-DIM-30-YD-S | 600 | Downlight | 66.7 | 2020-10-11 | 2020-12-13 | Low | 1 | 66.7 | #N/A | #N/A | #N/A
Wen Lighting | WEN-DL4-9W-DIM-35-BD | 600 | Downlight | 66.7 | 2020-10-11 | 2020-12-13 | Low | 1 | 66.7 | #N/A | #N/A | #N/A
Wen Lighting | WEN-DL4-9W-DIM-35-BD-S | 600 | Downlight | 66.7 | 2020-10-11 | 2020-12-13 | Low | 1 | 66.7 | #N/A | #N/A | #N/A
Wen Lighting | WEN-DL4-9W-DIM-35-ND | 600 | Downlight | 66.7 | 2020-10-11 | 2020-12-13 | Low | 1 | 66.7 | #N/A | #N/A | #N/A
Wen Lighting | WEN-DL4-9W-DIM-35-ND-S | 600 | Downlight | 66.7 | 2020-10-11 | 2020-12-13 | Low | 1 | 66.7 | #N/A | #N/A | #N/A
Wen Lighting | WEN-DL4-9W-DIM-35-WD | 600 | Downlight | 66.7 | 2020-10-11 | 2020-12-13 | Low | 1 | 66.7 | #N/A | #N/A | #N/A
Wen Lighting | WEN-DL4-9W-DIM-35-WD-S | 600 | Downlight | 66.7 | 2020-10-11 | 2020-12-13 | Low | 1 | 66.7 | #N/A | #N/A | #N/A
Wen Lighting | WEN-DL4-9W-DIM-35-YD | 600 | Downlight | 66.7 | 2020-10-11 | 2020-12-13 | Low | 1 | 66.7 | #N/A | #N/A | #N/A
Wen Lighting | WEN-DL4-9W-DIM-35-YD-S | 600 | Downlight | 66.7 | 2020-10-11 | 2020-12-13 | Low | 1 | 66.7 | #N/A | #N/A | #N/A
Wen Lighting | WEN-DL4-9W-DIM-40-BD | 600 | Downlight | 66.7 | 2020-10-11 | 2020-12-13 | Low | 1 | 66.7 | #N/A | #N/A | #N/A
Wen Lighting | WEN-DL4-9W-DIM-40-BD-S | 600 | Downlight | 66.7 | 2020-10-11 | 2020-12-13 | Low | 1 | 66.7 | #N/A | #N/A | #N/A
Wen Lighting | WEN-DL4-9W-DIM-40-ND | 600 | Downlight | 66.7 | 2020-10-11 | 2020-12-13 | Low | 1 | 66.7 | #N/A | #N/A | #N/A
Wen Lighting | WEN-DL4-9W-DIM-40-ND-S | 600 | Downlight | 66.7 | 2020-10-11 | 2020-12-13 | Low | 1 | 66.7 | #N/A | #N/A | #N/A
Wen Lighting | WEN-DL4-9W-DIM-40-WD | 600 | Downlight | 66.7 | 2020-10-11 | 2020-12-13 | Low | 1 | 66.7 | #N/A | #N/A | #N/A
Wen Lighting | WEN-DL4-9W-DIM-40-WD-S | 600 | Downlight | 66.7 | 2020-10-11 | 2020-12-13 | Low | 1 | 66.7 | #N/A | #N/A | #N/A
FOXSUN | FX-DL4-9W-DIM-27-#D | 600 | Downlight | 66.7 | 2020-09-29 | 2020-10-22 | Low | 1 | 66.7 | #N/A | #N/A | #N/A
FOXSUN | FX-DL4-9W-DIM-27-#D-S | 600 | Downlight | 66.7 | 2020-10-11 | 2020-12-05 | Low | 1 | 66.7 | #N/A | #N/A | #N/A
FOXSUN | FX-DL4-9W-DIM-30-#D-S | 600 | Downlight | 66.7 | 2020-10-11 | 2020-12-05 | Low | 1 | 66.7 | #N/A | #N/A | #N/A
FOXSUN | FX-DL4-9W-DIM-35-#D-S | 600 | Downlight | 66.7 | 2020-10-11 | 2020-12-05 | Low | 1 | 66.7 | #N/A | #N/A | #N/A
FOXSUN | FX-DL4-9W-DIM-40-#D-S | 600 | Downlight | 66.7 | 2020-10-11 | 2020-12-05 | Low | 1 | 66.7 | #N/A | #N/A | #N/A
FOXSUN | FX-DL4-9W-DIM-50-#D-S | 600 | Downlight | 66.7 | 2020-10-11 | 2020-12-05 | Low | 1 | 66.7 | #N/A | #N/A | #N/A
Wen Lighting | WEN-DL4-9W-DIM-40-YD | 600 | Downlight | 66.7 | 2020-10-11 | 2020-12-13 | Low | 1 | 66.7 | #N/A | #N/A | #N/A
Wen Lighting | WEN-DL4-9W-DIM-40-YD-S | 600 | Downlight | 66.7 | 2020-10-11 | 2020-12-13 | Low | 1 | 66.7 | #N/A | #N/A | #N/A
Wen Lighting | WEN-DL4-9W-DIM-50-BD | 600 | Downlight | 66.7 | 2020-10-11 | 2020-12-13 | Low | 1 | 66.7 | #N/A | #N/A | #N/A
Wen Lighting | WEN-DL4-9W-DIM-50-BD-S | 600 | Downlight | 66.7 | 2020-10-11 | 2020-12-13 | Low | 1 | 66.7 | #N/A | #N/A | #N/A
Wen Lighting | WEN-DL4-9W-DIM-50-ND | 600 | Downlight | 66.7 | 2020-10-11 | 2020-12-13 | Low | 1 | 66.7 | #N/A | #N/A | #N/A
Wen Lighting | WEN-DL4-9W-DIM-50-ND-S | 600 | Downlight | 66.7 | 2020-10-11 | 2020-12-13 | Low | 1 | 66.7 | #N/A | #N/A | #N/A
Wen Lighting | WEN-DL4-9W-DIM-50-WD | 600 | Downlight | 66.7 | 2020-10-11 | 2020-12-13 | Low | 1 | 66.7 | #N/A | #N/A | #N/A
Wen Lighting | WEN-DL4-9W-DIM-50-WD-S | 600 | Downlight | 66.7 | 2020-10-11 | 2020-12-13 | Low | 1 | 66.7 | #N/A | #N/A | #N/A
Wen Lighting | WEN-DL4-9W-DIM-50-YD | 600 | Downlight | 66.7 | 2020-10-11 | 2020-12-13 | Low | 1 | 66.7 | #N/A | #N/A | #N/A
Wen Lighting | WEN-DL4-9W-DIM-50-YD-S | 600 | Downlight | 66.7 | 2020-10-11 | 2020-12-13 | Low | 1 | 66.7 | #N/A | #N/A | #N/A
FOXSUN | FX-DL4-9W-DIM-5CC-#D | 600 | Downlight | 66.7 | 2020-09-29 | 2020-10-22 | Low | 1 | 66.7 | #N/A | #N/A | #N/A
FOXSUN | FX-DL4-9W-DIM-5CC-#D-S | 600 | Downlight | 66.7 | 2020-09-29 | 2020-10-22 | Low | 1 | 66.7 | #N/A | #N/A | #N/A
AURORIV | HY-USDL-R4-9W-5CCT | 600 | Downlight | 66.7 | 2022-12-01 | 2022-12-01 | Low | 1 | 66.7 | #N/A | #N/A | #N/A
LIPAI | P02104-9W-27 | 600 | Downlight | 66.7 | 2022-04-07 | 2022-05-18 | Low | 1 | 66.7 | #N/A | #N/A | #N/A
LIPAI | P02104-9W-30 | 600 | Downlight | 66.7 | 2022-04-07 | 2022-05-18 | Low | 1 | 66.7 | #N/A | #N/A | #N/A
LIPAI | P02104-9W-35 | 600 | Downlight | 66.7 | 2022-04-07 | 2022-05-18 | Low | 1 | 66.7 | #N/A | #N/A | #N/A
LIPAI | P02104-9W-40 | 600 | Downlight | 66.7 | 2022-04-07 | 2022-05-18 | Low | 1 | 66.7 | #N/A | #N/A | #N/A
LIPAI | P02104-9W-50 | 600 | Downlight | 66.7 | 2022-04-07 | 2022-05-18 | Low | 1 | 66.7 | #N/A | #N/A | #N/A
LIPAI | P02204-9W-27 | 600 | Downlight | 66.7 | 2022-04-07 | 2022-05-18 | Low | 1 | 66.7 | #N/A | #N/A | #N/A
LIPAI | P02204-9W-30 | 600 | Downlight | 66.7 | 2022-04-07 | 2022-05-18 | Low | 1 | 66.7 | #N/A | #N/A | #N/A
LIPAI | P02204-9W-35 | 600 | Downlight | 66.7 | 2022-04-07 | 2022-05-18 | Low | 1 | 66.7 | #N/A | #N/A | #N/A
LIPAI | P02204-9W-40 | 600 | Downlight | 66.7 | 2022-04-07 | 2022-05-18 | Low | 1 | 66.7 | #N/A | #N/A | #N/A
LIPAI | P02204-9W-50 | 600 | Downlight | 66.7 | 2022-04-07 | 2022-05-18 | Low | 1 | 66.7 | #N/A | #N/A | #N/A
Cree | DS6-700L-27K-U1 | 700 | Downlight | 66.7 | 2017-11-30 | 2018-01-04 | Low | 1 | 66.7 | #N/A | #N/A | #N/A
Sylvania | 65442 | 700 | Downlight | 66.7 | 2021-01-15 | 2021-01-24 | Low | 1 | 66.7 | #N/A | #N/A | #N/A
Sylvania | 65445 | 700 | Downlight | 66.7 | 2021-01-15 | 2021-01-24 | Low | 1 | 66.7 | #N/A | #N/A | #N/A
Sylvania | 65448 | 700 | Downlight | 66.7 | 2021-01-15 | 2021-01-24 | Low | 1 | 66.7 | #N/A | #N/A | #N/A
Sylvania | 65451 | 700 | Downlight | 66.7 | 2021-01-15 | 2021-01-24 | Low | 1 | 66.7 | #N/A | #N/A | #N/A
Sylvania | 65454 | 700 | Downlight | 66.7 | 2021-01-15 | 2021-01-24 | Low | 1 | 66.7 | #N/A | #N/A | #N/A
NICOR LED | DLF301202KWH | 700 | Downlight | 66.7 | 2021-08-02 | 2021-07-19 | Low | 1 | 66.7 | #N/A | #N/A | #N/A
NICOR LED | DLF301203KWH | 700 | Downlight | 66.7 | 2021-08-02 | 2021-07-19 | Low | 1 | 66.7 | #N/A | #N/A | #N/A
NICOR LED | DLF301204KWH | 700 | Downlight | 66.7 | 2021-08-02 | 2021-07-19 | Low | 1 | 66.7 | #N/A | #N/A | #N/A
NICOR LED | DLF301205KWH | 700 | Downlight | 66.7 | 2021-08-02 | 2021-07-19 | Low | 1 | 66.7 | #N/A | #N/A | #N/A
SATCO/NUVO | S21506 | 700 | Downlight | 66.7 | 2018-04-13 | 2018-04-20 | Low | 1 | 66.7 | #N/A | #N/A | #N/A
LIGHT THE FUTURE | D304-N-80-XXXX | 700 | Downlight | 66.7 | 2016-05-30 | 2016-05-27 | Low | 1 | 66.7 | #N/A | #N/A | #N/A
LIGHT THE FUTURE | D304-N-80-XXXX | 700 | Downlight | 66.7 | 2016-05-30 | 2016-05-27 | Low | 1 | 66.7 | #N/A | #N/A | #N/A
LIGHT THE FUTURE | D304-N-80-XXXX | 700 | Downlight | 66.7 | 2016-05-30 | 2016-05-27 | Low | 1 | 66.7 | #N/A | #N/A | #N/A
LIGHT THE FUTURE | D304-N-80-XXXX | 700 | Downlight | 66.7 | 2016-05-30 | 2016-05-27 | Low | 1 | 66.7 | #N/A | #N/A | #N/A
LIGHT THE FUTURE | D304-N-80-XXXX | 700 | Downlight | 66.7 | 2016-05-30 | 2016-05-27 | Low | 1 | 66.7 | #N/A | #N/A | #N/A
luxrite | LR32180 | 800 | Downlight | 66.7 | 2020-08-03 | 2020-07-22 | Low | 1 | 66.7 | #N/A | #N/A | #N/A
American Lighting | HPX2H-5CCT-** | 800 | Downlight | 66.7 | 2021-01-01 | 2020-12-23 | Low | 1 | 66.7 | #N/A | #N/A | #N/A
ARTIKA | 7FLPR-SPx-xxxxxx | 800 | Downlight | 66.7 | 2021-12-25 | 2021-12-30 | Low | 1 | 66.7 | #N/A | #N/A | #N/A
ARTIKA | 7FM-EUDC-****** | 800 | Downlight | 66.7 | 2022-12-14 | 2022-12-14 | Low | 1 | 66.7 | #N/A | #N/A | #N/A
ARTIKA | 7FM-EUDC-BL | 800 | Downlight | 66.7 | 2022-12-14 | 2022-12-14 | Low | 1 | 66.7 | #N/A | #N/A | #N/A
ARTIKA | 7FM-EUDC-WH | 800 | Downlight | 66.7 | 2022-12-14 | 2022-12-14 | Low | 1 | 66.7 | #N/A | #N/A | #N/A
EELighting | UTP-R4486MW-12W5CCTA-120347V-DIM-CRI80 | 800 | Downlight | 66.7 | 2020-11-11 | 2020-12-01 | Low | 1 | 66.7 | #N/A | #N/A | #N/A
EiKO | SSD6-84-12W-830-120DT-WH | 800 | Downlight | 66.7 | 2020-07-01 | 2020-07-06 | Low | 1 | 66.7 | #N/A | #N/A | #N/A
EiKO | SSD6-84-12W-9CCT3-120DT-WH | 800 | Downlight | 66.7 | 2020-07-01 | 2020-07-06 | Low | 1 | 66.7 | #N/A | #N/A | #N/A
Illume | I-CCMDPN5-## | 800 | Downlight | 66.7 | 2018-11-01 | 2019-02-15 | Low | 1 | 66.7 | #N/A | #N/A | #N/A
Dals | 5005-CC-** | 800 | Downlight | 66.7 | 2021-04-01 | 2021-06-10 | Low | 1 | 66.7 | #N/A | #N/A | #N/A
Dals | GBR35-CC-** | 800 | Downlight | 66.7 | 2022-03-01 | 2022-09-08 | Low | 1 | 66.7 | #N/A | #N/A | #N/A
Dals | SPN5-CC-3T-## | 800 | Downlight | 66.7 | 2018-11-01 | 2019-02-15 | Low | 1 | 66.7 | #N/A | #N/A | #N/A
FEIT ELECTRIC | LEDR56JBX/6WYCA | 800 | Downlight | 66.7 | 2020-07-30 | 2020-07-29 | Low | 1 | 66.7 | #N/A | #N/A | #N/A
FEIT ELECTRIC | LEDR56JBX/930 | 800 | Downlight | 66.7 | 2018-05-29 | 2018-05-25 | Low | 1 | 66.7 | #N/A | #N/A | #N/A
FEIT ELECTRIC | LEDR56JBX/930 | 800 | Downlight | 66.7 | 2020-06-05 | 2020-06-23 | Low | 1 | 66.7 | #N/A | #N/A | #N/A
FDL | FDLED-4-11W-5CCT-**G | 800 | Downlight | 66.7 | 2022-03-10 | 2022-03-22 | Low | 1 | 66.7 | #N/A | #N/A | #N/A
FDL | FDTL-LED-3.5-12W-5CCT-** | 800 | Downlight | 66.7 | 2021-12-16 | 2022-02-22 | Low | 1 | 66.7 | #N/A | #N/A | #N/A
Etlin-Daniels | DLSWR6-121CD-WH-FF | 800 | Downlight | 66.7 | 2021-01-19 | 2021-02-08 | Low | 1 | 66.7 | #N/A | #N/A | #N/A
HENGTE | HT-G55GARD4-912-27D-## | 800 | Downlight | 66.7 | 2021-05-24 | 2021-05-31 | Low | 1 | 66.7 | #N/A | #N/A | #N/A
HENGTE | HT-G55GRRD4-912-27D-## | 800 | Downlight | 66.7 | 2021-05-24 | 2021-05-31 | Low | 1 | 66.7 | #N/A | #N/A | #N/A
HENGTE | HT-G55GRRD6-912-27I-## | 800 | Downlight | 66.7 | 2021-05-24 | 2021-05-28 | Low | 1 | 66.7 | #N/A | #N/A | #N/A
HENGTE | HT-G55RRRD6-912-##D-## | 800 | Downlight | 66.7 | 2021-09-12 | 2021-12-06 | Low | 1 | 66.7 | #N/A | #N/A | #N/A
HENGTE | HT-G65ARRD4-912-27D-##2 | 800 | Downlight | 66.7 | 2020-07-10 | 2020-07-15 | Low | 1 | 66.7 | #N/A | #N/A | #N/A
Prescolite | LC4SL+4LCSL10L27K9 | 800 | Downlight | 66.7 | 2017-07-22 | 2020-11-25 | Low | 1 | 66.7 | #N/A | #N/A | #N/A
Prescolite | LC4SL+4LCSL10L30K9 | 800 | Downlight | 66.7 | 2017-07-22 | 2020-11-25 | Low | 1 | 66.7 | #N/A | #N/A | #N/A
Prescolite | LC4SL+4LCSL10L35K9 | 800 | Downlight | 66.7 | 2017-07-22 | 2020-11-25 | Low | 1 | 66.7 | #N/A | #N/A | #N/A
Prescolite | LC4SL+4LCSL10L40K9 | 800 | Downlight | 66.7 | 2017-07-22 | 2020-11-25 | Low | 1 | 66.7 | #N/A | #N/A | #N/A
Prescolite | LC4SL+4LCSL10L50K9 | 800 | Downlight | 66.7 | 2017-07-22 | 2020-11-25 | Low | 1 | 66.7 | #N/A | #N/A | #N/A
HENGTE | HT-G65ESRD4-912-XXI-##1 | 800 | Downlight | 66.7 | 2020-09-09 | 2020-09-10 | Low | 1 | 66.7 | #N/A | #N/A | #N/A
HELIOS LIGHTING | 4R10L-30K-**-** | 800 | Downlight | 66.7 | 2020-07-28 | 2020-08-10 | Low | 1 | 66.7 | #N/A | #N/A | #N/A
HELIOS LIGHTING | 4R10L-30K-**-**-DM1 | 800 | Downlight | 66.7 | 2020-07-28 | 2020-08-10 | Low | 1 | 66.7 | #N/A | #N/A | #N/A
HELIOS LIGHTING | 4R10L-35K-**-** | 800 | Downlight | 66.7 | 2020-07-28 | 2020-08-10 | Low | 1 | 66.7 | #N/A | #N/A | #N/A
HELIOS LIGHTING | 4R10L-35K-**-**-DM1 | 800 | Downlight | 66.7 | 2020-07-28 | 2020-08-10 | Low | 1 | 66.7 | #N/A | #N/A | #N/A
HELIOS LIGHTING | 4R10L-40K-**-** | 800 | Downlight | 66.7 | 2020-07-28 | 2020-08-10 | Low | 1 | 66.7 | #N/A | #N/A | #N/A
HELIOS LIGHTING | 4R10L-40K-**-**-DM1 | 800 | Downlight | 66.7 | 2020-07-28 | 2020-08-10 | Low | 1 | 66.7 | #N/A | #N/A | #N/A
HELIOS LIGHTING | 4S10L-30K-**-** | 800 | Downlight | 66.7 | 2020-07-28 | 2020-08-10 | Low | 1 | 66.7 | #N/A | #N/A | #N/A
HELIOS LIGHTING | 4S10L-30K-**-**-DM1 | 800 | Downlight | 66.7 | 2020-07-28 | 2020-08-10 | Low | 1 | 66.7 | #N/A | #N/A | #N/A
HELIOS LIGHTING | 4S10L-35K-**-** | 800 | Downlight | 66.7 | 2020-07-28 | 2020-08-10 | Low | 1 | 66.7 | #N/A | #N/A | #N/A
HELIOS LIGHTING | 4S10L-35K-**-**-DM1 | 800 | Downlight | 66.7 | 2020-07-28 | 2020-08-10 | Low | 1 | 66.7 | #N/A | #N/A | #N/A
HELIOS LIGHTING | 4S10L-40K-**-** | 800 | Downlight | 66.7 | 2020-07-28 | 2020-08-10 | Low | 1 | 66.7 | #N/A | #N/A | #N/A
HELIOS LIGHTING | 4S10L-40K-**-**-DM1 | 800 | Downlight | 66.7 | 2020-07-28 | 2020-08-10 | Low | 1 | 66.7 | #N/A | #N/A | #N/A
HELIOS LIGHTING | 6R10L-30K-AN-NCT | 800 | Downlight | 66.7 | 2020-07-28 | 2020-08-10 | Low | 1 | 66.7 | #N/A | #N/A | #N/A
HELIOS LIGHTING | 6R10L-30K-AN-NCT-DM1 | 800 | Downlight | 66.7 | 2020-07-28 | 2020-08-10 | Low | 1 | 66.7 | #N/A | #N/A | #N/A
HELIOS LIGHTING | 6R10L-35K-AN-NCT | 800 | Downlight | 66.7 | 2020-07-28 | 2020-08-10 | Low | 1 | 66.7 | #N/A | #N/A | #N/A
HELIOS LIGHTING | 6R10L-35K-AN-NCT-DM1 | 800 | Downlight | 66.7 | 2020-07-28 | 2020-08-10 | Low | 1 | 66.7 | #N/A | #N/A | #N/A
HELIOS LIGHTING | 6R10L-40K-AN-NCT | 800 | Downlight | 66.7 | 2020-07-28 | 2020-08-10 | Low | 1 | 66.7 | #N/A | #N/A | #N/A
HELIOS LIGHTING | 6R10L-40K-AN-NCT-DM1 | 800 | Downlight | 66.7 | 2020-07-28 | 2020-08-10 | Low | 1 | 66.7 | #N/A | #N/A | #N/A
HENGTE | HT-US-G26BRRD6C-912-27D-##1 | 800 | Downlight | 66.7 | 2021-05-21 | 2021-05-28 | Low | 1 | 66.7 | #N/A | #N/A | #N/A
HELIOS LIGHTING | 6S10L-30K-**-** | 800 | Downlight | 66.7 | 2020-07-28 | 2020-08-10 | Low | 1 | 66.7 | #N/A | #N/A | #N/A
HELIOS LIGHTING | 6S10L-30K-**-**-DM1 | 800 | Downlight | 66.7 | 2020-07-28 | 2020-08-10 | Low | 1 | 66.7 | #N/A | #N/A | #N/A
HELIOS LIGHTING | 6S10L-35K-**-** | 800 | Downlight | 66.7 | 2020-07-28 | 2020-08-10 | Low | 1 | 66.7 | #N/A | #N/A | #N/A
HELIOS LIGHTING | 6S10L-35K-**-**-DM1 | 800 | Downlight | 66.7 | 2020-07-28 | 2020-08-10 | Low | 1 | 66.7 | #N/A | #N/A | #N/A
HELIOS LIGHTING | 6S10L-40K-**-** | 800 | Downlight | 66.7 | 2020-07-28 | 2020-08-10 | Low | 1 | 66.7 | #N/A | #N/A | #N/A
HELIOS LIGHTING | 6S10L-40K-**-**-DM1 | 800 | Downlight | 66.7 | 2020-07-28 | 2020-08-10 | Low | 1 | 66.7 | #N/A | #N/A | #N/A
HENGTE | HT-US-SSDLG3-Y6C12W950-RGBCW22-11 | 800 | Downlight | 66.7 | 2020-09-14 | 2020-09-14 | Low | 1 | 66.7 | #N/A | #N/A | #N/A
HENGTE | LJC-US-SSDLG2-Y6C12W9A55020-2S-V# | 800 | Downlight | 66.7 | 2021-05-27 | 2021-05-31 | Low | 1 | 66.7 | #N/A | #N/A | #N/A
Globe | 50581 | 800 | Downlight | 66.7 | 2022-08-17 | 2022-08-25 | Low | 1 | 66.7 | #N/A | #N/A | #N/A
Globe | 90933 | 800 | Downlight | 66.7 | 2017-09-05 | 2017-09-18 | Low | 1 | 66.7 | #N/A | #N/A | #N/A
Halco Lighting Technologies | 89151 | 800 | Downlight | 66.7 | 2022-07-28 | 2022-08-08 | Low | 1 | 66.7 | #N/A | #N/A | #N/A
Halco Lighting Technologies | 89153 | 800 | Downlight | 66.7 | 2022-07-28 | 2022-08-08 | Low | 1 | 66.7 | #N/A | #N/A | #N/A
ProLED | 89068 | 800 | Downlight | 66.7 | 2019-07-25 | 2019-08-07 | Low | 1 | 66.7 | #N/A | #N/A | #N/A
ProLED | 89072 | 800 | Downlight | 66.7 | 2019-07-25 | 2019-08-07 | Low | 1 | 66.7 | #N/A | #N/A | #N/A
Globe | 91219 | 800 | Downlight | 66.7 | 2018-05-09 | 2018-05-08 | Low | 1 | 66.7 | #N/A | #N/A | #N/A
Globe | 91220 | 800 | Downlight | 66.7 | 2018-05-09 | 2018-05-10 | Low | 1 | 66.7 | #N/A | #N/A | #N/A
Globe | 91221 | 800 | Downlight | 66.7 | 2018-05-09 | 2018-05-10 | Low | 1 | 66.7 | #N/A | #N/A | #N/A
Globe | 91289 | 800 | Downlight | 66.7 | 2018-03-29 | 2018-03-28 | Low | 1 | 66.7 | #N/A | #N/A | #N/A
Globe | 91416 | 800 | Downlight | 66.7 | 2021-12-05 | 2022-08-15 | Low | 1 | 66.7 | #N/A | #N/A | #N/A
Globe | 91494 | 800 | Downlight | 66.7 | 2019-09-06 | 2019-09-11 | Low | 1 | 66.7 | #N/A | #N/A | #N/A
Globe | 91500 | 800 | Downlight | 66.7 | 2019-09-06 | 2019-09-13 | Low | 1 | 66.7 | #N/A | #N/A | #N/A
Globe | 91675 | 800 | Downlight | 66.7 | 2021-06-21 | 2021-07-06 | Low | 1 | 66.7 | #N/A | #N/A | #N/A
HENGTE | HT-G2FRRD6-912-30D-## | 800 | Downlight | 66.7 | 2018-02-05 | 2018-02-22 | Low | 1 | 66.7 | #N/A | #N/A | #N/A
HENGTE | HT-G2RRRD6-912-30D-## | 800 | Downlight | 66.7 | 2018-02-05 | 2018-03-02 | Low | 1 | 66.7 | #N/A | #N/A | #N/A
HENGTE | HT-G2URRD4-812-27B-## | 800 | Downlight | 66.7 | 2018-02-05 | 2018-02-02 | Low | 1 | 66.7 | #N/A | #N/A | #N/A
HENGTE | HT-G2URRD6-912-30D-## | 800 | Downlight | 66.7 | 2018-02-05 | 2018-02-22 | Low | 1 | 66.7 | #N/A | #N/A | #N/A
HENGTE | HT-G55ARRD4-912-XXD-## | 800 | Downlight | 66.7 | 2019-05-22 | 2019-05-24 | Low | 1 | 66.7 | #N/A | #N/A | #N/A
HENGTE | HT-G55ARRD6-912-XXD-## | 800 | Downlight | 66.7 | 2019-05-22 | 2019-05-24 | Low | 1 | 66.7 | #N/A | #N/A | #N/A
HENGTE | HT-G55RRRD6-912-XXD-## | 800 | Downlight | 66.7 | 2019-05-22 | 2019-05-24 | Low | 1 | 66.7 | #N/A | #N/A | #N/A
HENGTE | HT-G55URRD4-912-XXD-## | 800 | Downlight | 66.7 | 2019-05-22 | 2019-05-24 | Low | 1 | 66.7 | #N/A | #N/A | #N/A
HENGTE | HT-G55URRD6-912-XXD-## | 800 | Downlight | 66.7 | 2019-05-22 | 2019-05-24 | Low | 1 | 66.7 | #N/A | #N/A | #N/A
HENGTE | HT-G57URRD6-912-30B-## | 800 | Downlight | 66.7 | 2019-07-20 | 2019-07-19 | Low | 1 | 66.7 | #N/A | #N/A | #N/A
HENGTE | HT-G57URRD6-912-50B-## | 800 | Downlight | 66.7 | 2019-06-27 | 2019-06-28 | Low | 1 | 66.7 | #N/A | #N/A | #N/A
HENGTE | HT-G5ARRD6-912-30D-## | 800 | Downlight | 66.7 | 2018-07-06 | 2018-07-17 | Low | 1 | 66.7 | #N/A | #N/A | #N/A
HENGTE | HT-G5RRRD6-912-30D-## | 800 | Downlight | 66.7 | 2018-07-06 | 2018-07-17 | Low | 1 | 66.7 | #N/A | #N/A | #N/A
HENGTE | HT-G5URRD6-912-30D-## | 800 | Downlight | 66.7 | 2018-07-06 | 2018-07-17 | Low | 1 | 66.7 | #N/A | #N/A | #N/A
HENGTE | HT-RRRD6-912-27C-## | 800 | Downlight | 66.7 | 2017-08-20 | 2017-08-18 | Low | 1 | 66.7 | #N/A | #N/A | #N/A
HENGTE | HT-URRD6-912-27C-## | 800 | Downlight | 66.7 | 2017-08-20 | 2017-08-18 | Low | 1 | 66.7 | #N/A | #N/A | #N/A
HENGTE | HT-US-G26BRRD6C-912-27D-##1 | 800 | Downlight | 66.7 | 2021-05-21 | 2021-08-25 | Low | 1 | 66.7 | #N/A | #N/A | #N/A
Liron Lighting | LEDCSP12W7IN30K | 800 | Downlight | 66.7 | 2020-05-01 | 2020-07-06 | Low | 1 | 66.7 | #N/A | #N/A | #N/A
Liron Lighting | LEDCSP12W7IN40K | 800 | Downlight | 66.7 | 2020-05-01 | 2020-07-06 | Low | 1 | 66.7 | #N/A | #N/A | #N/A
Liron Lighting | LEDCSP12W7IN50K | 800 | Downlight | 66.7 | 2020-05-01 | 2020-07-06 | Low | 1 | 66.7 | #N/A | #N/A | #N/A
VISION HOME | LG-80800-4JBW4 | 800 | Downlight | 66.7 | 2022-07-22 | 2022-08-05 | Low | 1 | 66.7 | #N/A | #N/A | #N/A
National Specialty Lighting | LVLDL-06S-**-**-R-L | 800 | Downlight | 66.7 | 2017-09-13 | 2017-09-20 | Low | 1 | 66.7 | #N/A | #N/A | #N/A
NICOR LED | DLE621202KSQWH | 800 | Downlight | 66.7 | 2018-07-07 | 2018-08-30 | Low | 1 | 66.7 | #N/A | #N/A | #N/A
MW LIGHTING | MFGD612-FL-5CCT-WH | 800 | Downlight | 66.7 | 2022-09-12 | 2022-10-28 | Low | 1 | 66.7 | #N/A | #N/A | #N/A
MW LIGHTING | MW-GD612W-TNW-5CCT | 800 | Downlight | 66.7 | 2020-12-11 | 2020-12-15 | Low | 1 | 66.7 | #N/A | #N/A | #N/A
Luminiz | DWL014030W | 800 | Downlight | 66.7 | 2017-01-01 | 2017-06-29 | Low | 1 | 66.7 | #N/A | #N/A | #N/A
Spex Lighting | SL-SLMB4-RGBTW-WZ | 800 | Downlight | 66.7 | 2021-01-11 | 2021-01-18 | Low | 1 | 66.7 | #N/A | #N/A | #N/A
Spex Lighting | SL-SLMB4-RGBTW-WZ-# | 800 | Downlight | 66.7 | 2021-01-11 | 2021-01-18 | Low | 1 | 66.7 | #N/A | #N/A | #N/A
Trenz Lighting | TL-SLMB4-RGBTW-90WZ | 800 | Downlight | 66.7 | 2021-01-11 | 2021-01-18 | Low | 1 | 66.7 | #N/A | #N/A | #N/A
Trenz Lighting | TL-SLMB4-RGBTW-WZ-# | 800 | Downlight | 66.7 | 2021-01-11 | 2021-01-18 | Low | 1 | 66.7 | #N/A | #N/A | #N/A
Light by Lotus | AD-35-S12W-5CCT-**-REY | 800 | Downlight | 66.7 | 2021-10-02 | 2021-10-14 | Low | 1 | 66.7 | #N/A | #N/A | #N/A
Magic Lite | LVLDL-06S-**-**-R-L | 800 | Downlight | 66.7 | 2017-09-13 | 2017-09-20 | Low | 1 | 66.7 | #N/A | #N/A | #N/A
Lights by Lotus | LED-6-S12W-5CCT** | 800 | Downlight | 66.7 | 2019-09-23 | 2019-10-25 | Low | 1 | 66.7 | #N/A | #N/A | #N/A
MaxLite | SDBR4129CSW | 800 | Downlight | 66.7 | 2020-12-12 | 2021-01-14 | Low | 1 | 66.7 | #N/A | #N/A | #N/A
Liteline | SLMB4-RGBTW-WH-#KT | 800 | Downlight | 66.7 | 2021-01-11 | 2021-01-18 | Low | 1 | 66.7 | #N/A | #N/A | #N/A
Liteline | SLMB4-RGBTW-WZ-WH | 800 | Downlight | 66.7 | 2021-01-11 | 2021-01-18 | Low | 1 | 66.7 | #N/A | #N/A | #N/A
RENO | RENO-6-S12W-345K** | 800 | Downlight | 66.7 | 2020-03-06 | 2020-03-17 | Low | 1 | 66.7 | #N/A | #N/A | #N/A
Portor Lighting | PT-DLG-R-4I-12W-3CCT | 800 | Downlight | 66.7 | 2020-09-15 | 2020-10-20 | Low | 1 | 66.7 | #N/A | #N/A | #N/A
Portor Lighting | PT-DLS-S-6I-12W-3CCT | 800 | Downlight | 66.7 | 2020-03-03 | 2020-03-24 | Low | 1 | 66.7 | #N/A | #N/A | #N/A
ANC | RD6R12-2700K | 800 | Downlight | 66.7 | 2020-07-01 | 2020-07-07 | Low | 1 | 66.7 | #N/A | #N/A | #N/A
ANC | RD6R12-3000K | 800 | Downlight | 66.7 | 2020-07-01 | 2020-07-07 | Low | 1 | 66.7 | #N/A | #N/A | #N/A
ANC | RD6R12-4000K | 800 | Downlight | 66.7 | 2020-07-01 | 2020-07-07 | Low | 1 | 66.7 | #N/A | #N/A | #N/A
ANC | RD6R12-5000K | 800 | Downlight | 66.7 | 2020-07-01 | 2020-07-07 | Low | 1 | 66.7 | #N/A | #N/A | #N/A
RGB | PBD1212-12 (3000K) | 800 | Downlight | 66.7 | 2018-01-04 | 2018-01-25 | Low | 1 | 66.7 | #N/A | #N/A | #N/A
RGB | PBD1212-12 (4000K) | 800 | Downlight | 66.7 | 2018-01-04 | 2018-01-25 | Low | 1 | 66.7 | #N/A | #N/A | #N/A
RGB | PBD1212-12 (5000K) | 800 | Downlight | 66.7 | 2018-01-04 | 2018-01-25 | Low | 1 | 66.7 | #N/A | #N/A | #N/A
HOMI | HM04-PR6-12W-12030K-*SA | 800 | Downlight | 66.7 | 2020-04-22 | 2020-04-20 | Low | 1 | 66.7 | #N/A | #N/A | #N/A
HOMI | HM04-PR6-12W-12035K-*SA | 800 | Downlight | 66.7 | 2020-04-22 | 2020-04-20 | Low | 1 | 66.7 | #N/A | #N/A | #N/A
HOMI | HM04-PR6-12W-120-3CCT-*SA | 800 | Downlight | 66.7 | 2020-04-01 | 2020-04-21 | Low | 1 | 66.7 | #N/A | #N/A | #N/A
HOMI | HM04-PR6-12W-12040K-*SA | 800 | Downlight | 66.7 | 2020-04-22 | 2020-04-20 | Low | 1 | 66.7 | #N/A | #N/A | #N/A
HOMI | HM04-PR6-12W-12050K-*SA | 800 | Downlight | 66.7 | 2020-04-22 | 2020-04-20 | Low | 1 | 66.7 | #N/A | #N/A | #N/A
Stanpro | LPDL6/RND/12W/5CCT/** | 800 | Downlight | 66.7 | 2021-08-20 | 2021-09-24 | Low | 1 | 66.7 | #N/A | #N/A | #N/A
Standard | LPDL6/RND/12W/5CCT/**/STD | 800 | Downlight | 66.7 | 2019-12-13 | 2020-01-09 | Low | 1 | 66.7 | #N/A | #N/A | #N/A
Stanpro | CRK7-S12W-A-30WH | 800 | Downlight | 66.7 | 2021-02-28 | 2021-06-13 | Low | 1 | 66.7 | #N/A | #N/A | #N/A
Stanpro | CRK7-S12W-A-40WH | 800 | Downlight | 66.7 | 2021-02-28 | 2021-06-13 | Low | 1 | 66.7 | #N/A | #N/A | #N/A
Stanpro | LPDL6R-12SA/5C** | 800 | Downlight | 66.7 | 2019-12-13 | 2020-01-09 | Low | 1 | 66.7 | #N/A | #N/A | #N/A
TORCHSTAR | SJ1DL6D-12W27RTV2 | 800 | Downlight | 66.7 | 2019-11-29 | 2019-12-11 | Low | 1 | 66.7 | #N/A | #N/A | #N/A
TORCHSTAR | SJ1DL6D-12W30RTV2 | 800 | Downlight | 66.7 | 2019-03-27 | 2019-05-13 | Low | 1 | 66.7 | #N/A | #N/A | #N/A
TORCHSTAR | SJ1DLJB-4SHS12D##H-WHT-R | 800 | Downlight | 66.7 | 2022-04-07 | 2022-04-21 | Low | 1 | 66.7 | #N/A | #N/A | #N/A
Commerical Electric | 1003531996 | 800 | Downlight | 66.7 | 2018-09-28 | 2018-10-19 | Low | 1 | 66.7 | #N/A | #N/A | #N/A
Commerical Electric | 1003532007 | 800 | Downlight | 66.7 | 2018-09-28 | 2018-10-15 | Low | 1 | 66.7 | #N/A | #N/A | #N/A
Commerical Electric | 1003532010 | 800 | Downlight | 66.7 | 2018-09-28 | 2018-10-16 | Low | 1 | 66.7 | #N/A | #N/A | #N/A
Commerical Electric | 1003532011 | 800 | Downlight | 66.7 | 2018-09-28 | 2018-10-19 | Low | 1 | 66.7 | #N/A | #N/A | #N/A
Commerical Electric | 1003532012 | 800 | Downlight | 66.7 | 2018-09-28 | 2018-10-15 | Low | 1 | 66.7 | #N/A | #N/A | #N/A
Commercial Electric | 1004655271 | 800 | Downlight | 66.7 | 2019-10-21 | 2019-10-25 | Low | 1 | 66.7 | #N/A | #N/A | #N/A
Commercial Electric | 1004655279 | 800 | Downlight | 66.7 | 2019-10-21 | 2019-10-25 | Low | 1 | 66.7 | #N/A | #N/A | #N/A
Commercial Electric | 1004655282 | 800 | Downlight | 66.7 | 2019-10-21 | 2019-10-25 | Low | 1 | 66.7 | #N/A | #N/A | #N/A
Commercial Electric | 1004658317 | 800 | Downlight | 66.7 | 2019-10-21 | 2019-10-25 | Low | 1 | 66.7 | #N/A | #N/A | #N/A
Commercial Electric | 1004658321 | 800 | Downlight | 66.7 | 2019-10-21 | 2019-10-25 | Low | 1 | 66.7 | #N/A | #N/A | #N/A
Commercial Electric | 1005772467 | 800 | Downlight | 66.7 | 2020-09-20 | 2020-09-23 | Low | 1 | 66.7 | #N/A | #N/A | #N/A
Commercial Electric | 1006849133 | 800 | Downlight | 66.7 | 2021-09-17 | 2021-12-27 | Low | 1 | 66.7 | #N/A | #N/A | #N/A
Commercial Electric | 1006850771 | 800 | Downlight | 66.7 | 2021-09-17 | 2021-12-27 | Low | 1 | 66.7 | #N/A | #N/A | #N/A
Commercial Electric | 1007961135 | 800 | Downlight | 66.7 | 2022-06-13 | 2022-07-06 | Low | 1 | 66.7 | #N/A | #N/A | #N/A
Commercial Electric | 1007995261 | 800 | Downlight | 66.7 | 2022-06-06 | 2022-06-22 | Low | 1 | 66.7 | #N/A | #N/A | #N/A
Commercial Electric | 1007995262 | 800 | Downlight | 66.7 | 2022-06-13 | 2022-07-05 | Low | 1 | 66.7 | #N/A | #N/A | #N/A
denghuo | LG-80800-4JBW4 | 800 | Downlight | 66.7 | 2022-10-28 | 2022-08-05 | Low | 1 | 66.7 | #N/A | #N/A | #N/A
Wen Lighting | WEN-DL6-12W-DIM-27-BD-S | 800 | Downlight | 66.7 | 2020-10-11 | 2020-12-13 | Low | 1 | 66.7 | #N/A | #N/A | #N/A
Wen Lighting | WEN-DL6-12W-DIM-27-ND-S | 800 | Downlight | 66.7 | 2020-10-11 | 2020-12-13 | Low | 1 | 66.7 | #N/A | #N/A | #N/A
Wen Lighting | WEN-DL6-12W-DIM-27-WD-S | 800 | Downlight | 66.7 | 2020-10-11 | 2020-12-13 | Low | 1 | 66.7 | #N/A | #N/A | #N/A
Wen Lighting | WEN-DL6-12W-DIM-27-YD-S | 800 | Downlight | 66.7 | 2020-10-11 | 2020-12-13 | Low | 1 | 66.7 | #N/A | #N/A | #N/A
Wen Lighting | WEN-DL6-12W-DIM-30-BD-S | 800 | Downlight | 66.7 | 2020-10-11 | 2020-12-13 | Low | 1 | 66.7 | #N/A | #N/A | #N/A
Wen Lighting | WEN-DL6-12W-DIM-30-ND-S | 800 | Downlight | 66.7 | 2020-10-11 | 2020-12-13 | Low | 1 | 66.7 | #N/A | #N/A | #N/A
Wen Lighting | WEN-DL6-12W-DIM-30-WD-S | 800 | Downlight | 66.7 | 2020-10-11 | 2020-12-13 | Low | 1 | 66.7 | #N/A | #N/A | #N/A
FOXSUN | FX-DL6-12W-DIM-27-#D-S | 800 | Downlight | 66.7 | 2020-10-11 | 2020-12-05 | Low | 1 | 66.7 | #N/A | #N/A | #N/A
FOXSUN | FX-DL6-12W-DIM-30-#D-S | 800 | Downlight | 66.7 | 2020-10-11 | 2020-12-05 | Low | 1 | 66.7 | #N/A | #N/A | #N/A
FOXSUN | FX-DL6-12W-DIM-35-#D-S | 800 | Downlight | 66.7 | 2020-10-11 | 2020-12-05 | Low | 1 | 66.7 | #N/A | #N/A | #N/A
FOXSUN | FX-DL6-12W-DIM-40-#D-S | 800 | Downlight | 66.7 | 2020-10-11 | 2020-12-05 | Low | 1 | 66.7 | #N/A | #N/A | #N/A
FOXSUN | FX-DL6-12W-DIM-50-#D-S | 800 | Downlight | 66.7 | 2020-10-11 | 2020-12-05 | Low | 1 | 66.7 | #N/A | #N/A | #N/A
Wen Lighting | WEN-DL6-12W-DIM-30-YD-S | 800 | Downlight | 66.7 | 2020-10-11 | 2020-12-13 | Low | 1 | 66.7 | #N/A | #N/A | #N/A
Wen Lighting | WEN-DL6-12W-DIM-35-BD-S | 800 | Downlight | 66.7 | 2020-10-11 | 2020-12-13 | Low | 1 | 66.7 | #N/A | #N/A | #N/A
Wen Lighting | WEN-DL6-12W-DIM-35-ND-S | 800 | Downlight | 66.7 | 2020-10-11 | 2020-12-13 | Low | 1 | 66.7 | #N/A | #N/A | #N/A
Wen Lighting | WEN-DL6-12W-DIM-35-WD-S | 800 | Downlight | 66.7 | 2020-10-11 | 2020-12-13 | Low | 1 | 66.7 | #N/A | #N/A | #N/A
Wen Lighting | WEN-DL6-12W-DIM-35-YD-S | 800 | Downlight | 66.7 | 2020-10-11 | 2020-12-13 | Low | 1 | 66.7 | #N/A | #N/A | #N/A
Wen Lighting | WEN-DL6-12W-DIM-40-BD-S | 800 | Downlight | 66.7 | 2020-10-11 | 2020-12-13 | Low | 1 | 66.7 | #N/A | #N/A | #N/A
Wen Lighting | WEN-DL6-12W-DIM-40-ND-S | 800 | Downlight | 66.7 | 2020-10-11 | 2020-12-13 | Low | 1 | 66.7 | #N/A | #N/A | #N/A
Wen Lighting | WEN-DL6-12W-DIM-40-WD-S | 800 | Downlight | 66.7 | 2020-10-11 | 2020-12-13 | Low | 1 | 66.7 | #N/A | #N/A | #N/A
Wen Lighting | WEN-DL6-12W-DIM-40-YD-S | 800 | Downlight | 66.7 | 2020-10-11 | 2020-12-13 | Low | 1 | 66.7 | #N/A | #N/A | #N/A
Wen Lighting | WEN-DL6-12W-DIM-50-BD-S | 800 | Downlight | 66.7 | 2020-10-11 | 2020-12-13 | Low | 1 | 66.7 | #N/A | #N/A | #N/A
Wen Lighting | WEN-DL6-12W-DIM-50-ND-S | 800 | Downlight | 66.7 | 2020-10-11 | 2020-12-13 | Low | 1 | 66.7 | #N/A | #N/A | #N/A
Wen Lighting | WEN-DL6-12W-DIM-50-WD-S | 800 | Downlight | 66.7 | 2020-10-11 | 2020-12-13 | Low | 1 | 66.7 | #N/A | #N/A | #N/A
Wen Lighting | WEN-DL6-12W-DIM-50-YD-S | 800 | Downlight | 66.7 | 2020-10-11 | 2020-12-13 | Low | 1 | 66.7 | #N/A | #N/A | #N/A
Elite Lighting | RL695-900L-DIMTR-120-30K/40K/50K-90-** | 900 | Downlight | 66.7 | 2019-08-04 | 2019-08-12 | Low | 1 | 66.7 | #N/A | #N/A | #N/A
Elite Lighting | RL791-900L-DIMTR-120-30K/40K/50K-90-** | 900 | Downlight | 66.7 | 2019-08-04 | 2019-08-12 | Low | 1 | 66.7 | #N/A | #N/A | #N/A
GM Lighting | GM-RND8-TUN-** | 900 | Downlight | 66.7 | 2019-10-12 | 2019-10-11 | Low | 1 | 66.7 | #N/A | #N/A | #N/A
Satco | S9360 | 900 | Downlight | 66.7 | 2016-05-24 | 2016-05-24 | Low | 1 | 66.7 | #N/A | #N/A | #N/A
NaturaLED | LED7FMD-90L9CCT3** | 900 | Downlight | 66.7 | 2019-08-08 | 2019-08-12 | Low | 1 | 66.7 | #N/A | #N/A | #N/A
SATCO/NUVO | S29360 | 900 | Downlight | 66.7 | 2018-04-13 | 2018-04-20 | Low | 1 | 66.7 | #N/A | #N/A | #N/A
PHILIPS | PFD6R27K | 900 | Downlight | 66.7 | 2019-08-23 | 2019-09-03 | Low | 1 | 66.7 | #N/A | #N/A | #N/A
PHILIPS | PFD6R4CCT | 900 | Downlight | 66.7 | 2019-07-15 | 2019-07-30 | Low | 1 | 66.7 | #N/A | #N/A | #N/A
Lightolier | FD6R4CCT | 900 | Downlight | 66.7 | 2020-03-02 | 2020-02-27 | Low | 1 | 66.7 | #N/A | #N/A | #N/A
Tamlite Lighting | CLY6G-5CCTA/WH | 900 | Downlight | 66.7 | 2022-08-01 | 2022-08-12 | Low | 1 | 66.7 | #N/A | #N/A | #N/A
Dals | MFD03-CC-** | 534 | Downlight | 66.8 | 2021-04-01 | 2022-02-22 | Low | 1 | 66.8 | #N/A | #N/A | #N/A
Lightolier | S4S830K7-D | 601 | Downlight | 66.8 | 2016-06-01 | 2022-05-27 | Low | 1 | 66.8 | #N/A | #N/A | #N/A
Lightolier | S4S927K7xx | 601 | Downlight | 66.8 | 2016-06-01 | 2016-05-25 | Low | 1 | 66.8 | #N/A | #N/A | #N/A
PORTFOLIO | LAM4B108R##90[27¦30¦35¦40][D010TR¦DE010][Blank¦M][1¦2¦3][MB¦MW¦MMS] | 761 | Downlight | 66.8 | 2021-01-06 | 2021-02-15 | Low | 1 | 66.8 | #N/A | #N/A | #N/A
LEDRA Brands | NU3-[RD¦RDT]-XTM19-13LM-[27¦30¦35¦40]K-83-[HE45¦HE60¦HE80¦S24¦S35¦S50¦WH80]-[120¦277]V-Dim10-[NC¦IC¦ICAT¦RET]-WH-WH-ES | 834 | Downlight | 66.8 | 2017-05-01 | 2017-10-31 | Low | 1 | 66.8 | #N/A | #N/A | #N/A
denghuo | FXF01011 | 575 | Downlight | 66.9 | 2022-11-17 | 2022-12-06 | Low | 1 | 66.9 | #N/A | #N/A | #N/A
GE Current, a Daintree company | LRXDS4079WWMD | 620 | Downlight | 66.9 | 2021-02-01 | 2021-02-11 | Low | 1 | 66.9 | #N/A | #N/A | #N/A
luxrite | LR23410 | 803 | Downlight | 66.9 | 2020-08-03 | 2020-07-22 | Low | 1 | 66.9 | #N/A | #N/A | #N/A
Green Creative | PXCYL#/**/LES90##/KDIM010UNV/**/**/** | 870 | Downlight | 66.9 | 2021-10-30 | 2021-11-29 | Low | 1 | 66.9 | #N/A | #N/A | #N/A
Green Creative | PXCYL#/**/LES90##/KDIM010UNV/**/**/** | 870 | Downlight | 66.9 | 2021-10-30 | 2021-11-29 | Low | 1 | 66.9 | #N/A | #N/A | #N/A
Lightolier | C3L109##SE1* / C3SDL*CC* | 896 | Downlight | 66.9 | 2019-09-13 | 2019-09-06 | Low | 1 | 66.9 | #N/A | #N/A | #N/A
Lightolier | C3L109##SZ10U* / C3SDL*CC* | 896 | Downlight | 66.9 | 2019-09-13 | 2019-09-06 | Low | 1 | 66.9 | #N/A | #N/A | #N/A
Liteharbor | BL4-401-**-30 | 670 | Downlight | 67 | 2018-01-20 | 2018-05-15 | Low | 1 | 67 | #N/A | #N/A | #N/A
Liteharbor | BL4-401-**-35 | 670 | Downlight | 67 | 2018-01-20 | 2018-05-15 | Low | 1 | 67 | #N/A | #N/A | #N/A
Liteharbor | BL4-401-**-40 | 670 | Downlight | 67 | 2018-01-20 | 2018-05-15 | Low | 1 | 67 | #N/A | #N/A | #N/A
Liteharbor | BL4-401-**-50 | 670 | Downlight | 67 | 2018-01-20 | 2018-05-15 | Low | 1 | 67 | #N/A | #N/A | #N/A
Satco | S11601 | 670 | Downlight | 67 | 2019-04-24 | 2019-04-29 | Low | 1 | 67 | #N/A | #N/A | #N/A
Satco | S11602 | 670 | Downlight | 67 | 2019-04-24 | 2019-04-29 | Low | 1 | 67 | #N/A | #N/A | #N/A
LIGHT THE FUTURE | D704-N-KT-2700 | 670 | Downlight | 67 | 2016-09-12 | 2016-09-14 | Low | 1 | 67 | #N/A | #N/A | #N/A
LIGHT THE FUTURE | D704-N-KT-3000 | 670 | Downlight | 67 | 2016-09-12 | 2016-09-14 | Low | 1 | 67 | #N/A | #N/A | #N/A
LIGHT THE FUTURE | D704-N-KT-3500 | 670 | Downlight | 67 | 2016-09-12 | 2016-09-14 | Low | 1 | 67 | #N/A | #N/A | #N/A
LIGHT THE FUTURE | D704-N-KT-4000 | 670 | Downlight | 67 | 2016-09-12 | 2016-09-14 | Low | 1 | 67 | #N/A | #N/A | #N/A
LIGHT THE FUTURE | D704-N-KT-5000 | 670 | Downlight | 67 | 2016-09-12 | 2016-09-14 | Low | 1 | 67 | #N/A | #N/A | #N/A
Globe | 91197 | 470 | Downlight | 67.1 | 2017-09-02 | 2017-09-06 | Low | 1 | 67.1 | #N/A | #N/A | #N/A
Standard | LED/DL/GIMBAL/MOD/7W/30-22K/**/STD+DL/GIMBAL/4IN/TRIM/SQR/FL AT/**/STD | 470 | Downlight | 67.1 | 2017-09-01 | 2017-08-25 | Low | 1 | 67.1 | #N/A | #N/A | #N/A
Standard | LED/DL/GIMBAL/MOD/7W/30-22K/**/STD+LED/DL/GIMBAL/3IN/TRIM/RND/CURVED/**/STD | 470 | Downlight | 67.1 | 2018-03-21 | 2018-03-20 | Low | 1 | 67.1 | #N/A | #N/A | #N/A
Standard | LED/DL/GIMBAL/MOD/7W/30-22K/**/STD+LED/DL/GIMBAL/3IN/TRIM/RND/FLAT/**/STD | 470 | Downlight | 67.1 | 2018-03-21 | 2018-03-20 | Low | 1 | 67.1 | #N/A | #N/A | #N/A
Standard | LED/DL/GIMBAL/MOD/7W/30-22K/**/STD+LED/DL/GIMBAL/3IN/TRIM/SQR/FLAT/**/STD | 470 | Downlight | 67.1 | 2018-03-21 | 2018-03-20 | Low | 1 | 67.1 | #N/A | #N/A | #N/A
Standard | LED/DL/GIMBAL/MOD/7W/30-22K/**/STD+LED/DL/GIMBAL/4IN/TRIM/RND/FLAT/**/STD | 470 | Downlight | 67.1 | 2018-03-21 | 2018-03-20 | Low | 1 | 67.1 | #N/A | #N/A | #N/A
Standard | LED/DL/GIMBAL/MOD/7W/30-22K/**/STD+LED/DL/GIMBAL/4IN/TRIM/SQR/FLAT/**/STD | 470 | Downlight | 67.1 | 2018-03-21 | 2018-03-20 | Low | 1 | 67.1 | #N/A | #N/A | #N/A
Commerical Electric | 1002805077 | 470 | Downlight | 67.1 | 2018-09-21 | 2018-09-20 | Low | 1 | 67.1 | #N/A | #N/A | #N/A
NICOR LED | DRD211202KWH | 550 | Downlight | 67.1 | 2018-08-15 | 2018-12-12 | Low | 1 | 67.1 | #N/A | #N/A | #N/A
Halo | ML5612927 - ###[WB¦H¦SC¦WW¦W¦BB] | 799 | Downlight | 67.1 | 2020-04-30 | 2020-05-07 | Low | 1 | 67.1 | #N/A | #N/A | #N/A
FEIT ELECTRIC | CELEDR8/FP | 805 | Downlight | 67.1 | 2022-08-05 | 2022-09-02 | Low | 1 | 67.1 | #N/A | #N/A | #N/A
FEIT ELECTRIC | CELEDR8/FP/NL/RP | 805 | Downlight | 67.1 | 2022-08-05 | 2022-09-02 | Low | 1 | 67.1 | #N/A | #N/A | #N/A
Green Creative | [Blank¦SPFT*4]LE0590##[ELD-EDALIUNV¦ELD-SDALIUNV]**/AD*4** | 430 | Downlight | 67.2 | 2021-10-30 | 2022-04-01 | Low | 1 | 67.2 | #N/A | #N/A | #N/A
Halo | HLB3059FS1EMW* | 578 | Downlight | 67.2 | 2020-12-02 | 2020-12-04 | Low | 1 | 67.2 | #N/A | #N/A | #N/A
Halo | HLB3059FS1EMW*-C | 578 | Downlight | 67.2 | 2020-12-02 | 2020-12-04 | Low | 1 | 67.2 | #N/A | #N/A | #N/A
WT LIGHTING | CR4(3000K) | 605 | Downlight | 67.2 | 2017-07-10 | 2017-07-13 | Low | 1 | 67.2 | #N/A | #N/A | #N/A
Lithonia Lighting | EVO [SQ¦CYL¦WW¦blank] [27¦30¦35¦40]/10 6AR [LSS¦LD¦LS] [ND¦MD¦WD¦MWD] [MVOLT¦120¦277] [EZ1¦EZ10¦EZB¦GZ1¦GZ10] [CP¦NLTAIR2] [blank¦90CRI] | 800 | Downlight | 67.2 | 2015-07-17 | 2016-12-20 | Low | 1 | 67.2 | #N/A | #N/A | #N/A
MAXIM | 57665WTWT | 840 | Downlight | 67.2 | 2019-07-31 | 2019-09-24 | Low | 1 | 67.2 | #N/A | #N/A | #N/A
Iris | P3LED09FL40827E XXXX | 967 | Downlight | 67.2 | 2013-10-31 | 2016-06-06 | Low | 1 | 67.2 | #N/A | #N/A | #N/A
Nora Lighting | NM2-2RG4027BB | 430 | Downlight | 67.3 | 2019-02-07 | 2019-02-12 | Low | 1 | 67.3 | #N/A | #N/A | #N/A
Best Lighting | BLED2N-AT-QN With BLED-2T-B*-SQ-27K | 606 | Downlight | 67.3 | 2019-01-25 | 2019-01-30 | Low | 1 | 67.3 | #N/A | #N/A | #N/A
Best Lighting | BLED2R-Q With BLED-2T-B*-SQ-27K | 606 | Downlight | 67.3 | 2019-01-25 | 2019-01-30 | Low | 1 | 67.3 | #N/A | #N/A | #N/A
Best Lighting | BLED2ICN-AT-QN With BLED-2T-B*-SQ-27K | 606 | Downlight | 67.3 | 2019-01-25 | 2019-01-24 | Low | 1 | 67.3 | #N/A | #N/A | #N/A
National Specialty Lighting | LVLDL-04S-**-WH-R-L3 | 606 | Downlight | 67.3 | 2019-01-12 | 2019-07-05 | Low | 1 | 67.3 | #N/A | #N/A | #N/A
WAC Lighting | R3BRA-FWD-**** | 740 | Downlight | 67.3 | 2018-01-01 | 2018-01-02 | Low | 1 | 67.3 | #N/A | #N/A | #N/A
WAC Lighting | R3BRA-NWD-**** | 740 | Downlight | 67.3 | 2018-01-01 | 2018-01-02 | Low | 1 | 67.3 | #N/A | #N/A | #N/A
WAC Lighting | R3BRA-SWD-**** | 740 | Downlight | 67.3 | 2018-01-01 | 2018-01-02 | Low | 1 | 67.3 | #N/A | #N/A | #N/A
WAC Lighting | R3BSA-FWD-**** | 740 | Downlight | 67.3 | 2018-01-01 | 2018-01-02 | Low | 1 | 67.3 | #N/A | #N/A | #N/A
WAC Lighting | R3BSA-NWD-**** | 740 | Downlight | 67.3 | 2018-01-01 | 2018-01-02 | Low | 1 | 67.3 | #N/A | #N/A | #N/A
WAC Lighting | R3BSA-SWD-**** | 740 | Downlight | 67.3 | 2018-01-01 | 2018-01-02 | Low | 1 | 67.3 | #N/A | #N/A | #N/A
Williams Downlighting | 6PR-TL-L10/###-DIM1-UNV-L-*-*F-WH-AD-WET/CC | 764 | Downlight | 67.3 | 2018-08-01 | 2018-08-09 | Low | 1 | 67.3 | #N/A | #N/A | #N/A
Green Creative | PXCYL#/**/LES90##/KDIM120V/**/**/** | 875 | Downlight | 67.3 | 2021-10-30 | 2021-11-29 | Low | 1 | 67.3 | #N/A | #N/A | #N/A
Nora Lighting | NIOP-2RTC##XMPW | 897 | Downlight | 67.3 | 2020-01-29 | 2020-02-17 | Low | 1 | 67.3 | #N/A | #N/A | #N/A
Halo | HLA305FL9271EMW* | 593 | Downlight | 67.4 | 2019-11-04 | 2019-11-06 | Low | 1 | 67.4 | #N/A | #N/A | #N/A
Halo | HLA3S05FL9271EMW* | 593 | Downlight | 67.4 | 2019-11-04 | 2019-11-06 | Low | 1 | 67.4 | #N/A | #N/A | #N/A
luxrite | LR23738 | 540 | Downlight | 67.5 | 2022-05-01 | 2022-05-06 | Low | 1 | 67.5 | #N/A | #N/A | #N/A
luxrite | LR23751 | 540 | Downlight | 67.5 | 2020-12-23 | 2020-12-24 | Low | 1 | 67.5 | #N/A | #N/A | #N/A
luxrite | LR23754 | 540 | Downlight | 67.5 | 2021-02-20 | 2021-02-23 | Low | 1 | 67.5 | #N/A | #N/A | #N/A
HENGTE | HT-G65ESRD3-808-27B-##1 | 540 | Downlight | 67.5 | 2021-01-06 | 2021-01-07 | Low | 1 | 67.5 | #N/A | #N/A | #N/A
HENGTE | HT-G65URRD3-808-27B-## | 540 | Downlight | 67.5 | 2021-01-06 | 2021-01-07 | Low | 1 | 67.5 | #N/A | #N/A | #N/A
HENGTE | HT-G65URRD3-808-27B-## | 540 | Downlight | 67.5 | 2019-04-30 | 2019-04-29 | Low | 1 | 67.5 | #N/A | #N/A | #N/A
HENGTE | HT-G65USSD3-808-27B-## | 540 | Downlight | 67.5 | 2019-04-30 | 2019-04-29 | Low | 1 | 67.5 | #N/A | #N/A | #N/A
Best | BRK-LED4-GR-27K-ECO | 675 | Downlight | 67.5 | 2016-01-01 | 2016-12-15 | Low | 1 | 67.5 | #N/A | #N/A | #N/A
ConTech Lighting | ASMS427KC[MVD1,MVD2]-[B,S,W] | 724 | Downlight | 67.5 | 2021-03-04 | 2021-04-05 | Low | 1 | 67.5 | #N/A | #N/A | #N/A
ConTech Lighting | ASMS427K[MVD1,MVD2]-[B,S,W] | 724 | Downlight | 67.5 | 2021-03-04 | 2021-04-05 | Low | 1 | 67.5 | #N/A | #N/A | #N/A
ConTech Lighting | ASMS430KC[MVD1,MVD2]-[B,S,W] | 724 | Downlight | 67.5 | 2021-03-04 | 2021-04-05 | Low | 1 | 67.5 | #N/A | #N/A | #N/A
ConTech Lighting | ASMS430K[MVD1,MVD2]-[B,S,W] | 724 | Downlight | 67.5 | 2021-03-04 | 2021-04-05 | Low | 1 | 67.5 | #N/A | #N/A | #N/A
ConTech Lighting | ASMS435KC[MVD1,MVD2]-[B,S,W] | 724 | Downlight | 67.5 | 2021-03-04 | 2021-04-05 | Low | 1 | 67.5 | #N/A | #N/A | #N/A
ConTech Lighting | ASMS435K[MVD1,MVD2]-[B,S,W] | 724 | Downlight | 67.5 | 2021-03-04 | 2021-04-05 | Low | 1 | 67.5 | #N/A | #N/A | #N/A
ConTech Lighting | ASMS440KC[MVD1,MVD2]-[B,S,W] | 724 | Downlight | 67.5 | 2021-03-04 | 2021-04-05 | Low | 1 | 67.5 | #N/A | #N/A | #N/A
ConTech Lighting | ASMS440K[MVD1,MVD2]-[B,S,W] | 724 | Downlight | 67.5 | 2021-03-04 | 2021-04-05 | Low | 1 | 67.5 | #N/A | #N/A | #N/A
Focal Point | FLC33W-SO-1100L-120-LD1-IC / LC33-SDO-1100L-927K-WWT-WH-WH | 872 | Downlight | 67.5 | 2017-05-01 | 2017-05-23 | Low | 1 | 67.5 | #N/A | #N/A | #N/A
Intense Lighting | SD8DRRL227D101FL/[ICS430,ICS432][C,HZ,W]* | 931 | Downlight | 67.5 | 2020-11-01 | 2021-04-21 | Low | 1 | 67.5 | #N/A | #N/A | #N/A
Intense Lighting | SD8DRRL227D101NF/[ICS430,ICS432][C,HZ,W]* | 931 | Downlight | 67.5 | 2020-11-01 | 2021-04-21 | Low | 1 | 67.5 | #N/A | #N/A | #N/A
Intense Lighting | SD8DRRL227D101WF/[ICS430,ICS432][C,HZ,W]* | 931 | Downlight | 67.5 | 2020-11-01 | 2021-04-21 | Low | 1 | 67.5 | #N/A | #N/A | #N/A
Intense Lighting | SD8DRRL230D101FL/[ICS430,ICS432][C,HZ,W]* | 931 | Downlight | 67.5 | 2020-11-01 | 2021-04-21 | Low | 1 | 67.5 | #N/A | #N/A | #N/A
Intense Lighting | SD8DRRL230D101NF/[ICS430,ICS432][C,HZ,W]* | 931 | Downlight | 67.5 | 2020-11-01 | 2021-04-21 | Low | 1 | 67.5 | #N/A | #N/A | #N/A
Intense Lighting | SD8DRRL230D101WF/[ICS430,ICS432][C,HZ,W]* | 931 | Downlight | 67.5 | 2020-11-01 | 2021-04-21 | Low | 1 | 67.5 | #N/A | #N/A | #N/A
Intense Lighting | SD8DRRL2359D101FL/[ICS430,ICS432][C,HZ,W]* | 931 | Downlight | 67.5 | 2020-11-01 | 2021-04-21 | Low | 1 | 67.5 | #N/A | #N/A | #N/A
Intense Lighting | SD8DRRL2359D101NF/[ICS430,ICS432][C,HZ,W]* | 931 | Downlight | 67.5 | 2020-11-01 | 2021-04-21 | Low | 1 | 67.5 | #N/A | #N/A | #N/A
Intense Lighting | SD8DRRL2359D101WF/[ICS430,ICS432][C,HZ,W]* | 931 | Downlight | 67.5 | 2020-11-01 | 2021-04-21 | Low | 1 | 67.5 | #N/A | #N/A | #N/A
Intense Lighting | SD8DRRL235D101FL/[ICS430,ICS432][C,HZ,W]* | 931 | Downlight | 67.5 | 2020-11-01 | 2021-04-21 | Low | 1 | 67.5 | #N/A | #N/A | #N/A
Intense Lighting | SD8DRRL235D101NF/[ICS430,ICS432][C,HZ,W]* | 931 | Downlight | 67.5 | 2020-11-01 | 2021-04-21 | Low | 1 | 67.5 | #N/A | #N/A | #N/A
Intense Lighting | SD8DRRL2409D101FL/[ICS430,ICS432][C,HZ,W]* | 931 | Downlight | 67.5 | 2020-11-01 | 2021-04-21 | Low | 1 | 67.5 | #N/A | #N/A | #N/A
Intense Lighting | SD8DRRL2409D101NF/[ICS430,ICS432][C,HZ,W]* | 931 | Downlight | 67.5 | 2020-11-01 | 2021-04-21 | Low | 1 | 67.5 | #N/A | #N/A | #N/A
Intense Lighting | SD8DRRL2409D101WF/[ICS430,ICS432][C,HZ,W]* | 931 | Downlight | 67.5 | 2020-11-01 | 2021-04-21 | Low | 1 | 67.5 | #N/A | #N/A | #N/A
Intense Lighting | SD6DRL227D101FL/[ICS430,ICS432][C,HZ,W]* | 931 | Downlight | 67.5 | 2020-11-01 | 2021-04-21 | Low | 1 | 67.5 | #N/A | #N/A | #N/A
Intense Lighting | SD6DRL227D101NF/[ICS430,ICS432][C,HZ,W]* | 931 | Downlight | 67.5 | 2020-11-01 | 2021-04-21 | Low | 1 | 67.5 | #N/A | #N/A | #N/A
Intense Lighting | SD6DRL227D101WF/[ICS430,ICS432][C,HZ,W]* | 931 | Downlight | 67.5 | 2020-11-01 | 2021-04-21 | Low | 1 | 67.5 | #N/A | #N/A | #N/A
Intense Lighting | SD6DRL230D101FL/[ICS430,ICS432][C,HZ,W]* | 931 | Downlight | 67.5 | 2020-11-01 | 2021-04-21 | Low | 1 | 67.5 | #N/A | #N/A | #N/A
Intense Lighting | SD6DRL230D101NF/[ICS430,ICS432][C,HZ,W]* | 931 | Downlight | 67.5 | 2020-11-01 | 2021-04-21 | Low | 1 | 67.5 | #N/A | #N/A | #N/A
Intense Lighting | SD6DRL230D101WF/[ICS430,ICS432][C,HZ,W]* | 931 | Downlight | 67.5 | 2020-11-01 | 2021-04-21 | Low | 1 | 67.5 | #N/A | #N/A | #N/A
Intense Lighting | SD6DRL2359D101FL/[ICS430,ICS432][C,HZ,W]* | 931 | Downlight | 67.5 | 2020-11-01 | 2021-04-21 | Low | 1 | 67.5 | #N/A | #N/A | #N/A
Intense Lighting | SD6DRL2359D101NF/[ICS430,ICS432][C,HZ,W]* | 931 | Downlight | 67.5 | 2020-11-01 | 2021-04-21 | Low | 1 | 67.5 | #N/A | #N/A | #N/A
Intense Lighting | SD6DRL2359D101WF/[ICS430,ICS432][C,HZ,W]* | 931 | Downlight | 67.5 | 2020-11-01 | 2021-04-21 | Low | 1 | 67.5 | #N/A | #N/A | #N/A
Intense Lighting | SD6DRL235D101FL/[ICS430,ICS432][C,HZ,W]* | 931 | Downlight | 67.5 | 2020-11-01 | 2021-04-21 | Low | 1 | 67.5 | #N/A | #N/A | #N/A
Intense Lighting | SD6DRL235D101NF/[ICS430,ICS432][C,HZ,W]* | 931 | Downlight | 67.5 | 2020-11-01 | 2021-04-21 | Low | 1 | 67.5 | #N/A | #N/A | #N/A
Intense Lighting | SD6DRL235D101WF/[ICS430,ICS432][C,HZ,W]* | 931 | Downlight | 67.5 | 2020-11-01 | 2021-04-21 | Low | 1 | 67.5 | #N/A | #N/A | #N/A
Intense Lighting | SD6DRL2409D101FL/[ICS430,ICS432][C,HZ,W]* | 931 | Downlight | 67.5 | 2020-11-01 | 2021-04-21 | Low | 1 | 67.5 | #N/A | #N/A | #N/A
Intense Lighting | SD6DRL2409D101NF/[ICS430,ICS432][C,HZ,W]* | 931 | Downlight | 67.5 | 2020-11-01 | 2021-04-21 | Low | 1 | 67.5 | #N/A | #N/A | #N/A
Intense Lighting | SD6DRL2409D101WF/[ICS430,ICS432][C,HZ,W]* | 931 | Downlight | 67.5 | 2020-11-01 | 2021-04-21 | Low | 1 | 67.5 | #N/A | #N/A | #N/A
Intense Lighting | SD6DRL240D101FL/[ICS430,ICS432][C,HZ,W]* | 931 | Downlight | 67.5 | 2020-11-01 | 2021-04-21 | Low | 1 | 67.5 | #N/A | #N/A | #N/A
Intense Lighting | SD6DRL240D101NF/[ICS430,ICS432][C,HZ,W]* | 931 | Downlight | 67.5 | 2020-11-01 | 2021-04-21 | Low | 1 | 67.5 | #N/A | #N/A | #N/A
Intense Lighting | SD6DRL240D101WF/[ICS430,ICS432][C,HZ,W]* | 931 | Downlight | 67.5 | 2020-11-01 | 2021-04-21 | Low | 1 | 67.5 | #N/A | #N/A | #N/A
Intense Lighting | SD4DRL227D101FL/[ICS430,ICS432][C,HZ,W]* | 931 | Downlight | 67.5 | 2020-11-01 | 2021-04-21 | Low | 1 | 67.5 | #N/A | #N/A | #N/A
Intense Lighting | SD4DRL227D101NF/[ICS430,ICS432][C,HZ,W]* | 931 | Downlight | 67.5 | 2020-11-01 | 2021-04-21 | Low | 1 | 67.5 | #N/A | #N/A | #N/A
Intense Lighting | SD4DRL227D101WF/[ICS430,ICS432][C,HZ,W]* | 931 | Downlight | 67.5 | 2020-11-01 | 2021-04-21 | Low | 1 | 67.5 | #N/A | #N/A | #N/A
Intense Lighting | SD4DRL230D101FL/[ICS430,ICS432][C,HZ,W]* | 931 | Downlight | 67.5 | 2020-11-01 | 2021-04-21 | Low | 1 | 67.5 | #N/A | #N/A | #N/A
Intense Lighting | SD4DRL230D101NF/[ICS430,ICS432][C,HZ,W]* | 931 | Downlight | 67.5 | 2020-11-01 | 2021-04-21 | Low | 1 | 67.5 | #N/A | #N/A | #N/A
Intense Lighting | SD4DRL230D101WF/[ICS430,ICS432][C,HZ,W]* | 931 | Downlight | 67.5 | 2020-11-01 | 2021-04-21 | Low | 1 | 67.5 | #N/A | #N/A | #N/A
Intense Lighting | SD4DRL2359D101FL/[ICS430,ICS432][C,HZ,W]* | 931 | Downlight | 67.5 | 2020-11-01 | 2021-04-21 | Low | 1 | 67.5 | #N/A | #N/A | #N/A
Intense Lighting | SD4DRL2359D101NF/[ICS430,ICS432][C,HZ,W]* | 931 | Downlight | 67.5 | 2020-11-01 | 2021-04-21 | Low | 1 | 67.5 | #N/A | #N/A | #N/A
Intense Lighting | SD4DRL2359D101WF/[ICS430,ICS432][C,HZ,W]* | 931 | Downlight | 67.5 | 2020-11-01 | 2021-04-21 | Low | 1 | 67.5 | #N/A | #N/A | #N/A
Intense Lighting | SD4DRL235D101FL/[ICS430,ICS432][C,HZ,W]* | 931 | Downlight | 67.5 | 2020-11-01 | 2021-04-21 | Low | 1 | 67.5 | #N/A | #N/A | #N/A
Intense Lighting | SD4DRL235D101NF/[ICS430,ICS432][C,HZ,W]* | 931 | Downlight | 67.5 | 2020-11-01 | 2021-04-21 | Low | 1 | 67.5 | #N/A | #N/A | #N/A
Intense Lighting | SD4DRL235D101WF/[ICS430,ICS432][C,HZ,W]* | 931 | Downlight | 67.5 | 2020-11-01 | 2021-04-21 | Low | 1 | 67.5 | #N/A | #N/A | #N/A
Intense Lighting | SD4DRL2409D101FL/[ICS430,ICS432][C,HZ,W]* | 931 | Downlight | 67.5 | 2020-11-01 | 2021-04-21 | Low | 1 | 67.5 | #N/A | #N/A | #N/A
Intense Lighting | SD4DRL2409D101NF/[ICS430,ICS432][C,HZ,W]* | 931 | Downlight | 67.5 | 2020-11-01 | 2021-04-21 | Low | 1 | 67.5 | #N/A | #N/A | #N/A
Intense Lighting | SD4DRL2409D101WF/[ICS430,ICS432][C,HZ,W]* | 931 | Downlight | 67.5 | 2020-11-01 | 2021-04-21 | Low | 1 | 67.5 | #N/A | #N/A | #N/A
Intense Lighting | SD4DRL240D101FL/[ICS430,ICS432][C,HZ,W]* | 931 | Downlight | 67.5 | 2020-11-01 | 2021-04-21 | Low | 1 | 67.5 | #N/A | #N/A | #N/A
Intense Lighting | SD4DRL240D101NF/[ICS430,ICS432][C,HZ,W]* | 931 | Downlight | 67.5 | 2020-11-01 | 2021-04-21 | Low | 1 | 67.5 | #N/A | #N/A | #N/A
Intense Lighting | SD4DRL240D101WF/[ICS430,ICS432][C,HZ,W]* | 931 | Downlight | 67.5 | 2020-11-01 | 2021-04-21 | Low | 1 | 67.5 | #N/A | #N/A | #N/A
Intense Lighting | SD6DRRL227D101FL/[ICS430,ICS432][C,HZ,W]* | 931 | Downlight | 67.5 | 2020-11-01 | 2021-04-21 | Low | 1 | 67.5 | #N/A | #N/A | #N/A
Intense Lighting | SD6DRRL227D101NF/[ICS430,ICS432][C,HZ,W]* | 931 | Downlight | 67.5 | 2020-11-01 | 2021-04-21 | Low | 1 | 67.5 | #N/A | #N/A | #N/A
Intense Lighting | SD6DRRL227D101WF/[ICS430,ICS432][C,HZ,W]* | 931 | Downlight | 67.5 | 2020-11-01 | 2021-04-21 | Low | 1 | 67.5 | #N/A | #N/A | #N/A
Intense Lighting | SD6DRRL230D101FL/[ICS430,ICS432][C,HZ,W]* | 931 | Downlight | 67.5 | 2020-11-01 | 2021-04-21 | Low | 1 | 67.5 | #N/A | #N/A | #N/A
Intense Lighting | SD6DRRL230D101NF/[ICS430,ICS432][C,HZ,W]* | 931 | Downlight | 67.5 | 2020-11-01 | 2021-04-21 | Low | 1 | 67.5 | #N/A | #N/A | #N/A
Intense Lighting | SD6DRRL230D101WF/[ICS430,ICS432][C,HZ,W]* | 931 | Downlight | 67.5 | 2020-11-01 | 2021-04-21 | Low | 1 | 67.5 | #N/A | #N/A | #N/A
Intense Lighting | SD6DRRL2359D101FL/[ICS430,ICS432][C,HZ,W]* | 931 | Downlight | 67.5 | 2020-11-01 | 2021-04-21 | Low | 1 | 67.5 | #N/A | #N/A | #N/A
Intense Lighting | SD6DRRL2359D101NF/[ICS430,ICS432][C,HZ,W]* | 931 | Downlight | 67.5 | 2020-11-01 | 2021-04-21 | Low | 1 | 67.5 | #N/A | #N/A | #N/A
Intense Lighting | SD6DRRL2359D101WF/[ICS430,ICS432][C,HZ,W]* | 931 | Downlight | 67.5 | 2020-11-01 | 2021-04-21 | Low | 1 | 67.5 | #N/A | #N/A | #N/A
Intense Lighting | SD6DRRL235D101FL/[ICS430,ICS432][C,HZ,W]* | 931 | Downlight | 67.5 | 2020-11-01 | 2021-04-21 | Low | 1 | 67.5 | #N/A | #N/A | #N/A
Intense Lighting | SD6DRRL235D101NF/[ICS430,ICS432][C,HZ,W]* | 931 | Downlight | 67.5 | 2020-11-01 | 2021-04-21 | Low | 1 | 67.5 | #N/A | #N/A | #N/A
Intense Lighting | SD6DRRL235D101WF/[ICS430,ICS432][C,HZ,W]* | 931 | Downlight | 67.5 | 2020-11-01 | 2021-04-21 | Low | 1 | 67.5 | #N/A | #N/A | #N/A
Intense Lighting | SD6DRRL2409D101FL/[ICS430,ICS432][C,HZ,W]* | 931 | Downlight | 67.5 | 2020-11-01 | 2021-04-21 | Low | 1 | 67.5 | #N/A | #N/A | #N/A
Intense Lighting | SD6DRRL2409D101NF/[ICS430,ICS432][C,HZ,W]* | 931 | Downlight | 67.5 | 2020-11-01 | 2021-04-21 | Low | 1 | 67.5 | #N/A | #N/A | #N/A
Intense Lighting | SD6DRRL2409D101WF/[ICS430,ICS432][C,HZ,W]* | 931 | Downlight | 67.5 | 2020-11-01 | 2021-04-21 | Low | 1 | 67.5 | #N/A | #N/A | #N/A
Intense Lighting | SD6DRRL240D101FL/[ICS430,ICS432][C,HZ,W]* | 931 | Downlight | 67.5 | 2020-11-01 | 2021-04-21 | Low | 1 | 67.5 | #N/A | #N/A | #N/A
Intense Lighting | SD6DRRL240D101NF/[ICS430,ICS432][C,HZ,W]* | 931 | Downlight | 67.5 | 2020-11-01 | 2021-04-21 | Low | 1 | 67.5 | #N/A | #N/A | #N/A
Intense Lighting | SD6DRRL240D101WF/[ICS430,ICS432][C,HZ,W]* | 931 | Downlight | 67.5 | 2020-11-01 | 2021-04-21 | Low | 1 | 67.5 | #N/A | #N/A | #N/A
Intense Lighting | SD4DRRL227D101FL/[ICS430,ICS432][C,HZ,W]* | 931 | Downlight | 67.5 | 2020-11-01 | 2021-04-21 | Low | 1 | 67.5 | #N/A | #N/A | #N/A
Intense Lighting | SD4DRRL227D101NF/[ICS430,ICS432][C,HZ,W]* | 931 | Downlight | 67.5 | 2020-11-01 | 2021-04-21 | Low | 1 | 67.5 | #N/A | #N/A | #N/A
Intense Lighting | SD4DRRL227D101WF/[ICS430,ICS432][C,HZ,W]* | 931 | Downlight | 67.5 | 2020-11-01 | 2021-04-21 | Low | 1 | 67.5 | #N/A | #N/A | #N/A
Intense Lighting | SD4DRRL230D101FL/[ICS430,ICS432][C,HZ,W]* | 931 | Downlight | 67.5 | 2020-11-01 | 2021-04-21 | Low | 1 | 67.5 | #N/A | #N/A | #N/A
Intense Lighting | SD4DRRL230D101NF/[ICS430,ICS432][C,HZ,W]* | 931 | Downlight | 67.5 | 2020-11-01 | 2021-04-21 | Low | 1 | 67.5 | #N/A | #N/A | #N/A
Intense Lighting | SD4DRRL230D101WF/[ICS430,ICS432][C,HZ,W]* | 931 | Downlight | 67.5 | 2020-11-01 | 2021-04-21 | Low | 1 | 67.5 | #N/A | #N/A | #N/A
Intense Lighting | SD4DRRL2359D101FL/[ICS430,ICS432][C,HZ,W]* | 931 | Downlight | 67.5 | 2020-11-01 | 2021-04-21 | Low | 1 | 67.5 | #N/A | #N/A | #N/A
Intense Lighting | SD4DRRL2359D101NF/[ICS430,ICS432][C,HZ,W]* | 931 | Downlight | 67.5 | 2020-11-01 | 2021-04-21 | Low | 1 | 67.5 | #N/A | #N/A | #N/A
Intense Lighting | SD4DRRL2359D101WF/[ICS430,ICS432][C,HZ,W]* | 931 | Downlight | 67.5 | 2020-11-01 | 2021-04-21 | Low | 1 | 67.5 | #N/A | #N/A | #N/A
Intense Lighting | SD4DRRL235D101FL/[ICS430,ICS432][C,HZ,W]* | 931 | Downlight | 67.5 | 2020-11-01 | 2021-04-21 | Low | 1 | 67.5 | #N/A | #N/A | #N/A
Intense Lighting | SD4DRRL235D101NF/[ICS430,ICS432][C,HZ,W]* | 931 | Downlight | 67.5 | 2020-11-01 | 2021-04-21 | Low | 1 | 67.5 | #N/A | #N/A | #N/A
Intense Lighting | SD4DRRL235D101WF/[ICS430,ICS432][C,HZ,W]* | 931 | Downlight | 67.5 | 2020-11-01 | 2021-04-21 | Low | 1 | 67.5 | #N/A | #N/A | #N/A
Intense Lighting | SD4DRRL2409D101FL/[ICS430,ICS432][C,HZ,W]* | 931 | Downlight | 67.5 | 2020-11-01 | 2021-04-21 | Low | 1 | 67.5 | #N/A | #N/A | #N/A
Intense Lighting | SD4DRRL2409D101NF/[ICS430,ICS432][C,HZ,W]* | 931 | Downlight | 67.5 | 2020-11-01 | 2021-04-21 | Low | 1 | 67.5 | #N/A | #N/A | #N/A
Intense Lighting | SD4DRRL2409D101WF/[ICS430,ICS432][C,HZ,W]* | 931 | Downlight | 67.5 | 2020-11-01 | 2021-04-21 | Low | 1 | 67.5 | #N/A | #N/A | #N/A
Intense Lighting | SD4DRRL240D101FL/[ICS430,ICS432][C,HZ,W]* | 931 | Downlight | 67.5 | 2020-11-01 | 2021-04-21 | Low | 1 | 67.5 | #N/A | #N/A | #N/A
Intense Lighting | SD4DRRL240D101NF/[ICS430,ICS432][C,HZ,W]* | 931 | Downlight | 67.5 | 2020-11-01 | 2021-04-21 | Low | 1 | 67.5 | #N/A | #N/A | #N/A
Intense Lighting | SD4DRRL240D101WF/[ICS430,ICS432][C,HZ,W]* | 931 | Downlight | 67.5 | 2020-11-01 | 2021-04-21 | Low | 1 | 67.5 | #N/A | #N/A | #N/A
Intense Lighting | SD8DRL227D101FL/[ICS430,ICS432][C,HZ,W]* | 931 | Downlight | 67.5 | 2020-11-01 | 2021-04-21 | Low | 1 | 67.5 | #N/A | #N/A | #N/A
Intense Lighting | SD8DRL227D101NF/[ICS430,ICS432][C,HZ,W]* | 931 | Downlight | 67.5 | 2020-11-01 | 2021-04-21 | Low | 1 | 67.5 | #N/A | #N/A | #N/A
Intense Lighting | SD8DRL227D101WF/[ICS430,ICS432][C,HZ,W]* | 931 | Downlight | 67.5 | 2020-11-01 | 2021-04-21 | Low | 1 | 67.5 | #N/A | #N/A | #N/A
Intense Lighting | SD8DRL230D101FL/[ICS430,ICS432][C,HZ,W]* | 931 | Downlight | 67.5 | 2020-11-01 | 2021-04-21 | Low | 1 | 67.5 | #N/A | #N/A | #N/A
Intense Lighting | SD8DRL230D101NF/[ICS430,ICS432][C,HZ,W]* | 931 | Downlight | 67.5 | 2020-11-01 | 2021-04-21 | Low | 1 | 67.5 | #N/A | #N/A | #N/A
Intense Lighting | SD8DRL230D101WF/[ICS430,ICS432][C,HZ,W]* | 931 | Downlight | 67.5 | 2020-11-01 | 2021-04-21 | Low | 1 | 67.5 | #N/A | #N/A | #N/A
Intense Lighting | SD8DRL2359D101FL/[ICS430,ICS432][C,HZ,W]* | 931 | Downlight | 67.5 | 2020-11-01 | 2021-04-21 | Low | 1 | 67.5 | #N/A | #N/A | #N/A
Intense Lighting | SD8DRL2359D101NF/[ICS430,ICS432][C,HZ,W]* | 931 | Downlight | 67.5 | 2020-11-01 | 2021-04-21 | Low | 1 | 67.5 | #N/A | #N/A | #N/A
Intense Lighting | SD8DRL2359D101WF/[ICS430,ICS432][C,HZ,W]* | 931 | Downlight | 67.5 | 2020-11-01 | 2021-04-21 | Low | 1 | 67.5 | #N/A | #N/A | #N/A
Intense Lighting | SD8DRL235D101FL/[ICS430,ICS432][C,HZ,W]* | 931 | Downlight | 67.5 | 2020-11-01 | 2021-04-21 | Low | 1 | 67.5 | #N/A | #N/A | #N/A
Intense Lighting | SD8DRL235D101NF/[ICS430,ICS432][C,HZ,W]* | 931 | Downlight | 67.5 | 2020-11-01 | 2021-04-21 | Low | 1 | 67.5 | #N/A | #N/A | #N/A
Intense Lighting | SD8DRL235D101WF/[ICS430,ICS432][C,HZ,W]* | 931 | Downlight | 67.5 | 2020-11-01 | 2021-04-21 | Low | 1 | 67.5 | #N/A | #N/A | #N/A
Intense Lighting | SD8DRL2409D101FL/[ICS430,ICS432][C,HZ,W]* | 931 | Downlight | 67.5 | 2020-11-01 | 2021-04-21 | Low | 1 | 67.5 | #N/A | #N/A | #N/A
Intense Lighting | SD8DRL2409D101NF/[ICS430,ICS432][C,HZ,W]* | 931 | Downlight | 67.5 | 2020-11-01 | 2021-04-21 | Low | 1 | 67.5 | #N/A | #N/A | #N/A
Intense Lighting | SD8DRL2409D101WF/[ICS430,ICS432][C,HZ,W]* | 931 | Downlight | 67.5 | 2020-11-01 | 2021-04-21 | Low | 1 | 67.5 | #N/A | #N/A | #N/A
Intense Lighting | SD8DRL240D101FL/[ICS430,ICS432][C,HZ,W]* | 931 | Downlight | 67.5 | 2020-11-01 | 2021-04-21 | Low | 1 | 67.5 | #N/A | #N/A | #N/A
Intense Lighting | SD8DRL240D101NF/[ICS430,ICS432][C,HZ,W]* | 931 | Downlight | 67.5 | 2020-11-01 | 2021-04-21 | Low | 1 | 67.5 | #N/A | #N/A | #N/A
Intense Lighting | SD8DRL240D101WF/[ICS430,ICS432][C,HZ,W]* | 931 | Downlight | 67.5 | 2020-11-01 | 2021-04-21 | Low | 1 | 67.5 | #N/A | #N/A | #N/A
Intense Lighting | SD4DSL227D101FL/[ICS430,ICS432][C,HZ,W]* | 931 | Downlight | 67.5 | 2020-11-01 | 2021-04-21 | Low | 1 | 67.5 | #N/A | #N/A | #N/A
Intense Lighting | SD4DSL227D101NF/[ICS430,ICS432][C,HZ,W]* | 931 | Downlight | 67.5 | 2020-11-01 | 2021-04-21 | Low | 1 | 67.5 | #N/A | #N/A | #N/A
Intense Lighting | SD4DSL227D101WF/[ICS430,ICS432][C,HZ,W]* | 931 | Downlight | 67.5 | 2020-11-01 | 2021-04-21 | Low | 1 | 67.5 | #N/A | #N/A | #N/A
Intense Lighting | SD4DSL230D101FL/[ICS430,ICS432][C,HZ,W]* | 931 | Downlight | 67.5 | 2020-11-01 | 2021-04-21 | Low | 1 | 67.5 | #N/A | #N/A | #N/A
Intense Lighting | SD4DSL230D101NF/[ICS430,ICS432][C,HZ,W]* | 931 | Downlight | 67.5 | 2020-11-01 | 2021-04-21 | Low | 1 | 67.5 | #N/A | #N/A | #N/A
Intense Lighting | SD4DSL230D101WF/[ICS430,ICS432][C,HZ,W]* | 931 | Downlight | 67.5 | 2020-11-01 | 2021-04-21 | Low | 1 | 67.5 | #N/A | #N/A | #N/A
Intense Lighting | SD4DSL2359D101FL/[ICS430,ICS432][C,HZ,W]* | 931 | Downlight | 67.5 | 2020-11-01 | 2021-04-21 | Low | 1 | 67.5 | #N/A | #N/A | #N/A
Intense Lighting | SD4DSL2359D101NF/[ICS430,ICS432][C,HZ,W]* | 931 | Downlight | 67.5 | 2020-11-01 | 2021-04-21 | Low | 1 | 67.5 | #N/A | #N/A | #N/A
Intense Lighting | SD4DSL2359D101WF/[ICS430,ICS432][C,HZ,W]* | 931 | Downlight | 67.5 | 2020-11-01 | 2021-04-21 | Low | 1 | 67.5 | #N/A | #N/A | #N/A
Intense Lighting | SD4DSL235D101FL/[ICS430,ICS432][C,HZ,W]* | 931 | Downlight | 67.5 | 2020-11-01 | 2021-04-21 | Low | 1 | 67.5 | #N/A | #N/A | #N/A
Intense Lighting | SD4DSL235D101NF/[ICS430,ICS432][C,HZ,W]* | 931 | Downlight | 67.5 | 2020-11-01 | 2021-04-21 | Low | 1 | 67.5 | #N/A | #N/A | #N/A
Intense Lighting | SD4DSL235D101WF/[ICS430,ICS432][C,HZ,W]* | 931 | Downlight | 67.5 | 2020-11-01 | 2021-04-21 | Low | 1 | 67.5 | #N/A | #N/A | #N/A
Intense Lighting | SD4DSL2409D101FL/[ICS430,ICS432][C,HZ,W]* | 931 | Downlight | 67.5 | 2020-11-01 | 2021-04-21 | Low | 1 | 67.5 | #N/A | #N/A | #N/A
Intense Lighting | SD4DSL2409D101NF/[ICS430,ICS432][C,HZ,W]* | 931 | Downlight | 67.5 | 2020-11-01 | 2021-04-21 | Low | 1 | 67.5 | #N/A | #N/A | #N/A
Intense Lighting | SD4DSL2409D101WF/[ICS430,ICS432][C,HZ,W]* | 931 | Downlight | 67.5 | 2020-11-01 | 2021-04-21 | Low | 1 | 67.5 | #N/A | #N/A | #N/A
Intense Lighting | SD4DSL240D101FL/[ICS430,ICS432][C,HZ,W]* | 931 | Downlight | 67.5 | 2020-11-01 | 2021-04-21 | Low | 1 | 67.5 | #N/A | #N/A | #N/A
Intense Lighting | SD4DSL240D101NF/[ICS430,ICS432][C,HZ,W]* | 931 | Downlight | 67.5 | 2020-11-01 | 2021-04-21 | Low | 1 | 67.5 | #N/A | #N/A | #N/A
Intense Lighting | SD4DSL240D101WF/[ICS430,ICS432][C,HZ,W]* | 931 | Downlight | 67.5 | 2020-11-01 | 2021-04-21 | Low | 1 | 67.5 | #N/A | #N/A | #N/A
PORTFOLIO | LSR4B15[D010¦D010TR] EC4B102090[27¦30¦35¦40¦50] 4LB[N¦M¦W]#[LI¦MW¦WMH¦WH¦H] | 932 | Downlight | 67.5 | 2017-08-30 | 2017-10-02 | Low | 1 | 67.5 | #N/A | #N/A | #N/A
Prescolite | LTR-#*D-*-SL06L-DM1 + LTR-#*D-T-SL##K#****** | 500 | Downlight | 67.6 | 2019-07-12 | 2020-03-13 | Low | 1 | 67.6 | #N/A | #N/A | #N/A
Prescolite | LTC-#*D-*-06L###**-DM1****** | 500 | Downlight | 67.6 | 2019-07-12 | 2020-03-13 | Low | 1 | 67.6 | #N/A | #N/A | #N/A
Halo | HLB4069FS1EMW*2TR | 723 | Downlight | 67.6 | 2020-10-23 | 2020-11-02 | Low | 1 | 67.6 | #N/A | #N/A | #N/A
Halo | HLB4069FS1EMWR | 723 | Downlight | 67.6 | 2019-02-20 | 2019-02-21 | Low | 1 | 67.6 | #N/A | #N/A | #N/A
Commercial Electric | CER407943K50** | 744 | Downlight | 67.6 | 2018-06-01 | 2018-07-16 | Low | 1 | 67.6 | #N/A | #N/A | #N/A
Reality | REAL6 D6[MW¦A¦AZ] 1000L [27¦30¦35¦35]K [.60¦.65¦.90¦.95]SC ESL U | 771 | Downlight | 67.6 | 2012-05-21 | 2012-06-26 | Low | 1 | 67.6 | #N/A | #N/A | #N/A
QPLUS | QLEDMB-12(Dm) | 845 | Downlight | 67.6 | 2018-01-13 | 2018-01-15 | Low | 1 | 67.6 | #N/A | #N/A | #N/A
PORTFOLIO | LSR4B15[D010¦D010TR] EC4B1015IC90[27¦30¦35¦40¦50] 4LB[N¦M¦W]#[LI¦MW¦WMH¦WH¦H] | 933 | Downlight | 67.6 | 2017-08-30 | 2017-10-02 | Low | 1 | 67.6 | #N/A | #N/A | #N/A
PORTFOLIO | LD4B15[D010¦D010TR] EU4B1015IC90[27¦30¦35¦40¦50] 4LB[M¦W¦S]#[LI¦MW¦WMH¦WH¦H] | 933 | Downlight | 67.6 | 2016-11-28 | 2016-12-06 | Low | 1 | 67.6 | #N/A | #N/A | #N/A
PORTFOLIO | LD4B15[D010¦D010TR] EU4B102090[27¦30¦35¦40¦50] 4LB[M¦W¦S]#[LI¦MW¦WMH¦WH¦H] | 933 | Downlight | 67.6 | 2016-11-28 | 2016-12-07 | Low | 1 | 67.6 | #N/A | #N/A | #N/A
Lightolier | L4R06RE1VA / L4R06xxxVA / L4Rxx | 463 | Downlight | 67.7 | 2016-07-08 | 2016-07-25 | Low | 1 | 67.7 | #N/A | #N/A | #N/A
Juno | IC4AL 10LM [27¦30¦35¦40]K 90CRI [SP¦FL¦NFL] [120 FRPC¦MVOLT ZT¦MVOLT EZ10¦MVOLT EZ1] [ ¦CP] | 677 | Downlight | 67.7 | 2015-09-01 | 2017-02-14 | Low | 1 | 67.7 | #N/A | #N/A | #N/A
H E Williams Inc | 2DR-L9/827-[none¦ATH¦F]-OM-OF-CS-[DIM¦DIM1]-N-[F1¦BA1¦CA1] | 703 | Downlight | 67.7 | 2020-07-20 | 2020-07-23 | Low | 1 | 67.7 | #N/A | #N/A | #N/A
H E Williams Inc | 2DR-L9/830-[none¦ATH¦F]-OM-OF-CS-[DIM¦DIM1]-N-[F1¦BA1¦CA1] | 703 | Downlight | 67.7 | 2020-07-20 | 2020-07-23 | Low | 1 | 67.7 | #N/A | #N/A | #N/A
H E Williams Inc | 2DR-L9/835-[none¦ATH¦F]-OM-OF-CS-[DIM¦DIM1]-N-[F1¦BA1¦CA1] | 703 | Downlight | 67.7 | 2020-07-20 | 2020-07-23 | Low | 1 | 67.7 | #N/A | #N/A | #N/A
H E Williams Inc | 2DR-L9/840-[none¦ATH¦F]-OM-OF-CS-[DIM¦DIM1]-N-[F1¦BA1¦CA1] | 703 | Downlight | 67.7 | 2020-07-20 | 2020-07-23 | Low | 1 | 67.7 | #N/A | #N/A | #N/A
H E Williams Inc | 2DR-L9/850-[none¦ATH¦F]-OM-OF-CS-[DIM¦DIM1]-N-[F1¦BA1¦CA1] | 703 | Downlight | 67.7 | 2020-07-20 | 2020-07-23 | Low | 1 | 67.7 | #N/A | #N/A | #N/A
H E Williams Inc | 2DR-L9/927-[none¦ATH¦F]-OM-OF-CS-[DIM¦DIM1]-N-[F1¦BA1¦CA1] | 703 | Downlight | 67.7 | 2020-07-20 | 2020-07-23 | Low | 1 | 67.7 | #N/A | #N/A | #N/A
H E Williams Inc | 2DR-L9/930-[none¦ATH¦F]-OM-OF-CS-[DIM¦DIM1]-N-[F1¦BA1¦CA1] | 703 | Downlight | 67.7 | 2020-07-20 | 2020-07-23 | Low | 1 | 67.7 | #N/A | #N/A | #N/A
H E Williams Inc | 2DR-L9/935-[none¦ATH¦F]-OM-OF-CS-[DIM¦DIM1]-N-[F1¦BA1¦CA1] | 703 | Downlight | 67.7 | 2020-07-20 | 2020-07-23 | Low | 1 | 67.7 | #N/A | #N/A | #N/A
H E Williams Inc | 2DR-L9/940-[none¦ATH¦F]-OM-OF-CS-[DIM¦DIM1]-N-[F1¦BA1¦CA1] | 703 | Downlight | 67.7 | 2020-07-20 | 2020-07-23 | Low | 1 | 67.7 | #N/A | #N/A | #N/A
H E Williams Inc | 2DR-L9/950-[none¦ATH¦F]-OM-OF-CS-[DIM¦DIM1]-N-[F1¦BA1¦CA1] | 703 | Downlight | 67.7 | 2020-07-20 | 2020-07-23 | Low | 1 | 67.7 | #N/A | #N/A | #N/A
H E Williams Inc | 2DS-L9/827-[none¦ATH¦F]-[L¦R]W-[O¦Z]F-WH-[DIM¦DIM1]-N-[F1¦BA1¦CA1] | 703 | Downlight | 67.7 | 2020-07-20 | 2020-07-23 | Low | 1 | 67.7 | #N/A | #N/A | #N/A
H E Williams Inc | 2DS-L9/830-[none¦ATH¦F]-[L¦R]W-[O¦Z]F-WH-[DIM¦DIM1]-N-[F1¦BA1¦CA1] | 703 | Downlight | 67.7 | 2020-07-20 | 2020-07-23 | Low | 1 | 67.7 | #N/A | #N/A | #N/A
H E Williams Inc | 2DS-L9/835-[none¦ATH¦F]-[L¦R]W-[O¦Z]F-WH-[DIM¦DIM1]-N-[F1¦BA1¦CA1] | 703 | Downlight | 67.7 | 2020-07-20 | 2020-07-23 | Low | 1 | 67.7 | #N/A | #N/A | #N/A
H E Williams Inc | 2DS-L9/840-[none¦ATH¦F]-[L¦R]W-[O¦Z]F-WH-[DIM¦DIM1]-N-[F1¦BA1¦CA1] | 703 | Downlight | 67.7 | 2020-07-20 | 2020-07-23 | Low | 1 | 67.7 | #N/A | #N/A | #N/A
H E Williams Inc | 2DS-L9/850-[none¦ATH¦F]-[L¦R]W-[O¦Z]F-WH-[DIM¦DIM1]-N-[F1¦BA1¦CA1] | 703 | Downlight | 67.7 | 2020-07-20 | 2020-07-23 | Low | 1 | 67.7 | #N/A | #N/A | #N/A
H E Williams Inc | 2DS-L9/927-[none¦ATH¦F]-[L¦R]W-[O¦Z]F-WH-[DIM¦DIM1]-N-[F1¦BA1¦CA1] | 703 | Downlight | 67.7 | 2020-07-20 | 2020-07-23 | Low | 1 | 67.7 | #N/A | #N/A | #N/A
H E Williams Inc | 2DS-L9/930-[none¦ATH¦F]-[L¦R]W-[O¦Z]F-WH-[DIM¦DIM1]-N-[F1¦BA1¦CA1] | 703 | Downlight | 67.7 | 2020-07-20 | 2020-07-23 | Low | 1 | 67.7 | #N/A | #N/A | #N/A
H E Williams Inc | 2DS-L9/935-[none¦ATH¦F]-[L¦R]W-[O¦Z]F-WH-[DIM¦DIM1]-N-[F1¦BA1¦CA1] | 703 | Downlight | 67.7 | 2020-07-20 | 2020-07-23 | Low | 1 | 67.7 | #N/A | #N/A | #N/A
H E Williams Inc | 2DS-L9/940-[none¦ATH¦F]-[L¦R]W-[O¦Z]F-WH-[DIM¦DIM1]-N-[F1¦BA1¦CA1] | 703 | Downlight | 67.7 | 2020-07-20 | 2020-07-23 | Low | 1 | 67.7 | #N/A | #N/A | #N/A
H E Williams Inc | 2DS-L9/950-[none¦ATH¦F]-[L¦R]W-[O¦Z]F-WH-[DIM¦DIM1]-N-[F1¦BA1¦CA1] | 703 | Downlight | 67.7 | 2020-07-20 | 2020-07-23 | Low | 1 | 67.7 | #N/A | #N/A | #N/A
Lightolier | C4*DL108##*Z10U*** | 705 | Downlight | 67.7 | 2017-04-20 | 2017-04-14 | Low | 1 | 67.7 | #N/A | #N/A | #N/A
Lightolier | C4L108##*E1 / C4SDL***** | 705 | Downlight | 67.7 | 2017-04-20 | 2018-06-27 | Low | 1 | 67.7 | #N/A | #N/A | #N/A
Lightolier | C4L108##*LU / C4SDL***** | 705 | Downlight | 67.7 | 2016-10-06 | 2018-06-28 | Low | 1 | 67.7 | #N/A | #N/A | #N/A
Lightolier | C4L108##*Z10U / C4SDL***** | 705 | Downlight | 67.7 | 2016-10-06 | 2018-06-25 | Low | 1 | 67.7 | #N/A | #N/A | #N/A
EnviroLite | EV608943AK50WH | 880 | Downlight | 67.7 | 2021-02-01 | 2021-02-18 | Low | 1 | 67.7 | #N/A | #N/A | #N/A
Commercial Electric | CER608943AK50WH | 880 | Downlight | 67.7 | 2021-02-01 | 2021-02-18 | Low | 1 | 67.7 | #N/A | #N/A | #N/A
Arani | SL4-VAR-R-BK-V3 | 610 | Downlight | 67.8 | 2021-12-29 | 2022-01-06 | Low | 1 | 67.8 | #N/A | #N/A | #N/A
Arani | SL4-VAR-R-BN-V3 | 610 | Downlight | 67.8 | 2021-12-29 | 2022-01-06 | Low | 1 | 67.8 | #N/A | #N/A | #N/A
Arani | SL4-VAR-R-WH-V3 | 610 | Downlight | 67.8 | 2021-12-29 | 2022-01-06 | Low | 1 | 67.8 | #N/A | #N/A | #N/A
Best Lighting | BLED2N-AT-QN With BLED-2T-B*-27K | 610 | Downlight | 67.8 | 2019-01-25 | 2019-01-25 | Low | 1 | 67.8 | #N/A | #N/A | #N/A
Best Lighting | BLED2R-Q With BLED-2T-B*-27K | 610 | Downlight | 67.8 | 2019-01-25 | 2019-01-28 | Low | 1 | 67.8 | #N/A | #N/A | #N/A
Sierra | 56150-XK-WH | 610 | Downlight | 67.8 | 2020-01-13 | 2020-01-17 | Low | 1 | 67.8 | #N/A | #N/A | #N/A
Best Lighting | BLED2ICN-AT-QN With BLED-2T-B*-27K | 610 | Downlight | 67.8 | 2019-01-25 | 2019-01-24 | Low | 1 | 67.8 | #N/A | #N/A | #N/A
WT LIGHTING | EW4C | 610 | Downlight | 67.8 | 2021-10-30 | 2021-11-16 | Low | 1 | 67.8 | #N/A | #N/A | #N/A
Halo | RA5606930NFLWH | 664 | Downlight | 67.8 | 2013-10-31 | 2016-07-11 | Low | 1 | 67.8 | #N/A | #N/A | #N/A
Lightolier | C4L108***E1R* / C4SDLWC** | 705 | Downlight | 67.8 | 2017-12-08 | 2018-01-05 | Low | 1 | 67.8 | #N/A | #N/A | #N/A
Lightolier | C4L108***Z10UR*/ C4SDLWC** | 705 | Downlight | 67.8 | 2017-12-08 | 2018-01-05 | Low | 1 | 67.8 | #N/A | #N/A | #N/A
Wenova | WE-EDSR-12W | 815 | Downlight | 67.9 | 2018-05-20 | 2019-03-13 | Low | 1 | 67.9 | #N/A | #N/A | #N/A
Espen | VEKR4D/9T/14W-10V | 950 | Downlight | 67.9 | 2019-12-25 | 2020-01-13 | Low | 1 | 67.9 | #N/A | #N/A | #N/A
GE Current, a Daintree company | LRXBR41X9WWVQ | 950 | Downlight | 67.9 | 2022-01-01 | 2021-12-28 | Low | 1 | 67.9 | #N/A | #N/A | #N/A
Prescolite | LBRST-4RD-M-LSSLWWCS9-WH | 950 | Downlight | 67.9 | 2022-08-01 | 2022-08-17 | Low | 1 | 67.9 | #N/A | #N/A | #N/A
ProLED | 89076 | 950 | Downlight | 67.9 | 2019-07-25 | 2019-08-07 | Low | 1 | 67.9 | #N/A | #N/A | #N/A
NICOR LED | DLE621202KRDWH | 950 | Downlight | 67.9 | 2018-08-15 | 2018-09-03 | Low | 1 | 67.9 | #N/A | #N/A | #N/A
Nora Lighting | NM4-RDC27*** | 950 | Downlight | 67.9 | 2021-07-15 | 2021-07-23 | Low | 1 | 67.9 | #N/A | #N/A | #N/A
Nora Lighting | NM4-RDC30*** | 950 | Downlight | 67.9 | 2021-07-15 | 2021-07-23 | Low | 1 | 67.9 | #N/A | #N/A | #N/A
RZ lighting | DL337-6-14W-P5 | 950 | Downlight | 67.9 | 2022-07-07 | 2022-09-20 | Low | 1 | 67.9 | #N/A | #N/A | #N/A
RAB | DLW0029 | 950 | Downlight | 67.9 | 2019-12-12 | 2020-01-10 | Low | 1 | 67.9 | #N/A | #N/A | #N/A
Topaz | RDL/63RND/14/**/D-50 | 950 | Downlight | 67.9 | 2018-03-28 | 2018-03-28 | Low | 1 | 67.9 | #N/A | #N/A | #N/A
Spectrum Lighting Inc. | CR2[8¦9][27¦30¦35¦40]05X[D5¦L2¦A2][MOUNTING][LENGTH][TW¦TB¦MT¦BZ¦CC][blank¦EM][RRM¦SRM¦blank¦CK1¦CK2¦CK3¦CK4¦CK5] / RD2[XS¦SP¦FL¦XF] / RB2[BS¦BK¦BB¦BD¦BSA1¦BKA1][ASG¦ARG¦ABK¦AGD¦TW¦TB¦MT¦BZ¦CC] | 480 | Downlight | 68 | 2021-10-13 | 2021-10-21 | Low | 1 | 68 | #N/A | #N/A | #N/A
NICOR | DLR3-10-120-#K-$$-XX | 558 | Downlight | 68 | 2016-01-21 | 2016-01-22 | Low | 1 | 68 | #N/A | #N/A | #N/A
NICOR | DLR3-10-120-#K-$$-XX | 558 | Downlight | 68 | 2016-01-21 | 2016-01-22 | Low | 1 | 68 | #N/A | #N/A | #N/A
NICOR | DLR3-10-120-#K-$$-XX | 558 | Downlight | 68 | 2016-01-21 | 2016-01-22 | Low | 1 | 68 | #N/A | #N/A | #N/A
Reality | REAL6 D6[MW¦A¦AZ] 750L [27¦30¦35¦35]K [.60¦.65¦.90¦.95]SC ESL U | 571 | Downlight | 68 | 2012-05-21 | 2012-06-26 | Low | 1 | 68 | #N/A | #N/A | #N/A
GE Current, a Daintree company | LRXDR4079WWMD | 620 | Downlight | 68 | 2021-02-01 | 2021-02-11 | Low | 1 | 68 | #N/A | #N/A | #N/A
ESL Vision | ESL-CCR-S4-10W-150 | 680 | Downlight | 68 | 2016-12-15 | 2016-12-09 | Low | 1 | 68 | #N/A | #N/A | #N/A
GreenBeam LED | GBSL-4R-CCT-WH | 680 | Downlight | 68 | 2021-12-14 | 2021-12-14 | Low | 1 | 68 | #N/A | #N/A | #N/A
GreenBeam LED | GBSL-4S-CCT-WH | 680 | Downlight | 68 | 2021-12-14 | 2021-12-14 | Low | 1 | 68 | #N/A | #N/A | #N/A
NDR Electric | RZR-400-10W-3CCT-WH | 680 | Downlight | 68 | 2019-01-10 | 2019-01-18 | Low | 1 | 68 | #N/A | #N/A | #N/A
NDR Electric | RZR-CCT-400-WH | 680 | Downlight | 68 | 2019-01-10 | 2019-05-28 | Low | 1 | 68 | #N/A | #N/A | #N/A
NDR Electric | RZR-CCT-430-WH | 680 | Downlight | 68 | 2020-03-13 | 2020-03-16 | Low | 1 | 68 | #N/A | #N/A | #N/A
YUURTA | YT_4_10W(4000K) | 680 | Downlight | 68 | 2016-09-16 | 2016-12-15 | Low | 1 | 68 | #N/A | #N/A | #N/A
LIGHT THE FUTURE | D704-N-XXXX | 680 | Downlight | 68 | 2016-03-07 | 2016-03-10 | Low | 1 | 68 | #N/A | #N/A | #N/A
LIGHT THE FUTURE | D706-N-XXXX | 680 | Downlight | 68 | 2016-03-07 | 2016-03-10 | Low | 1 | 68 | #N/A | #N/A | #N/A
Commercial Electric | 1004677288 | 700 | Downlight | 68 | 2019-11-01 | 2019-11-01 | Low | 1 | 68 | #N/A | #N/A | #N/A
Dals | 7006-SQ-##-** | 816 | Downlight | 68 | 2017-06-12 | 2018-01-09 | Low | 1 | 68 | #N/A | #N/A | #N/A
FEIT ELECTRIC | LEDR4HOJBX/6WYCA | 850 | Downlight | 68 | 2020-10-15 | 2021-01-15 | Low | 1 | 68 | #N/A | #N/A | #N/A
Kichler | 43870WHLED27* | 850 | Downlight | 68 | 2020-11-10 | 2020-11-16 | Low | 1 | 68 | #N/A | #N/A | #N/A
Kichler | 43870WHLED30* | 850 | Downlight | 68 | 2020-11-10 | 2020-11-16 | Low | 1 | 68 | #N/A | #N/A | #N/A
Kichler Lighting | 43870WHLED27 | 850 | Downlight | 68 | 2017-12-20 | 2018-01-09 | Low | 1 | 68 | #N/A | #N/A | #N/A
Kichler Lighting | 43870WHLED27B | 850 | Downlight | 68 | 2017-12-20 | 2018-01-09 | Low | 1 | 68 | #N/A | #N/A | #N/A
Commercial Electric | 308339034 | 850 | Downlight | 68 | 2018-12-30 | 2018-12-28 | Low | 1 | 68 | #N/A | #N/A | #N/A
Lightolier | L4RAxE1VA / L4RA06927WVA | 463 | Downlight | 68.1 | 2015-10-12 | 2015-08-17 | Low | 1 | 68.1 | #N/A | #N/A | #N/A
GM Lighting | MDL-3AR-#-** | 545 | Downlight | 68.1 | 2019-01-15 | 2019-01-22 | Low | 1 | 68.1 | #N/A | #N/A | #N/A
GM Lighting | MDL-3R-#-** | 545 | Downlight | 68.1 | 2019-01-15 | 2019-01-22 | Low | 1 | 68.1 | #N/A | #N/A | #N/A
PORTFOLIO | LSR4B15[D010¦D010TR] EC4B102080[27¦30¦35¦40¦50] 4LB[N¦M¦W]#[LI¦MW¦WMH¦WH¦H] Enter Product Information Ready for Energy Star Submission | 940 | Downlight | 68.1 | 2017-08-30 | 2017-09-29 | Low | 1 | 68.1 | #N/A | #N/A | #N/A
PORTFOLIO | LD4B15[D010¦D010TR] EU4B1015IC80## 4LB[N¦M¦W¦S]#[LI¦MW¦WMH¦WH¦H] | 940 | Downlight | 68.1 | 2016-11-28 | 2016-12-07 | Low | 1 | 68.1 | #N/A | #N/A | #N/A
PORTFOLIO | LD4B15[D010¦D010TR] EU4B102080## 4LB[N¦M¦W¦S]#[LI¦MW¦WMH¦WH¦H] | 940 | Downlight | 68.1 | 2016-11-28 | 2016-12-07 | Low | 1 | 68.1 | #N/A | #N/A | #N/A
Halo | HC615D010 HM612 9[27¦30¦35¦40] 61**[ND¦MD¦WD¦RWW][C¦F¦W¦BB¦WB] | 947 | Downlight | 68.1 | 2019-05-31 | 2019-07-02 | Low | 1 | 68.1 | #N/A | #N/A | #N/A
Halo | HCC6S15D010[MW¦MB¦BZ¦SL] HM612 9[27¦30¦35¦40] 61[ND¦MD¦WD¦RWW][C¦F¦W¦BB¦WB] | 947 | Downlight | 68.1 | 2019-05-31 | 2021-09-30 | Low | 1 | 68.1 | #N/A | #N/A | #N/A
Green Creative | [Blank¦SPFT*#]LE0790##[ELD-EDALIUNV¦ELD-SDALIUNV]**/AD*#** | 580 | Downlight | 68.2 | 2021-10-30 | 2022-04-01 | Low | 1 | 68.2 | #N/A | #N/A | #N/A
Green Creative | [Blank¦SPFT*#]LE0790##LUT-L3DUNV**/AD*#** | 580 | Downlight | 68.2 | 2021-10-30 | 2022-04-01 | Low | 1 | 68.2 | #N/A | #N/A | #N/A
LEDRA Brands | NU3-[RD¦RDT]-XTM19-10LM-[27¦30¦35¦40]K-83-[HE45¦HE60¦HE80¦S24¦S35¦S50¦WH80]-[120¦277]V-Dim10-[NC¦IC¦ICAT¦RET]-WH-WH-ES | 607 | Downlight | 68.2 | 2017-05-01 | 2017-10-31 | Low | 1 | 68.2 | #N/A | #N/A | #N/A
Juno | JSBT 4IN 30K 90CRI MW WL M6 | 750 | Downlight | 68.2 | 2021-03-31 | 2021-03-31 | Low | 1 | 68.2 | #N/A | #N/A | #N/A
Juno | JSBT 4IN 30K 90CRI WL MW M6 | 750 | Downlight | 68.2 | 2021-09-01 | 2021-09-27 | Low | 1 | 68.2 | #N/A | #N/A | #N/A
Illume | I-ESP6** | 750 | Downlight | 68.2 | 2020-01-01 | 2020-09-02 | Low | 1 | 68.2 | #N/A | #N/A | #N/A
Illume | I-K4CCMDPN4-## | 750 | Downlight | 68.2 | 2021-01-01 | 2021-06-15 | Low | 1 | 68.2 | #N/A | #N/A | #N/A
Dals | 2004-##-** | 750 | Downlight | 68.2 | 2019-02-12 | 2020-08-31 | Low | 1 | 68.2 | #N/A | #N/A | #N/A
Dals | 5004-CC-** | 750 | Downlight | 68.2 | 2020-01-01 | 2020-09-15 | Low | 1 | 68.2 | #N/A | #N/A | #N/A
Dals | SPN4-CC-3T-## | 750 | Downlight | 68.2 | 2018-11-01 | 2019-02-15 | Low | 1 | 68.2 | #N/A | #N/A | #N/A
Illume | I-CCMDPN4-## | 750 | Downlight | 68.2 | 2018-11-01 | 2019-02-15 | Low | 1 | 68.2 | #N/A | #N/A | #N/A
Globe | 91341 | 750 | Downlight | 68.2 | 2018-11-02 | 2018-11-01 | Low | 1 | 68.2 | #N/A | #N/A | #N/A
Globe | 91493 | 750 | Downlight | 68.2 | 2019-09-06 | 2019-09-13 | Low | 1 | 68.2 | #N/A | #N/A | #N/A
Greenlite | 11W/LED/RC-4/SLIM | 750 | Downlight | 68.2 | 2018-08-22 | 2018-08-22 | Low | 1 | 68.2 | #N/A | #N/A | #N/A
Kichler | DLGM04R##90*** | 750 | Downlight | 68.2 | 2020-04-22 | 2020-04-21 | Low | 1 | 68.2 | #N/A | #N/A | #N/A
Lepro | PR170003-DW-US-## | 750 | Downlight | 68.2 | 2021-02-04 | 2021-02-04 | Low | 1 | 68.2 | #N/A | #N/A | #N/A
Lepro | PR170003-WW-US-## | 750 | Downlight | 68.2 | 2021-02-04 | 2021-02-04 | Low | 1 | 68.2 | #N/A | #N/A | #N/A
Greenlux | RDL4R11W83 | 750 | Downlight | 68.2 | 2017-09-25 | 2017-09-21 | Low | 1 | 68.2 | #N/A | #N/A | #N/A
NDR Electric | RID-CCT##-414-** | 750 | Downlight | 68.2 | 2022-10-15 | 2022-10-12 | Low | 1 | 68.2 | #N/A | #N/A | #N/A
NADAIR | SL4-750-WH3K | 750 | Downlight | 68.2 | 2018-01-18 | 2018-01-11 | Low | 1 | 68.2 | #N/A | #N/A | #N/A
Standard | LPDL4/RND/11W/30K/WH/ELUME | 750 | Downlight | 68.2 | 2017-11-30 | 2017-12-06 | Low | 1 | 68.2 | #N/A | #N/A | #N/A
Stanpro | LPDL4R-11A-30BN/CHOICE | 750 | Downlight | 68.2 | 2020-10-30 | 2020-11-03 | Low | 1 | 68.2 | #N/A | #N/A | #N/A
Stanpro | LPDL4R-11A-30WH/CHOICE | 750 | Downlight | 68.2 | 2020-10-30 | 2020-11-03 | Low | 1 | 68.2 | #N/A | #N/A | #N/A
Stanpro | LPDL4R-11A-3CBN/CHOICE | 750 | Downlight | 68.2 | 2020-10-30 | 2020-11-02 | Low | 1 | 68.2 | #N/A | #N/A | #N/A
Stanpro | LPDL4R-11A-3CWH/CHOICE | 750 | Downlight | 68.2 | 2020-10-30 | 2020-11-02 | Low | 1 | 68.2 | #N/A | #N/A | #N/A
Stanpro | LPDL4R-11A-40BN/CHOICE | 750 | Downlight | 68.2 | 2020-10-30 | 2020-11-03 | Low | 1 | 68.2 | #N/A | #N/A | #N/A
Stanpro | LPDL4R-11A-40WH/CHOICE | 750 | Downlight | 68.2 | 2020-10-30 | 2020-11-03 | Low | 1 | 68.2 | #N/A | #N/A | #N/A
Westinghouse | 52460 | 750 | Downlight | 68.2 | 2022-11-03 | 2022-11-04 | Low | 1 | 68.2 | #N/A | #N/A | #N/A
Commercial Electric | CER608943K50** | 887 | Downlight | 68.2 | 2018-06-01 | 2018-07-16 | Low | 1 | 68.2 | #N/A | #N/A | #N/A
RAB Lighting | DLED4AR11YY | 704 | Downlight | 68.3 | 2016-06-08 | 2016-09-08 | Low | 1 | 68.3 | #N/A | #N/A | #N/A
Liteline | SLM6-27-** | 783 | Downlight | 68.3 | 2017-09-01 | 2018-04-25 | Low | 1 | 68.3 | #N/A | #N/A | #N/A
Satco | S11612 | 820 | Downlight | 68.3 | 2019-04-24 | 2019-04-23 | Low | 1 | 68.3 | #N/A | #N/A | #N/A
Satco | S11613 | 820 | Downlight | 68.3 | 2019-04-24 | 2019-04-23 | Low | 1 | 68.3 | #N/A | #N/A | #N/A
Satco | S11614 | 820 | Downlight | 68.3 | 2019-04-24 | 2019-04-23 | Low | 1 | 68.3 | #N/A | #N/A | #N/A
HOMI | PR180R-PL02UKF-12W80-120(3000K) | 820 | Downlight | 68.3 | 2022-03-30 | 2022-04-06 | Low | 1 | 68.3 | #N/A | #N/A | #N/A
HOMI | PR180R-PL02UKF-12W80-120(3500K) | 820 | Downlight | 68.3 | 2022-03-30 | 2022-04-06 | Low | 1 | 68.3 | #N/A | #N/A | #N/A
HOMI | PR180R-PL02UKF-12W80-120(4000K) | 820 | Downlight | 68.3 | 2022-03-30 | 2022-04-06 | Low | 1 | 68.3 | #N/A | #N/A | #N/A
HOMI | PR180R-PL02UKF-12W80-120(5000K) | 820 | Downlight | 68.3 | 2022-03-30 | 2022-04-06 | Low | 1 | 68.3 | #N/A | #N/A | #N/A
PORTFOLIO | LD6B15[D010¦D010TR] EU6B1015IC80## 6LB[N¦M¦W¦S]#[LI¦MW¦WMH¦WH¦H] | 943 | Downlight | 68.3 | 2016-11-28 | 2016-12-08 | Low | 1 | 68.3 | #N/A | #N/A | #N/A
PORTFOLIO | LD6B15[D010¦D010TR] EU6B102080## 6LB[N¦M¦W¦S]#[LI¦MW¦WMH¦WH¦H] | 943 | Downlight | 68.3 | 2016-11-28 | 2016-12-08 | Low | 1 | 68.3 | #N/A | #N/A | #N/A
PORTFOLIO | LSR6B15[D010¦D010TR][MB¦P¦SL¦BZ] EC6B102080## 6LB[N¦M¦W¦S]#[LI¦MW¦WMH¦WH¦H] | 943 | Downlight | 68.3 | 2016-11-28 | 2016-12-08 | Low | 1 | 68.3 | #N/A | #N/A | #N/A
Juno Lighting | WF4C REG TUWH XX YY | 650 | Downlight | 68.4 | 2022-02-18 | 2022-02-18 | Low | 1 | 68.4 | #N/A | #N/A | #N/A
Halo | PRS6FS12D010 SM612 8FS[60S¦61S¦64S][ND¦MD¦WD¦WW] | 705 | Downlight | 68.4 | 2018-10-30 | 2018-10-30 | Low | 1 | 68.4 | #N/A | #N/A | #N/A
Kichler Lighting | 43870WHLED30 | 855 | Downlight | 68.4 | 2017-12-20 | 2018-01-09 | Low | 1 | 68.4 | #N/A | #N/A | #N/A
Kichler Lighting | 43870WHLED30B | 855 | Downlight | 68.4 | 2017-12-20 | 2018-01-09 | Low | 1 | 68.4 | #N/A | #N/A | #N/A
KOK | KOK-4EJCT10LR** | 685 | Downlight | 68.5 | 2020-05-01 | 2020-05-27 | Low | 1 | 68.5 | #N/A | #N/A | #N/A
SATCO/NUVO | S21502 | 720 | Downlight | 68.6 | 2018-04-13 | 2018-04-20 | Low | 1 | 68.6 | #N/A | #N/A | #N/A
Juno | JSBT 4IN SWW2 90CRI WL MW M6 | 755 | Downlight | 68.6 | 2022-02-20 | 2022-04-06 | Low | 1 | 68.6 | #N/A | #N/A | #N/A
NICOR LED | DSK4-1008-120-2K-WH | 830 | Downlight | 68.6 | 2017-02-09 | 2017-05-26 | Low | 1 | 68.6 | #N/A | #N/A | #N/A
Halo | HLA305FL9301EMW* | 611 | Downlight | 68.7 | 2019-11-04 | 2019-11-06 | Low | 1 | 68.7 | #N/A | #N/A | #N/A
Halo | HLA3S05FL9301EMW* | 611 | Downlight | 68.7 | 2019-11-04 | 2019-11-06 | Low | 1 | 68.7 | #N/A | #N/A | #N/A
American Lighting | HP2-5CCT-WH | 550 | Downlight | 68.8 | 2020-12-02 | 2020-12-10 | Low | 1 | 68.8 | #N/A | #N/A | #N/A
ASD | ASD-CD-TG-2D8AC-** | 550 | Downlight | 68.8 | 2022-03-30 | 2022-04-28 | Low | 1 | 68.8 | #N/A | #N/A | #N/A
ASD | ASD-CD-TR-2D8AC-** | 550 | Downlight | 68.8 | 2022-03-30 | 2022-04-28 | Low | 1 | 68.8 | #N/A | #N/A | #N/A
QPLUS | QLED-DL3HA1B1075-TD-830 | 550 | Downlight | 68.8 | 2018-07-30 | 2018-07-30 | Low | 1 | 68.8 | #N/A | #N/A | #N/A
QPLUS | QLEDMB-4inch-8W(Dm)-BW | 550 | Downlight | 68.8 | 2017-03-28 | 2017-05-15 | Low | 1 | 68.8 | #N/A | #N/A | #N/A
QPLUS | QLEDMB-4inch-8W(Dm)-WW | 550 | Downlight | 68.8 | 2017-03-28 | 2017-03-29 | Low | 1 | 68.8 | #N/A | #N/A | #N/A
FDL | FDLED-3-8W-3K-**G | 550 | Downlight | 68.8 | 2019-03-28 | 2019-03-26 | Low | 1 | 68.8 | #N/A | #N/A | #N/A
Etlin-Daniels | DLRBR2-813WD-** | 550 | Downlight | 68.8 | 2018-05-05 | 2018-05-03 | Low | 1 | 68.8 | #N/A | #N/A | #N/A
Etlin-Daniels | DLRBS2-813WD-** | 550 | Downlight | 68.8 | 2018-05-05 | 2018-05-04 | Low | 1 | 68.8 | #N/A | #N/A | #N/A
Kichler | DLMN02R##90*** | 550 | Downlight | 68.8 | 2020-04-22 | 2020-04-21 | Low | 1 | 68.8 | #N/A | #N/A | #N/A
NICOR LED | DGD311202KRDWH | 550 | Downlight | 68.8 | 2018-08-15 | 2018-12-18 | Low | 1 | 68.8 | #N/A | #N/A | #N/A
NICOR | REL31120SRDWH | 550 | Downlight | 68.8 | 2022-06-06 | 2022-06-16 | Low | 1 | 68.8 | #N/A | #N/A | #N/A
Lights by Lotus | LED-2-S8W2-#K | 550 | Downlight | 68.8 | 2020-05-14 | 2020-06-10 | Low | 1 | 68.8 | #N/A | #N/A | #N/A
RAB | DLW0001 | 550 | Downlight | 68.8 | 2019-12-30 | 2020-01-10 | Low | 1 | 68.8 | #N/A | #N/A | #N/A
RAB | DLW0017 | 550 | Downlight | 68.8 | 2019-12-12 | 2020-01-10 | Low | 1 | 68.8 | #N/A | #N/A | #N/A
Ortech | DISC3GIM-3K ** | 550 | Downlight | 68.8 | 2018-04-12 | 2018-04-13 | Low | 1 | 68.8 | #N/A | #N/A | #N/A
Ortech | SLIM3GIM-3K** | 550 | Downlight | 68.8 | 2017-08-20 | 2017-08-23 | Low | 1 | 68.8 | #N/A | #N/A | #N/A
Ortech | SLIM-RG3-5CCT** | 550 | Downlight | 68.8 | 2022-06-10 | 2022-07-11 | Low | 1 | 68.8 | #N/A | #N/A | #N/A
PHILIPS | PMD3R069301FW | 550 | Downlight | 68.8 | 2018-04-12 | 2018-04-30 | Low | 1 | 68.8 | #N/A | #N/A | #N/A
PHILIPS | PMG3R06930NF1W | 550 | Downlight | 68.8 | 2018-04-12 | 2018-04-25 | Low | 1 | 68.8 | #N/A | #N/A | #N/A
Halo | HLB4069401EMWR | 743 | Downlight | 68.8 | 2018-12-14 | 2018-12-19 | Low | 1 | 68.8 | #N/A | #N/A | #N/A
Aleo Lighting | SLD-SQ-6-12W-120-9CT T24 | 825 | Downlight | 68.8 | 2020-12-01 | 2020-11-08 | Low | 1 | 68.8 | #N/A | #N/A | #N/A
Nora Lighting | NOX-563240XX | 860 | Downlight | 68.8 | 2016-03-07 | 2016-05-11 | Low | 1 | 68.8 | #N/A | #N/A | #N/A
H E Williams Inc | 2DS-L12/827-[none¦ATH¦F]-[L¦R]W-[O¦Z]F-WH-[DIM¦DIM1]-N-[F1¦BA1¦CA1] | 961 | Downlight | 68.8 | 2020-07-20 | 2020-07-27 | Low | 1 | 68.8 | #N/A | #N/A | #N/A
H E Williams Inc | 2DS-L12/830-[none¦ATH¦F]-[L¦R]W-[O¦Z]F-WH-[DIM¦DIM1]-N-[F1¦BA1¦CA1] | 961 | Downlight | 68.8 | 2020-07-20 | 2020-07-27 | Low | 1 | 68.8 | #N/A | #N/A | #N/A
H E Williams Inc | 2DS-L12/835-[none¦ATH¦F]-[L¦R]W-[O¦Z]F-WH-[DIM¦DIM1]-N-[F1¦BA1¦CA1] | 961 | Downlight | 68.8 | 2020-07-20 | 2020-07-27 | Low | 1 | 68.8 | #N/A | #N/A | #N/A
H E Williams Inc | 2DS-L12/840-[none¦ATH¦F]-[L¦R]W-[O¦Z]F-WH-[DIM¦DIM1]-N-[F1¦BA1¦CA1] | 961 | Downlight | 68.8 | 2020-07-20 | 2020-07-27 | Low | 1 | 68.8 | #N/A | #N/A | #N/A
H E Williams Inc | 2DS-L12/850-[none¦ATH¦F]-[L¦R]W-[O¦Z]F-WH-[DIM¦DIM1]-N-[F1¦BA1¦CA1] | 961 | Downlight | 68.8 | 2020-07-20 | 2020-07-27 | Low | 1 | 68.8 | #N/A | #N/A | #N/A
H E Williams Inc | 2DS-L12/927-[none¦ATH¦F]-[L¦R]W-[O¦Z]F-WH-[DIM¦DIM1]-N-[F1¦BA1¦CA1] | 961 | Downlight | 68.8 | 2020-07-20 | 2020-07-27 | Low | 1 | 68.8 | #N/A | #N/A | #N/A
H E Williams Inc | 2DS-L12/930-[none¦ATH¦F]-[L¦R]W-[O¦Z]F-WH-[DIM¦DIM1]-N-[F1¦BA1¦CA1] | 961 | Downlight | 68.8 | 2020-07-20 | 2020-07-27 | Low | 1 | 68.8 | #N/A | #N/A | #N/A
H E Williams Inc | 2DS-L12/935-[none¦ATH¦F]-[L¦R]W-[O¦Z]F-WH-[DIM¦DIM1]-N-[F1¦BA1¦CA1] | 961 | Downlight | 68.8 | 2020-07-20 | 2020-07-27 | Low | 1 | 68.8 | #N/A | #N/A | #N/A
H E Williams Inc | 2DS-L12/940-[none¦ATH¦F]-[L¦R]W-[O¦Z]F-WH-[DIM¦DIM1]-N-[F1¦BA1¦CA1] | 961 | Downlight | 68.8 | 2020-07-20 | 2020-07-27 | Low | 1 | 68.8 | #N/A | #N/A | #N/A
H E Williams Inc | 2DS-L12/950-[none¦ATH¦F]-[L¦R]W-[O¦Z]F-WH-[DIM¦DIM1]-N-[F1¦BA1¦CA1] | 961 | Downlight | 68.8 | 2020-07-20 | 2020-07-27 | Low | 1 | 68.8 | #N/A | #N/A | #N/A
H E Williams Inc | 2DR-L12/827-[none¦ATH¦F]-OM-OF-CS-[DIM¦DIM1]-N-[F1¦BA1¦CA1] | 961 | Downlight | 68.8 | 2020-07-20 | 2020-07-27 | Low | 1 | 68.8 | #N/A | #N/A | #N/A
H E Williams Inc | 2DR-L12/830-[none¦ATH¦F]-OM-OF-CS-[DIM¦DIM1]-N-[F1¦BA1¦CA1] | 961 | Downlight | 68.8 | 2020-07-20 | 2020-07-27 | Low | 1 | 68.8 | #N/A | #N/A | #N/A
H E Williams Inc | 2DR-L12/835-[none¦ATH¦F]-OM-OF-CS-[DIM¦DIM1]-N-[F1¦BA1¦CA1] | 961 | Downlight | 68.8 | 2020-07-20 | 2020-07-27 | Low | 1 | 68.8 | #N/A | #N/A | #N/A
H E Williams Inc | 2DR-L12/840-[none¦ATH¦F]-OM-OF-CS-[DIM¦DIM1]-N-[F1¦BA1¦CA1] | 961 | Downlight | 68.8 | 2020-07-20 | 2020-07-27 | Low | 1 | 68.8 | #N/A | #N/A | #N/A
H E Williams Inc | 2DR-L12/850-[none¦ATH¦F]-OM-OF-CS-[DIM¦DIM1]-N-[F1¦BA1¦CA1] | 961 | Downlight | 68.8 | 2020-07-20 | 2020-07-27 | Low | 1 | 68.8 | #N/A | #N/A | #N/A
H E Williams Inc | 2DR-L12/927-[none¦ATH¦F]-OM-OF-CS-[DIM¦DIM1]-N-[F1¦BA1¦CA1] | 961 | Downlight | 68.8 | 2020-07-20 | 2020-07-27 | Low | 1 | 68.8 | #N/A | #N/A | #N/A
H E Williams Inc | 2DR-L12/930-[none¦ATH¦F]-OM-OF-CS-[DIM¦DIM1]-N-[F1¦BA1¦CA1] | 961 | Downlight | 68.8 | 2020-07-20 | 2020-07-27 | Low | 1 | 68.8 | #N/A | #N/A | #N/A
H E Williams Inc | 2DR-L12/935-[none¦ATH¦F]-OM-OF-CS-[DIM¦DIM1]-N-[F1¦BA1¦CA1] | 961 | Downlight | 68.8 | 2020-07-20 | 2020-07-27 | Low | 1 | 68.8 | #N/A | #N/A | #N/A
H E Williams Inc | 2DR-L12/940-[none¦ATH¦F]-OM-OF-CS-[DIM¦DIM1]-N-[F1¦BA1¦CA1] | 961 | Downlight | 68.8 | 2020-07-20 | 2020-07-27 | Low | 1 | 68.8 | #N/A | #N/A | #N/A
H E Williams Inc | 2DR-L12/950-[none¦ATH¦F]-OM-OF-CS-[DIM¦DIM1]-N-[F1¦BA1¦CA1] | 961 | Downlight | 68.8 | 2020-07-20 | 2020-07-27 | Low | 1 | 68.8 | #N/A | #N/A | #N/A
Lightolier | C2L06DL30K38RUJWN / C2LDLCCD** | 492 | Downlight | 68.9 | 2019-04-01 | 2019-04-22 | Low | 1 | 68.9 | #N/A | #N/A | #N/A
SINGLIMING | GS-P4-B9 (3000K) | 620 | Downlight | 68.9 | 2019-07-10 | 2019-06-24 | Low | 1 | 68.9 | #N/A | #N/A | #N/A
Keystone | KT-WDLED9-4B-9CSF-FDIM | 620 | Downlight | 68.9 | 2021-11-19 | 2022-01-28 | Low | 1 | 68.9 | #N/A | #N/A | #N/A
NEXLEDS | NX-4ES04-3CCT | 620 | Downlight | 68.9 | 2021-01-20 | 2020-12-30 | Low | 1 | 68.9 | #N/A | #N/A | #N/A
Satco | S39026 | 620 | Downlight | 68.9 | 2019-01-01 | 2021-07-20 | Low | 1 | 68.9 | #N/A | #N/A | #N/A
Lightolier | S6S830K10-D | 909 | Downlight | 68.9 | 2016-06-01 | 2016-06-07 | Low | 1 | 68.9 | #N/A | #N/A | #N/A
Lightolier | S6S927K10xx | 909 | Downlight | 68.9 | 2016-06-01 | 2016-06-07 | Low | 1 | 68.9 | #N/A | #N/A | #N/A
Halo | HLB6S099401EMWR | 965 | Downlight | 68.9 | 2018-12-14 | 2018-12-19 | Low | 1 | 68.9 | #N/A | #N/A | #N/A
ConTech Lighting | K4IC*227KCMVDF | 971 | Downlight | 68.9 | 2020-11-05 | 2020-12-03 | Low | 1 | 68.9 | #N/A | #N/A | #N/A
ConTech Lighting | K4IC*230KCMVDF | 971 | Downlight | 68.9 | 2020-11-05 | 2020-12-03 | Low | 1 | 68.9 | #N/A | #N/A | #N/A
ConTech Lighting | K4IC*235KCMVDF | 971 | Downlight | 68.9 | 2020-11-05 | 2020-12-03 | Low | 1 | 68.9 | #N/A | #N/A | #N/A
ConTech Lighting | K4IC*240KCMVDF | 971 | Downlight | 68.9 | 2020-11-05 | 2020-12-03 | Low | 1 | 68.9 | #N/A | #N/A | #N/A
ConTech Lighting | K4SA*227KC[MVD,12D3,MVD4]F-[BLANK,CP,ER] | 971 | Downlight | 68.9 | 2020-11-05 | 2020-12-03 | Low | 1 | 68.9 | #N/A | #N/A | #N/A
ConTech Lighting | K4SA*230KC[MVD,12D3,MVD4]F-[BLANK,CP,ER] | 971 | Downlight | 68.9 | 2020-11-05 | 2020-12-03 | Low | 1 | 68.9 | #N/A | #N/A | #N/A
ConTech Lighting | K4SA*235KC[MVD,12D3,MVD4]F-[BLANK,CP,ER] | 971 | Downlight | 68.9 | 2020-11-05 | 2020-12-03 | Low | 1 | 68.9 | #N/A | #N/A | #N/A
ConTech Lighting | K4SA*240KC[MVD,12D3,MVD4]F-[BLANK,CP,ER] | 971 | Downlight | 68.9 | 2020-11-05 | 2020-12-03 | Low | 1 | 68.9 | #N/A | #N/A | #N/A
EPHAN | EPCL-5X-ETL(2700K) | 345 | Downlight | 69 | 2017-06-20 | 2017-07-17 | Low | 1 | 69 | #N/A | #N/A | #N/A
EPHAN | EPCL-5X-ETL(3000K) | 345 | Downlight | 69 | 2017-06-20 | 2017-07-17 | Low | 1 | 69 | #N/A | #N/A | #N/A
EPHAN | EPCL-5X-ETL(4000K) | 345 | Downlight | 69 | 2017-06-20 | 2017-07-17 | Low | 1 | 69 | #N/A | #N/A | #N/A
EPHAN | EPCL-5X-ETL(5000K) | 345 | Downlight | 69 | 2017-06-20 | 2017-07-17 | Low | 1 | 69 | #N/A | #N/A | #N/A
Lithonia Lighting | WF4E LED [30¦35¦40¦50]K 90CRI MW | 576 | Downlight | 69 | 2019-09-01 | 2019-10-04 | Low | 1 | 69 | #N/A | #N/A | #N/A
EiKO | SDL4RA927DWW | 690 | Downlight | 69 | 2019-09-20 | 2019-10-03 | Low | 1 | 69 | #N/A | #N/A | #N/A
Erman | RML-82-5R10W27 | 690 | Downlight | 69 | 2020-01-13 | 2020-01-13 | Low | 1 | 69 | #N/A | #N/A | #N/A
Signcomplex | SC-FL10-D04-A1-01RE | 690 | Downlight | 69 | 2020-10-30 | 2020-12-04 | Low | 1 | 69 | #N/A | #N/A | #N/A
Lithonia Lighting | LK5GMW LED | 725 | Downlight | 69 | 2014-05-01 | 2014-05-16 | Low | 1 | 69 | #N/A | #N/A | #N/A
Lithonia Lighting | LK5GMW LED 50K | 725 | Downlight | 69 | 2014-05-01 | 2014-05-16 | Low | 1 | 69 | #N/A | #N/A | #N/A
Halo | HLB4S069FSE010MWR* | 725 | Downlight | 69 | 2019-11-19 | 2019-11-20 | Low | 1 | 69 | #N/A | #N/A | #N/A
Lithonia Lighting | WF6E LED [30¦35¦40¦50]K 90CRI MW | 773 | Downlight | 69 | 2019-09-01 | 2019-10-04 | Low | 1 | 69 | #N/A | #N/A | #N/A
Satco | S29061 | 800 | Downlight | 69 | 2018-07-15 | 2018-07-20 | Low | 1 | 69 | #N/A | #N/A | #N/A
Core | CK6R3-W | 800 | Downlight | 69 | 2016-05-26 | 2016-06-10 | Low | 1 | 69 | #N/A | #N/A | #N/A
Core | CK6R4-W | 800 | Downlight | 69 | 2016-05-26 | 2016-06-10 | Low | 1 | 69 | #N/A | #N/A | #N/A
TCP | L12EL6D4027K | 800 | Downlight | 69 | 2017-10-27 | 2017-11-13 | Low | 1 | 69 | #N/A | #N/A | #N/A
Liteline | RA35-12F-27K-90** | 805 | Downlight | 69 | 2018-01-01 | 2018-04-27 | Low | 1 | 69 | #N/A | #N/A | #N/A
Trenz Lighting | TL4S-12G-27K-** | 805 | Downlight | 69 | 2018-01-01 | 2018-04-27 | Low | 1 | 69 | #N/A | #N/A | #N/A
Lightolier | P4***05###WHZ10U | 484 | Downlight | 69.1 | 2018-11-12 | 2021-07-19 | Low | 1 | 69.1 | #N/A | #N/A | #N/A
PORTFOLIO | LD4A13D010TE ERW4A8## 4LW[0H¦0LI¦1H¦1LI] | 988 | Downlight | 69.1 | 2015-12-15 | 2017-02-27 | Low | 1 | 69.1 | #N/A | #N/A | #N/A
Commercial Electric | CER30540S**27 | 588 | Downlight | 69.2 | 2017-10-01 | 2017-07-20 | Low | 1 | 69.2 | #N/A | #N/A | #N/A
Atlantic Lighting | COM8-SYL11-35K-1 / 8LED11FR-HZ-AT | 662 | Downlight | 69.2 | 2017-10-20 | 2021-08-10 | Low | 1 | 69.2 | #N/A | #N/A | #N/A
Atlantic Lighting | COM8-SYL11-3K-1 / 8LED10-HZ | 662 | Downlight | 69.2 | 2017-10-20 | 2021-08-10 | Low | 1 | 69.2 | #N/A | #N/A | #N/A
Atlantic Lighting | COM8-SYL11-3K-1 / 8LED11FR-HZ-AT | 662 | Downlight | 69.2 | 2017-10-20 | 2021-08-10 | Low | 1 | 69.2 | #N/A | #N/A | #N/A
Atlantic Lighting | COM7-SYL11-27K-1 / 7LED10-HZ | 662 | Downlight | 69.2 | 2017-10-20 | 2021-08-10 | Low | 1 | 69.2 | #N/A | #N/A | #N/A
Atlantic Lighting | COM8-SYL11-4K-1 / 8LED10-HZ | 662 | Downlight | 69.2 | 2017-10-20 | 2021-08-10 | Low | 1 | 69.2 | #N/A | #N/A | #N/A
Atlantic Lighting | COM8-SYL11-4K-1 / 8LED11FR-HZ-AT | 662 | Downlight | 69.2 | 2017-10-20 | 2021-08-10 | Low | 1 | 69.2 | #N/A | #N/A | #N/A
Atlantic Lighting | COM8-SYL11-5K-1 / 8LED10-HZ | 662 | Downlight | 69.2 | 2017-10-20 | 2021-08-10 | Low | 1 | 69.2 | #N/A | #N/A | #N/A
Atlantic Lighting | COM7-SYL11-27K-1 / 7LED11FR-WH-AT | 662 | Downlight | 69.2 | 2017-10-20 | 2021-08-10 | Low | 1 | 69.2 | #N/A | #N/A | #N/A
Atlantic Lighting | COM7-SYL11-35K-1 / 7LED10-HZ | 662 | Downlight | 69.2 | 2017-10-20 | 2021-08-10 | Low | 1 | 69.2 | #N/A | #N/A | #N/A
Atlantic Lighting | COM7-SYL11-35K-1 / 7LED11FR-WH-AT | 662 | Downlight | 69.2 | 2017-10-20 | 2021-08-10 | Low | 1 | 69.2 | #N/A | #N/A | #N/A
Atlantic Lighting | COM7-SYL11-3K-1 / 7LED10-HZ | 662 | Downlight | 69.2 | 2017-10-20 | 2021-08-10 | Low | 1 | 69.2 | #N/A | #N/A | #N/A
Atlantic Lighting | COM7-SYL11-3K-1 / 7LED11FR-WH-AT | 662 | Downlight | 69.2 | 2017-10-20 | 2021-08-10 | Low | 1 | 69.2 | #N/A | #N/A | #N/A
Atlantic Lighting | COM7-SYL11-4K-1 / 7LED10-HZ | 662 | Downlight | 69.2 | 2017-10-20 | 2021-08-10 | Low | 1 | 69.2 | #N/A | #N/A | #N/A
Atlantic Lighting | COM7-SYL11-4K-1 / 7LED11FR-WH-AT | 662 | Downlight | 69.2 | 2017-10-20 | 2021-08-10 | Low | 1 | 69.2 | #N/A | #N/A | #N/A
Atlantic Lighting | COM7-SYL11-5K-1 / 7LED10-HZ | 662 | Downlight | 69.2 | 2017-10-20 | 2021-08-10 | Low | 1 | 69.2 | #N/A | #N/A | #N/A
Atlantic Lighting | COM7-SYL11-5K-1 / 7LED11FR-WH-AT | 662 | Downlight | 69.2 | 2017-10-20 | 2021-08-10 | Low | 1 | 69.2 | #N/A | #N/A | #N/A
Atlantic Lighting | COM6X6-SYL11-27K-1 / KSQ6610-HZ | 662 | Downlight | 69.2 | 2017-10-20 | 2021-08-10 | Low | 1 | 69.2 | #N/A | #N/A | #N/A
Atlantic Lighting | COM6X6-SYL11-27K-1 / KSQ6640-HZ | 662 | Downlight | 69.2 | 2017-10-20 | 2021-08-10 | Low | 1 | 69.2 | #N/A | #N/A | #N/A
Atlantic Lighting | COM6X6-SYL11-35K-1 / KSQ6610-HZ | 662 | Downlight | 69.2 | 2017-10-20 | 2021-08-10 | Low | 1 | 69.2 | #N/A | #N/A | #N/A
Atlantic Lighting | COM6X6-SYL11-35K-1 / KSQ6640-HZ | 662 | Downlight | 69.2 | 2017-10-20 | 2021-08-10 | Low | 1 | 69.2 | #N/A | #N/A | #N/A
Atlantic Lighting | COM6X6-SYL11-3K-1 / KSQ6610-HZ | 662 | Downlight | 69.2 | 2017-10-20 | 2021-08-10 | Low | 1 | 69.2 | #N/A | #N/A | #N/A
Atlantic Lighting | COM6X6-SYL11-3K-1 / KSQ6640-HZ | 662 | Downlight | 69.2 | 2017-10-20 | 2021-08-10 | Low | 1 | 69.2 | #N/A | #N/A | #N/A
Atlantic Lighting | COM6X6-SYL11-4K-1 / KSQ6610-HZ | 662 | Downlight | 69.2 | 2017-10-20 | 2021-08-10 | Low | 1 | 69.2 | #N/A | #N/A | #N/A
Atlantic Lighting | COM6X6-SYL11-4K-1 / KSQ6640-HZ | 662 | Downlight | 69.2 | 2017-10-20 | 2021-08-10 | Low | 1 | 69.2 | #N/A | #N/A | #N/A
Atlantic Lighting | COM6X6-SYL11-5K-1 / KSQ6610-HZ | 662 | Downlight | 69.2 | 2017-10-20 | 2021-08-10 | Low | 1 | 69.2 | #N/A | #N/A | #N/A
Atlantic Lighting | COM6X6-SYL11-5K-1 / KSQ6640-HZ | 662 | Downlight | 69.2 | 2017-10-20 | 2021-08-10 | Low | 1 | 69.2 | #N/A | #N/A | #N/A
Atlantic Lighting | COM6-SYL11-3K-1 / 6CMFR-WH-AT | 662 | Downlight | 69.2 | 2017-10-20 | 2021-08-10 | Low | 1 | 69.2 | #N/A | #N/A | #N/A
Atlantic Lighting | COM6-SYL11-4K-1 / 6CM10-HZ-GS | 662 | Downlight | 69.2 | 2017-10-20 | 2021-08-10 | Low | 1 | 69.2 | #N/A | #N/A | #N/A
Atlantic Lighting | COM6-SYL11-4K-1 / 6CMFR-WH-AT | 662 | Downlight | 69.2 | 2017-10-20 | 2021-08-10 | Low | 1 | 69.2 | #N/A | #N/A | #N/A
Atlantic Lighting | COM6-SYL11-5K-1 / 6CM10-HZ-GS | 662 | Downlight | 69.2 | 2017-10-20 | 2021-08-10 | Low | 1 | 69.2 | #N/A | #N/A | #N/A
Atlantic Lighting | COM6-SYL11-5K-1 / 6CMFR-WH-AT | 662 | Downlight | 69.2 | 2017-10-20 | 2021-08-10 | Low | 1 | 69.2 | #N/A | #N/A | #N/A
Atlantic Lighting | COM8-SYL11-27K-1 / 8LED10-HZ | 662 | Downlight | 69.2 | 2017-10-20 | 2021-08-10 | Low | 1 | 69.2 | #N/A | #N/A | #N/A
Atlantic Lighting | COM8-SYL11-27K-1 / 8LED11FR-HZ-AT | 662 | Downlight | 69.2 | 2017-10-20 | 2021-08-10 | Low | 1 | 69.2 | #N/A | #N/A | #N/A
Atlantic Lighting | COM8-SYL11-35K-1 / 8LED10-HZ | 662 | Downlight | 69.2 | 2017-10-20 | 2021-08-10 | Low | 1 | 69.2 | #N/A | #N/A | #N/A
Atlantic Lighting | COM4-SYL11-5K-1 / 4CMFR-WH-AT | 662 | Downlight | 69.2 | 2017-10-20 | 2021-08-10 | Low | 1 | 69.2 | #N/A | #N/A | #N/A
Atlantic Lighting | COM5-SYL11-27K-1 / 5CM10-HZ | 662 | Downlight | 69.2 | 2017-10-20 | 2021-08-10 | Low | 1 | 69.2 | #N/A | #N/A | #N/A
Atlantic Lighting | COM5-SYL11-27K-1 / 5CMFR-WH-AT | 662 | Downlight | 69.2 | 2017-10-20 | 2021-08-10 | Low | 1 | 69.2 | #N/A | #N/A | #N/A
Atlantic Lighting | COM5-SYL11-35K-1 / 5CM10-HZ | 662 | Downlight | 69.2 | 2017-10-20 | 2021-08-10 | Low | 1 | 69.2 | #N/A | #N/A | #N/A
Atlantic Lighting | COM5-SYL11-35K-1 / 5CMFR-WH-AT | 662 | Downlight | 69.2 | 2017-10-20 | 2021-08-10 | Low | 1 | 69.2 | #N/A | #N/A | #N/A
Atlantic Lighting | COM5-SYL11-3K-1 / 5CM10-HZ | 662 | Downlight | 69.2 | 2017-10-20 | 2021-08-10 | Low | 1 | 69.2 | #N/A | #N/A | #N/A
Atlantic Lighting | COM6-SYL11-27K-1 / 6CMFR-WH-AT | 662 | Downlight | 69.2 | 2017-10-20 | 2021-08-10 | Low | 1 | 69.2 | #N/A | #N/A | #N/A
Atlantic Lighting | COM6-SYL11-35K-1 / 6CM10-HZ-GS | 662 | Downlight | 69.2 | 2017-10-20 | 2021-08-10 | Low | 1 | 69.2 | #N/A | #N/A | #N/A
Atlantic Lighting | COM6-SYL11-35K-1 / 6CMFR-WH-AT | 662 | Downlight | 69.2 | 2017-10-20 | 2021-08-10 | Low | 1 | 69.2 | #N/A | #N/A | #N/A
Atlantic Lighting | COM6-SYL11-3K-1 / 6CM10-HZ-GS | 662 | Downlight | 69.2 | 2017-10-20 | 2021-08-10 | Low | 1 | 69.2 | #N/A | #N/A | #N/A
Atlantic Lighting | COM5-SYL11-3K-1 / 5CMFR-WH-AT | 662 | Downlight | 69.2 | 2017-10-20 | 2021-08-10 | Low | 1 | 69.2 | #N/A | #N/A | #N/A
Atlantic Lighting | COM5-SYL11-4K-1 / 5CM10-HZ | 662 | Downlight | 69.2 | 2017-10-20 | 2021-08-10 | Low | 1 | 69.2 | #N/A | #N/A | #N/A
Atlantic Lighting | COM5-SYL11-4K-1 / 5CMFR-WH-AT | 662 | Downlight | 69.2 | 2017-10-20 | 2021-08-10 | Low | 1 | 69.2 | #N/A | #N/A | #N/A
Atlantic Lighting | COM5-SYL11-5K-1 / 5CM10-HZ | 662 | Downlight | 69.2 | 2017-10-20 | 2021-08-10 | Low | 1 | 69.2 | #N/A | #N/A | #N/A
Atlantic Lighting | COM5-SYL11-5K-1 / 5CMFR-WH-AT | 662 | Downlight | 69.2 | 2017-10-20 | 2021-08-10 | Low | 1 | 69.2 | #N/A | #N/A | #N/A
Atlantic Lighting | COM4X4-SYL11-27K-1 / KSQ4410-HZ | 662 | Downlight | 69.2 | 2017-10-20 | 2021-08-10 | Low | 1 | 69.2 | #N/A | #N/A | #N/A
Atlantic Lighting | COM4X4-SYL11-27K-1 / KSQ4440-HZ | 662 | Downlight | 69.2 | 2017-10-20 | 2021-08-10 | Low | 1 | 69.2 | #N/A | #N/A | #N/A
Atlantic Lighting | COM4X4-SYL11-35K-1 / KSQ4410-HZ | 662 | Downlight | 69.2 | 2017-10-20 | 2021-08-10 | Low | 1 | 69.2 | #N/A | #N/A | #N/A
Atlantic Lighting | COM4X4-SYL11-35K-1 / KSQ4440-HZ | 662 | Downlight | 69.2 | 2017-10-20 | 2021-08-10 | Low | 1 | 69.2 | #N/A | #N/A | #N/A
Atlantic Lighting | COM4X4-SYL11-3K-1 / KSQ4410-HZ | 662 | Downlight | 69.2 | 2017-10-20 | 2021-08-10 | Low | 1 | 69.2 | #N/A | #N/A | #N/A
Atlantic Lighting | COM4X4-SYL11-3K-1 / KSQ4440-HZ | 662 | Downlight | 69.2 | 2017-10-20 | 2021-08-10 | Low | 1 | 69.2 | #N/A | #N/A | #N/A
Atlantic Lighting | COM4X4-SYL11-4K-1 / KSQ4410-HZ | 662 | Downlight | 69.2 | 2017-10-20 | 2021-08-10 | Low | 1 | 69.2 | #N/A | #N/A | #N/A
Atlantic Lighting | COM4X4-SYL11-4K-1 / KSQ4440-HZ | 662 | Downlight | 69.2 | 2017-10-20 | 2021-08-10 | Low | 1 | 69.2 | #N/A | #N/A | #N/A
Atlantic Lighting | COM4X4-SYL11-5K-1 / KSQ4410-HZ | 662 | Downlight | 69.2 | 2017-10-20 | 2021-08-10 | Low | 1 | 69.2 | #N/A | #N/A | #N/A
Atlantic Lighting | COM4X4-SYL11-5K-1 / KSQ4440-HZ | 662 | Downlight | 69.2 | 2017-10-20 | 2021-08-10 | Low | 1 | 69.2 | #N/A | #N/A | #N/A
Atlantic Lighting | COM6-SYL11-27K-1 / 6CM10-HZ-GS | 662 | Downlight | 69.2 | 2017-10-20 | 2021-08-10 | Low | 1 | 69.2 | #N/A | #N/A | #N/A
Atlantic Lighting | COM4-SYL11-27K-1 / 4CM10-HZ-GS | 662 | Downlight | 69.2 | 2017-10-20 | 2021-08-10 | Low | 1 | 69.2 | #N/A | #N/A | #N/A
Atlantic Lighting | COM4-SYL11-27K-1 / 4CMFR-WH-AT | 662 | Downlight | 69.2 | 2017-10-20 | 2021-08-10 | Low | 1 | 69.2 | #N/A | #N/A | #N/A
Atlantic Lighting | COM4-SYL11-35K-1 / 4CM10-HZ-GS | 662 | Downlight | 69.2 | 2017-10-20 | 2021-08-10 | Low | 1 | 69.2 | #N/A | #N/A | #N/A
Atlantic Lighting | COM4-SYL11-35K-1 / 4CMFR-WH-AT | 662 | Downlight | 69.2 | 2017-10-20 | 2021-08-10 | Low | 1 | 69.2 | #N/A | #N/A | #N/A
Atlantic Lighting | COM4-SYL11-3K-1 / 4CM10-HZ-GS | 662 | Downlight | 69.2 | 2017-10-20 | 2021-08-10 | Low | 1 | 69.2 | #N/A | #N/A | #N/A
Atlantic Lighting | COM4-SYL11-3K-1 / 4CMFR-WH-AT | 662 | Downlight | 69.2 | 2017-10-20 | 2021-08-10 | Low | 1 | 69.2 | #N/A | #N/A | #N/A
Atlantic Lighting | COM4-SYL11-4K-1 / 4CM10-HZ-GS | 662 | Downlight | 69.2 | 2017-10-20 | 2021-08-10 | Low | 1 | 69.2 | #N/A | #N/A | #N/A
Atlantic Lighting | COM4-SYL11-4K-1 / 4CMFR-WH-AT | 662 | Downlight | 69.2 | 2017-10-20 | 2021-08-10 | Low | 1 | 69.2 | #N/A | #N/A | #N/A
Atlantic Lighting | COM4-SYL11-5K-1 / 4CM10-HZ-GS | 662 | Downlight | 69.2 | 2017-10-20 | 2021-08-10 | Low | 1 | 69.2 | #N/A | #N/A | #N/A
RAB Lighting | NDCANIC6 R HALED 12- 80FR[YY¦Y¦YN¦N][BLANK¦HC] HA[50¦80][BLANK¦FR] HATRIM6[R¦AR¦S][D¦BF]- [A¦CU¦SA¦W¦M¦SW¦MW] | 788 | Downlight | 69.2 | 2018-05-03 | 2019-08-26 | Low | 1 | 69.2 | #N/A | #N/A | #N/A
Illume | I-ELSQ6**-## | 830 | Downlight | 69.2 | 2017-06-12 | 2018-01-09 | Low | 1 | 69.2 | #N/A | #N/A | #N/A
YSL | WHDL4-12-83CCT-WH | 830 | Downlight | 69.2 | 2021-08-26 | 2021-09-29 | Low | 1 | 69.2 | #N/A | #N/A | #N/A
TRANS GLOBE | ES-LED-50016 WH | 900 | Downlight | 69.2 | 2018-01-16 | 2018-01-15 | Low | 1 | 69.2 | #N/A | #N/A | #N/A
TRANS GLOBE | LED-30021-27 WH | 900 | Downlight | 69.2 | 2019-10-18 | 2019-10-18 | Low | 1 | 69.2 | #N/A | #N/A | #N/A
TRANS GLOBE | LED-40024 WH | 900 | Downlight | 69.2 | 2019-06-10 | 2019-06-07 | Low | 1 | 69.2 | #N/A | #N/A | #N/A
Entegrity | ENLED-56RCC-013W-40K | 900 | Downlight | 69.2 | 2017-04-01 | 2017-04-20 | Low | 1 | 69.2 | #N/A | #N/A | #N/A
Kichler | DLRC06R2790WHT | 900 | Downlight | 69.2 | 2020-03-26 | 2020-03-30 | Low | 1 | 69.2 | #N/A | #N/A | #N/A
Kichler | DLRC06R3090WHT | 900 | Downlight | 69.2 | 2020-03-26 | 2020-03-30 | Low | 1 | 69.2 | #N/A | #N/A | #N/A
Kichler | DLRC06R4090WHT | 900 | Downlight | 69.2 | 2020-03-26 | 2020-03-30 | Low | 1 | 69.2 | #N/A | #N/A | #N/A
Kichler | DLRC06R5090WHT | 900 | Downlight | 69.2 | 2020-03-26 | 2020-03-30 | Low | 1 | 69.2 | #N/A | #N/A | #N/A
Kichler | DLRC06S2790WHT | 900 | Downlight | 69.2 | 2020-03-26 | 2020-03-30 | Low | 1 | 69.2 | #N/A | #N/A | #N/A
Kichler | DLRC06S3090WHT | 900 | Downlight | 69.2 | 2020-03-26 | 2020-03-30 | Low | 1 | 69.2 | #N/A | #N/A | #N/A
Kichler | DLRC06S4090WHT | 900 | Downlight | 69.2 | 2020-03-26 | 2020-03-30 | Low | 1 | 69.2 | #N/A | #N/A | #N/A
Kichler | DLRC06S5090WHT | 900 | Downlight | 69.2 | 2020-03-26 | 2020-03-30 | Low | 1 | 69.2 | #N/A | #N/A | #N/A
Sylvania | 75327 | 900 | Downlight | 69.2 | 2019-07-15 | 2018-07-19 | Low | 1 | 69.2 | #N/A | #N/A | #N/A
Sylvania | RT6 HO 900lm 2700K | 900 | Downlight | 69.2 | 2016-07-01 | 2016-07-12 | Low | 1 | 69.2 | #N/A | #N/A | #N/A
NICOR | REL61120SRRWH | 900 | Downlight | 69.2 | 2022-06-15 | 2022-07-26 | Low | 1 | 69.2 | #N/A | #N/A | #N/A
NICOR | REL611202KRDWH | 900 | Downlight | 69.2 | 2022-04-28 | 2022-05-16 | Low | 1 | 69.2 | #N/A | #N/A | #N/A
NICOR | REL611203KRDWH | 900 | Downlight | 69.2 | 2022-04-28 | 2022-05-16 | Low | 1 | 69.2 | #N/A | #N/A | #N/A
NICOR | REL611204KRDWH | 900 | Downlight | 69.2 | 2022-04-28 | 2022-05-16 | Low | 1 | 69.2 | #N/A | #N/A | #N/A
NICOR | REL611205KRDWH | 900 | Downlight | 69.2 | 2022-04-28 | 2022-05-16 | Low | 1 | 69.2 | #N/A | #N/A | #N/A
NICOR | REL61120SRDWH | 900 | Downlight | 69.2 | 2022-03-31 | 2022-06-08 | Low | 1 | 69.2 | #N/A | #N/A | #N/A
Lightolier | FD5R9ESCT1W | 900 | Downlight | 69.2 | 2022-10-13 | 2022-11-17 | Low | 1 | 69.2 | #N/A | #N/A | #N/A
Lightolier | FD5RSLMZ10SCTUW | 900 | Downlight | 69.2 | 2022-05-01 | 2022-05-10 | Low | 1 | 69.2 | #N/A | #N/A | #N/A
Commercial Electric | CER407943K53** | 900 | Downlight | 69.2 | 2022-08-01 | 2022-10-06 | Low | 1 | 69.2 | #N/A | #N/A | #N/A
TCP | JDL61D30K | 900 | Downlight | 69.2 | 2021-09-20 | 2021-09-21 | Low | 1 | 69.2 | #N/A | #N/A | #N/A
DMF Lighting | DRD2M69## | 538 | Downlight | 69.3 | 2016-10-01 | 2016-10-05 | Low | 1 | 69.3 | #N/A | #N/A | #N/A
WT LIGHTING | CR4(4000K) | 624 | Downlight | 69.3 | 2017-07-10 | 2017-07-13 | Low | 1 | 69.3 | #N/A | #N/A | #N/A
C-Lite | C-DS4-A-650L-27K-B1 | 762 | Downlight | 69.3 | 2020-03-12 | 2020-03-12 | Low | 1 | 69.3 | #N/A | #N/A | #N/A
Lightolier | L4RAxE1VA / L4RA068xxWVA | 555 | Downlight | 69.4 | 2015-10-12 | 2015-08-17 | Low | 1 | 69.4 | #N/A | #N/A | #N/A
WAC Lighting | R2BRD-F927-**** | 625 | Downlight | 69.4 | 2017-04-01 | 2017-05-23 | Low | 1 | 69.4 | #N/A | #N/A | #N/A
AURORIV | HY-INTDL-R4-9W-5CCT | 625 | Downlight | 69.4 | 2022-11-30 | 2022-11-30 | Low | 1 | 69.4 | #N/A | #N/A | #N/A
Tamlite Lighting | CLY4-27WH | 730 | Downlight | 69.5 | 2019-08-16 | 2019-09-10 | Low | 1 | 69.5 | #N/A | #N/A | #N/A
Tamlite Lighting | CLY4-CCTA/** | 730 | Downlight | 69.5 | 2022-09-10 | 2022-09-29 | Low | 1 | 69.5 | #N/A | #N/A | #N/A
Verbatim | 99887 | 820 | Downlight | 69.5 | 2017-01-01 | 2018-01-09 | Low | 1 | 69.5 | #N/A | #N/A | #N/A
DMF Lighting | DRD3MXX9YYOOWHZ | 987 | Downlight | 69.5 | 2016-03-11 | 2016-03-28 | Low | 1 | 69.5 | #N/A | #N/A | #N/A
Halo | HLBSL4069FS231EMWR* | 689 | Downlight | 69.6 | 2022-11-21 | 2022-12-01 | Low | 1 | 69.6 | #N/A | #N/A | #N/A
Halo | HLBSL4069FS231EMWR*-* | 689 | Downlight | 69.6 | 2022-11-21 | 2022-12-01 | Low | 1 | 69.6 | #N/A | #N/A | #N/A
Halo | HLBSL4069FS231EMWR*-#* | 689 | Downlight | 69.6 | 2022-11-21 | 2022-12-01 | Low | 1 | 69.6 | #N/A | #N/A | #N/A
Progress Lighting | P810024-030-30 | 800 | Downlight | 69.6 | 2019-12-02 | 2019-12-10 | Low | 1 | 69.6 | #N/A | #N/A | #N/A
GE Current, a Daintree company | LRC8R**10********827VQ | 960 | Downlight | 69.6 | 2022-03-10 | 2022-03-11 | Low | 1 | 69.6 | #N/A | #N/A | #N/A
GE Current, a Daintree company | LRC10R**10********827VQ | 960 | Downlight | 69.6 | 2022-03-10 | 2022-03-11 | Low | 1 | 69.6 | #N/A | #N/A | #N/A
GE Current, a Daintree company | LRC12R**10********827VQ | 960 | Downlight | 69.6 | 2022-03-10 | 2022-03-11 | Low | 1 | 69.6 | #N/A | #N/A | #N/A
GE Current, a Daintree company | LRC6R**10********827VQ | 960 | Downlight | 69.6 | 2022-03-10 | 2022-03-11 | Low | 1 | 69.6 | #N/A | #N/A | #N/A
DMF Lighting | DRD2M109xx | 960 | Downlight | 69.6 | 2016-08-01 | 2016-08-04 | Low | 1 | 69.6 | #N/A | #N/A | #N/A
Standard Products Inc. | 63224_LED_MOD_14.7W_27K_STD | 960 | Downlight | 69.6 | 2016-08-01 | 2017-04-07 | Low | 1 | 69.6 | #N/A | #N/A | #N/A
DMF Lighting | DRD4M06927** | 676 | Downlight | 69.7 | 2018-03-01 | 2018-03-21 | Low | 1 | 69.7 | #N/A | #N/A | #N/A
Lithonia Lighting | WF4 [ ¦SQ] [ ¦B¦S] LED [27¦30¦40¦50]K [MW¦MB¦BN¦ORB] | 725 | Downlight | 69.7 | 2016-06-30 | 2016-07-06 | Low | 1 | 69.7 | #N/A | #N/A | #N/A
Green Creative | 11.6DLNC6DIM/827 | 810 | Downlight | 69.8 | 2016-01-01 | 2016-10-25 | Low | 1 | 69.8 | #N/A | #N/A | #N/A
WAC Lighting | R1BRA-08-F927-**** | 559 | Downlight | 69.9 | 2019-08-01 | 2019-08-21 | Low | 1 | 69.9 | #N/A | #N/A | #N/A
WAC Lighting | R1BRA-08-F930-**** | 559 | Downlight | 69.9 | 2019-08-01 | 2019-08-21 | Low | 1 | 69.9 | #N/A | #N/A | #N/A
WAC Lighting | R1BRA-08-F935-**** | 559 | Downlight | 69.9 | 2019-08-01 | 2019-08-21 | Low | 1 | 69.9 | #N/A | #N/A | #N/A
WAC Lighting | R1BRA-08-F940-**** | 559 | Downlight | 69.9 | 2019-08-01 | 2019-08-21 | Low | 1 | 69.9 | #N/A | #N/A | #N/A
WAC Lighting | R1BRA-08-N927-**** | 559 | Downlight | 69.9 | 2019-08-01 | 2019-08-21 | Low | 1 | 69.9 | #N/A | #N/A | #N/A
WAC Lighting | R1BRA-08-N930-**** | 559 | Downlight | 69.9 | 2019-08-01 | 2019-08-21 | Low | 1 | 69.9 | #N/A | #N/A | #N/A
WAC Lighting | R1BRA-08-N935-**** | 559 | Downlight | 69.9 | 2019-08-01 | 2019-08-21 | Low | 1 | 69.9 | #N/A | #N/A | #N/A
WAC Lighting | R1BRA-08-N940-**** | 559 | Downlight | 69.9 | 2019-08-01 | 2019-08-21 | Low | 1 | 69.9 | #N/A | #N/A | #N/A
WAC Lighting | R1BSA-08-F927-**** | 559 | Downlight | 69.9 | 2019-08-01 | 2019-08-21 | Low | 1 | 69.9 | #N/A | #N/A | #N/A
WAC Lighting | R1BSA-08-F930-**** | 559 | Downlight | 69.9 | 2019-08-01 | 2019-08-21 | Low | 1 | 69.9 | #N/A | #N/A | #N/A
WAC Lighting | R1BSA-08-F935-**** | 559 | Downlight | 69.9 | 2019-08-01 | 2019-08-21 | Low | 1 | 69.9 | #N/A | #N/A | #N/A
WAC Lighting | R1BSA-08-F940-**** | 559 | Downlight | 69.9 | 2019-08-01 | 2019-08-21 | Low | 1 | 69.9 | #N/A | #N/A | #N/A
WAC Lighting | R1BSA-08-N927-**** | 559 | Downlight | 69.9 | 2019-08-01 | 2019-08-21 | Low | 1 | 69.9 | #N/A | #N/A | #N/A
WAC Lighting | R1BSA-08-N930-**** | 559 | Downlight | 69.9 | 2019-08-01 | 2019-08-21 | Low | 1 | 69.9 | #N/A | #N/A | #N/A
WAC Lighting | R1BSA-08-N935-**** | 559 | Downlight | 69.9 | 2019-08-01 | 2019-08-21 | Low | 1 | 69.9 | #N/A | #N/A | #N/A
WAC Lighting | R1BSA-08-N940-**** | 559 | Downlight | 69.9 | 2019-08-01 | 2019-08-21 | Low | 1 | 69.9 | #N/A | #N/A | #N/A
Halo | RA5606930WH | 692 | Downlight | 69.9 | 2013-10-31 | 2016-07-06 | Low | 1 | 69.9 | #N/A | #N/A | #N/A
Lithonia Lighting | 65BEMW LED 27K 90CRI | 734 | Downlight | 69.9 | 2015-09-01 | 2015-10-01 | Low | 1 | 69.9 | #N/A | #N/A | #N/A
Lithonia Lighting | 65BEMW LED 30K 90CRI | 734 | Downlight | 69.9 | 2015-09-01 | 2015-10-01 | Low | 1 | 69.9 | #N/A | #N/A | #N/A
Lithonia Lighting | 65BEMW LED 40K 90CRI | 734 | Downlight | 69.9 | 2015-09-01 | 2015-10-01 | Low | 1 | 69.9 | #N/A | #N/A | #N/A
Lightolier | P4***10###WHLU | 746 | Downlight | 69.9 | 2018-11-12 | 2021-07-19 | Low | 1 | 69.9 | #N/A | #N/A | #N/A
Lightolier | P4***10###WHZ10U | 746 | Downlight | 69.9 | 2018-11-12 | 2021-07-19 | Low | 1 | 69.9 | #N/A | #N/A | #N/A
Halo | HLC4079501EWH#* | 874 | Downlight | 69.9 | 2019-05-08 | 2019-05-09 | Low | 1 | 69.9 | #N/A | #N/A | #N/A
CREE, Inc. | S-DL4-A-15L-27K-* | 979 | Downlight | 69.9 | 2016-06-01 | 2016-12-20 | Low | 1 | 69.9 | #N/A | #N/A | #N/A
Atlantic | LED4IC-DLM11-27K-U | 999 | Downlight | 69.9 | 2017-08-01 | 2017-08-11 | Low | 1 | 69.9 | #N/A | #N/A | #N/A
Elite Lighting | RL173-360L-DIMTR-120-3000K-90-MD-** | 350 | Downlight | 70 | 2019-08-04 | 2019-08-07 | Low | 1 | 70 | #N/A | #N/A | #N/A
Green Creative | GIMB1/930/FL/DIM120 | 350 | Downlight | 70 | 2019-02-14 | 2019-03-14 | Low | 1 | 70 | #N/A | #N/A | #N/A
ASD | ASD-JBR-3D6AC-** | 420 | Downlight | 70 | 2022-09-01 | 2022-08-22 | Low | 1 | 70 | #N/A | #N/A | #N/A
ASD | ASD-JBS-3D6AC-** | 420 | Downlight | 70 | 2022-09-01 | 2022-08-22 | Low | 1 | 70 | #N/A | #N/A | #N/A
LD | LED-320S-3000* | 420 | Downlight | 70 | 2021-07-20 | 2021-08-02 | Low | 1 | 70 | #N/A | #N/A | #N/A
LD | LED-320S-3500* | 420 | Downlight | 70 | 2021-07-20 | 2021-08-02 | Low | 1 | 70 | #N/A | #N/A | #N/A
LD | LED-320S-4000* | 420 | Downlight | 70 | 2021-07-20 | 2021-08-02 | Low | 1 | 70 | #N/A | #N/A | #N/A
LD | LED-320S-5000* | 420 | Downlight | 70 | 2021-07-20 | 2021-08-02 | Low | 1 | 70 | #N/A | #N/A | #N/A
LD | LED-320ST* | 420 | Downlight | 70 | 2021-07-20 | 2021-08-07 | Low | 1 | 70 | #N/A | #N/A | #N/A
Li-Tech | HT-URRD3-806-27A-## | 420 | Downlight | 70 | 2017-08-14 | 2017-09-05 | Low | 1 | 70 | #N/A | #N/A | #N/A
Li-Tech | HT-URRD3-806-27A-## | 420 | Downlight | 70 | 2017-08-14 | 2017-09-05 | Low | 1 | 70 | #N/A | #N/A | #N/A
Globe | 91188 | 420 | Downlight | 70 | 2017-06-25 | 2017-07-11 | Low | 1 | 70 | #N/A | #N/A | #N/A
Globe | 91188 | 420 | Downlight | 70 | 2018-04-15 | 2018-07-23 | Low | 1 | 70 | #N/A | #N/A | #N/A
BATEC | HT-URRD3-806-27A-## | 420 | Downlight | 70 | 2017-08-14 | 2017-09-05 | Low | 1 | 70 | #N/A | #N/A | #N/A
HENGTE | HT-G2URRD3-806-30A-## | 420 | Downlight | 70 | 2018-04-15 | 2018-05-01 | Low | 1 | 70 | #N/A | #N/A | #N/A
HENGTE | HT-URRD3-806-27A-## | 420 | Downlight | 70 | 2017-08-14 | 2017-09-05 | Low | 1 | 70 | #N/A | #N/A | #N/A
LEADVISION | LV610AD-103RR1 | 420 | Downlight | 70 | 2020-12-15 | 2020-12-18 | Low | 1 | 70 | #N/A | #N/A | #N/A
LEADVISION | LV610AD-103RR1 | 420 | Downlight | 70 | 2021-11-07 | 2022-01-26 | Low | 1 | 70 | #N/A | #N/A | #N/A
LEADVISION | LV610AD-103RR4 | 420 | Downlight | 70 | 2020-12-15 | 2020-12-18 | Low | 1 | 70 | #N/A | #N/A | #N/A
NDR Electric | RZR-300-6W-##K-** | 420 | Downlight | 70 | 2017-02-20 | 2017-02-21 | Low | 1 | 70 | #N/A | #N/A | #N/A
NDR Electric | RZR-CCT-300-WH,RZR-CCT-300-BLK,RZR-CCT-300-SC | 420 | Downlight | 70 | 2020-05-01 | 2020-06-15 | Low | 1 | 70 | #N/A | #N/A | #N/A
LIGHT THE FUTURE | D963-CCT-90-**-GB | 420 | Downlight | 70 | 2022-09-08 | 2022-11-14 | Low | 1 | 70 | #N/A | #N/A | #N/A
LIGHT THE FUTURE | D903-CCT-90-**-R | 420 | Downlight | 70 | 2022-07-10 | 2022-07-13 | Low | 1 | 70 | #N/A | #N/A | #N/A
LIGHT THE FUTURE | D903-CCT-90-**-S | 420 | Downlight | 70 | 2022-07-10 | 2022-07-13 | Low | 1 | 70 | #N/A | #N/A | #N/A
Westgate | RSL3-30K | 420 | Downlight | 70 | 2019-08-23 | 2019-08-26 | Low | 1 | 70 | #N/A | #N/A | #N/A
Westgate | RSL3-MCT | 420 | Downlight | 70 | 2019-11-14 | 2019-11-15 | Low | 1 | 70 | #N/A | #N/A | #N/A
FOSHAN LAND LIGHTING Co. | LED-460-3000* | 490 | Downlight | 70 | 2022-04-14 | 2019-09-11 | Low | 1 | 70 | #N/A | #N/A | #N/A
LD | LED-380T# | 490 | Downlight | 70 | 2021-04-30 | 2021-05-24 | Low | 1 | 70 | #N/A | #N/A | #N/A
Ltd. | LED-460-3000* | 490 | Downlight | 70 | 2022-04-14 | 2019-09-11 | Low | 1 | 70 | #N/A | #N/A | #N/A
Satco | S11700 | 490 | Downlight | 70 | 2019-01-01 | 2021-07-16 | Low | 1 | 70 | #N/A | #N/A | #N/A
Satco | S11708 | 490 | Downlight | 70 | 2019-01-01 | 2021-07-16 | Low | 1 | 70 | #N/A | #N/A | #N/A
Dals | 5003-CC-** | 560 | Downlight | 70 | 2020-01-01 | 2020-08-28 | Low | 1 | 70 | #N/A | #N/A | #N/A
Recesso by Dolan Designs | RL02-08W38-##-*, RL02-08W24-##-* | 560 | Downlight | 70 | 2020-05-14 | 2020-06-08 | Low | 1 | 70 | #N/A | #N/A | #N/A
LAND LIGHTING | LED-X3-3000*-8W | 560 | Downlight | 70 | 2022-04-14 | 2019-08-23 | Low | 1 | 70 | #N/A | #N/A | #N/A
LUMINATTI | FL-X003-R*-CW | 560 | Downlight | 70 | 2022-08-12 | 2022-08-12 | Low | 1 | 70 | #N/A | #N/A | #N/A
LUMINATTI | FL-X003-R*-NW | 560 | Downlight | 70 | 2022-08-12 | 2022-08-12 | Low | 1 | 70 | #N/A | #N/A | #N/A
LUMINATTI | FL-X003-R*-WW | 560 | Downlight | 70 | 2022-08-12 | 2022-08-12 | Low | 1 | 70 | #N/A | #N/A | #N/A
FOSHAN LAND LIGHTING Co. | LED-4018-3000*-9W | 630 | Downlight | 70 | 2022-04-14 | 2019-10-09 | Low | 1 | 70 | #N/A | #N/A | #N/A
LD | LED-4018T# | 630 | Downlight | 70 | 2022-03-25 | 2022-04-08 | Low | 1 | 70 | #N/A | #N/A | #N/A
LD | LED-4701T# | 630 | Downlight | 70 | 2022-03-25 | 2022-04-08 | Low | 1 | 70 | #N/A | #N/A | #N/A
LD | PF-420-3000*-9W | 630 | Downlight | 70 | 2021-05-31 | 2021-08-12 | Low | 1 | 70 | #N/A | #N/A | #N/A
LD | PF-420-3500*-9W | 630 | Downlight | 70 | 2021-05-31 | 2021-08-12 | Low | 1 | 70 | #N/A | #N/A | #N/A
LD | PF-420-4000*-9W | 630 | Downlight | 70 | 2021-05-31 | 2021-08-12 | Low | 1 | 70 | #N/A | #N/A | #N/A
LD | PF-420-5000*-9W | 630 | Downlight | 70 | 2021-05-31 | 2021-08-12 | Low | 1 | 70 | #N/A | #N/A | #N/A
LD | PF-420T* | 630 | Downlight | 70 | 2021-05-31 | 2022-07-01 | Low | 1 | 70 | #N/A | #N/A | #N/A
LTD | LED-4018-3000*-9W | 630 | Downlight | 70 | 2022-04-14 | 2019-10-09 | Low | 1 | 70 | #N/A | #N/A | #N/A
HENGTE | HT-US-G26CORD4C-909-27B-##1 | 630 | Downlight | 70 | 2021-05-21 | 2021-05-31 | Low | 1 | 70 | #N/A | #N/A | #N/A
HENGTE | HT-US-G26RPAN4C-909-27E-##1 | 630 | Downlight | 70 | 2021-05-21 | 2021-05-31 | Low | 1 | 70 | #N/A | #N/A | #N/A
HENGTE | HT-G15CORD4-909-XXB-##1 | 630 | Downlight | 70 | 2019-11-29 | 2019-12-02 | Low | 1 | 70 | #N/A | #N/A | #N/A
Globe | 91688 | 630 | Downlight | 70 | 2021-06-21 | 2021-07-06 | Low | 1 | 70 | #N/A | #N/A | #N/A
Globe | 91814 | 630 | Downlight | 70 | 2021-06-21 | 2021-07-06 | Low | 1 | 70 | #N/A | #N/A | #N/A
HENGTE | HT-US-G26CORD4C-909-27B-##1 | 630 | Downlight | 70 | 2021-05-21 | 2021-08-22 | Low | 1 | 70 | #N/A | #N/A | #N/A
HENGTE | HT-US-G26RPAN4C-909-27E-##1 | 630 | Downlight | 70 | 2021-05-21 | 2021-08-22 | Low | 1 | 70 | #N/A | #N/A | #N/A
LEADVISION | LV700AD-1143RR1 | 630 | Downlight | 70 | 2020-12-15 | 2020-12-18 | Low | 1 | 70 | #N/A | #N/A | #N/A
LEADVISION | LV700AD-1143RR4 | 630 | Downlight | 70 | 2020-12-15 | 2020-12-18 | Low | 1 | 70 | #N/A | #N/A | #N/A
LEADVISION | LV700AD-1143RR8 | 630 | Downlight | 70 | 2020-12-15 | 2020-12-18 | Low | 1 | 70 | #N/A | #N/A | #N/A
LUMINATTI | FL-0420-S*-3CCT | 630 | Downlight | 70 | 2022-08-12 | 2022-08-12 | Low | 1 | 70 | #N/A | #N/A | #N/A
National Specialty Lighting | LVLDL-04-CCT-**-R-L3-277 | 630 | Downlight | 70 | 2021-12-10 | 2021-12-22 | Low | 1 | 70 | #N/A | #N/A | #N/A
NDR Electric | RZR-430-9W-#K-** | 630 | Downlight | 70 | 2017-05-25 | 2017-06-09 | Low | 1 | 70 | #N/A | #N/A | #N/A
Luminiz | DS113403CTMW | 630 | Downlight | 70 | 2019-12-01 | 2021-01-24 | Low | 1 | 70 | #N/A | #N/A | #N/A
Luminiz | DG43CCT1B----- | 630 | Downlight | 70 | 2019-12-01 | 2021-01-24 | Low | 1 | 70 | #N/A | #N/A | #N/A
Luminiz | DG43CCT1N----- | 630 | Downlight | 70 | 2019-12-01 | 2021-01-24 | Low | 1 | 70 | #N/A | #N/A | #N/A
Luminiz | DG43CCT1W----- | 630 | Downlight | 70 | 2019-12-01 | 2021-01-24 | Low | 1 | 70 | #N/A | #N/A | #N/A
Luminiz | DS104403CTBK | 630 | Downlight | 70 | 2020-06-01 | 2021-01-03 | Low | 1 | 70 | #N/A | #N/A | #N/A
Luminiz | DS104403CTMW | 630 | Downlight | 70 | 2020-06-01 | 2021-01-03 | Low | 1 | 70 | #N/A | #N/A | #N/A
Luminiz | DS104403CTNK | 630 | Downlight | 70 | 2020-06-01 | 2021-01-03 | Low | 1 | 70 | #N/A | #N/A | #N/A
Luminiz | DS107403CTBK | 630 | Downlight | 70 | 2021-03-08 | 2021-04-25 | Low | 1 | 70 | #N/A | #N/A | #N/A
Luminiz | DS107403CTBL | 630 | Downlight | 70 | 2021-03-08 | 2021-04-25 | Low | 1 | 70 | #N/A | #N/A | #N/A
Luminiz | DS107403CTBR | 630 | Downlight | 70 | 2021-03-08 | 2021-04-25 | Low | 1 | 70 | #N/A | #N/A | #N/A
Luminiz | DS107403CTGO | 630 | Downlight | 70 | 2021-03-08 | 2021-04-25 | Low | 1 | 70 | #N/A | #N/A | #N/A
Luminiz | DS107403CTGR | 630 | Downlight | 70 | 2021-03-08 | 2021-04-25 | Low | 1 | 70 | #N/A | #N/A | #N/A
Luminiz | DS107403CTMB | 630 | Downlight | 70 | 2021-03-08 | 2021-04-25 | Low | 1 | 70 | #N/A | #N/A | #N/A
Luminiz | DS107403CTMW | 630 | Downlight | 70 | 2021-03-08 | 2021-04-25 | Low | 1 | 70 | #N/A | #N/A | #N/A
Luminiz | DS107403CTNK | 630 | Downlight | 70 | 2021-03-08 | 2021-04-25 | Low | 1 | 70 | #N/A | #N/A | #N/A
Luminiz | DS107403CTOR | 630 | Downlight | 70 | 2021-03-08 | 2021-04-25 | Low | 1 | 70 | #N/A | #N/A | #N/A
Luminiz | DS107403CTWH | 630 | Downlight | 70 | 2021-03-08 | 2021-04-25 | Low | 1 | 70 | #N/A | #N/A | #N/A
Luminiz | DS107403CTYE | 630 | Downlight | 70 | 2021-03-08 | 2021-04-25 | Low | 1 | 70 | #N/A | #N/A | #N/A
Hampton Bay | 3P17309-** | 630 | Downlight | 70 | 2022-02-10 | 2022-02-15 | Low | 1 | 70 | #N/A | #N/A | #N/A
Commercial Electric | 1004658322 | 630 | Downlight | 70 | 2019-11-29 | 2019-11-26 | Low | 1 | 70 | #N/A | #N/A | #N/A
Westgate | RSL4-MCT | 630 | Downlight | 70 | 2019-11-14 | 2019-11-15 | Low | 1 | 70 | #N/A | #N/A | #N/A
luxrite | LR23759 | 700 | Downlight | 70 | 2021-02-20 | 2021-02-23 | Low | 1 | 70 | #N/A | #N/A | #N/A
Aleo Lighting | SLD-4-10W-120-9CT T24 | 700 | Downlight | 70 | 2020-12-01 | 2020-11-08 | Low | 1 | 70 | #N/A | #N/A | #N/A
Archipelago | LDLL05-10-S3 | 700 | Downlight | 70 | 2022-03-18 | 2022-04-28 | Low | 1 | 70 | #N/A | #N/A | #N/A
ESL Vision | ESL-CCR-R4-10W-130 | 700 | Downlight | 70 | 2016-12-15 | 2016-12-09 | Low | 1 | 70 | #N/A | #N/A | #N/A
ESL Vision | ESL-CCR-R56-10W-130 | 700 | Downlight | 70 | 2016-12-15 | 2016-12-14 | Low | 1 | 70 | #N/A | #N/A | #N/A
HENGTE | HT-G65ERRD5-910-XXH-##1 | 700 | Downlight | 70 | 2020-08-12 | 2020-08-13 | Low | 1 | 70 | #N/A | #N/A | #N/A
HENGTE | HT-G65ERRD6-910-XXI-##1 | 700 | Downlight | 70 | 2020-08-12 | 2020-08-13 | Low | 1 | 70 | #N/A | #N/A | #N/A
HENGTE | HT-G65USRD4-810-27H-##1 | 700 | Downlight | 70 | 2021-01-06 | 2021-01-07 | Low | 1 | 70 | #N/A | #N/A | #N/A
Green Creative | 10NCDLR4DIM/927/EXT | 700 | Downlight | 70 | 2018-04-03 | 2018-04-17 | Low | 1 | 70 | #N/A | #N/A | #N/A
NDR Electric | OB###-0510-CRI90-#K-** | 700 | Downlight | 70 | 2018-05-08 | 2018-05-29 | Low | 1 | 70 | #N/A | #N/A | #N/A
MAXXIMA | MRL-S41000W | 700 | Downlight | 70 | 2019-10-14 | 2019-11-05 | Low | 1 | 70 | #N/A | #N/A | #N/A
MAXXIMA | MRL-S41020WS | 700 | Downlight | 70 | 2019-10-14 | 2019-11-05 | Low | 1 | 70 | #N/A | #N/A | #N/A
Luminiz | DL430B-------- | 700 | Downlight | 70 | 2019-06-01 | 2021-01-07 | Low | 1 | 70 | #N/A | #N/A | #N/A
Luminiz | DL430N-------- | 700 | Downlight | 70 | 2019-06-01 | 2021-01-07 | Low | 1 | 70 | #N/A | #N/A | #N/A
Luminiz | DL430W-------- | 700 | Downlight | 70 | 2019-06-01 | 2019-09-03 | Low | 1 | 70 | #N/A | #N/A | #N/A
Luminiz | DL430W-------- | 700 | Downlight | 70 | 2019-06-01 | 2021-01-07 | Low | 1 | 70 | #N/A | #N/A | #N/A
Luminiz | DL430W6K------ | 700 | Downlight | 70 | 2019-06-01 | 2021-01-07 | Low | 1 | 70 | #N/A | #N/A | #N/A
Luminiz | DL440B-------- | 700 | Downlight | 70 | 2019-06-01 | 2021-01-07 | Low | 1 | 70 | #N/A | #N/A | #N/A
Luminiz | DL450B-------- | 700 | Downlight | 70 | 2019-06-01 | 2021-01-07 | Low | 1 | 70 | #N/A | #N/A | #N/A
Luminiz | DL450N-------- | 700 | Downlight | 70 | 2019-06-01 | 2021-01-07 | Low | 1 | 70 | #N/A | #N/A | #N/A
Luminiz | DS10840300MW | 700 | Downlight | 70 | 2019-06-01 | 2021-01-07 | Low | 1 | 70 | #N/A | #N/A | #N/A
OKT Lighting | RO4-10W-XXH | 700 | Downlight | 70 | 2016-02-01 | 2016-01-28 | Low | 1 | 70 | #N/A | #N/A | #N/A
OKT Lighting | RO4-10W-XXH | 700 | Downlight | 70 | 2016-02-01 | 2016-01-28 | Low | 1 | 70 | #N/A | #N/A | #N/A
OKT Lighting | RO4-10W-XXH | 700 | Downlight | 70 | 2016-02-01 | 2016-01-28 | Low | 1 | 70 | #N/A | #N/A | #N/A
OKT Lighting | RO4-10W-XXH | 700 | Downlight | 70 | 2016-02-01 | 2016-01-28 | Low | 1 | 70 | #N/A | #N/A | #N/A
LIGHT THE FUTURE | D404-N-KT-XXXX | 700 | Downlight | 70 | 2016-09-05 | 2016-09-02 | Low | 1 | 70 | #N/A | #N/A | #N/A
LIGHT THE FUTURE | D404-N-XXXX | 700 | Downlight | 70 | 2016-03-07 | 2016-03-10 | Low | 1 | 70 | #N/A | #N/A | #N/A
LIGHT THE FUTURE | D404-N-XXXX | 700 | Downlight | 70 | 2016-03-07 | 2016-03-10 | Low | 1 | 70 | #N/A | #N/A | #N/A
LIGHT THE FUTURE | D284-80-2700 | 700 | Downlight | 70 | 2019-06-01 | 2019-10-01 | Low | 1 | 70 | #N/A | #N/A | #N/A
Sunlite | 87706 | 700 | Downlight | 70 | 2022-01-08 | 2022-05-23 | Low | 1 | 70 | #N/A | #N/A | #N/A
LIGHT THE FUTURE | D234-80-2700 | 700 | Downlight | 70 | 2018-08-28 | 2018-08-29 | Low | 1 | 70 | #N/A | #N/A | #N/A
YUURTA | YT_4_10W(5000K) | 700 | Downlight | 70 | 2016-09-16 | 2016-12-15 | Low | 1 | 70 | #N/A | #N/A | #N/A
TORCHSTAR | JXLDL4D-10W##D | 700 | Downlight | 70 | 2021-01-01 | 2021-06-03 | Low | 1 | 70 | #N/A | #N/A | #N/A
LIGHT THE FUTURE | D724-N-*-80-2700 | 700 | Downlight | 70 | 2018-07-06 | 2018-07-19 | Low | 1 | 70 | #N/A | #N/A | #N/A
LIGHT THE FUTURE | D406-N-XXXX | 700 | Downlight | 70 | 2016-03-07 | 2016-03-10 | Low | 1 | 70 | #N/A | #N/A | #N/A
LIGHT THE FUTURE | D406-N-XXXX | 700 | Downlight | 70 | 2016-03-07 | 2016-03-10 | Low | 1 | 70 | #N/A | #N/A | #N/A
LIGHT THE FUTURE | D904-2700 | 700 | Downlight | 70 | 2019-01-14 | 2019-07-22 | Low | 1 | 70 | #N/A | #N/A | #N/A
VOTATEC | HLLEDRC-4inch- 10W(Dm)-RGB | 700 | Downlight | 70 | 2020-06-10 | 2020-06-10 | Low | 1 | 70 | #N/A | #N/A | #N/A
VOTATEC | VO-RP4W10-120-D-RGB | 700 | Downlight | 70 | 2020-06-10 | 2020-06-10 | Low | 1 | 70 | #N/A | #N/A | #N/A
DawnRay, RecessedLine | CP04FR-WH | 700 | Downlight | 70 | 2022-08-26 | 2022-09-28 | Low | 1 | 70 | #N/A | #N/A | #N/A
HONG YAO | HY-SMD-R5-10W-3CCT | 700 | Downlight | 70 | 2022-01-07 | 2022-01-14 | Low | 1 | 70 | #N/A | #N/A | #N/A
Dals | DRR4-3K-** | 770 | Downlight | 70 | 2022-03-01 | 2022-09-13 | Low | 1 | 70 | #N/A | #N/A | #N/A
Topaz | RDL/6SQ/11/5CTS-46 | 770 | Downlight | 70 | 2020-11-29 | 2020-12-18 | Low | 1 | 70 | #N/A | #N/A | #N/A
Topaz | SDL6-11W-BN-D-CTS | 770 | Downlight | 70 | 2022-11-17 | 2022-11-18 | Low | 1 | 70 | #N/A | #N/A | #N/A
Topaz | RDL/4GIM/11/5CTS-46 | 770 | Downlight | 70 | 2020-11-29 | 2020-12-04 | Low | 1 | 70 | #N/A | #N/A | #N/A
Earthtronics | DK12CCT4WH2 | 840 | Downlight | 70 | 2021-10-28 | 2021-12-02 | Low | 1 | 70 | #N/A | #N/A | #N/A
FOSHAN LAND LIGHTING Co. | LED-6018-3000* | 840 | Downlight | 70 | 2022-04-14 | 2019-09-11 | Low | 1 | 70 | #N/A | #N/A | #N/A
LD | LED-420T#-12W | 840 | Downlight | 70 | 2022-03-25 | 2022-03-28 | Low | 1 | 70 | #N/A | #N/A | #N/A
Ltd. | LED-6018-3000* | 840 | Downlight | 70 | 2022-04-14 | 2019-09-11 | Low | 1 | 70 | #N/A | #N/A | #N/A
ETI | 565681##(00-99) | 840 | Downlight | 70 | 2021-06-01 | 2021-07-13 | Low | 1 | 70 | #N/A | #N/A | #N/A
HENGTE | HT-US-G26RPAN6C-912-27F-##1 | 840 | Downlight | 70 | 2021-05-21 | 2021-05-31 | Low | 1 | 70 | #N/A | #N/A | #N/A
HENGTE | HT-G15CORD6-912-XXE-##1 | 840 | Downlight | 70 | 2019-11-29 | 2019-12-02 | Low | 1 | 70 | #N/A | #N/A | #N/A
Globe | 91815 | 840 | Downlight | 70 | 2021-06-21 | 2021-07-06 | Low | 1 | 70 | #N/A | #N/A | #N/A
Run Bison | YMX-DL-0003-4-12 | 840 | Downlight | 70 | 2021-06-29 | 2021-08-07 | Low | 1 | 70 | #N/A | #N/A | #N/A
Run Bison | YMX-DL-0003-4-6 | 840 | Downlight | 70 | 2021-06-29 | 2021-08-07 | Low | 1 | 70 | #N/A | #N/A | #N/A
HENGTE | HT-G2D1D-4C-12W-927-#-5# | 840 | Downlight | 70 | 2021-01-13 | 2021-01-17 | Low | 1 | 70 | #N/A | #N/A | #N/A
HENGTE | HT-G2D2D-4C-12W-927-#-5# | 840 | Downlight | 70 | 2021-01-13 | 2021-01-17 | Low | 1 | 70 | #N/A | #N/A | #N/A
HENGTE | HT-G2D3D-4C-12W-927-#-5# | 840 | Downlight | 70 | 2021-01-13 | 2021-01-17 | Low | 1 | 70 | #N/A | #N/A | #N/A
HENGTE | HT-US-G26RPAN6C-912-27F-##1 | 840 | Downlight | 70 | 2021-05-21 | 2021-08-22 | Low | 1 | 70 | #N/A | #N/A | #N/A
National Specialty Lighting | LVLDL-06-CCT-**-R-L3-277 | 840 | Downlight | 70 | 2021-12-10 | 2021-12-22 | Low | 1 | 70 | #N/A | #N/A | #N/A
National Specialty Lighting | LVLDL-06-CCT-WH-R-L3 | 840 | Downlight | 70 | 2019-01-12 | 2019-07-05 | Low | 1 | 70 | #N/A | #N/A | #N/A
National Specialty Lighting | LVLDL-06S-**-WH-R-L3 | 840 | Downlight | 70 | 2019-01-12 | 2019-07-05 | Low | 1 | 70 | #N/A | #N/A | #N/A
National Specialty Lighting | LVLDL-06-**-WH-R-L3 | 840 | Downlight | 70 | 2019-01-12 | 2019-07-05 | Low | 1 | 70 | #N/A | #N/A | #N/A
National Specialty Lighting | RGL-6B-12W-BT-** | 840 | Downlight | 70 | 2020-07-01 | 2021-01-21 | Low | 1 | 70 | #N/A | #N/A | #N/A
National Specialty Lighting | RGL-6B-12W-SW-** | 840 | Downlight | 70 | 2020-07-01 | 2021-01-21 | Low | 1 | 70 | #N/A | #N/A | #N/A
Magic Lite | LVLDL-06-CCT-WH-R-L3 | 840 | Downlight | 70 | 2019-01-12 | 2019-07-05 | Low | 1 | 70 | #N/A | #N/A | #N/A
Magic Lite | LVLDL-06S-**-WH-R-L3 | 840 | Downlight | 70 | 2019-01-12 | 2019-07-05 | Low | 1 | 70 | #N/A | #N/A | #N/A
Magic Lite | LVLDL-06-**-WH-R-L3 | 840 | Downlight | 70 | 2019-01-12 | 2019-07-05 | Low | 1 | 70 | #N/A | #N/A | #N/A
Magic Lite | RGL-6B-12W-BT-** | 840 | Downlight | 70 | 2020-07-01 | 2021-01-21 | Low | 1 | 70 | #N/A | #N/A | #N/A
Magic Lite | RGL-6B-12W-SW-** | 840 | Downlight | 70 | 2020-07-01 | 2021-01-21 | Low | 1 | 70 | #N/A | #N/A | #N/A
Satco | S11624 | 840 | Downlight | 70 | 2019-04-24 | 2019-04-23 | Low | 1 | 70 | #N/A | #N/A | #N/A
Satco | S11627 | 840 | Downlight | 70 | 2019-04-24 | 2019-04-23 | Low | 1 | 70 | #N/A | #N/A | #N/A
Satco | S11630 | 840 | Downlight | 70 | 2019-04-24 | 2019-04-23 | Low | 1 | 70 | #N/A | #N/A | #N/A
Satco | S11633 | 840 | Downlight | 70 | 2019-04-24 | 2019-04-23 | Low | 1 | 70 | #N/A | #N/A | #N/A
Standard | CLEL7/MS/12W/40K/RND/WH/STD | 840 | Downlight | 70 | 2019-03-20 | 2019-03-22 | Low | 1 | 70 | #N/A | #N/A | #N/A
Stanpro | SFG500-S2/MS/12W/30K/RDN/WH | 840 | Downlight | 70 | 2020-11-20 | 2020-11-27 | Low | 1 | 70 | #N/A | #N/A | #N/A
Stanpro | SFG500-S2/MS/12W/40K/RND/WH | 840 | Downlight | 70 | 2020-11-20 | 2020-11-27 | Low | 1 | 70 | #N/A | #N/A | #N/A
Stanpro | CLEL7/S2/MS/12W/30K/RND/WH | 840 | Downlight | 70 | 2020-11-20 | 2020-11-27 | Low | 1 | 70 | #N/A | #N/A | #N/A
Stanpro | CLEL7/S2/MS/12W/40K/RND/WH | 840 | Downlight | 70 | 2020-11-20 | 2020-11-27 | Low | 1 | 70 | #N/A | #N/A | #N/A
Commercial Electric | 1004658320 | 840 | Downlight | 70 | 2019-11-29 | 2019-11-26 | Low | 1 | 70 | #N/A | #N/A | #N/A
Commercial Electric | 565681##(00-99) | 840 | Downlight | 70 | 2021-06-01 | 2021-07-12 | Low | 1 | 70 | #N/A | #N/A | #N/A
FEIT ELECTRIC | 74210/6WY | 875 | Downlight | 70 | 2022-08-05 | 2022-08-29 | Low | 1 | 70 | #N/A | #N/A | #N/A
FEIT ELECTRIC | FP11/4WY/NK | 875 | Downlight | 70 | 2019-01-21 | 2019-01-24 | Low | 1 | 70 | #N/A | #N/A | #N/A
Commercial Electric | 74210/6WY/HD/CAN | 875 | Downlight | 70 | 2022-03-29 | 2022-03-29 | Low | 1 | 70 | #N/A | #N/A | #N/A
Dals | 5006-CC-** | 980 | Downlight | 70 | 2020-01-01 | 2020-09-15 | Low | 1 | 70 | #N/A | #N/A | #N/A
ETI | 565721##(##=11-30) | 980 | Downlight | 70 | 2021-06-01 | 2021-07-13 | Low | 1 | 70 | #N/A | #N/A | #N/A
Hampton Bay | 565721##(##=11-30) | 980 | Downlight | 70 | 2021-06-01 | 2021-07-13 | Low | 1 | 70 | #N/A | #N/A | #N/A
Halo | HC610D010 HM612 9[27¦30¦35¦40] 61**[ND¦MD¦WD¦RWW][C¦F¦W¦BB¦WB] | 694 | Downlight | 70.1 | 2019-05-31 | 2019-06-28 | Low | 1 | 70.1 | #N/A | #N/A | #N/A
Halo | HCC6S10D010[MW¦MB¦BZ¦SL] HM612 9[27¦30¦35¦40] 61[ND¦MD¦WD¦RWW][C¦F¦W¦BB¦WB] | 694 | Downlight | 70.1 | 2019-05-31 | 2021-09-30 | Low | 1 | 70.1 | #N/A | #N/A | #N/A
Lightolier | SD5R079301W | 700 | Downlight | 70.1 | 2017-09-22 | 2017-09-22 | Low | 1 | 70.1 | #N/A | #N/A | #N/A
PHILIPS | PSD5R079301W | 700 | Downlight | 70.1 | 2017-09-22 | 2017-09-22 | Low | 1 | 70.1 | #N/A | #N/A | #N/A
Essentia by Cree | S-DL4-11L-27K_S-DL4T-M-SSC | 841 | Downlight | 70.1 | 2016-07-03 | 2016-08-11 | Low | 1 | 70.1 | #N/A | #N/A | #N/A
Essentia by Cree | S-DL4-11L-27K_S-DL4T-N-SSC | 841 | Downlight | 70.1 | 2016-07-03 | 2016-08-11 | Low | 1 | 70.1 | #N/A | #N/A | #N/A
Essentia by Cree | S-DL4-11L-27K_S-DL4T-W-SSC | 841 | Downlight | 70.1 | 2016-07-03 | 2016-08-11 | Low | 1 | 70.1 | #N/A | #N/A | #N/A
Essentia by Cree | S-DL4-11L-30K_S-DL4T-M-SSC | 841 | Downlight | 70.1 | 2016-07-03 | 2016-08-11 | Low | 1 | 70.1 | #N/A | #N/A | #N/A
Essentia by Cree | S-DL4-11L-30K_S-DL4T-N-SSC | 841 | Downlight | 70.1 | 2016-07-03 | 2016-08-11 | Low | 1 | 70.1 | #N/A | #N/A | #N/A
Essentia by Cree | S-DL4-11L-30K_S-DL4T-W-SSC | 841 | Downlight | 70.1 | 2016-07-03 | 2016-08-11 | Low | 1 | 70.1 | #N/A | #N/A | #N/A
Essentia by Cree | S-DL4-11L-30K_S-DL4T-WW-SSC | 841 | Downlight | 70.1 | 2016-07-03 | 2017-01-05 | Low | 1 | 70.1 | #N/A | #N/A | #N/A
Essentia by Cree | S-DL4-11L-35K_S-DL4T-M-SSC | 841 | Downlight | 70.1 | 2016-07-03 | 2016-08-11 | Low | 1 | 70.1 | #N/A | #N/A | #N/A
Essentia by Cree | S-DL4-11L-35K_S-DL4T-N-SSC | 841 | Downlight | 70.1 | 2016-07-03 | 2016-08-11 | Low | 1 | 70.1 | #N/A | #N/A | #N/A
Essentia by Cree | S-DL4-11L-35K_S-DL4T-W-SSC | 841 | Downlight | 70.1 | 2016-07-03 | 2016-08-11 | Low | 1 | 70.1 | #N/A | #N/A | #N/A
Essentia by Cree | S-DL4-11L-40K_S-DL4T-M-SSC | 841 | Downlight | 70.1 | 2016-07-03 | 2016-08-11 | Low | 1 | 70.1 | #N/A | #N/A | #N/A
Essentia by Cree | S-DL4-11L-40K_S-DL4T-N-SSC | 841 | Downlight | 70.1 | 2016-07-03 | 2016-08-11 | Low | 1 | 70.1 | #N/A | #N/A | #N/A
Essentia by Cree | S-DL4-11L-40K_S-DL4T-W-SSC | 841 | Downlight | 70.1 | 2016-07-03 | 2016-08-11 | Low | 1 | 70.1 | #N/A | #N/A | #N/A
Essentia by Cree | S-DL6-11L-27K_S-DL6T-M-SSC | 841 | Downlight | 70.1 | 2016-07-03 | 2016-08-11 | Low | 1 | 70.1 | #N/A | #N/A | #N/A
Essentia by Cree | S-DL6-11L-27K_S-DL6T-N-SSC | 841 | Downlight | 70.1 | 2016-07-03 | 2016-08-11 | Low | 1 | 70.1 | #N/A | #N/A | #N/A
Essentia by Cree | S-DL6-11L-27K_S-DL6T-W-SSC | 841 | Downlight | 70.1 | 2016-07-03 | 2016-08-11 | Low | 1 | 70.1 | #N/A | #N/A | #N/A
Essentia by Cree | S-DL6-11L-30K_S-DL6T-M-SSC | 841 | Downlight | 70.1 | 2016-07-03 | 2016-08-11 | Low | 1 | 70.1 | #N/A | #N/A | #N/A
Essentia by Cree | S-DL6-11L-30K_S-DL6T-N-SSC | 841 | Downlight | 70.1 | 2016-07-03 | 2016-08-11 | Low | 1 | 70.1 | #N/A | #N/A | #N/A
Essentia by Cree | S-DL6-11L-30K_S-DL6T-W-SSC | 841 | Downlight | 70.1 | 2016-07-03 | 2016-08-11 | Low | 1 | 70.1 | #N/A | #N/A | #N/A
Essentia by Cree | S-DL6-11L-35K_S-DL6T-M-SSC | 841 | Downlight | 70.1 | 2016-07-03 | 2016-08-11 | Low | 1 | 70.1 | #N/A | #N/A | #N/A
Essentia by Cree | S-DL6-11L-35K_S-DL6T-N-SSC | 841 | Downlight | 70.1 | 2016-07-03 | 2016-08-11 | Low | 1 | 70.1 | #N/A | #N/A | #N/A
Essentia by Cree | S-DL6-11L-35K_S-DL6T-W-SSC | 841 | Downlight | 70.1 | 2016-07-03 | 2016-08-11 | Low | 1 | 70.1 | #N/A | #N/A | #N/A
Essentia by Cree | S-DL6-11L-40K_S-DL6T-M-SSC | 841 | Downlight | 70.1 | 2016-07-03 | 2016-08-11 | Low | 1 | 70.1 | #N/A | #N/A | #N/A
Essentia by Cree | S-DL6-11L-40K_S-DL6T-N-SSC | 841 | Downlight | 70.1 | 2016-07-03 | 2016-08-11 | Low | 1 | 70.1 | #N/A | #N/A | #N/A
Essentia by Cree | S-DL6-11L-40K_S-DL6T-W-SSC | 841 | Downlight | 70.1 | 2016-07-03 | 2016-08-11 | Low | 1 | 70.1 | #N/A | #N/A | #N/A
Nora Lighting | NLOS-R72L##WW | 982 | Downlight | 70.1 | 2018-04-01 | 2018-04-26 | Low | 1 | 70.1 | #N/A | #N/A | #N/A
Halo | HLB4SP069401EMWR* | 702 | Downlight | 70.2 | 2019-09-23 | 2019-10-01 | Low | 1 | 70.2 | #N/A | #N/A | #N/A
LUMINATTI | FL-0404*-3CCT | 842 | Downlight | 70.2 | 2022-08-12 | 2022-08-12 | Low | 1 | 70.2 | #N/A | #N/A | #N/A
Gotham | ICO2[blank¦SQ¦SC¦WC¦PC¦CC¦STRC¦WTRC¦PTRC] [27¦30¦35¦40¦50]/07[AR¦PR¦WTR¦GR¦WR¦BR¦BZR] [blank¦FL] [blank¦LSS¦LD] [15¦20¦25¦30¦35¦40¦45¦50¦55]D MVOLT UGZ [blank¦RGH¦SGB¦SGBPR¦JBXCC¦SGBCC] [ ¦PCAN] [blank¦S2¦S4¦S6¦S8¦S10¦S12] [ ¦90CRI] [ ¦ICAT] [ ¦CP] ***** | 627 | Downlight | 70.3 | 2020-03-01 | 2020-03-30 | Low | 1 | 70.3 | #N/A | #N/A | #N/A
Green Creative | 11.6DLNC6DIM/830 | 830 | Downlight | 70.3 | 2016-01-01 | 2016-10-25 | Low | 1 | 70.3 | #N/A | #N/A | #N/A
Gotham | ICO2[blank¦SQ¦SC¦WC¦PC¦CC¦STRC¦WTRC¦PTRC] [27¦30¦35¦40¦50]/05[AR¦PR¦WTR¦GR¦WR¦BR¦BZR] [blank¦FL] [blank¦LSS¦LD] [15¦20¦25¦30¦35¦40¦45¦50¦55]D MVOLT UGZ [blank¦RGH¦SGB¦SGBPR¦JBXCC¦SGBCC] [ ¦PCAN] [blank¦S2¦S4¦S6¦S8¦S10¦S12] [ ¦90CRI] [ ¦ICAT] [ ¦CP] ***** | 410 | Downlight | 70.4 | 2020-03-01 | 2020-03-30 | Low | 1 | 70.4 | #N/A | #N/A | #N/A
Wenova | WE-EDSR-9W | 634 | Downlight | 70.4 | 2018-05-20 | 2019-03-13 | Low | 1 | 70.4 | #N/A | #N/A | #N/A
Juno Lighting | WF4 REG SWW5 90CRI [MW¦MB¦BN¦ORB¦SN] | 641 | Downlight | 70.4 | 2020-08-03 | 2020-08-04 | Low | 1 | 70.4 | #N/A | #N/A | #N/A
MaxLite | ML2L11SLNI1227 | 845 | Downlight | 70.4 | 2018-05-30 | 2018-06-01 | Low | 1 | 70.4 | #N/A | #N/A | #N/A
MaxLite | ML2L11SLNI1227 | 845 | Downlight | 70.4 | 2019-04-30 | 2019-05-07 | Low | 1 | 70.4 | #N/A | #N/A | #N/A
MaxLite | ML2L11SLNI1230 | 845 | Downlight | 70.4 | 2018-05-30 | 2018-06-01 | Low | 1 | 70.4 | #N/A | #N/A | #N/A
MaxLite | ML2L11SLNI1240 | 845 | Downlight | 70.4 | 2018-05-30 | 2018-06-01 | Low | 1 | 70.4 | #N/A | #N/A | #N/A
LOTUS LED LIGHTS | LL4S-40K | 950 | Downlight | 70.4 | 2018-10-29 | 2018-10-25 | Low | 1 | 70.4 | #N/A | #N/A | #N/A
LOTUS LED LIGHTS | LL4S-50K | 950 | Downlight | 70.4 | 2018-10-29 | 2018-10-25 | Low | 1 | 70.4 | #N/A | #N/A | #N/A
Tamlite Lighting | EUD61430K-120-WH, EUD61430K-120-BK, EUD61430K-120-MO, EUD61430K-120-SN | 950 | Downlight | 70.4 | 2020-06-08 | 2020-06-11 | Low | 1 | 70.4 | #N/A | #N/A | #N/A
FDL | FDLED-4-B9W-5CCT-** | 670 | Downlight | 70.5 | 2022-03-12 | 2022-03-17 | Low | 1 | 70.5 | #N/A | #N/A | #N/A
FDL | FDLED-4-R9W-5CCT | 670 | Downlight | 70.5 | 2022-03-12 | 2022-03-17 | Low | 1 | 70.5 | #N/A | #N/A | #N/A
FDL | FDLED-4-R9W-5CCT | 670 | Downlight | 70.5 | 2022-03-12 | 2022-03-17 | Low | 1 | 70.5 | #N/A | #N/A | #N/A
Halo | ML4DM06FLD2W1E* | 600 | Downlight | 70.6 | 2022-07-15 | 2022-07-19 | Low | 1 | 70.6 | #N/A | #N/A | #N/A
Halo | ML4DM06FLD2W1E*-* | 600 | Downlight | 70.6 | 2022-07-15 | 2022-07-19 | Low | 1 | 70.6 | #N/A | #N/A | #N/A
Halo | ML4DM06FLD2W1E*-#* | 600 | Downlight | 70.6 | 2022-07-15 | 2022-07-19 | Low | 1 | 70.6 | #N/A | #N/A | #N/A
Aeralux | AE-DL-IF-03-8.5W-010-P3050-SD | 600 | Downlight | 70.6 | 2020-12-30 | 2020-12-30 | Low | 1 | 70.6 | #N/A | #N/A | #N/A
Sylvania | MD4R600UNVD9SC3 | 600 | Downlight | 70.6 | 2021-06-20 | 2021-07-06 | Low | 1 | 70.6 | #N/A | #N/A | #N/A
RAB | DLC0037(C3R5.5/7/8.59FAUNVM) | 600 | Downlight | 70.6 | 2021-01-07 | 2021-01-10 | Low | 1 | 70.6 | #N/A | #N/A | #N/A
HENGTE | HT-G11CEDL-SD5-809-30B-##1 | 635 | Downlight | 70.6 | 2019-12-26 | 2020-01-15 | Low | 1 | 70.6 | #N/A | #N/A | #N/A
SLG Lighting | DS 4S 6 G1 30K | 635 | Downlight | 70.6 | 2020-02-19 | 2020-02-18 | Low | 1 | 70.6 | #N/A | #N/A | #N/A
SLG Lighting | DS 4S 6 G1 35K | 635 | Downlight | 70.6 | 2020-02-19 | 2020-02-18 | Low | 1 | 70.6 | #N/A | #N/A | #N/A
SLG Lighting | DS 4S 6 G1 40K | 635 | Downlight | 70.6 | 2020-02-19 | 2020-02-18 | Low | 1 | 70.6 | #N/A | #N/A | #N/A
SLG Lighting | DS 4S 6 G1 50K | 635 | Downlight | 70.6 | 2020-02-19 | 2020-02-18 | Low | 1 | 70.6 | #N/A | #N/A | #N/A
WAC Lighting | R2BRA-N927-**** | 635 | Downlight | 70.6 | 2017-04-01 | 2017-05-23 | Low | 1 | 70.6 | #N/A | #N/A | #N/A
WAC Lighting | R2BRD-N927-**** | 635 | Downlight | 70.6 | 2017-04-01 | 2017-05-23 | Low | 1 | 70.6 | #N/A | #N/A | #N/A
WAC Lighting | R2BSA-N927-**** | 635 | Downlight | 70.6 | 2017-04-01 | 2017-05-23 | Low | 1 | 70.6 | #N/A | #N/A | #N/A
Commercial Electric | DDG1aARTZGB25 | 530 | Downlight | 70.7 | 2021-02-04 | 2021-02-03 | Low | 1 | 70.7 | #N/A | #N/A | #N/A
Commercial Electric | DDG1aARTZGB25 | 530 | Downlight | 70.7 | 2022-01-30 | 2022-02-23 | Low | 1 | 70.7 | #N/A | #N/A | #N/A
Commercial Electric | DDH1aARTZQB25 | 530 | Downlight | 70.7 | 2021-02-04 | 2021-02-04 | Low | 1 | 70.7 | #N/A | #N/A | #N/A
Commercial Electric | DDH1aARTZQB25 | 530 | Downlight | 70.7 | 2022-01-30 | 2022-02-23 | Low | 1 | 70.7 | #N/A | #N/A | #N/A
GE Current, a Daintree company | LRXDR4079CWMD | 660 | Downlight | 70.7 | 2021-02-01 | 2021-02-11 | Low | 1 | 70.7 | #N/A | #N/A | #N/A
PORTFOLIO | LSR4B10[D010¦D010TR] EC4B1015IC90[27¦30¦35¦40¦50] 4LB[N¦M¦W]#[LI¦MW¦WMH¦WH¦H] | 686 | Downlight | 70.7 | 2017-08-15 | 2017-09-29 | Low | 1 | 70.7 | #N/A | #N/A | #N/A
PORTFOLIO | LSR4B10[D010¦D010TR] EC4B102090[27¦30¦35¦40¦50] 4LB[N¦M¦W]#[LI¦MW¦WMH¦WH¦H] | 686 | Downlight | 70.7 | 2017-08-15 | 2017-09-29 | Low | 1 | 70.7 | #N/A | #N/A | #N/A
PORTFOLIO | LD4B10[D010¦D010TR] EU4B1015IC90[27¦30¦35¦40¦50] 4LB[M¦W¦S]#[LI¦MW¦WMH¦WH¦H] | 686 | Downlight | 70.7 | 2016-11-29 | 2016-12-07 | Low | 1 | 70.7 | #N/A | #N/A | #N/A
PORTFOLIO | LD4B10[D010¦D010TR] EU4B102090[27¦30¦35¦40¦50] 4LB[M¦W¦S]#[LI¦MW¦WMH¦WH¦H] | 686 | Downlight | 70.7 | 2016-11-28 | 2016-12-07 | Low | 1 | 70.7 | #N/A | #N/A | #N/A
Juno | JBK4 ADJ SWW5 90CRI | 820 | Downlight | 70.7 | 2020-06-18 | 2020-06-19 | Low | 1 | 70.7 | #N/A | #N/A | #N/A
Juno Lighting | JKWT6 RD 08LM 30K 90W | 926 | Downlight | 70.7 | 2017-06-20 | 2017-05-26 | Low | 1 | 70.7 | #N/A | #N/A | #N/A
AURORIV | HY-SDL-R3-6W-5CCT | 425 | Downlight | 70.8 | 2022-11-25 | 2022-11-25 | Low | 1 | 70.8 | #N/A | #N/A | #N/A
Lithonia Lighting | 4G1** LED ##K | 595 | Downlight | 70.8 | 2015-09-01 | 2016-10-25 | Low | 1 | 70.8 | #N/A | #N/A | #N/A
Halo | HLB3S059FS1EMW* | 595 | Downlight | 70.8 | 2020-11-27 | 2020-12-04 | Low | 1 | 70.8 | #N/A | #N/A | #N/A
Halo | HLB3S059FS1EMW*-C | 595 | Downlight | 70.8 | 2020-11-27 | 2020-12-04 | Low | 1 | 70.8 | #N/A | #N/A | #N/A
Intense | MXG2PSD2L027DIM36BBSLWB | 743 | Downlight | 70.8 | 2019-09-15 | 2019-10-08 | Low | 1 | 70.8 | #N/A | #N/A | #N/A
luxrite | LR23706 | 850 | Downlight | 70.8 | 2017-07-20 | 2017-11-14 | Low | 1 | 70.8 | #N/A | #N/A | #N/A
luxrite | LR23707 | 850 | Downlight | 70.8 | 2017-07-20 | 2017-11-14 | Low | 1 | 70.8 | #N/A | #N/A | #N/A
luxrite | LR23708 | 850 | Downlight | 70.8 | 2017-07-20 | 2017-11-14 | Low | 1 | 70.8 | #N/A | #N/A | #N/A
American Lighting | A3-5CCT-** | 850 | Downlight | 70.8 | 2021-01-01 | 2020-12-23 | Low | 1 | 70.8 | #N/A | #N/A | #N/A
American Lighting | BRD6-5CCT-RD | 850 | Downlight | 70.8 | 2019-09-20 | 2019-10-23 | Low | 1 | 70.8 | #N/A | #N/A | #N/A
American Lighting | BRD6-5CCT-RD | 850 | Downlight | 70.8 | 2022-06-20 | 2022-06-21 | Low | 1 | 70.8 | #N/A | #N/A | #N/A
Eglo | 204945A | 850 | Downlight | 70.8 | 2021-01-01 | 2020-12-28 | Low | 1 | 70.8 | #N/A | #N/A | #N/A
ULTRA THIN | UTLED-6-S12W-3K** | 850 | Downlight | 70.8 | 2016-01-11 | 2016-01-11 | Low | 1 | 70.8 | #N/A | #N/A | #N/A
ULTRA THIN | UTLED-6-S12W-3K**-SQ | 850 | Downlight | 70.8 | 2016-01-11 | 2016-01-11 | Low | 1 | 70.8 | #N/A | #N/A | #N/A
ULTRA THIN | UTLED-S12W-3K** | 850 | Downlight | 70.8 | 2016-01-11 | 2016-01-11 | Low | 1 | 70.8 | #N/A | #N/A | #N/A
ULTRA THIN | UTLED-S12W-3K**-SQ | 850 | Downlight | 70.8 | 2016-01-11 | 2016-01-11 | Low | 1 | 70.8 | #N/A | #N/A | #N/A
Elite | RL475-850L-DIMTR-120-27K/30K/35K/40K/50K-90-WH | 850 | Downlight | 70.8 | 2019-06-04 | 2019-06-10 | Low | 1 | 70.8 | #N/A | #N/A | #N/A
Elite | RL476-850L-DIMTR-120-27K/30K/35K/40K/50K-90-WH | 850 | Downlight | 70.8 | 2019-06-07 | 2019-06-07 | Low | 1 | 70.8 | #N/A | #N/A | #N/A
Elite | RL479-850L-DIMTR-120-27K/30K/35K/40K/50K-90-WH | 850 | Downlight | 70.8 | 2021-02-08 | 2021-02-14 | Low | 1 | 70.8 | #N/A | #N/A | #N/A
Illume | I-ELPRO6XX | 850 | Downlight | 70.8 | 2016-06-20 | 2016-08-01 | Low | 1 | 70.8 | #N/A | #N/A | #N/A
EarthBulb | LSLIM6CCTWH2T | 850 | Downlight | 70.8 | 2022-08-24 | 2022-11-10 | Low | 1 | 70.8 | #N/A | #N/A | #N/A
DALS Lighting Inc | 7006-YY-XX | 850 | Downlight | 70.8 | 2016-06-20 | 2016-08-01 | Low | 1 | 70.8 | #N/A | #N/A | #N/A
HENGTE | HT-G65BRRD4-912-27D-##1 | 850 | Downlight | 70.8 | 2020-04-13 | 2020-04-13 | Low | 1 | 70.8 | #N/A | #N/A | #N/A
HENGTE | HT-G65BSSD4-912-27D-##1 | 850 | Downlight | 70.8 | 2020-04-25 | 2020-04-22 | Low | 1 | 70.8 | #N/A | #N/A | #N/A
HENGTE | HT-G65CRRD4-912-27D-##1 | 850 | Downlight | 70.8 | 2021-02-08 | 2021-02-07 | Low | 1 | 70.8 | #N/A | #N/A | #N/A
HENGTE | HT-G65ERRD4-912-XXD-##1 | 850 | Downlight | 70.8 | 2020-08-12 | 2020-08-13 | Low | 1 | 70.8 | #N/A | #N/A | #N/A
HENGTE | HT-G65ESRD5-912-XXI-##1 | 850 | Downlight | 70.8 | 2020-09-09 | 2020-09-29 | Low | 1 | 70.8 | #N/A | #N/A | #N/A
LED FACTORY | A1QK-12W-5CCT-ETL | 850 | Downlight | 70.8 | 2022-07-07 | 2022-09-29 | Low | 1 | 70.8 | #N/A | #N/A | #N/A
SINGLIMING | GS-G4-D12 (CCT) | 850 | Downlight | 70.8 | 2019-09-01 | 2019-09-09 | Low | 1 | 70.8 | #N/A | #N/A | #N/A
Globe | 91255 | 850 | Downlight | 70.8 | 2018-02-03 | 2018-02-02 | Low | 1 | 70.8 | #N/A | #N/A | #N/A
Globe | 91255 | 850 | Downlight | 70.8 | 2018-04-15 | 2018-07-20 | Low | 1 | 70.8 | #N/A | #N/A | #N/A
Run Bison | YMX-DL-0002-4-12 | 850 | Downlight | 70.8 | 2021-06-29 | 2021-07-06 | Low | 1 | 70.8 | #N/A | #N/A | #N/A
Run Bison | YMX-DL-0002-4-6 | 850 | Downlight | 70.8 | 2021-06-29 | 2021-07-06 | Low | 1 | 70.8 | #N/A | #N/A | #N/A
Green Creative | LE1090##-BDIM120V**/ADR#** | 850 | Downlight | 70.8 | 2019-10-10 | 2019-10-03 | Low | 1 | 70.8 | #N/A | #N/A | #N/A
HENGTE | HT-G2URRC6-812-30E-## | 850 | Downlight | 70.8 | 2018-04-15 | 2018-04-23 | Low | 1 | 70.8 | #N/A | #N/A | #N/A
HENGTE | HT-G2D1D-6C-12W-927-#-1# | 850 | Downlight | 70.8 | 2021-01-13 | 2021-01-17 | Low | 1 | 70.8 | #N/A | #N/A | #N/A
HENGTE | HT-G2D1D-6C-12W-930-#-1# | 850 | Downlight | 70.8 | 2021-01-13 | 2021-01-17 | Low | 1 | 70.8 | #N/A | #N/A | #N/A
HENGTE | HT-G2D1D-6C-12W-935-#-1# | 850 | Downlight | 70.8 | 2021-01-13 | 2021-01-17 | Low | 1 | 70.8 | #N/A | #N/A | #N/A
HENGTE | HT-G2D1D-6C-12W-940-#-1# | 850 | Downlight | 70.8 | 2021-01-13 | 2021-01-17 | Low | 1 | 70.8 | #N/A | #N/A | #N/A
HENGTE | HT-G2D1D-6C-12W-950-#-1# | 850 | Downlight | 70.8 | 2021-01-13 | 2021-01-17 | Low | 1 | 70.8 | #N/A | #N/A | #N/A
HENGTE | HT-G2D2D-6C-12W-927-#-1# | 850 | Downlight | 70.8 | 2021-01-13 | 2021-01-17 | Low | 1 | 70.8 | #N/A | #N/A | #N/A
HENGTE | HT-G2D2D-6C-12W-930-#-1# | 850 | Downlight | 70.8 | 2021-01-13 | 2021-01-17 | Low | 1 | 70.8 | #N/A | #N/A | #N/A
HENGTE | HT-G2D2D-6C-12W-935-#-1# | 850 | Downlight | 70.8 | 2021-01-13 | 2021-01-17 | Low | 1 | 70.8 | #N/A | #N/A | #N/A
HENGTE | HT-G2D2D-6C-12W-940-#-1# | 850 | Downlight | 70.8 | 2021-01-13 | 2021-01-17 | Low | 1 | 70.8 | #N/A | #N/A | #N/A
HENGTE | HT-G2D2D-6C-12W-950-#-1# | 850 | Downlight | 70.8 | 2021-01-13 | 2021-01-17 | Low | 1 | 70.8 | #N/A | #N/A | #N/A
HENGTE | HT-G2D3D-6C-12W-927-#-1# | 850 | Downlight | 70.8 | 2021-01-13 | 2021-01-17 | Low | 1 | 70.8 | #N/A | #N/A | #N/A
HENGTE | HT-G2D3D-6C-12W-930-#-1# | 850 | Downlight | 70.8 | 2021-01-13 | 2021-01-17 | Low | 1 | 70.8 | #N/A | #N/A | #N/A
HENGTE | HT-G2D3D-6C-12W-935-#-1# | 850 | Downlight | 70.8 | 2021-01-13 | 2021-01-17 | Low | 1 | 70.8 | #N/A | #N/A | #N/A
HENGTE | HT-G2D3D-6C-12W-940-#-1# | 850 | Downlight | 70.8 | 2021-01-13 | 2021-01-17 | Low | 1 | 70.8 | #N/A | #N/A | #N/A
HENGTE | HT-G65URRD4-912-27I-## | 850 | Downlight | 70.8 | 2019-04-19 | 2019-04-29 | Low | 1 | 70.8 | #N/A | #N/A | #N/A
HENGTE | HT-G2D3D-6C-12W-950-#-1# | 850 | Downlight | 70.8 | 2021-01-13 | 2021-01-17 | Low | 1 | 70.8 | #N/A | #N/A | #N/A
HENGTE | HT-G65USSD4-912-27D-## | 850 | Downlight | 70.8 | 2019-04-19 | 2019-04-29 | Low | 1 | 70.8 | #N/A | #N/A | #N/A
HENGTE | HT-URRC6-812-30C-## | 850 | Downlight | 70.8 | 2018-01-05 | 2018-01-09 | Low | 1 | 70.8 | #N/A | #N/A | #N/A
HENGTE | HT-URRC6-812-35C-## | 850 | Downlight | 70.8 | 2018-01-05 | 2018-01-09 | Low | 1 | 70.8 | #N/A | #N/A | #N/A
HENGTE | HT-URRC6-812-40C-## | 850 | Downlight | 70.8 | 2018-01-05 | 2018-01-09 | Low | 1 | 70.8 | #N/A | #N/A | #N/A
HENGTE | HT-URRC6-812-50C-## | 850 | Downlight | 70.8 | 2018-01-05 | 2018-01-09 | Low | 1 | 70.8 | #N/A | #N/A | #N/A
AKT | AKT-SL-12W-2700K | 850 | Downlight | 70.8 | 2019-07-22 | 2019-07-26 | Low | 1 | 70.8 | #N/A | #N/A | #N/A
Milan Lighting Corp | ML612W-5CCT** | 850 | Downlight | 70.8 | 2022-09-20 | 2022-09-30 | Low | 1 | 70.8 | #N/A | #N/A | #N/A
NDR Electric | RZR-600-12W-27K-** | 850 | Downlight | 70.8 | 2017-07-01 | 2017-07-07 | Low | 1 | 70.8 | #N/A | #N/A | #N/A
NDR Electric | RZR-610-12W-27K-** | 850 | Downlight | 70.8 | 2016-11-30 | 2017-06-09 | Low | 1 | 70.8 | #N/A | #N/A | #N/A
NDR Electric | RZR-630-12W-27K-** | 850 | Downlight | 70.8 | 2017-05-25 | 2017-06-09 | Low | 1 | 70.8 | #N/A | #N/A | #N/A
Light by Lotus | AD-LED-4-S12W-#K-**-LREY-SQ | 850 | Downlight | 70.8 | 2021-05-29 | 2021-06-24 | Low | 1 | 70.8 | #N/A | #N/A | #N/A
Magic Lite | LVLDL-06-##-**-R-L | 850 | Downlight | 70.8 | 2016-07-26 | 2016-11-16 | Low | 1 | 70.8 | #N/A | #N/A | #N/A
Satco | S11262 | 850 | Downlight | 70.8 | 2020-08-25 | 2021-01-05 | Low | 1 | 70.8 | #N/A | #N/A | #N/A
Satco | S11280 | 850 | Downlight | 70.8 | 2022-02-15 | 2022-09-20 | Low | 1 | 70.8 | #N/A | #N/A | #N/A
Satco | S11603 | 850 | Downlight | 70.8 | 2019-04-24 | 2019-04-23 | Low | 1 | 70.8 | #N/A | #N/A | #N/A
Satco | S11618 | 850 | Downlight | 70.8 | 2019-04-24 | 2019-04-23 | Low | 1 | 70.8 | #N/A | #N/A | #N/A
Satco | S11621 | 850 | Downlight | 70.8 | 2019-04-24 | 2019-04-23 | Low | 1 | 70.8 | #N/A | #N/A | #N/A
RAB | DLW0092(WFRL5R129CCT120WS) | 850 | Downlight | 70.8 | 2022-05-26 | 2022-06-29 | Low | 1 | 70.8 | #N/A | #N/A | #N/A
Signcomplex | SC-DL12-D06-A1-01RE | 850 | Downlight | 70.8 | 2019-09-02 | 2019-10-04 | Low | 1 | 70.8 | #N/A | #N/A | #N/A
Signcomplex | SC-DL12-D06-A1-03RE | 850 | Downlight | 70.8 | 2020-10-30 | 2020-12-04 | Low | 1 | 70.8 | #N/A | #N/A | #N/A
Signcomplex | SC-DL12-E06-A1-01BE | 850 | Downlight | 70.8 | 2019-09-02 | 2019-10-04 | Low | 1 | 70.8 | #N/A | #N/A | #N/A
Signcomplex | SC-DL12-E06-A1-01CE | 850 | Downlight | 70.8 | 2019-09-02 | 2019-10-04 | Low | 1 | 70.8 | #N/A | #N/A | #N/A
Signcomplex | SC-DL12-E06-A1-01EE | 850 | Downlight | 70.8 | 2019-09-02 | 2019-10-04 | Low | 1 | 70.8 | #N/A | #N/A | #N/A
Signcomplex | SC-DL12-E06-A1-01NE | 850 | Downlight | 70.8 | 2019-09-02 | 2019-10-04 | Low | 1 | 70.8 | #N/A | #N/A | #N/A
Signcomplex | SC-DL12-E06-A1-01WE | 850 | Downlight | 70.8 | 2019-09-02 | 2019-10-04 | Low | 1 | 70.8 | #N/A | #N/A | #N/A
HOMI | HM05-PS7-12W120-30K-*SA | 850 | Downlight | 70.8 | 2019-01-24 | 2019-01-25 | Low | 1 | 70.8 | #N/A | #N/A | #N/A
Homi LIGHTING | HM07-PR7-12W277-3CCT-MS-SA | 850 | Downlight | 70.8 | 2021-06-01 | 2021-07-19 | Low | 1 | 70.8 | #N/A | #N/A | #N/A
Sunlite | 82058 | 850 | Downlight | 70.8 | 2018-11-26 | 2018-12-21 | Low | 1 | 70.8 | #N/A | #N/A | #N/A
Sunlite | 82074 | 850 | Downlight | 70.8 | 2018-11-26 | 2018-12-21 | Low | 1 | 70.8 | #N/A | #N/A | #N/A
Sunlite | 82077 | 850 | Downlight | 70.8 | 2018-11-26 | 2018-12-21 | Low | 1 | 70.8 | #N/A | #N/A | #N/A
Stanpro | DL/GIMBAL/3.5IN/RND/12W/5C/** | 850 | Downlight | 70.8 | 2021-12-22 | 2022-01-24 | Low | 1 | 70.8 | #N/A | #N/A | #N/A
Topaz | RDL/63RND/12/**/D-50 | 850 | Downlight | 70.8 | 2018-05-25 | 2018-05-22 | Low | 1 | 70.8 | #N/A | #N/A | #N/A
Topaz Lighting | RDL/63RND/12/WH-97 | 850 | Downlight | 70.8 | 2019-09-02 | 2019-10-14 | Low | 1 | 70.8 | #N/A | #N/A | #N/A
Topaz Lighting | RDL/64RND/12/WH-97 | 850 | Downlight | 70.8 | 2019-10-10 | 2022-06-13 | Low | 1 | 70.8 | #N/A | #N/A | #N/A
Topaz Lighting | RDL/6RND/12/5CTS | 850 | Downlight | 70.8 | 2019-09-02 | 2019-10-14 | Low | 1 | 70.8 | #N/A | #N/A | #N/A
Topaz Lighting | RDL/6RND/12/5CTS | 850 | Downlight | 70.8 | 2019-09-02 | 2022-06-21 | Low | 1 | 70.8 | #N/A | #N/A | #N/A
TORCHSTAR | JXLDL6D-12W40 | 850 | Downlight | 70.8 | 2017-09-21 | 2017-09-22 | Low | 1 | 70.8 | #N/A | #N/A | #N/A
TORCHSTAR | JXLDL6D-12W50 | 850 | Downlight | 70.8 | 2017-09-21 | 2017-09-22 | Low | 1 | 70.8 | #N/A | #N/A | #N/A
Hampton Bay | 1001238787 | 850 | Downlight | 70.8 | 2019-03-12 | 2019-03-11 | Low | 1 | 70.8 | #N/A | #N/A | #N/A
WAC Lighting | R4D*D*-F9CS-** | 850 | Downlight | 70.8 | 2021-07-10 | 2021-07-16 | Low | 1 | 70.8 | #N/A | #N/A | #N/A
AISPIRE | A1RH-##6F-CS** | 850 | Downlight | 70.8 | 2021-07-10 | 2021-07-16 | Low | 1 | 70.8 | #N/A | #N/A | #N/A
Westinghouse | 52141 | 850 | Downlight | 70.8 | 2022-12-01 | 2022-12-08 | Low | 1 | 70.8 | #N/A | #N/A | #N/A
Wen Lighting | WEN-DL6-12W-DIM-27-BD | 850 | Downlight | 70.8 | 2020-10-11 | 2020-12-13 | Low | 1 | 70.8 | #N/A | #N/A | #N/A
Wen Lighting | WEN-DL6-12W-DIM-27-ND | 850 | Downlight | 70.8 | 2020-10-11 | 2020-12-13 | Low | 1 | 70.8 | #N/A | #N/A | #N/A
Wen Lighting | WEN-DL6-12W-DIM-27-WD | 850 | Downlight | 70.8 | 2020-10-11 | 2020-12-13 | Low | 1 | 70.8 | #N/A | #N/A | #N/A
Wen Lighting | WEN-DL6-12W-DIM-27-YD | 850 | Downlight | 70.8 | 2020-10-11 | 2020-12-13 | Low | 1 | 70.8 | #N/A | #N/A | #N/A
Wen Lighting | WEN-DL6-12W-DIM-30-BD | 850 | Downlight | 70.8 | 2020-10-11 | 2020-12-13 | Low | 1 | 70.8 | #N/A | #N/A | #N/A
Wen Lighting | WEN-DL6-12W-DIM-30-ND | 850 | Downlight | 70.8 | 2020-10-11 | 2020-12-13 | Low | 1 | 70.8 | #N/A | #N/A | #N/A
Wen Lighting | WEN-DL6-12W-DIM-30-WD | 850 | Downlight | 70.8 | 2020-10-11 | 2020-12-13 | Low | 1 | 70.8 | #N/A | #N/A | #N/A
FOXSUN | FX-DL6-12W-DIM-27-#D | 850 | Downlight | 70.8 | 2020-09-29 | 2020-10-23 | Low | 1 | 70.8 | #N/A | #N/A | #N/A
FOXSUN | FX-DL6-12W-DIM-5CC-#D | 850 | Downlight | 70.8 | 2020-09-29 | 2020-10-23 | Low | 1 | 70.8 | #N/A | #N/A | #N/A
FOXSUN | FX-DL6-12W-DIM-5CC-#D-S | 850 | Downlight | 70.8 | 2020-09-29 | 2020-10-23 | Low | 1 | 70.8 | #N/A | #N/A | #N/A
Wen Lighting | WEN-DL6-12W-DIM-30-YD | 850 | Downlight | 70.8 | 2020-10-11 | 2020-12-13 | Low | 1 | 70.8 | #N/A | #N/A | #N/A
Wen Lighting | WEN-DL6-12W-DIM-35-BD | 850 | Downlight | 70.8 | 2020-10-11 | 2020-12-13 | Low | 1 | 70.8 | #N/A | #N/A | #N/A
Wen Lighting | WEN-DL6-12W-DIM-35-ND | 850 | Downlight | 70.8 | 2020-10-11 | 2020-12-13 | Low | 1 | 70.8 | #N/A | #N/A | #N/A
Wen Lighting | WEN-DL6-12W-DIM-35-WD | 850 | Downlight | 70.8 | 2020-10-11 | 2020-12-13 | Low | 1 | 70.8 | #N/A | #N/A | #N/A
Wen Lighting | WEN-DL6-12W-DIM-35-YD | 850 | Downlight | 70.8 | 2020-10-11 | 2020-12-13 | Low | 1 | 70.8 | #N/A | #N/A | #N/A
Wen Lighting | WEN-DL6-12W-DIM-40-BD | 850 | Downlight | 70.8 | 2020-10-11 | 2020-12-13 | Low | 1 | 70.8 | #N/A | #N/A | #N/A
Wen Lighting | WEN-DL6-12W-DIM-40-ND | 850 | Downlight | 70.8 | 2020-10-11 | 2020-12-13 | Low | 1 | 70.8 | #N/A | #N/A | #N/A
Wen Lighting | WEN-DL6-12W-DIM-40-WD | 850 | Downlight | 70.8 | 2020-10-11 | 2020-12-13 | Low | 1 | 70.8 | #N/A | #N/A | #N/A
Wen Lighting | WEN-DL6-12W-DIM-40-YD | 850 | Downlight | 70.8 | 2020-10-11 | 2020-12-13 | Low | 1 | 70.8 | #N/A | #N/A | #N/A
Wen Lighting | WEN-DL6-12W-DIM-50-BD | 850 | Downlight | 70.8 | 2020-10-11 | 2020-12-13 | Low | 1 | 70.8 | #N/A | #N/A | #N/A
Wen Lighting | WEN-DL6-12W-DIM-50-ND | 850 | Downlight | 70.8 | 2020-10-11 | 2020-12-13 | Low | 1 | 70.8 | #N/A | #N/A | #N/A
Wen Lighting | WEN-DL6-12W-DIM-50-WD | 850 | Downlight | 70.8 | 2020-10-11 | 2020-12-13 | Low | 1 | 70.8 | #N/A | #N/A | #N/A
Wen Lighting | WEN-DL6-12W-DIM-50-YD | 850 | Downlight | 70.8 | 2020-10-11 | 2020-12-13 | Low | 1 | 70.8 | #N/A | #N/A | #N/A
Halo | HLBSL6099FS351EMWR* | 885 | Downlight | 70.8 | 2022-11-21 | 2022-12-01 | Low | 1 | 70.8 | #N/A | #N/A | #N/A
Halo | HLBSL6099FS351EMWR*-* | 885 | Downlight | 70.8 | 2022-11-21 | 2022-12-01 | Low | 1 | 70.8 | #N/A | #N/A | #N/A
Halo | HLBSL6099FS351EMWR*-#* | 885 | Downlight | 70.8 | 2022-11-21 | 2022-12-01 | Low | 1 | 70.8 | #N/A | #N/A | #N/A
Halo | HLBSL6099FS35*-#* | 885 | Downlight | 70.8 | 2022-11-21 | 2022-12-01 | Low | 1 | 70.8 | #N/A | #N/A | #N/A
Halo | HLBSL6099FS35#*-# | 885 | Downlight | 70.8 | 2022-11-21 | 2022-12-01 | Low | 1 | 70.8 | #N/A | #N/A | #N/A
Halo | HLBSL4069FS351EMWR* | 716 | Downlight | 70.9 | 2019-10-25 | 2019-10-25 | Low | 1 | 70.9 | #N/A | #N/A | #N/A
Halo | HLBSL4069FS35-4PK | 716 | Downlight | 70.9 | 2021-10-30 | 2021-12-03 | Low | 1 | 70.9 | #N/A | #N/A | #N/A
NDR Electric | RZR-500-11W-#K-** | 780 | Downlight | 70.9 | 2018-05-04 | 2018-07-03 | Low | 1 | 70.9 | #N/A | #N/A | #N/A
NDR Electric | RZR-CCT-500-WH, RZR-CCT-500-BLK, RZR-CCT-500-BRZ,RZR-CCT-500-SC | 780 | Downlight | 70.9 | 2020-05-01 | 2020-06-15 | Low | 1 | 70.9 | #N/A | #N/A | #N/A
NADAIR/OVO | **22WHL-ALBP-**-#* | 780 | Downlight | 70.9 | 2017-06-01 | 2017-06-07 | Low | 1 | 70.9 | #N/A | #N/A | #N/A
Commercial Electric | 310498851 | 950 | Downlight | 70.9 | 2019-11-05 | 2019-11-07 | Low | 1 | 70.9 | #N/A | #N/A | #N/A
Lightolier | C2C[PS¦S]A10927ELV1[A¦B¦W¦RAL] / C2CO[SP¦NFL¦FL] | 960 | Downlight | 70.9 | 2020-08-14 | 2022-09-07 | Low | 1 | 70.9 | #N/A | #N/A | #N/A
Lightolier | C2C[PS¦S]A10927[Z10¦L01]U[A¦B¦W¦RAL] / C2CO[SP¦NFL¦FL] | 960 | Downlight | 70.9 | 2020-08-14 | 2022-09-07 | Low | 1 | 70.9 | #N/A | #N/A | #N/A
Lightolier | C2C[PS¦S]A10930ELV1[A¦B¦W¦RAL] / C2CO[SP¦NFL¦FL] | 960 | Downlight | 70.9 | 2020-08-14 | 2022-09-07 | Low | 1 | 70.9 | #N/A | #N/A | #N/A
Lightolier | C2C[PS¦S]A10930[Z10¦L01]U[A¦B¦W¦RAL] / C2CO[SP¦NFL¦FL] | 960 | Downlight | 70.9 | 2020-08-14 | 2022-09-07 | Low | 1 | 70.9 | #N/A | #N/A | #N/A
Lightolier | C2C[PS¦S]A10935ELV1[A¦B¦W¦RAL] / C2CO[SP¦NFL¦FL] | 960 | Downlight | 70.9 | 2020-08-14 | 2022-09-07 | Low | 1 | 70.9 | #N/A | #N/A | #N/A
Lightolier | C2C[PS¦S]A10935[Z10¦L01]U[A¦B¦W¦RAL] / C2CO[SP¦NFL¦FL] | 960 | Downlight | 70.9 | 2020-08-14 | 2022-09-07 | Low | 1 | 70.9 | #N/A | #N/A | #N/A
Lightolier | C2C[PS¦S]A10940ELV1[A¦B¦W¦RAL] / C2CO[SP¦NFL¦FL] | 960 | Downlight | 70.9 | 2020-08-14 | 2022-09-07 | Low | 1 | 70.9 | #N/A | #N/A | #N/A
Lightolier | C2C[PS¦S]A10940[Z10¦L01]U[A¦B¦W¦RAL] / C2CO[SP¦NFL¦FL] | 960 | Downlight | 70.9 | 2020-08-14 | 2022-09-07 | Low | 1 | 70.9 | #N/A | #N/A | #N/A
Lightolier | C2C[PS¦S¦W]WW10927ELV1[A¦B¦W¦RAL] | 960 | Downlight | 70.9 | 2020-08-14 | 2022-09-07 | Low | 1 | 70.9 | #N/A | #N/A | #N/A
Lightolier | C2C[PS¦S¦W]WW10927[Z10¦L01]U[A¦B¦W¦RAL] | 960 | Downlight | 70.9 | 2020-08-14 | 2022-09-07 | Low | 1 | 70.9 | #N/A | #N/A | #N/A
Lightolier | C2C[PS¦S¦W]WW10930ELV1[A¦B¦W¦RAL] | 960 | Downlight | 70.9 | 2020-08-14 | 2022-09-07 | Low | 1 | 70.9 | #N/A | #N/A | #N/A
Lightolier | C2C[PS¦S¦W]WW10930[Z10¦L01]U[A¦B¦W¦RAL] | 960 | Downlight | 70.9 | 2020-08-14 | 2022-09-07 | Low | 1 | 70.9 | #N/A | #N/A | #N/A
Lightolier | C2C[PS¦S¦W]WW10935ELV1[A¦B¦W¦RAL] | 960 | Downlight | 70.9 | 2020-08-14 | 2022-09-07 | Low | 1 | 70.9 | #N/A | #N/A | #N/A
Lightolier | C2C[PS¦S¦W]WW10935[Z10¦L01]U[A¦B¦W¦RAL] | 960 | Downlight | 70.9 | 2020-08-14 | 2022-09-07 | Low | 1 | 70.9 | #N/A | #N/A | #N/A
Lightolier | C2C[PS¦S¦W]WW10940ELV1[A¦B¦W¦RAL] | 960 | Downlight | 70.9 | 2020-08-14 | 2022-09-07 | Low | 1 | 70.9 | #N/A | #N/A | #N/A
Lightolier | C2C[PS¦S¦W]WW10940[Z10¦L01]U[A¦B¦W¦RAL] | 960 | Downlight | 70.9 | 2020-08-14 | 2022-09-07 | Low | 1 | 70.9 | #N/A | #N/A | #N/A
Indy | LA4 08LM ##K ### G3 80CRI *** | 611 | Downlight | 71 | 2016-12-01 | 2017-02-09 | Low | 1 | 71 | #N/A | #N/A | #N/A
GE Current, a Daintree company | LRXDS4079CWMD | 660 | Downlight | 71 | 2021-02-01 | 2021-02-11 | Low | 1 | 71 | #N/A | #N/A | #N/A
Royal Pacific | 8769**-90-27K | 710 | Downlight | 71 | 2017-02-28 | 2018-02-08 | Low | 1 | 71 | #N/A | #N/A | #N/A
Atlantic Lighting | COM6-SYL15-35K-1 / 6CMFR-WH-AT | 916 | Downlight | 71 | 2017-10-20 | 2021-08-10 | Low | 1 | 71 | #N/A | #N/A | #N/A
Atlantic Lighting | COM6-SYL15-3K-1 / 6CM10-HZ-GS | 916 | Downlight | 71 | 2017-10-20 | 2021-08-10 | Low | 1 | 71 | #N/A | #N/A | #N/A
Atlantic Lighting | COM6-SYL15-3K-1 / 6CMFR-WH-AT | 916 | Downlight | 71 | 2017-10-20 | 2021-08-10 | Low | 1 | 71 | #N/A | #N/A | #N/A
Atlantic Lighting | COM6-SYL15-4K-1 / 6CM10-HZ-GS | 916 | Downlight | 71 | 2017-10-20 | 2021-08-10 | Low | 1 | 71 | #N/A | #N/A | #N/A
Atlantic Lighting | COM8-SYL15-27K-1 / 8LED10-HZ | 916 | Downlight | 71 | 2017-10-20 | 2021-08-10 | Low | 1 | 71 | #N/A | #N/A | #N/A
Atlantic Lighting | COM6-SYL15-4K-1 / 6CMFR-WH-AT | 916 | Downlight | 71 | 2017-10-20 | 2021-08-10 | Low | 1 | 71 | #N/A | #N/A | #N/A
Atlantic Lighting | COM6-SYL15-5K-1 / 6CM10-HZ-GS | 916 | Downlight | 71 | 2017-10-20 | 2021-08-10 | Low | 1 | 71 | #N/A | #N/A | #N/A
Atlantic Lighting | COM6-SYL15-5K-1 / 6CMFR-WH-AT | 916 | Downlight | 71 | 2017-10-20 | 2021-08-10 | Low | 1 | 71 | #N/A | #N/A | #N/A
Atlantic Lighting | COM8-SYL15-27K-1 / 8LED11FR-HZ-AT | 916 | Downlight | 71 | 2017-10-20 | 2021-08-10 | Low | 1 | 71 | #N/A | #N/A | #N/A
Atlantic Lighting | COM8-SYL15-35K-1 / 8LED10-HZ | 916 | Downlight | 71 | 2017-10-20 | 2021-08-10 | Low | 1 | 71 | #N/A | #N/A | #N/A
Atlantic Lighting | COM8-SYL15-35K-1 / 8LED11FR-HZ-AT | 916 | Downlight | 71 | 2017-10-20 | 2021-08-10 | Low | 1 | 71 | #N/A | #N/A | #N/A
Atlantic Lighting | COM8-SYL15-3K-1 / 8LED10-HZ | 916 | Downlight | 71 | 2017-10-20 | 2021-08-10 | Low | 1 | 71 | #N/A | #N/A | #N/A
Atlantic Lighting | COM8-SYL15-3K-1 / 8LED11FR-HZ-AT | 916 | Downlight | 71 | 2017-10-20 | 2021-08-10 | Low | 1 | 71 | #N/A | #N/A | #N/A
Atlantic Lighting | COM8-SYL15-4K-1 / 8LED10-HZ | 916 | Downlight | 71 | 2017-10-20 | 2021-08-10 | Low | 1 | 71 | #N/A | #N/A | #N/A
Atlantic Lighting | COM8-SYL15-4K-1 / 8LED11FR-HZ-AT | 916 | Downlight | 71 | 2017-10-20 | 2021-08-10 | Low | 1 | 71 | #N/A | #N/A | #N/A
Atlantic Lighting | COM8-SYL15-5K-1 / 8LED10-HZ | 916 | Downlight | 71 | 2017-10-20 | 2021-08-10 | Low | 1 | 71 | #N/A | #N/A | #N/A
Atlantic Lighting | COM8-SYL15-5K-1 / 8LED11FR-HZ-AT | 916 | Downlight | 71 | 2017-10-20 | 2021-08-10 | Low | 1 | 71 | #N/A | #N/A | #N/A
Atlantic Lighting | COM7-SYL15-27K-1 / 7LED10-HZ | 916 | Downlight | 71 | 2017-10-20 | 2021-08-10 | Low | 1 | 71 | #N/A | #N/A | #N/A
Atlantic Lighting | COM7-SYL15-27K-1 / 7LED11FR-WH-AT | 916 | Downlight | 71 | 2017-10-20 | 2021-08-10 | Low | 1 | 71 | #N/A | #N/A | #N/A
Atlantic Lighting | COM7-SYL15-35K-1 / 7LED10-HZ | 916 | Downlight | 71 | 2017-10-20 | 2021-08-10 | Low | 1 | 71 | #N/A | #N/A | #N/A
Atlantic Lighting | COM7-SYL15-35K-1 / 7LED11FR-WH-AT | 916 | Downlight | 71 | 2017-10-20 | 2021-08-10 | Low | 1 | 71 | #N/A | #N/A | #N/A
Atlantic Lighting | COM7-SYL15-3K-1 / 7LED10-HZ | 916 | Downlight | 71 | 2017-10-20 | 2021-08-10 | Low | 1 | 71 | #N/A | #N/A | #N/A
Atlantic Lighting | COM7-SYL15-3K-1 / 7LED11FR-WH-AT | 916 | Downlight | 71 | 2017-10-20 | 2021-08-10 | Low | 1 | 71 | #N/A | #N/A | #N/A
Atlantic Lighting | COM7-SYL15-4K-1 / 7LED10-HZ | 916 | Downlight | 71 | 2017-10-20 | 2021-08-10 | Low | 1 | 71 | #N/A | #N/A | #N/A
Atlantic Lighting | COM7-SYL15-4K-1 / 7LED11FR-WH-AT | 916 | Downlight | 71 | 2017-10-20 | 2021-08-10 | Low | 1 | 71 | #N/A | #N/A | #N/A
Atlantic Lighting | COM7-SYL15-5K-1 / 7LED10-HZ | 916 | Downlight | 71 | 2017-10-20 | 2021-08-10 | Low | 1 | 71 | #N/A | #N/A | #N/A
Atlantic Lighting | COM7-SYL15-5K-1 / 7LED11FR-WH-AT | 916 | Downlight | 71 | 2017-10-20 | 2021-08-10 | Low | 1 | 71 | #N/A | #N/A | #N/A
Atlantic Lighting | COM6X6-SYL15-27K-1 / KSQ6610-HZ | 916 | Downlight | 71 | 2017-10-20 | 2021-08-10 | Low | 1 | 71 | #N/A | #N/A | #N/A
Atlantic Lighting | COM6X6-SYL15-27K-1 / KSQ6640-HZ | 916 | Downlight | 71 | 2017-10-20 | 2021-08-10 | Low | 1 | 71 | #N/A | #N/A | #N/A
Atlantic Lighting | COM6X6-SYL15-35K-1 / KSQ6610-HZ | 916 | Downlight | 71 | 2017-10-20 | 2021-08-10 | Low | 1 | 71 | #N/A | #N/A | #N/A
Atlantic Lighting | COM6X6-SYL15-35K-1 / KSQ6640-HZ | 916 | Downlight | 71 | 2017-10-20 | 2021-08-10 | Low | 1 | 71 | #N/A | #N/A | #N/A
Atlantic Lighting | COM6X6-SYL15-3K-1 / KSQ6610-HZ | 916 | Downlight | 71 | 2017-10-20 | 2021-08-10 | Low | 1 | 71 | #N/A | #N/A | #N/A
Atlantic Lighting | COM6X6-SYL15-3K-1 / KSQ6640-HZ | 916 | Downlight | 71 | 2017-10-20 | 2021-08-10 | Low | 1 | 71 | #N/A | #N/A | #N/A
Atlantic Lighting | COM6X6-SYL15-4K-1 / KSQ6610-HZ | 916 | Downlight | 71 | 2017-10-20 | 2021-08-10 | Low | 1 | 71 | #N/A | #N/A | #N/A
Atlantic Lighting | COM6X6-SYL15-4K-1 / KSQ6640-HZ | 916 | Downlight | 71 | 2017-10-20 | 2021-08-10 | Low | 1 | 71 | #N/A | #N/A | #N/A
Atlantic Lighting | COM6X6-SYL15-5K-1 / KSQ6610-HZ | 916 | Downlight | 71 | 2017-10-20 | 2021-08-10 | Low | 1 | 71 | #N/A | #N/A | #N/A
Atlantic Lighting | COM6X6-SYL15-5K-1 / KSQ6640-HZ | 916 | Downlight | 71 | 2017-10-20 | 2021-08-10 | Low | 1 | 71 | #N/A | #N/A | #N/A
Atlantic Lighting | COM6-SYL15-27K-1 / 6CM10-HZ-GS | 916 | Downlight | 71 | 2017-10-20 | 2021-08-10 | Low | 1 | 71 | #N/A | #N/A | #N/A
Atlantic Lighting | COM6-SYL15-27K-1 / 6CMFR-WH-AT | 916 | Downlight | 71 | 2017-10-20 | 2021-08-10 | Low | 1 | 71 | #N/A | #N/A | #N/A
Atlantic Lighting | COM6-SYL15-35K-1 / 6CM10-HZ-GS | 916 | Downlight | 71 | 2017-10-20 | 2021-08-10 | Low | 1 | 71 | #N/A | #N/A | #N/A
Atlantic Lighting | COM4-SYL15-27K-1 / 4CM10-HZ-GS | 916 | Downlight | 71 | 2017-10-20 | 2021-08-10 | Low | 1 | 71 | #N/A | #N/A | #N/A
Atlantic Lighting | COM4-SYL15-27K-1 / 4CMFR-WH-AT | 916 | Downlight | 71 | 2017-10-20 | 2021-08-10 | Low | 1 | 71 | #N/A | #N/A | #N/A
Atlantic Lighting | COM4-SYL15-35K-1 / 4CM10-HZ-GS | 916 | Downlight | 71 | 2017-10-20 | 2021-08-10 | Low | 1 | 71 | #N/A | #N/A | #N/A
Atlantic Lighting | COM4-SYL15-35K-1 / 4CMFR-WH-AT | 916 | Downlight | 71 | 2017-10-20 | 2021-08-10 | Low | 1 | 71 | #N/A | #N/A | #N/A
Atlantic Lighting | COM4-SYL15-3K-1 / 4CM10-HZ-GS | 916 | Downlight | 71 | 2017-10-20 | 2021-08-10 | Low | 1 | 71 | #N/A | #N/A | #N/A
Atlantic Lighting | COM4-SYL15-3K-1 / 4CMFR-WH-AT | 916 | Downlight | 71 | 2017-10-20 | 2021-08-10 | Low | 1 | 71 | #N/A | #N/A | #N/A
Atlantic Lighting | COM4-SYL15-4K-1 / 4CM10-HZ-GS | 916 | Downlight | 71 | 2017-10-20 | 2021-08-10 | Low | 1 | 71 | #N/A | #N/A | #N/A
Atlantic Lighting | COM4-SYL15-4K-1 / 4CMFR-WH-AT | 916 | Downlight | 71 | 2017-10-20 | 2021-08-10 | Low | 1 | 71 | #N/A | #N/A | #N/A
Atlantic Lighting | COM4-SYL15-5K-1 / 4CM10-HZ-GS | 916 | Downlight | 71 | 2017-10-20 | 2021-08-10 | Low | 1 | 71 | #N/A | #N/A | #N/A
Atlantic Lighting | COM4-SYL15-5K-1 / 4CMFR-WH-AT | 916 | Downlight | 71 | 2017-10-20 | 2021-08-10 | Low | 1 | 71 | #N/A | #N/A | #N/A
Atlantic Lighting | COM5-SYL15-27K-1 / 5CM10-HZ | 916 | Downlight | 71 | 2017-10-20 | 2021-08-10 | Low | 1 | 71 | #N/A | #N/A | #N/A
Atlantic Lighting | COM5-SYL15-27K-1 / 5CMFR-WH-AT | 916 | Downlight | 71 | 2017-10-20 | 2021-08-10 | Low | 1 | 71 | #N/A | #N/A | #N/A
Atlantic Lighting | COM5-SYL15-35K-1 / 5CM10-HZ | 916 | Downlight | 71 | 2017-10-20 | 2021-08-10 | Low | 1 | 71 | #N/A | #N/A | #N/A
Atlantic Lighting | COM5-SYL15-35K-1 / 5CMFR-WH-AT | 916 | Downlight | 71 | 2017-10-20 | 2021-08-10 | Low | 1 | 71 | #N/A | #N/A | #N/A
Atlantic Lighting | COM5-SYL15-3K-1 / 5CM10-HZ | 916 | Downlight | 71 | 2017-10-20 | 2021-08-10 | Low | 1 | 71 | #N/A | #N/A | #N/A
Atlantic Lighting | COM5-SYL15-3K-1 / 5CMFR-WH-AT | 916 | Downlight | 71 | 2017-10-20 | 2021-08-10 | Low | 1 | 71 | #N/A | #N/A | #N/A
Atlantic Lighting | COM5-SYL15-4K-1 / 5CM10-HZ | 916 | Downlight | 71 | 2017-10-20 | 2021-08-10 | Low | 1 | 71 | #N/A | #N/A | #N/A
Atlantic Lighting | COM5-SYL15-4K-1 / 5CMFR-WH-AT | 916 | Downlight | 71 | 2017-10-20 | 2021-08-10 | Low | 1 | 71 | #N/A | #N/A | #N/A
Atlantic Lighting | COM5-SYL15-5K-1 / 5CM10-HZ | 916 | Downlight | 71 | 2017-10-20 | 2021-08-10 | Low | 1 | 71 | #N/A | #N/A | #N/A
Atlantic Lighting | COM5-SYL15-5K-1 / 5CMFR-WH-AT | 916 | Downlight | 71 | 2017-10-20 | 2021-08-10 | Low | 1 | 71 | #N/A | #N/A | #N/A
Atlantic Lighting | COM4X4-SYL15-27K-1 / KSQ4410-HZ | 916 | Downlight | 71 | 2017-10-20 | 2021-08-10 | Low | 1 | 71 | #N/A | #N/A | #N/A
Atlantic Lighting | COM4X4-SYL15-27K-1 / KSQ4440-HZ | 916 | Downlight | 71 | 2017-10-20 | 2021-08-10 | Low | 1 | 71 | #N/A | #N/A | #N/A
Atlantic Lighting | COM4X4-SYL15-35K-1 / KSQ4410-HZ | 916 | Downlight | 71 | 2017-10-20 | 2021-08-10 | Low | 1 | 71 | #N/A | #N/A | #N/A
Atlantic Lighting | COM4X4-SYL15-35K-1 / KSQ4440-HZ | 916 | Downlight | 71 | 2017-10-20 | 2021-08-10 | Low | 1 | 71 | #N/A | #N/A | #N/A
Atlantic Lighting | COM4X4-SYL15-3K-1 / KSQ4410-HZ | 916 | Downlight | 71 | 2017-10-20 | 2021-08-10 | Low | 1 | 71 | #N/A | #N/A | #N/A
Atlantic Lighting | COM4X4-SYL15-3K-1 / KSQ4440-HZ | 916 | Downlight | 71 | 2017-10-20 | 2021-08-10 | Low | 1 | 71 | #N/A | #N/A | #N/A
Atlantic Lighting | COM4X4-SYL15-4K-1 / KSQ4410-HZ | 916 | Downlight | 71 | 2017-10-20 | 2021-08-10 | Low | 1 | 71 | #N/A | #N/A | #N/A
Atlantic Lighting | COM4X4-SYL15-4K-1 / KSQ4440-HZ | 916 | Downlight | 71 | 2017-10-20 | 2021-08-10 | Low | 1 | 71 | #N/A | #N/A | #N/A
Atlantic Lighting | COM4X4-SYL15-5K-1 / KSQ4410-HZ | 916 | Downlight | 71 | 2017-10-20 | 2021-08-10 | Low | 1 | 71 | #N/A | #N/A | #N/A
Atlantic Lighting | COM4X4-SYL15-5K-1 / KSQ4440-HZ | 916 | Downlight | 71 | 2017-10-20 | 2021-08-10 | Low | 1 | 71 | #N/A | #N/A | #N/A
Commercial Electric | CER40540S**27 | 620 | Downlight | 71.1 | 2018-11-01 | 2018-11-21 | Low | 1 | 71.1 | #N/A | #N/A | #N/A
WT LIGHTING | CR4(5000K) | 640 | Downlight | 71.1 | 2017-07-10 | 2017-07-13 | Low | 1 | 71.1 | #N/A | #N/A | #N/A
WAC Lighting | R2BRA-F927-**** | 640 | Downlight | 71.1 | 2017-04-01 | 2017-05-23 | Low | 1 | 71.1 | #N/A | #N/A | #N/A
WAC Lighting | R2BSA-F927-**** | 640 | Downlight | 71.1 | 2017-04-01 | 2017-05-23 | Low | 1 | 71.1 | #N/A | #N/A | #N/A
Gotham | ICO2[blank¦SQ¦SC¦WC¦PC¦CC¦STRC¦WTRC¦PTRC] [27¦30¦35¦40¦50]/10[AR¦PR¦WTR¦GR¦WR¦BR¦BZR] [blank¦FL] [blank¦LSS¦LD] [15¦20¦25¦30¦35¦40¦45¦50¦55]D MVOLT UGZ [blank¦RGH¦SGB¦SGBPR¦JBXCC¦SGBCC] [ ¦PCAN] [blank¦S2¦S4¦S6¦S8¦S10¦S12] [ ¦90CRI] [ ¦ICAT] [ ¦CP] ***** | 860 | Downlight | 71.1 | 2020-03-01 | 2020-03-30 | Low | 1 | 71.1 | #N/A | #N/A | #N/A
Prescolite | LBSE-6RD-##K8-** | 960 | Downlight | 71.1 | 2021-01-01 | 2020-12-08 | Low | 1 | 71.1 | #N/A | #N/A | #N/A
Prescolite | LBSE-6RD-RM-##K8-** | 960 | Downlight | 71.1 | 2021-01-01 | 2020-12-08 | Low | 1 | 71.1 | #N/A | #N/A | #N/A
Prescolite | LBSE-6SQD-##K8-** | 960 | Downlight | 71.1 | 2021-01-01 | 2020-12-08 | Low | 1 | 71.1 | #N/A | #N/A | #N/A
Prescolite | LBSE-6SQD-RM-##K8-** | 960 | Downlight | 71.1 | 2021-01-01 | 2020-12-08 | Low | 1 | 71.1 | #N/A | #N/A | #N/A
Prescolite | LBSES-6RD-CS9-** | 960 | Downlight | 71.1 | 2021-01-01 | 2020-12-08 | Low | 1 | 71.1 | #N/A | #N/A | #N/A
Prescolite | LBSES-6RD-RM-CS9-** | 960 | Downlight | 71.1 | 2021-01-01 | 2020-12-08 | Low | 1 | 71.1 | #N/A | #N/A | #N/A
Prescolite | LBSES-6SQD-CS9-** | 960 | Downlight | 71.1 | 2021-01-01 | 2020-12-08 | Low | 1 | 71.1 | #N/A | #N/A | #N/A
Prescolite | LBSES-6SQD-RM-CS9-** | 960 | Downlight | 71.1 | 2021-01-01 | 2020-12-08 | Low | 1 | 71.1 | #N/A | #N/A | #N/A
PORTFOLIO | LD6B10[D010¦D010TR] EU6B102080## 6LB[N¦M¦W¦S]#[LI¦MW¦WMH¦WH¦H] | 691 | Downlight | 71.2 | 2016-11-28 | 2016-12-08 | Low | 1 | 71.2 | #N/A | #N/A | #N/A
PORTFOLIO | LSR6B10[D010¦D010TR][MB¦P¦SL¦BZ] EC6B102080## 6LB[N¦M¦W¦S]#[LI¦MW¦WMH¦WH¦H] | 691 | Downlight | 71.2 | 2016-11-28 | 2016-12-08 | Low | 1 | 71.2 | #N/A | #N/A | #N/A
PORTFOLIO | LD6B10[D010¦D010TR] EU6B1015IC80## 6LB[N¦M¦W¦S]#[LI¦MW¦WMH¦WH¦H] | 691 | Downlight | 71.2 | 2016-11-28 | 2016-12-08 | Low | 1 | 71.2 | #N/A | #N/A | #N/A
Juno Lighting | WF6 SWW5 90CRI [MW¦MB¦BN¦ORB¦SN] | 941 | Downlight | 71.2 | 2020-08-03 | 2020-08-04 | Low | 1 | 71.2 | #N/A | #N/A | #N/A
Green Creative | GIMB2/927/FL/DIM120 | 570 | Downlight | 71.3 | 2019-02-14 | 2019-03-14 | Low | 1 | 71.3 | #N/A | #N/A | #N/A
Indy | LA4 13LM ##K ### G3 80CRI *** | 827 | Downlight | 71.3 | 2016-12-01 | 2017-02-09 | Low | 1 | 71.3 | #N/A | #N/A | #N/A
PORTFOLIO | LD6B15[D010¦D010TR] EU6B1015IC90[27¦30¦35¦40¦50] 6LB[M¦W¦S]#[LI¦MW¦WMH¦WH¦H] | 984 | Downlight | 71.3 | 2016-11-28 | 2016-12-08 | Low | 1 | 71.3 | #N/A | #N/A | #N/A
PORTFOLIO | LD6B15[D010¦D010TR] EU6B102090[27¦30¦35¦40¦50] 6LB[M¦W¦S]#[LI¦MW¦WMH¦WH¦H] | 984 | Downlight | 71.3 | 2016-11-28 | 2016-12-08 | Low | 1 | 71.3 | #N/A | #N/A | #N/A
PORTFOLIO | LSR6B15[D010¦D010TR][MB¦P¦SL¦BZ] EC6B102090[27¦30¦35¦40¦50] 6LB[M¦W¦S]#[LI¦MW¦WMH¦WH¦H] | 984 | Downlight | 71.3 | 2016-11-28 | 2016-12-08 | Low | 1 | 71.3 | #N/A | #N/A | #N/A
Sylvania | 65310 | 500 | Downlight | 71.4 | 2021-01-15 | 2021-01-24 | Low | 1 | 71.4 | #N/A | #N/A | #N/A
Sylvania | 65311 | 500 | Downlight | 71.4 | 2021-01-15 | 2021-01-24 | Low | 1 | 71.4 | #N/A | #N/A | #N/A
Sylvania | 65312 | 500 | Downlight | 71.4 | 2021-01-15 | 2021-01-24 | Low | 1 | 71.4 | #N/A | #N/A | #N/A
Sylvania | 65313 | 500 | Downlight | 71.4 | 2021-01-15 | 2021-01-24 | Low | 1 | 71.4 | #N/A | #N/A | #N/A
Sylvania | 65314 | 500 | Downlight | 71.4 | 2021-01-15 | 2021-01-24 | Low | 1 | 71.4 | #N/A | #N/A | #N/A
Sylvania | 65315 | 500 | Downlight | 71.4 | 2021-01-15 | 2021-01-24 | Low | 1 | 71.4 | #N/A | #N/A | #N/A
Sylvania | 65316 | 500 | Downlight | 71.4 | 2021-01-15 | 2021-01-24 | Low | 1 | 71.4 | #N/A | #N/A | #N/A
Sylvania | 65317 | 500 | Downlight | 71.4 | 2021-01-15 | 2021-01-24 | Low | 1 | 71.4 | #N/A | #N/A | #N/A
Sylvania | 65318 | 500 | Downlight | 71.4 | 2021-01-15 | 2021-01-24 | Low | 1 | 71.4 | #N/A | #N/A | #N/A
Sylvania | 65319 | 500 | Downlight | 71.4 | 2021-01-15 | 2021-01-24 | Low | 1 | 71.4 | #N/A | #N/A | #N/A
Sylvania | 65320 | 500 | Downlight | 71.4 | 2021-01-15 | 2021-01-24 | Low | 1 | 71.4 | #N/A | #N/A | #N/A
Sylvania | 65321 | 500 | Downlight | 71.4 | 2021-01-15 | 2021-01-24 | Low | 1 | 71.4 | #N/A | #N/A | #N/A
Sylvania | 65322 | 500 | Downlight | 71.4 | 2021-01-15 | 2021-01-24 | Low | 1 | 71.4 | #N/A | #N/A | #N/A
Sylvania | 65323 | 500 | Downlight | 71.4 | 2021-01-15 | 2021-01-24 | Low | 1 | 71.4 | #N/A | #N/A | #N/A
Sylvania | 65324 | 500 | Downlight | 71.4 | 2021-01-15 | 2021-01-24 | Low | 1 | 71.4 | #N/A | #N/A | #N/A
LIGHT THE FUTURE | D132-N-90-2700 | 500 | Downlight | 71.4 | 2019-01-14 | 2019-07-09 | Low | 1 | 71.4 | #N/A | #N/A | #N/A
Sunco Lighting | DL_G3-7W-27K_5K-#PK | 500 | Downlight | 71.4 | 2021-04-30 | 2021-04-30 | Low | 1 | 71.4 | #N/A | #N/A | #N/A
TORCHSTAR | XO1DJDL-3D7W**##V2 | 500 | Downlight | 71.4 | 2019-12-08 | 2020-01-16 | Low | 1 | 71.4 | #N/A | #N/A | #N/A
Topaz | DLD3S-7CS | 500 | Downlight | 71.4 | 2022-12-06 | 2022-12-12 | Low | 1 | 71.4 | #N/A | #N/A | #N/A
Tamlite Lighting | CLY3G-27WH | 500 | Downlight | 71.4 | 2019-08-16 | 2019-09-17 | Low | 1 | 71.4 | #N/A | #N/A | #N/A
Tamlite Lighting | CLY4G-27WH | 500 | Downlight | 71.4 | 2019-08-16 | 2019-09-10 | Low | 1 | 71.4 | #N/A | #N/A | #N/A
DawnRay | DR30RF-** | 500 | Downlight | 71.4 | 2020-11-16 | 2020-11-20 | Low | 1 | 71.4 | #N/A | #N/A | #N/A
DawnRay | DR30RF-** | 500 | Downlight | 71.4 | 2021-07-04 | 2021-07-18 | Low | 1 | 71.4 | #N/A | #N/A | #N/A
Lightolier | P3***059##WHZ10U | 512 | Downlight | 71.4 | 2019-09-13 | 2019-09-06 | Low | 1 | 71.4 | #N/A | #N/A | #N/A
luxrite | LR23731 | 750 | Downlight | 71.4 | 2022-03-23 | 2022-03-23 | Low | 1 | 71.4 | #N/A | #N/A | #N/A
luxrite | LR23731 | 750 | Downlight | 71.4 | 2022-03-23 | 2022-03-23 | Low | 1 | 71.4 | #N/A | #N/A | #N/A
Keystone | KT-WDLED10.5PS-4B-9CSF-VDIM | 750 | Downlight | 71.4 | 2022-02-18 | 2022-02-24 | Low | 1 | 71.4 | #N/A | #N/A | #N/A
RAB | DLW0074(WFRL4R10.59FA120WS) | 750 | Downlight | 71.4 | 2021-11-05 | 2021-11-19 | Low | 1 | 71.4 | #N/A | #N/A | #N/A
RAB | DLW0075(WFRL4R10.59FA120WB) | 750 | Downlight | 71.4 | 2021-11-05 | 2021-11-19 | Low | 1 | 71.4 | #N/A | #N/A | #N/A
LIGHT THE FUTURE | D306-N-80-XXXX | 750 | Downlight | 71.4 | 2016-06-10 | 2016-06-10 | Low | 1 | 71.4 | #N/A | #N/A | #N/A
LIGHT THE FUTURE | D306-N-80-XXXX | 750 | Downlight | 71.4 | 2016-06-10 | 2016-06-10 | Low | 1 | 71.4 | #N/A | #N/A | #N/A
LIGHT THE FUTURE | D306-N-80-XXXX | 750 | Downlight | 71.4 | 2016-06-10 | 2016-06-10 | Low | 1 | 71.4 | #N/A | #N/A | #N/A
LIGHT THE FUTURE | D306-N-80-XXXX | 750 | Downlight | 71.4 | 2016-06-10 | 2016-06-10 | Low | 1 | 71.4 | #N/A | #N/A | #N/A
LIGHT THE FUTURE | D306-N-80-XXXX | 750 | Downlight | 71.4 | 2016-06-10 | 2016-06-10 | Low | 1 | 71.4 | #N/A | #N/A | #N/A
Juno | IC1JBPF 07LM 120 FRPC + 4JBLDT [DB¦DC] [27¦30¦35¦40]K 90CRI WWH | 665 | Downlight | 71.5 | 2019-10-01 | 2019-10-18 | Low | 1 | 71.5 | #N/A | #N/A | #N/A
Halo | HLB6099BLE40AWH* | 951 | Downlight | 71.5 | 2020-08-03 | 2020-08-10 | Low | 1 | 71.5 | #N/A | #N/A | #N/A
Halo | HLB6099BLE40AWH*-C | 951 | Downlight | 71.5 | 2020-08-03 | 2020-08-10 | Low | 1 | 71.5 | #N/A | #N/A | #N/A
HENGTE | HT-G6URRD3-806-30B-** | 430 | Downlight | 71.7 | 2018-12-18 | 2018-12-17 | Low | 1 | 71.7 | #N/A | #N/A | #N/A
AURORIV | HY-BFDL-S3-6W-5CCT | 430 | Downlight | 71.7 | 2022-12-12 | 2022-12-12 | Low | 1 | 71.7 | #N/A | #N/A | #N/A
WAC Lighting | R2BSD-F927-**** | 645 | Downlight | 71.7 | 2017-04-01 | 2017-05-23 | Low | 1 | 71.7 | #N/A | #N/A | #N/A
Royal Pacific | 8771**-90-27K | 717 | Downlight | 71.7 | 2018-02-28 | 2018-02-09 | Low | 1 | 71.7 | #N/A | #N/A | #N/A
Best | UTDR-6-9L-3K | 860 | Downlight | 71.7 | 2020-11-01 | 2020-12-07 | Low | 1 | 71.7 | #N/A | #N/A | #N/A
DMF Lighting | DRDHNJx-DRD2M79xx | 990 | Downlight | 71.7 | 2016-02-26 | 2016-03-28 | Low | 1 | 71.7 | #N/A | #N/A | #N/A
ConTech Lighting | R2RM1[27K, 27KC, 30K,30KC, 35K, 35KC, 40K, 40KC]MVD[S,M,F]-CP | 760 | Downlight | 71.8 | 2016-06-16 | 2017-05-24 | Low | 1 | 71.8 | #N/A | #N/A | #N/A
Halo | HLB4069BLE40AWH* | 697 | Downlight | 71.9 | 2020-08-03 | 2020-08-10 | Low | 1 | 71.9 | #N/A | #N/A | #N/A
Halo | HLB4069BLE40AWH*-C | 697 | Downlight | 71.9 | 2020-08-03 | 2020-08-10 | Low | 1 | 71.9 | #N/A | #N/A | #N/A
Faner | PA-80R093 | 755 | Downlight | 71.9 | 2022-07-07 | 2022-09-29 | Low | 1 | 71.9 | #N/A | #N/A | #N/A
EiKO | SDL6RA927DWW | 935 | Downlight | 71.9 | 2019-09-20 | 2019-10-03 | Low | 1 | 71.9 | #N/A | #N/A | #N/A
Gotham | ICO [ ¦SQADJ¦SQADJ¦[27¦30¦35¦40]/35 4AR [T00¦T30¦T40] [LD¦LSS] [10D¦15D¦20D¦25D¦30D¦35D¦40D¦45D¦50D] [EZ10¦ECOD] [ ¦90]CRI | 944 | Downlight | 71.9 | 2020-04-06 | 2020-05-04 | Low | 1 | 71.9 | #N/A | #N/A | #N/A
American Lighting | A1-#-WH | 360 | Downlight | 72 | 2020-12-10 | 2020-12-10 | Low | 1 | 72 | #N/A | #N/A | #N/A
DawnRay | DR20RG-** | 360 | Downlight | 72 | 2022-08-24 | 2022-09-28 | Low | 1 | 72 | #N/A | #N/A | #N/A
Intense | IHOL-S4DRM1279-DIM-40/IRDS400-SF | 667 | Downlight | 72 | 2016-11-30 | 2017-02-07 | Low | 1 | 72 | #N/A | #N/A | #N/A
PORTFOLIO | LSR4B10[D010¦D010TR] EC4B102080[27¦30¦35¦40¦50] 4LB[N¦M¦W]#[LI¦MW¦WMH¦WH¦H] | 691 | Downlight | 72 | 2017-09-25 | 2017-09-26 | Low | 1 | 72 | #N/A | #N/A | #N/A
Archipelago | LSMT410-S3 | 720 | Downlight | 72 | 2022-03-18 | 2022-04-28 | Low | 1 | 72 | #N/A | #N/A | #N/A
Erman | RML-82-5S10W27 | 720 | Downlight | 72 | 2020-01-13 | 2020-01-13 | Low | 1 | 72 | #N/A | #N/A | #N/A
Green Creative | 10NCDLR4DIM/930/277V/EXT | 720 | Downlight | 72 | 2018-05-25 | 2018-06-12 | Low | 1 | 72 | #N/A | #N/A | #N/A
Green Creative | 10NCDLR4DIM/930/EXT | 720 | Downlight | 72 | 2018-04-03 | 2018-04-17 | Low | 1 | 72 | #N/A | #N/A | #N/A
TGL Inc. | TGL-PREM4DL-10W-00T | 720 | Downlight | 72 | 2020-01-15 | 2019-09-24 | Low | 1 | 72 | #N/A | #N/A | #N/A
TGL Inc. | TGL-PREM6DL-10W-00T | 720 | Downlight | 72 | 2020-01-15 | 2019-09-24 | Low | 1 | 72 | #N/A | #N/A | #N/A
TGL Inc. | TGL-PREM8DL-10W-00T | 720 | Downlight | 72 | 2020-01-15 | 2019-09-24 | Low | 1 | 72 | #N/A | #N/A | #N/A
HONG YAO | HY-DSL-R4-10W-3CCT | 720 | Downlight | 72 | 2022-01-06 | 2022-01-13 | Low | 1 | 72 | #N/A | #N/A | #N/A
ConTech Lighting | ASMR527KC[MVD1,MVD2]-[B,S,W] | 767 | Downlight | 72 | 2021-03-04 | 2021-04-05 | Low | 1 | 72 | #N/A | #N/A | #N/A
ConTech Lighting | ASMR527K[MVD1,MVD2]-[B,S,W] | 767 | Downlight | 72 | 2021-03-04 | 2021-04-05 | Low | 1 | 72 | #N/A | #N/A | #N/A
ConTech Lighting | ASMR530KC[MVD1,MVD2]-[B,S,W] | 767 | Downlight | 72 | 2021-03-04 | 2021-04-05 | Low | 1 | 72 | #N/A | #N/A | #N/A
ConTech Lighting | ASMR530K[MVD1,MVD2]-[B,S,W] | 767 | Downlight | 72 | 2021-03-04 | 2021-04-05 | Low | 1 | 72 | #N/A | #N/A | #N/A
ConTech Lighting | ASMR535KC[MVD1,MVD2]-[B,S,W] | 767 | Downlight | 72 | 2021-03-04 | 2021-04-05 | Low | 1 | 72 | #N/A | #N/A | #N/A
ConTech Lighting | ASMR535K[MVD1,MVD2]-[B,S,W] | 767 | Downlight | 72 | 2021-03-04 | 2021-04-05 | Low | 1 | 72 | #N/A | #N/A | #N/A
ConTech Lighting | ASMR540KC[MVD1,MVD2]-[B,S,W] | 767 | Downlight | 72 | 2021-03-04 | 2021-04-05 | Low | 1 | 72 | #N/A | #N/A | #N/A
ConTech Lighting | ASMR540K[MVD1,MVD2]-[B,S,W] | 767 | Downlight | 72 | 2021-03-04 | 2021-04-05 | Low | 1 | 72 | #N/A | #N/A | #N/A
Luminus | PPS165 | 850 | Downlight | 72 | 2016-01-01 | 2016-09-12 | Low | 1 | 72 | #N/A | #N/A | #N/A
Green Creative | 11.6DLNC6DIM/840 | 850 | Downlight | 72 | 2016-01-01 | 2016-10-25 | Low | 1 | 72 | #N/A | #N/A | #N/A
EnviroLite | EV608943**27 | 897 | Downlight | 72 | 2022-08-30 | 2022-08-30 | Low | 1 | 72 | #N/A | #N/A | #N/A
Essentia by Cree | S-DL8-A-15L-27K-* | 979 | Downlight | 72 | 2016-06-01 | 2016-12-20 | Low | 1 | 72 | #N/A | #N/A | #N/A
Radiance Energy | 20RE06DR101801 | 577 | Downlight | 72.1 | 2021-01-22 | 2021-01-27 | Low | 1 | 72.1 | #N/A | #N/A | #N/A
Radiance Energy | 20RE06DR101802 | 577 | Downlight | 72.1 | 2021-01-22 | 2021-01-27 | Low | 1 | 72.1 | #N/A | #N/A | #N/A
PORTFOLIO | LSR4B10[D010¦D010TR] EC4B1015IC80[27¦30¦35¦40¦50] 4LB[N¦M¦W]#[LI¦MW¦WMH¦WH¦H] Enter Product Information Ready for Energy Star Submission | 692 | Downlight | 72.1 | 2017-08-30 | 2017-09-29 | Low | 1 | 72.1 | #N/A | #N/A | #N/A
PORTFOLIO | LD4B10[D010¦D010TR] EU4B1015IC80## 4LB[N¦M¦W¦S]#[LI¦MW¦WMH¦WH¦H] | 692 | Downlight | 72.1 | 2016-11-29 | 2016-12-07 | Low | 1 | 72.1 | #N/A | #N/A | #N/A
PORTFOLIO | LD4B10[D010¦D010TR] EU4B102080## 4LB[N¦M¦W¦S]#[LI¦MW¦WMH¦WH¦H] | 692 | Downlight | 72.1 | 2016-11-28 | 2016-12-06 | Low | 1 | 72.1 | #N/A | #N/A | #N/A
American Lighting | EM4-30-WH | 650 | Downlight | 72.2 | 2017-08-10 | 2017-08-08 | Low | 1 | 72.2 | #N/A | #N/A | #N/A
American Lighting | EM4-30-WH | 650 | Downlight | 72.2 | 2017-08-10 | 2017-08-08 | Low | 1 | 72.2 | #N/A | #N/A | #N/A
CNA | LED DP-4-650L-27K | 650 | Downlight | 72.2 | 2017-04-26 | 2017-05-03 | Low | 1 | 72.2 | #N/A | #N/A | #N/A
BULBRITE | LED9JBOXDL/4/827/WHRD/D | 650 | Downlight | 72.2 | 2020-04-12 | 2020-05-12 | Low | 1 | 72.2 | #N/A | #N/A | #N/A
BULBRITE | LED9JBOXDL/4/830/WHRD/D | 650 | Downlight | 72.2 | 2020-04-12 | 2020-05-12 | Low | 1 | 72.2 | #N/A | #N/A | #N/A
BULBRITE | LED9JBOXDL/4/840/WHRD/D | 650 | Downlight | 72.2 | 2020-04-12 | 2020-05-12 | Low | 1 | 72.2 | #N/A | #N/A | #N/A
BULBRITE | LED9JBOXDL/4/927/WHRD/D | 650 | Downlight | 72.2 | 2020-05-13 | 2020-05-12 | Low | 1 | 72.2 | #N/A | #N/A | #N/A
BULBRITE | LED9JBOXDL/4/930/WHRD/D | 650 | Downlight | 72.2 | 2020-05-13 | 2020-05-12 | Low | 1 | 72.2 | #N/A | #N/A | #N/A
BULBRITE | LED9JBOXDL/4/940/WHRD/D | 650 | Downlight | 72.2 | 2020-05-13 | 2020-05-12 | Low | 1 | 72.2 | #N/A | #N/A | #N/A
Sierra | 56070-30-BL | 650 | Downlight | 72.2 | 2022-01-02 | 2019-01-15 | Low | 1 | 72.2 | #N/A | #N/A | #N/A
Sierra | 56070-30-WH | 650 | Downlight | 72.2 | 2022-01-02 | 2018-05-03 | Low | 1 | 72.2 | #N/A | #N/A | #N/A
Sierra | 56080-27-** | 650 | Downlight | 72.2 | 2017-07-07 | 2017-07-13 | Low | 1 | 72.2 | #N/A | #N/A | #N/A
Sierra | 56110-30-WH | 650 | Downlight | 72.2 | 2022-01-02 | 2018-10-09 | Low | 1 | 72.2 | #N/A | #N/A | #N/A
EELighting | RLO-R4283MW-9W5CCTA-120V-Triac-CRI90 | 650 | Downlight | 72.2 | 2020-07-30 | 2020-10-16 | Low | 1 | 72.2 | #N/A | #N/A | #N/A
Aeralux | AE-DL-SL-04-9W-TRIAC-P2750 | 650 | Downlight | 72.2 | 2020-12-24 | 2020-12-27 | Low | 1 | 72.2 | #N/A | #N/A | #N/A
FDL | FDLED-4-9W-5CCT-**G | 650 | Downlight | 72.2 | 2022-03-10 | 2022-03-21 | Low | 1 | 72.2 | #N/A | #N/A | #N/A
FDL | FDLED-4-9W-#K-**G | 650 | Downlight | 72.2 | 2021-01-15 | 2021-01-19 | Low | 1 | 72.2 | #N/A | #N/A | #N/A
LED FACTORY | A1QK-9W-5CCT-ETL | 650 | Downlight | 72.2 | 2022-07-07 | 2022-09-29 | Low | 1 | 72.2 | #N/A | #N/A | #N/A
HENGTE | HT-G11CEDL-RD5-809-30A-##1 | 650 | Downlight | 72.2 | 2019-12-26 | 2020-01-13 | Low | 1 | 72.2 | #N/A | #N/A | #N/A
AKT | AKT-SL-9W-2700K | 650 | Downlight | 72.2 | 2019-07-22 | 2019-07-26 | Low | 1 | 72.2 | #N/A | #N/A | #N/A
LEDVANCE | 75331 | 650 | Downlight | 72.2 | 2017-04-15 | 2017-04-28 | Low | 1 | 72.2 | #N/A | #N/A | #N/A
LEDVANCE | 75332 | 650 | Downlight | 72.2 | 2017-04-15 | 2017-04-28 | Low | 1 | 72.2 | #N/A | #N/A | #N/A
LEDone | LOC-4UTRP-9WMCCT(27/30/35/40/50)D-C90 | 650 | Downlight | 72.2 | 2021-03-10 | 2021-03-08 | Low | 1 | 72.2 | #N/A | #N/A | #N/A
Sylvania | 62393 | 650 | Downlight | 72.2 | 2022-04-01 | 2022-06-03 | Low | 1 | 72.2 | #N/A | #N/A | #N/A
Keystone | KT-RDLED9-4B-9CSF-FDIM | 650 | Downlight | 72.2 | 2022-02-18 | 2022-02-24 | Low | 1 | 72.2 | #N/A | #N/A | #N/A
SATCO/NUVO | 62/1701 | 650 | Downlight | 72.2 | 2022-10-10 | 2022-10-13 | Low | 1 | 72.2 | #N/A | #N/A | #N/A
SATCO/NUVO | 62/1702 | 650 | Downlight | 72.2 | 2022-10-10 | 2022-10-13 | Low | 1 | 72.2 | #N/A | #N/A | #N/A
SATCO/NUVO | 62/1703 | 650 | Downlight | 72.2 | 2022-10-10 | 2022-10-13 | Low | 1 | 72.2 | #N/A | #N/A | #N/A
Satco NUVO | 9WLED/GBL/4/CCT/RND/** | 650 | Downlight | 72.2 | 2022-01-19 | 2022-02-18 | Low | 1 | 72.2 | #N/A | #N/A | #N/A
RAB | DLW0033 | 650 | Downlight | 72.2 | 2019-12-30 | 2020-01-09 | Low | 1 | 72.2 | #N/A | #N/A | #N/A
RAB | DLW0043 | 650 | Downlight | 72.2 | 2019-12-30 | 2020-03-17 | Low | 1 | 72.2 | #N/A | #N/A | #N/A
RAB | DLW0053(WFRL4R99FA120WS) | 650 | Downlight | 72.2 | 2020-08-26 | 2020-08-31 | Low | 1 | 72.2 | #N/A | #N/A | #N/A
RAB | DLW0060(WFRL4R9930120WS) | 650 | Downlight | 72.2 | 2021-07-23 | 2021-08-07 | Low | 1 | 72.2 | #N/A | #N/A | #N/A
RAB | DLW0061(WFRL4R9940120WS) | 650 | Downlight | 72.2 | 2021-07-23 | 2021-08-07 | Low | 1 | 72.2 | #N/A | #N/A | #N/A
RAB | DLW0078(WFRL4R9927120WS) | 650 | Downlight | 72.2 | 2021-07-23 | 2021-08-07 | Low | 1 | 72.2 | #N/A | #N/A | #N/A
RAB | DLW0079(WFRL4R9935120WS) | 650 | Downlight | 72.2 | 2021-07-23 | 2021-08-07 | Low | 1 | 72.2 | #N/A | #N/A | #N/A
RAB | DLW0080(WFRL4R9950120WS) | 650 | Downlight | 72.2 | 2021-07-23 | 2021-08-07 | Low | 1 | 72.2 | #N/A | #N/A | #N/A
RAB | DLW0094(WFRL4R99FA120WBS) | 650 | Downlight | 72.2 | 2022-05-26 | 2022-09-02 | Low | 1 | 72.2 | #N/A | #N/A | #N/A
SATCO/NUVO | 62/1580 | 650 | Downlight | 72.2 | 2021-12-20 | 2021-12-22 | Low | 1 | 72.2 | #N/A | #N/A | #N/A
Ortech | SLIM4BP-3000K | 650 | Downlight | 72.2 | 2019-08-06 | 2019-08-12 | Low | 1 | 72.2 | #N/A | #N/A | #N/A
HOMI | HM05-DL04-9W120-30K-*SA | 650 | Downlight | 72.2 | 2019-08-02 | 2019-08-07 | Low | 1 | 72.2 | #N/A | #N/A | #N/A
Sunlake Lighting | DL4SL-10W27K-#PK | 650 | Downlight | 72.2 | 2020-10-24 | 2020-10-22 | Low | 1 | 72.2 | #N/A | #N/A | #N/A
Sunlake Lighting | DL4SL-10W3K-#PK | 650 | Downlight | 72.2 | 2020-10-24 | 2020-10-22 | Low | 1 | 72.2 | #N/A | #N/A | #N/A
Sunlake Lighting | DL4SL-10W4K-#PK | 650 | Downlight | 72.2 | 2020-10-24 | 2020-10-22 | Low | 1 | 72.2 | #N/A | #N/A | #N/A
Sunlake Lighting | DL4SL-10W5K-#PK | 650 | Downlight | 72.2 | 2020-10-24 | 2020-10-22 | Low | 1 | 72.2 | #N/A | #N/A | #N/A
SLG Lighting | DS 5R 6 G1 30K | 650 | Downlight | 72.2 | 2020-02-19 | 2020-02-18 | Low | 1 | 72.2 | #N/A | #N/A | #N/A
SLG Lighting | DS 5R 6 G1 35K | 650 | Downlight | 72.2 | 2020-02-19 | 2020-02-18 | Low | 1 | 72.2 | #N/A | #N/A | #N/A
SLG Lighting | DS 5R 6 G1 40K | 650 | Downlight | 72.2 | 2020-02-19 | 2020-02-18 | Low | 1 | 72.2 | #N/A | #N/A | #N/A
SLG Lighting | DS 5R 6 G1 50K | 650 | Downlight | 72.2 | 2020-02-19 | 2020-02-18 | Low | 1 | 72.2 | #N/A | #N/A | #N/A
Torontoled | COB-DOWNLIGHT-4I-27K | 650 | Downlight | 72.2 | 2017-04-25 | 2017-04-26 | Low | 1 | 72.2 | #N/A | #N/A | #N/A
Torontoled | COB-GIMBAL-CEILING-4IN-27K | 650 | Downlight | 72.2 | 2022-01-02 | 2019-03-28 | Low | 1 | 72.2 | #N/A | #N/A | #N/A
Verbatim | D4-L650-5CCT-JB | 650 | Downlight | 72.2 | 2020-06-06 | 2020-10-26 | Low | 1 | 72.2 | #N/A | #N/A | #N/A
LIGHT THE FUTURE | D703-N-CCT-90-** | 650 | Downlight | 72.2 | 2021-03-29 | 2021-03-20 | Low | 1 | 72.2 | #N/A | #N/A | #N/A
LIGHT THE FUTURE | D833-N-CCT-90-** | 650 | Downlight | 72.2 | 2021-03-29 | 2021-03-20 | Low | 1 | 72.2 | #N/A | #N/A | #N/A
WAC Lighting | R2D*D*-F930-** | 650 | Downlight | 72.2 | 2020-02-01 | 2020-12-30 | Low | 1 | 72.2 | #N/A | #N/A | #N/A
TECHNILIGHT | TLUTD4R9ABN | 650 | Downlight | 72.2 | 2022-09-16 | 2022-09-16 | Low | 1 | 72.2 | #N/A | #N/A | #N/A
Westgate | RSL4-BF-MCT5 | 650 | Downlight | 72.2 | 2020-05-27 | 2019-05-25 | Low | 1 | 72.2 | #N/A | #N/A | #N/A
WOSEN | WS-SL-9W | 650 | Downlight | 72.2 | 2021-09-01 | 2022-02-28 | Low | 1 | 72.2 | #N/A | #N/A | #N/A
DawnRay | DR35RB-** | 650 | Downlight | 72.2 | 2021-10-09 | 2021-12-02 | Low | 1 | 72.2 | #N/A | #N/A | #N/A
DawnRay | DR35RBF-** | 650 | Downlight | 72.2 | 2022-08-24 | 2022-09-28 | Low | 1 | 72.2 | #N/A | #N/A | #N/A
Halo | CLD7089SWHR | 810 | Downlight | 72.3 | 2018-10-01 | 2018-10-15 | Low | 1 | 72.3 | #N/A | #N/A | #N/A
RAB Lighting | [RD¦ND]CAN[4¦6]R HALED12-80FR[YY¦Y¦YN¦N][blank¦TRIAC] HA[50¦80¦WW][blank¦FR] HATRIM[4¦6][R¦AR][D¦BF¦WW]-[A¦Cu¦SA¦W¦M¦SW¦MW¦BW] | 875 | Downlight | 72.3 | 2017-11-08 | 2017-12-06 | Low | 1 | 72.3 | #N/A | #N/A | #N/A
RC Lighting | [RD¦ND]CAN[4¦6]R HALED12-80FR[YY¦Y¦YN¦N][blank¦TRIAC] HA[50¦80¦WW][blank¦FR] HATRIM[4¦6][R¦AR][D¦BF¦WW]-[A¦Cu¦SA¦W¦M¦SW¦MW¦BW]RCL | 875 | Downlight | 72.3 | 2017-11-02 | 2017-12-06 | Low | 1 | 72.3 | #N/A | #N/A | #N/A
WAC | R4FRDL-927-**** | 940 | Downlight | 72.3 | 2022-03-18 | 2022-05-11 | Low | 1 | 72.3 | #N/A | #N/A | #N/A
WAC | R4FRDL-930-**** | 940 | Downlight | 72.3 | 2022-03-18 | 2022-05-11 | Low | 1 | 72.3 | #N/A | #N/A | #N/A
WAC | R4FRDL-935-**** | 940 | Downlight | 72.3 | 2022-03-18 | 2022-05-11 | Low | 1 | 72.3 | #N/A | #N/A | #N/A
WAC | R4FRDL-940-**** | 940 | Downlight | 72.3 | 2022-03-18 | 2022-05-11 | Low | 1 | 72.3 | #N/A | #N/A | #N/A
WAC | R4FRDT-927-**** | 940 | Downlight | 72.3 | 2022-03-18 | 2022-05-11 | Low | 1 | 72.3 | #N/A | #N/A | #N/A
WAC | R4FRDT-930-**** | 940 | Downlight | 72.3 | 2022-03-18 | 2022-05-11 | Low | 1 | 72.3 | #N/A | #N/A | #N/A
WAC | R4FRDT-935-**** | 940 | Downlight | 72.3 | 2022-03-18 | 2022-05-11 | Low | 1 | 72.3 | #N/A | #N/A | #N/A
WAC | R4FRDT-940-**** | 940 | Downlight | 72.3 | 2022-03-18 | 2022-05-11 | Low | 1 | 72.3 | #N/A | #N/A | #N/A
AISPIRE | A1RT-D46M-27**** | 940 | Downlight | 72.3 | 2022-03-18 | 2022-05-11 | Low | 1 | 72.3 | #N/A | #N/A | #N/A
AISPIRE | A1RT-D46M-30**** | 940 | Downlight | 72.3 | 2022-03-18 | 2022-05-11 | Low | 1 | 72.3 | #N/A | #N/A | #N/A
AISPIRE | A1RT-D46M-35**** | 940 | Downlight | 72.3 | 2022-03-18 | 2022-05-11 | Low | 1 | 72.3 | #N/A | #N/A | #N/A
AISPIRE | A1RT-D46M-40**** | 940 | Downlight | 72.3 | 2022-03-18 | 2022-05-11 | Low | 1 | 72.3 | #N/A | #N/A | #N/A
AISPIRE | A1RT-D47M-27**** | 940 | Downlight | 72.3 | 2022-03-18 | 2022-05-11 | Low | 1 | 72.3 | #N/A | #N/A | #N/A
AISPIRE | A1RT-D47M-30**** | 940 | Downlight | 72.3 | 2022-03-18 | 2022-05-11 | Low | 1 | 72.3 | #N/A | #N/A | #N/A
AISPIRE | A1RT-D47M-35**** | 940 | Downlight | 72.3 | 2022-03-18 | 2022-05-11 | Low | 1 | 72.3 | #N/A | #N/A | #N/A
AISPIRE | A1RT-D47M-40**** | 940 | Downlight | 72.3 | 2022-03-18 | 2022-05-11 | Low | 1 | 72.3 | #N/A | #N/A | #N/A
AISPIRE | A1RT-D56M-27**** | 940 | Downlight | 72.3 | 2022-03-18 | 2022-05-11 | Low | 1 | 72.3 | #N/A | #N/A | #N/A
AISPIRE | A1RT-D56M-30**** | 940 | Downlight | 72.3 | 2022-03-18 | 2022-05-11 | Low | 1 | 72.3 | #N/A | #N/A | #N/A
WAC | R4FSDL-927-**** | 940 | Downlight | 72.3 | 2022-03-18 | 2022-05-11 | Low | 1 | 72.3 | #N/A | #N/A | #N/A
WAC | R4FSDL-930-**** | 940 | Downlight | 72.3 | 2022-03-18 | 2022-05-11 | Low | 1 | 72.3 | #N/A | #N/A | #N/A
WAC | R4FSDL-935-**** | 940 | Downlight | 72.3 | 2022-03-18 | 2022-05-11 | Low | 1 | 72.3 | #N/A | #N/A | #N/A
WAC | R4FSDL-940-**** | 940 | Downlight | 72.3 | 2022-03-18 | 2022-05-11 | Low | 1 | 72.3 | #N/A | #N/A | #N/A
WAC | R4FSDT-927-**** | 940 | Downlight | 72.3 | 2022-03-18 | 2022-05-11 | Low | 1 | 72.3 | #N/A | #N/A | #N/A
WAC | R4FSDT-930-**** | 940 | Downlight | 72.3 | 2022-03-18 | 2022-05-11 | Low | 1 | 72.3 | #N/A | #N/A | #N/A
WAC | R4FSDT-935-**** | 940 | Downlight | 72.3 | 2022-03-18 | 2022-05-11 | Low | 1 | 72.3 | #N/A | #N/A | #N/A
WAC | R4FSDT-940-**** | 940 | Downlight | 72.3 | 2022-03-18 | 2022-05-11 | Low | 1 | 72.3 | #N/A | #N/A | #N/A
AISPIRE | A1RT-D56M-35**** | 940 | Downlight | 72.3 | 2022-03-18 | 2022-05-11 | Low | 1 | 72.3 | #N/A | #N/A | #N/A
AISPIRE | A1RT-D56M-40**** | 940 | Downlight | 72.3 | 2022-03-18 | 2022-05-11 | Low | 1 | 72.3 | #N/A | #N/A | #N/A
AISPIRE | A1RT-D57M-27**** | 940 | Downlight | 72.3 | 2022-03-18 | 2022-05-11 | Low | 1 | 72.3 | #N/A | #N/A | #N/A
AISPIRE | A1RT-D57M-30**** | 940 | Downlight | 72.3 | 2022-03-18 | 2022-05-11 | Low | 1 | 72.3 | #N/A | #N/A | #N/A
AISPIRE | A1RT-D57M-35**** | 940 | Downlight | 72.3 | 2022-03-18 | 2022-05-11 | Low | 1 | 72.3 | #N/A | #N/A | #N/A
AISPIRE | A1RT-D57M-40**** | 940 | Downlight | 72.3 | 2022-03-18 | 2022-05-11 | Low | 1 | 72.3 | #N/A | #N/A | #N/A
DMF Lighting | LD239UUXYYT1 | 444 | Downlight | 72.4 | 2016-07-01 | 2016-09-21 | Low | 1 | 72.4 | #N/A | #N/A | #N/A
Lithonia Lighting | WF6 ADJ LED [27K30K35K¦30K40K50K] [ ¦MVOLT] [MW¦MB¦BN¦ORB¦SN] | 934 | Downlight | 72.4 | 2019-02-22 | 2019-02-22 | Low | 1 | 72.4 | #N/A | #N/A | #N/A
Green Creative | LE0790##DIM120V**/ADR#** | 580 | Downlight | 72.5 | 2019-08-10 | 2019-08-08 | Low | 1 | 72.5 | #N/A | #N/A | #N/A
Stanpro | 68284 | 580 | Downlight | 72.5 | 2020-07-18 | 2020-07-31 | Low | 1 | 72.5 | #N/A | #N/A | #N/A
Topaz | SDL4-8W-BN-D-CTS | 580 | Downlight | 72.5 | 2022-11-17 | 2022-11-18 | Low | 1 | 72.5 | #N/A | #N/A | #N/A
EnviroLite | EV407947**27 | 709 | Downlight | 72.5 | 2018-08-21 | 2018-08-29 | Low | 1 | 72.5 | #N/A | #N/A | #N/A
Commercial Electric | CER407947**27 | 709 | Downlight | 72.5 | 2018-08-21 | 2018-08-30 | Low | 1 | 72.5 | #N/A | #N/A | #N/A
MW LED | MW-RP-4-10W(5000K) | 725 | Downlight | 72.5 | 2016-08-01 | 2016-08-31 | Low | 1 | 72.5 | #N/A | #N/A | #N/A
Lights-Direct | DCLD-I6123-** | 870 | Downlight | 72.5 | 2019-11-04 | 2022-04-25 | Low | 1 | 72.5 | #N/A | #N/A | #N/A
NDR Electric | APX410-0510-#K-** | 870 | Downlight | 72.5 | 2018-05-08 | 2018-05-29 | Low | 1 | 72.5 | #N/A | #N/A | #N/A
Tech Lighting | E3S[R¦S] [LF¦FF¦WC] - LO [827¦830¦835¦927¦930¦935] [0¦1¦2¦4¦6] D [I¦N¦C] | 875 | Downlight | 72.5 | 2021-12-01 | 2022-03-10 | Low | 1 | 72.5 | #N/A | #N/A | #N/A
Lithonia | LBR4 40LM [30¦35¦40¦50]K [AR¦WR¦MS] [ ¦TRW¦TRBL] LSS [MWD¦WD] [MVOLT¦347] UGZ[ ¦1] [ ¦90CRI] [ ¦ETS] [ ¦AT] [ ¦WL] | 414 | Downlight | 72.6 | 2020-08-01 | 2020-08-18 | Low | 1 | 72.6 | #N/A | #N/A | #N/A
American Lighting | AD2RE-5CCT-WH | 400 | Downlight | 72.7 | 2020-04-30 | 2020-05-26 | Low | 1 | 72.7 | #N/A | #N/A | #N/A
American Lighting | E2-QRE-30-WH | 400 | Downlight | 72.7 | 2017-08-10 | 2017-08-08 | Low | 1 | 72.7 | #N/A | #N/A | #N/A
American Lighting | E2-QRE-30-WH | 400 | Downlight | 72.7 | 2017-08-10 | 2017-08-08 | Low | 1 | 72.7 | #N/A | #N/A | #N/A
American Lighting | E2-RE-30-WH | 400 | Downlight | 72.7 | 2017-08-10 | 2017-08-08 | Low | 1 | 72.7 | #N/A | #N/A | #N/A
American Lighting | E2-RE-30-WH | 400 | Downlight | 72.7 | 2017-08-10 | 2017-08-08 | Low | 1 | 72.7 | #N/A | #N/A | #N/A
Signcomplex | ME2-006-AL-5CCT-#D | 400 | Downlight | 72.7 | 2020-04-30 | 2020-06-08 | Low | 1 | 72.7 | #N/A | #N/A | #N/A
Juno Lighting | WF4C ADJ TUWH XX YY | 785 | Downlight | 72.7 | 2022-02-18 | 2022-02-18 | Low | 1 | 72.7 | #N/A | #N/A | #N/A
Dals | DRR4-CC-** | 800 | Downlight | 72.7 | 2022-03-01 | 2022-09-13 | Low | 1 | 72.7 | #N/A | #N/A | #N/A
HENGTE | HT-G65BRRD5-811-27D-##5 | 800 | Downlight | 72.7 | 2020-09-25 | 2020-09-25 | Low | 1 | 72.7 | #N/A | #N/A | #N/A
RAB | DLD0017 | 800 | Downlight | 72.7 | 2019-11-25 | 2019-12-11 | Low | 1 | 72.7 | #N/A | #N/A | #N/A
SATCO/NUVO | 62/1715 | 800 | Downlight | 72.7 | 2022-10-10 | 2022-10-13 | Low | 1 | 72.7 | #N/A | #N/A | #N/A
SATCO/NUVO | 62/1716 | 800 | Downlight | 72.7 | 2022-10-10 | 2022-10-13 | Low | 1 | 72.7 | #N/A | #N/A | #N/A
SATCO/NUVO | 62/1717 | 800 | Downlight | 72.7 | 2022-10-10 | 2022-10-13 | Low | 1 | 72.7 | #N/A | #N/A | #N/A
Commercial Electric | 565821##(##=00-99) | 800 | Downlight | 72.7 | 2021-06-01 | 2021-07-20 | Low | 1 | 72.7 | #N/A | #N/A | #N/A
Westinghouse | 52050 | 800 | Downlight | 72.7 | 2020-10-15 | 2020-10-15 | Low | 1 | 72.7 | #N/A | #N/A | #N/A
Lightolier | L5R10RE1VA / L5R10xxxVA / L5Rxx | 859 | Downlight | 72.7 | 2016-07-08 | 2016-07-25 | Low | 1 | 72.7 | #N/A | #N/A | #N/A
WAC Lighting | R2BSD-N927-**** | 655 | Downlight | 72.8 | 2017-04-01 | 2017-05-23 | Low | 1 | 72.8 | #N/A | #N/A | #N/A
Nora Lighting | NEFLINTW-R4233MPW**# | 725 | Downlight | 72.8 | 2021-06-01 | 2021-07-21 | Low | 1 | 72.8 | #N/A | #N/A | #N/A
Halo | HLB4069FSE010MWR* | 750 | Downlight | 72.8 | 2019-11-19 | 2019-11-20 | Low | 1 | 72.8 | #N/A | #N/A | #N/A
Commercial Electric | 1004677289 | 750 | Downlight | 72.8 | 2019-11-01 | 2019-11-01 | Low | 1 | 72.8 | #N/A | #N/A | #N/A
Lightolier | L5RAxE1VA / L5R10927VA | 859 | Downlight | 72.8 | 2015-10-12 | 2015-08-17 | Low | 1 | 72.8 | #N/A | #N/A | #N/A
Tamlite Lighting | EUD47SW-120-WH,EUD47SW-120-BK,EUD47SW-120-MO,EUD47SW-120-SN | 510 | Downlight | 72.9 | 2020-06-08 | 2020-06-17 | Low | 1 | 72.9 | #N/A | #N/A | #N/A
Juno Lighting | WF4 SWW5 90CRI [MW¦MB¦BN¦ORB¦SN] | 661 | Downlight | 72.9 | 2020-08-03 | 2020-08-04 | Low | 1 | 72.9 | #N/A | #N/A | #N/A
Lightolier | Z4RDL05###W*CDZ10U | 510 | Downlight | 73 | 2018-11-12 | 2022-03-16 | Low | 1 | 73 | #N/A | #N/A | #N/A
Juno Lighting | WF4 ADJ SWW5 90CRI CP* XX M# | 730 | Downlight | 73 | 2022-12-16 | 2022-12-16 | Low | 1 | 73 | #N/A | #N/A | #N/A
Juno Lighting | WF4 ADJ SWW5 90CRI XX YY | 730 | Downlight | 73 | 2022-12-16 | 2022-12-16 | Low | 1 | 73 | #N/A | #N/A | #N/A
Illume | I-EL4PP**-## | 730 | Downlight | 73 | 2017-06-12 | 2018-01-09 | Low | 1 | 73 | #N/A | #N/A | #N/A
Dals | LEDDOWNPNLR5-**-## | 730 | Downlight | 73 | 2017-06-12 | 2018-01-09 | Low | 1 | 73 | #N/A | #N/A | #N/A
LIGHT THE FUTURE | D234-CCT-90-** | 730 | Downlight | 73 | 2021-03-22 | 2021-03-22 | Low | 1 | 73 | #N/A | #N/A | #N/A
RAB Lighting | DLED4R11YY | 752 | Downlight | 73 | 2016-06-08 | 2016-09-08 | Low | 1 | 73 | #N/A | #N/A | #N/A
Dals | GMB4-CC-** | 804 | Downlight | 73.1 | 2021-01-01 | 2021-07-14 | Low | 1 | 73.1 | #N/A | #N/A | #N/A
Juno Lighting | WF6C REG TUWH XX YY | 950 | Downlight | 73.1 | 2022-02-18 | 2022-02-18 | Low | 1 | 73.1 | #N/A | #N/A | #N/A
Aeralux | AE-DL-SL-06-BF-13W-TRIAC-P2750 | 950 | Downlight | 73.1 | 2020-12-24 | 2020-12-27 | Low | 1 | 73.1 | #N/A | #N/A | #N/A
Elite Lighting | RJL537-950L-DIMTR-120-27K/30K/35K/40K/50K-90-W-WH | 950 | Downlight | 73.1 | 2019-12-06 | 2019-12-10 | Low | 1 | 73.1 | #N/A | #N/A | #N/A
Elite Lighting | RJL637-950L-DIMTR-120-27K/30K/35K/40K/50K-90-W-WH | 950 | Downlight | 73.1 | 2019-12-06 | 2019-12-10 | Low | 1 | 73.1 | #N/A | #N/A | #N/A
Elite Lighting | RJL685-950L-DIMTR-120-27K/30K/35K/40K/50K-90-W-WH | 950 | Downlight | 73.1 | 2019-12-06 | 2019-12-10 | Low | 1 | 73.1 | #N/A | #N/A | #N/A
Elite Lighting | RJL687-950L-DIMTR-120-27K/30K/35K/40K/50K-90-W-WH | 950 | Downlight | 73.1 | 2019-12-06 | 2019-12-10 | Low | 1 | 73.1 | #N/A | #N/A | #N/A
GE | 93130498 | 950 | Downlight | 73.1 | 2022-11-01 | 2022-11-08 | Low | 1 | 73.1 | #N/A | #N/A | #N/A
GE | 93130505 | 950 | Downlight | 73.1 | 2022-11-01 | 2022-11-08 | Low | 1 | 73.1 | #N/A | #N/A | #N/A
HENGTE | HT-G46U7XD6-913-XXB2-##1 | 950 | Downlight | 73.1 | 2020-06-19 | 2020-06-22 | Low | 1 | 73.1 | #N/A | #N/A | #N/A
HENGTE | HT-G15CJBOXD5-913-277XP-##1 | 950 | Downlight | 73.1 | 2019-11-30 | 2019-12-09 | Low | 1 | 73.1 | #N/A | #N/A | #N/A
HENGTE | HT-G15CJBOXD6-913-277XP-##1 | 950 | Downlight | 73.1 | 2019-11-30 | 2019-12-09 | Low | 1 | 73.1 | #N/A | #N/A | #N/A
HENGTE | HT-G15CJBOXD6-913-27FGP-##1 | 950 | Downlight | 73.1 | 2019-11-30 | 2019-12-09 | Low | 1 | 73.1 | #N/A | #N/A | #N/A
HENGTE | HT-G3D5-913-277X2-##1 | 950 | Downlight | 73.1 | 2020-07-30 | 2020-08-01 | Low | 1 | 73.1 | #N/A | #N/A | #N/A
HENGTE | HT-G3D5-913-307X2-##1 | 950 | Downlight | 73.1 | 2020-07-30 | 2020-08-01 | Low | 1 | 73.1 | #N/A | #N/A | #N/A
HENGTE | HT-G3D5-913-357X2-##1 | 950 | Downlight | 73.1 | 2020-07-30 | 2020-08-01 | Low | 1 | 73.1 | #N/A | #N/A | #N/A
HENGTE | HT-G3D5-913-407X2-##1 | 950 | Downlight | 73.1 | 2020-07-30 | 2020-08-01 | Low | 1 | 73.1 | #N/A | #N/A | #N/A
HENGTE | HT-G3D5-913-507X2-##1 | 950 | Downlight | 73.1 | 2020-07-30 | 2020-08-01 | Low | 1 | 73.1 | #N/A | #N/A | #N/A
HENGTE | HT-G15CJBOXD6-913-27FTP-##1 | 950 | Downlight | 73.1 | 2019-11-30 | 2019-12-09 | Low | 1 | 73.1 | #N/A | #N/A | #N/A
Keystone | KT-WDLED13-6B-9CSF-FDIM | 950 | Downlight | 73.1 | 2021-11-19 | 2022-01-28 | Low | 1 | 73.1 | #N/A | #N/A | #N/A
Keystone | KT-RDLED13-6B-9CSF-FDIM | 950 | Downlight | 73.1 | 2022-02-18 | 2022-02-24 | Low | 1 | 73.1 | #N/A | #N/A | #N/A
MINKA-LAVERY | 739-2-84-L | 950 | Downlight | 73.1 | 2021-08-27 | 2021-09-28 | Low | 1 | 73.1 | #N/A | #N/A | #N/A
NDR Electric | RZR-CCT-FR600-WH | 950 | Downlight | 73.1 | 2021-09-01 | 2022-01-04 | Low | 1 | 73.1 | #N/A | #N/A | #N/A
RAB | DLW0056(WFRL6R139FA120WB) | 950 | Downlight | 73.1 | 2020-08-26 | 2020-08-31 | Low | 1 | 73.1 | #N/A | #N/A | #N/A
RAB | DLW0066(WFRL6R139FADWB) | 950 | Downlight | 73.1 | 2021-11-17 | 2021-12-02 | Low | 1 | 73.1 | #N/A | #N/A | #N/A
Commercial Electric | 1005591789 | 950 | Downlight | 73.1 | 2020-09-04 | 2020-09-08 | Low | 1 | 73.1 | #N/A | #N/A | #N/A
Commercial Electric | 1005591789 | 950 | Downlight | 73.1 | 2022-02-14 | 2022-02-17 | Low | 1 | 73.1 | #N/A | #N/A | #N/A
NICOR | DLG2-10-120-#K-** | 659 | Downlight | 73.2 | 2017-02-01 | 2017-02-10 | Low | 1 | 73.2 | #N/A | #N/A | #N/A
HONG YAO | HY-SDL-R4-9W-5CCT | 659 | Downlight | 73.2 | 2021-05-20 | 2021-07-06 | Low | 1 | 73.2 | #N/A | #N/A | #N/A
Intense Lighting | LC4DFL4/LCT4D*T*279 | 957 | Downlight | 73.2 | 2018-04-01 | 2018-07-05 | Low | 1 | 73.2 | #N/A | #N/A | #N/A
AURORIV | HY-BFDL-R3-6W-5CCT | 440 | Downlight | 73.3 | 2022-12-13 | 2022-12-13 | Low | 1 | 73.3 | #N/A | #N/A | #N/A
Commercial Electric | DDG1aARTZGW25 | 550 | Downlight | 73.3 | 2021-02-04 | 2021-02-03 | Low | 1 | 73.3 | #N/A | #N/A | #N/A
Commercial Electric | DDG1aARTZGW25 | 550 | Downlight | 73.3 | 2022-01-30 | 2022-02-23 | Low | 1 | 73.3 | #N/A | #N/A | #N/A
Commercial Electric | DDH1aARTZQW25 | 550 | Downlight | 73.3 | 2021-02-04 | 2021-02-04 | Low | 1 | 73.3 | #N/A | #N/A | #N/A
Commercial Electric | DDH1aARTZQW25 | 550 | Downlight | 73.3 | 2022-01-30 | 2022-02-23 | Low | 1 | 73.3 | #N/A | #N/A | #N/A
Commercial Electric | DDI1aASTZQW25 | 550 | Downlight | 73.3 | 2021-02-04 | 2021-02-04 | Low | 1 | 73.3 | #N/A | #N/A | #N/A
Commercial Electric | DDI1aASTZQW25 | 550 | Downlight | 73.3 | 2022-01-30 | 2022-02-23 | Low | 1 | 73.3 | #N/A | #N/A | #N/A
Commercial Electric | DDJ1aASTZGW25 | 550 | Downlight | 73.3 | 2021-02-04 | 2021-02-03 | Low | 1 | 73.3 | #N/A | #N/A | #N/A
Commercial Electric | DDJ1aASTZGW25 | 550 | Downlight | 73.3 | 2022-01-30 | 2022-02-23 | Low | 1 | 73.3 | #N/A | #N/A | #N/A
Best Lighting Products | UTDR-4-7L-KFS | 660 | Downlight | 73.3 | 2020-11-25 | 2020-11-27 | Low | 1 | 73.3 | #N/A | #N/A | #N/A
Best | UTDR-4-7L-3K | 660 | Downlight | 73.3 | 2020-11-01 | 2020-12-07 | Low | 1 | 73.3 | #N/A | #N/A | #N/A
Green Creative | PXCYL2/**/LE0790##/OSRDIM010347V/**/**/** | 660 | Downlight | 73.3 | 2022-01-20 | 2022-03-03 | Low | 1 | 73.3 | #N/A | #N/A | #N/A
Liteline, Trenz Lighting, Spex Lighting | SCP4S-9W-CCT-**##### | 660 | Downlight | 73.3 | 2022-11-03 | 2022-11-28 | Low | 1 | 73.3 | #N/A | #N/A | #N/A
LIPAI | PC125-9W-27 | 660 | Downlight | 73.3 | 2022-04-07 | 2022-05-19 | Low | 1 | 73.3 | #N/A | #N/A | #N/A
LIPAI | PC125-9W-30 | 660 | Downlight | 73.3 | 2022-04-07 | 2022-05-19 | Low | 1 | 73.3 | #N/A | #N/A | #N/A
LIPAI | PC125-9W-35 | 660 | Downlight | 73.3 | 2022-04-07 | 2022-05-19 | Low | 1 | 73.3 | #N/A | #N/A | #N/A
LIPAI | PC125-9W-40 | 660 | Downlight | 73.3 | 2022-04-07 | 2022-05-19 | Low | 1 | 73.3 | #N/A | #N/A | #N/A
LIPAI | PC125-9W-50 | 660 | Downlight | 73.3 | 2022-04-07 | 2022-05-19 | Low | 1 | 73.3 | #N/A | #N/A | #N/A
Lightolier | C6*DL108##*LU*** | 679 | Downlight | 73.3 | 2017-04-20 | 2017-04-14 | Low | 1 | 73.3 | #N/A | #N/A | #N/A
Lightolier | C6*DL108##*Z10U*** | 679 | Downlight | 73.3 | 2017-04-20 | 2017-04-14 | Low | 1 | 73.3 | #N/A | #N/A | #N/A
Lightolier | C6L108##*E1 / C6RDLCD* | 679 | Downlight | 73.3 | 2017-04-20 | 2018-06-27 | Low | 1 | 73.3 | #N/A | #N/A | #N/A
Lightolier | C6L108***E1R / C6RDL*** | 679 | Downlight | 73.3 | 2017-12-08 | 2018-01-05 | Low | 1 | 73.3 | #N/A | #N/A | #N/A
Lightolier | C6L108##*LU / C6RDLCD* | 679 | Downlight | 73.3 | 2016-10-06 | 2018-06-28 | Low | 1 | 73.3 | #N/A | #N/A | #N/A
Lightolier | C6L108##*Z10U / C6RDLCD* | 679 | Downlight | 73.3 | 2016-10-06 | 2018-06-25 | Low | 1 | 73.3 | #N/A | #N/A | #N/A
Lightolier | C6L108***Z10UR / C6RDL*** | 679 | Downlight | 73.3 | 2017-12-08 | 2018-01-05 | Low | 1 | 73.3 | #N/A | #N/A | #N/A
Lightolier | JWN-C6L10830WZ10U /JWN-C6RDLCC* | 679 | Downlight | 73.3 | 2017-12-08 | 2018-01-04 | Low | 1 | 73.3 | #N/A | #N/A | #N/A
LIGHT THE FUTURE | D306-N-90-XXXX | 770 | Downlight | 73.3 | 2016-06-10 | 2016-06-10 | Low | 1 | 73.3 | #N/A | #N/A | #N/A
LIGHT THE FUTURE | D306-N-90-XXXX | 770 | Downlight | 73.3 | 2016-06-10 | 2016-06-10 | Low | 1 | 73.3 | #N/A | #N/A | #N/A
LIGHT THE FUTURE | D306-N-90-XXXX | 770 | Downlight | 73.3 | 2016-06-10 | 2016-06-10 | Low | 1 | 73.3 | #N/A | #N/A | #N/A
LIGHT THE FUTURE | D306-N-90-XXXX | 770 | Downlight | 73.3 | 2016-06-10 | 2016-06-10 | Low | 1 | 73.3 | #N/A | #N/A | #N/A
LIGHT THE FUTURE | D306-N-90-XXXX | 770 | Downlight | 73.3 | 2016-06-10 | 2016-06-10 | Low | 1 | 73.3 | #N/A | #N/A | #N/A
DC Lightning Inc | REC-600-0005-000 | 880 | Downlight | 73.3 | 2022-05-27 | 2022-06-16 | Low | 1 | 73.3 | #N/A | #N/A | #N/A
Premier Electrical Products | LJKT404A/BK/D/30/ES | 880 | Downlight | 73.3 | 2016-12-30 | 2016-11-30 | Low | 1 | 73.3 | #N/A | #N/A | #N/A
Premier Electrical Products | LJKT404A/SN/D/30/ES | 880 | Downlight | 73.3 | 2016-12-30 | 2016-11-30 | Low | 1 | 73.3 | #N/A | #N/A | #N/A
Premier Electrical Products | LJKT404A/WH/D/30/ES | 880 | Downlight | 73.3 | 2016-12-30 | 2016-11-30 | Low | 1 | 73.3 | #N/A | #N/A | #N/A
KOK | KOK-6EJCT12SR03 | 880 | Downlight | 73.3 | 2020-05-01 | 2020-05-28 | Low | 1 | 73.3 | #N/A | #N/A | #N/A
KOK | KOK-6EJCT12SR05 | 880 | Downlight | 73.3 | 2020-05-01 | 2020-05-28 | Low | 1 | 73.3 | #N/A | #N/A | #N/A
Stanpro | CRK-7-27-1 | 880 | Downlight | 73.3 | 2020-04-01 | 2020-04-14 | Low | 1 | 73.3 | #N/A | #N/A | #N/A
Stanpro | CRK-7-30-1 | 880 | Downlight | 73.3 | 2020-04-01 | 2020-04-14 | Low | 1 | 73.3 | #N/A | #N/A | #N/A
Stanpro | CRK-7-35-1 | 880 | Downlight | 73.3 | 2020-04-01 | 2020-04-14 | Low | 1 | 73.3 | #N/A | #N/A | #N/A
Stanpro | CRK-7-40-1 | 880 | Downlight | 73.3 | 2020-04-01 | 2020-04-14 | Low | 1 | 73.3 | #N/A | #N/A | #N/A
Stanpro | CRK-7-50-1 | 880 | Downlight | 73.3 | 2020-04-01 | 2020-04-14 | Low | 1 | 73.3 | #N/A | #N/A | #N/A
AURORIV | HY-BFDL-R6-12W-5CCT | 880 | Downlight | 73.3 | 2022-12-12 | 2022-12-12 | Low | 1 | 73.3 | #N/A | #N/A | #N/A
Lithonia Lighting | LDN[4¦6][ ¦SQ¦CYL] [27¦30¦35¦40¦50]/10 L[O4¦W4¦S4¦SW4¦O6¦W6¦S6¦SW6]AR [LSS¦LD¦LS] [MVOLT¦120¦277] DIM[1¦10] | 881 | Downlight | 73.4 | 2016-08-01 | 2017-01-24 | Low | 1 | 73.4 | #N/A | #N/A | #N/A
Lightolier | Z4RDL10###W*CDE1 | 784 | Downlight | 73.5 | 2018-11-12 | 2022-03-16 | Low | 1 | 73.5 | #N/A | #N/A | #N/A
Lightolier | Z4RDL10###W*CDLU | 784 | Downlight | 73.5 | 2018-11-12 | 2022-03-16 | Low | 1 | 73.5 | #N/A | #N/A | #N/A
Lightolier | Z4RDL10###W*CDZ10U | 784 | Downlight | 73.5 | 2018-11-12 | 2022-03-16 | Low | 1 | 73.5 | #N/A | #N/A | #N/A
Aculux | AX3 [A¦AR] 08LM [27¦30¦35¦40]K [80¦90]CRI [12¦24¦35¦50]D [DMXR¦DALI¦EZ1¦EZB¦FPC] [MVOLT¦120] [ ¦ CP] ICAT | 677 | Downlight | 73.6 | 2015-09-01 | 2015-11-02 | Low | 1 | 73.6 | #N/A | #N/A | #N/A
Juno Lighting | WF4C RD TUWH XX YY | 810 | Downlight | 73.6 | 2020-12-25 | 2020-12-25 | Low | 1 | 73.6 | #N/A | #N/A | #N/A
Illume | I-GMBR4-##-** | 810 | Downlight | 73.6 | 2018-11-01 | 2018-12-20 | Low | 1 | 73.6 | #N/A | #N/A | #N/A
Dals | GMB4-##-** | 810 | Downlight | 73.6 | 2018-11-01 | 2018-12-20 | Low | 1 | 73.6 | #N/A | #N/A | #N/A
HONG YAO | HY-SDL-S6-12W-5CCT | 883 | Downlight | 73.6 | 2021-05-20 | 2021-07-06 | Low | 1 | 73.6 | #N/A | #N/A | #N/A
RAB Lighting | DLED6AR14YY | 920 | Downlight | 73.6 | 2016-06-08 | 2016-09-08 | Low | 1 | 73.6 | #N/A | #N/A | #N/A
NICOR | DQR2-AA-10-120-#K-** | 663 | Downlight | 73.7 | 2017-02-01 | 2017-02-10 | Low | 1 | 73.7 | #N/A | #N/A | #N/A
LEADVISION | 60245340 | 700 | Downlight | 73.7 | 2020-02-23 | 2020-05-11 | Low | 1 | 73.7 | #N/A | #N/A | #N/A
LEADVISION | 60245340 | 700 | Downlight | 73.7 | 2020-06-15 | 2020-08-27 | Low | 1 | 73.7 | #N/A | #N/A | #N/A
LEADVISION | 900641 | 700 | Downlight | 73.7 | 2020-02-23 | 2020-05-11 | Low | 1 | 73.7 | #N/A | #N/A | #N/A
LEADVISION | 900641 | 700 | Downlight | 73.7 | 2020-06-15 | 2020-08-27 | Low | 1 | 73.7 | #N/A | #N/A | #N/A
LEADVISION | LV700AD-114GIM4 | 700 | Downlight | 73.7 | 2020-02-23 | 2020-05-11 | Low | 1 | 73.7 | #N/A | #N/A | #N/A
LEADVISION | LV700AD-114GIM4 | 700 | Downlight | 73.7 | 2020-06-15 | 2020-08-27 | Low | 1 | 73.7 | #N/A | #N/A | #N/A
NICOR Inc. | DGC43120SRD** | 700 | Downlight | 73.7 | 2022-08-10 | 2022-10-07 | Low | 1 | 73.7 | #N/A | #N/A | #N/A
NICOR Inc. | DGF43120SRD** | 700 | Downlight | 73.7 | 2022-08-10 | 2022-10-10 | Low | 1 | 73.7 | #N/A | #N/A | #N/A
Nora Lighting | NEFLINTW-R4345MPW**# | 752 | Downlight | 73.7 | 2021-06-01 | 2021-07-21 | Low | 1 | 73.7 | #N/A | #N/A | #N/A
Gotham | ICO [ ¦SQ¦ADJ¦SQADJ¦CYL] [27¦30¦35¦40]/12 4AR [T00¦T30¦T40] [ ¦FL] [LSS¦LD][10D¦15D¦20D¦25D¦30D¦35D¦40D¦45D¦50D] [MVOLT¦120¦277] | 930 | Downlight | 73.7 | 2015-07-07 | 2018-07-30 | Low | 1 | 73.7 | #N/A | #N/A | #N/A
Halo | HLBE4069301EMW*-#* | 740 | Downlight | 74 | 2022-12-13 | 2022-12-13 | Low | 1 | 74 | #N/A | #N/A | #N/A
Green Creative | 10NCDLR4DIM/940/EXT | 740 | Downlight | 74 | 2018-04-03 | 2018-04-17 | Low | 1 | 74 | #N/A | #N/A | #N/A
Intense Lighting | LC4L4/LCT4D*T*279 | 775 | Downlight | 74.1 | 2018-04-01 | 2018-07-05 | Low | 1 | 74.1 | #N/A | #N/A | #N/A
Nora Lighting | NEFLINTW-R4MPW* | 778 | Downlight | 74.1 | 2022-06-30 | 2022-05-18 | Low | 1 | 74.1 | #N/A | #N/A | #N/A
Intense Lighting | LC4L3/LCT4D*T*279 | 574 | Downlight | 74.2 | 2018-04-01 | 2018-07-05 | Low | 1 | 74.2 | #N/A | #N/A | #N/A
Nora Lighting | NM2-2RG6027*** | 592 | Downlight | 74.2 | 2018-04-16 | 2018-12-28 | Low | 1 | 74.2 | #N/A | #N/A | #N/A
Lightolier | MG3R06930NF1* | 592 | Downlight | 74.2 | 2018-04-16 | 2018-04-09 | Low | 1 | 74.2 | #N/A | #N/A | #N/A
PORTFOLIO | LD6B10[D010¦D010TR] EU6B102090[27¦30¦35¦40¦50] 6LB[M¦W¦S]#[LI¦MW¦WMH¦WH¦H] | 720 | Downlight | 74.2 | 2016-12-08 | 2016-12-08 | Low | 1 | 74.2 | #N/A | #N/A | #N/A
PORTFOLIO | LSR6B10[D010¦D010TR][MB¦P¦SL¦BZ] EC6B102090[27¦30¦35¦40¦50] 6LB[M¦W¦S]#[LI¦MW¦WMH¦WH¦H] | 720 | Downlight | 74.2 | 2016-11-28 | 2016-12-08 | Low | 1 | 74.2 | #N/A | #N/A | #N/A
PORTFOLIO | LD6B10[D010¦D010TR] EU6B1015IC90[27¦30¦35¦40¦50] 6LB[M¦W¦S]#[LI¦MW¦WMH¦WH¦H] | 720 | Downlight | 74.2 | 2016-11-28 | 2016-12-08 | Low | 1 | 74.2 | #N/A | #N/A | #N/A
Trace-lite | FJX-R7-12-27K | 890 | Downlight | 74.2 | 2019-06-24 | 2019-07-25 | Low | 1 | 74.2 | #N/A | #N/A | #N/A
Trace-lite | FJX-R7-12-CTK | 890 | Downlight | 74.2 | 2019-06-24 | 2019-07-25 | Low | 1 | 74.2 | #N/A | #N/A | #N/A
Trace-lite | FJX-R7-12-VS-3K | 890 | Downlight | 74.2 | 2019-06-24 | 2019-07-25 | Low | 1 | 74.2 | #N/A | #N/A | #N/A
Nora Lighting | NELOCAC-6R30W | 890 | Downlight | 74.2 | 2020-01-06 | 2020-01-14 | Low | 1 | 74.2 | #N/A | #N/A | #N/A
KOK | KOK-6EJ1227SR | 890 | Downlight | 74.2 | 2020-05-01 | 2020-05-27 | Low | 1 | 74.2 | #N/A | #N/A | #N/A
KOK | KOK-6EJ1230SR | 890 | Downlight | 74.2 | 2020-05-01 | 2020-05-27 | Low | 1 | 74.2 | #N/A | #N/A | #N/A
KOK | KOK-6EJ1235SR | 890 | Downlight | 74.2 | 2020-05-01 | 2020-05-27 | Low | 1 | 74.2 | #N/A | #N/A | #N/A
KOK | KOK-6EJ1240SR | 890 | Downlight | 74.2 | 2020-05-01 | 2020-05-27 | Low | 1 | 74.2 | #N/A | #N/A | #N/A
KOK | KOK-6EJ1250SR | 890 | Downlight | 74.2 | 2020-05-01 | 2020-05-27 | Low | 1 | 74.2 | #N/A | #N/A | #N/A
LIPAI | P02106-12W-27 | 890 | Downlight | 74.2 | 2022-04-07 | 2022-05-18 | Low | 1 | 74.2 | #N/A | #N/A | #N/A
LIPAI | P02106-12W-30 | 890 | Downlight | 74.2 | 2022-04-07 | 2022-05-18 | Low | 1 | 74.2 | #N/A | #N/A | #N/A
LIPAI | P02106-12W-35 | 890 | Downlight | 74.2 | 2022-04-07 | 2022-05-18 | Low | 1 | 74.2 | #N/A | #N/A | #N/A
LIPAI | P02106-12W-40 | 890 | Downlight | 74.2 | 2022-04-07 | 2022-05-18 | Low | 1 | 74.2 | #N/A | #N/A | #N/A
LIPAI | P02106-12W-50 | 890 | Downlight | 74.2 | 2022-04-07 | 2022-05-18 | Low | 1 | 74.2 | #N/A | #N/A | #N/A
LIPAI | P02206-12W-27 | 890 | Downlight | 74.2 | 2022-04-07 | 2022-05-18 | Low | 1 | 74.2 | #N/A | #N/A | #N/A
LIPAI | P02206-12W-30 | 890 | Downlight | 74.2 | 2022-04-07 | 2022-05-18 | Low | 1 | 74.2 | #N/A | #N/A | #N/A
LIPAI | P02206-12W-35 | 890 | Downlight | 74.2 | 2022-04-07 | 2022-05-18 | Low | 1 | 74.2 | #N/A | #N/A | #N/A
LIPAI | P02206-12W-40 | 890 | Downlight | 74.2 | 2022-04-07 | 2022-05-18 | Low | 1 | 74.2 | #N/A | #N/A | #N/A
LIPAI | P02206-12W-50 | 890 | Downlight | 74.2 | 2022-04-07 | 2022-05-18 | Low | 1 | 74.2 | #N/A | #N/A | #N/A
Indy | LA4 15LM ##K ### G3 80CRI *** | 965 | Downlight | 74.2 | 2016-12-01 | 2017-02-09 | Low | 1 | 74.2 | #N/A | #N/A | #N/A
Nora Lighting | NM2-2RDC6027*** | 588 | Downlight | 74.3 | 2018-04-16 | 2018-12-28 | Low | 1 | 74.3 | #N/A | #N/A | #N/A
Lightolier | MD3R069301F* | 588 | Downlight | 74.3 | 2018-04-16 | 2018-04-09 | Low | 1 | 74.3 | #N/A | #N/A | #N/A
GE Current, a Daintree company | LRCC06R010********827V1 | 713 | Downlight | 74.3 | 2022-09-16 | 2022-10-03 | Low | 1 | 74.3 | #N/A | #N/A | #N/A
GE Current, a Daintree company | LRCC06R010********830V1 | 713 | Downlight | 74.3 | 2022-09-16 | 2022-10-03 | Low | 1 | 74.3 | #N/A | #N/A | #N/A
GE Current, a Daintree company | LRCC06R010********835V1 | 713 | Downlight | 74.3 | 2022-09-16 | 2022-10-03 | Low | 1 | 74.3 | #N/A | #N/A | #N/A
GE Current, a Daintree company | LRCC06R010********840V1 | 713 | Downlight | 74.3 | 2022-09-16 | 2022-10-03 | Low | 1 | 74.3 | #N/A | #N/A | #N/A
GE Current, a Daintree company | LRCC06R010********850V1 | 713 | Downlight | 74.3 | 2022-09-16 | 2022-10-03 | Low | 1 | 74.3 | #N/A | #N/A | #N/A
GE Current, a Daintree company | LRCC10R010********827V1 | 713 | Downlight | 74.3 | 2022-09-16 | 2022-10-03 | Low | 1 | 74.3 | #N/A | #N/A | #N/A
GE Current, a Daintree company | LRCC10R010********830V1 | 713 | Downlight | 74.3 | 2022-09-16 | 2022-10-03 | Low | 1 | 74.3 | #N/A | #N/A | #N/A
GE Current, a Daintree company | LRCC10R010********835V1 | 713 | Downlight | 74.3 | 2022-09-16 | 2022-10-03 | Low | 1 | 74.3 | #N/A | #N/A | #N/A
GE Current, a Daintree company | LRCC10R010********840V1 | 713 | Downlight | 74.3 | 2022-09-16 | 2022-10-03 | Low | 1 | 74.3 | #N/A | #N/A | #N/A
GE Current, a Daintree company | LRCC10R010********850V1 | 713 | Downlight | 74.3 | 2022-09-16 | 2022-10-03 | Low | 1 | 74.3 | #N/A | #N/A | #N/A
GE Current, a Daintree company | LRCC12R010********827V1 | 713 | Downlight | 74.3 | 2022-09-16 | 2022-10-03 | Low | 1 | 74.3 | #N/A | #N/A | #N/A
GE Current, a Daintree company | LRCC12R010********830V1 | 713 | Downlight | 74.3 | 2022-09-16 | 2022-10-03 | Low | 1 | 74.3 | #N/A | #N/A | #N/A
GE Current, a Daintree company | LRCC12R010********835V1 | 713 | Downlight | 74.3 | 2022-09-16 | 2022-10-03 | Low | 1 | 74.3 | #N/A | #N/A | #N/A
GE Current, a Daintree company | LRCC12R010********840V1 | 713 | Downlight | 74.3 | 2022-09-16 | 2022-10-03 | Low | 1 | 74.3 | #N/A | #N/A | #N/A
GE Current, a Daintree company | LRCC12R010********850V1 | 713 | Downlight | 74.3 | 2022-09-16 | 2022-10-03 | Low | 1 | 74.3 | #N/A | #N/A | #N/A
GE Current, a Daintree company | LRCC08R010********827V1 | 713 | Downlight | 74.3 | 2022-09-16 | 2022-10-03 | Low | 1 | 74.3 | #N/A | #N/A | #N/A
GE Current, a Daintree company | LRCC08R010********830V1 | 713 | Downlight | 74.3 | 2022-09-16 | 2022-10-03 | Low | 1 | 74.3 | #N/A | #N/A | #N/A
GE Current, a Daintree company | LRCC08R010********835V1 | 713 | Downlight | 74.3 | 2022-09-16 | 2022-10-03 | Low | 1 | 74.3 | #N/A | #N/A | #N/A
GE Current, a Daintree company | LRCC08R010********840V1 | 713 | Downlight | 74.3 | 2022-09-16 | 2022-10-03 | Low | 1 | 74.3 | #N/A | #N/A | #N/A
GE Current, a Daintree company | LRCC08R010********850V1 | 713 | Downlight | 74.3 | 2022-09-16 | 2022-10-03 | Low | 1 | 74.3 | #N/A | #N/A | #N/A
American Lighting | E4-RE-30-WH | 750 | Downlight | 74.3 | 2017-08-10 | 2017-08-08 | Low | 1 | 74.3 | #N/A | #N/A | #N/A
American Lighting | E4-RE-30-WH | 750 | Downlight | 74.3 | 2017-08-10 | 2017-08-08 | Low | 1 | 74.3 | #N/A | #N/A | #N/A
Nora Lighting | NM2-2R2705027*** | 453 | Downlight | 74.4 | 2020-10-12 | 2020-10-16 | Low | 1 | 74.4 | #N/A | #N/A | #N/A
Nora Lighting | NM2-2R2705030*** | 453 | Downlight | 74.4 | 2020-10-12 | 2020-10-16 | Low | 1 | 74.4 | #N/A | #N/A | #N/A
WAC Lighting | R2BRD-F930-**** | 670 | Downlight | 74.4 | 2017-04-01 | 2017-05-23 | Low | 1 | 74.4 | #N/A | #N/A | #N/A
Halo Commercial | HC410D010 HM412 8[27¦30¦35¦40] 41[ND¦MD¦WD¦RWW][C¦F¦W¦BB¦WB] | 751 | Downlight | 74.4 | 2018-11-15 | 2018-12-13 | Low | 1 | 74.4 | #N/A | #N/A | #N/A
Halo Commercial | HCC4S10D010 HM412 8[27¦30¦35¦40] 41[ND¦MD¦WD¦RWW][C¦F¦W¦BB¦WB] | 751 | Downlight | 74.4 | 2019-10-01 | 2019-10-01 | Low | 1 | 74.4 | #N/A | #N/A | #N/A
Green Creative | LE0590##DIM120V**/ADR4** | 410 | Downlight | 74.5 | 2019-08-10 | 2019-08-08 | Low | 1 | 74.5 | #N/A | #N/A | #N/A
Halo | RL406WH930DMR | 641 | Downlight | 74.5 | 2019-01-20 | 2019-01-21 | Low | 1 | 74.5 | #N/A | #N/A | #N/A
RAB Lighting | DLED4R9YY | 656 | Downlight | 74.5 | 2016-06-08 | 2016-09-08 | Low | 1 | 74.5 | #N/A | #N/A | #N/A
NICOR LED | DCG611202KWH | 820 | Downlight | 74.5 | 2019-03-25 | 2019-03-18 | Low | 1 | 74.5 | #N/A | #N/A | #N/A
ProLED | FSDLS4FR10/CCT/LED | 686 | Downlight | 74.6 | 2020-08-15 | 2020-08-27 | Low | 1 | 74.6 | #N/A | #N/A | #N/A
Halo | HLBSL6099FS351EMWR* | 940 | Downlight | 74.6 | 2019-10-25 | 2019-11-05 | Low | 1 | 74.6 | #N/A | #N/A | #N/A
Halo | HLBSL6099FS351EMWR* | 940 | Downlight | 74.6 | 2019-10-25 | 2019-11-05 | Low | 1 | 74.6 | #N/A | #N/A | #N/A
Halo | HLBSL6099FS351EMWR* | 940 | Downlight | 74.6 | 2019-10-25 | 2019-11-05 | Low | 1 | 74.6 | #N/A | #N/A | #N/A
Halo | HLBSL6099FS351R-72 | 940 | Downlight | 74.6 | 2021-10-30 | 2021-12-06 | Low | 1 | 74.6 | #N/A | #N/A | #N/A
Halo | HLBSL6099FS35-4PK | 940 | Downlight | 74.6 | 2021-10-30 | 2021-12-06 | Low | 1 | 74.6 | #N/A | #N/A | #N/A
Green Creative | PXCYL2/**/LE1090##/OSRDIM010347V/**/**/** | 970 | Downlight | 74.6 | 2022-01-20 | 2022-03-03 | Low | 1 | 74.6 | #N/A | #N/A | #N/A
Juno Lighting | WF6 REG SWW5 90CRI [MW¦MB¦BN¦ORB¦SN] | 987 | Downlight | 74.8 | 2020-08-03 | 2020-08-04 | Low | 1 | 74.8 | #N/A | #N/A | #N/A
Halo | RL4069S1EWHDM | 652 | Downlight | 74.9 | 2018-09-03 | 2018-09-04 | Low | 1 | 74.9 | #N/A | #N/A | #N/A
Eglo | 203674A | 450 | Downlight | 75 | 2019-04-01 | 2019-04-09 | Low | 1 | 75 | #N/A | #N/A | #N/A
Eglo | 203913A | 450 | Downlight | 75 | 2019-10-01 | 2019-04-09 | Low | 1 | 75 | #N/A | #N/A | #N/A
LIGHT THE FUTURE | D132-N-90-4000 | 525 | Downlight | 75 | 2019-01-14 | 2019-07-09 | Low | 1 | 75 | #N/A | #N/A | #N/A
luxrite | LR23220 | 600 | Downlight | 75 | 2022-06-10 | 2022-09-14 | Low | 1 | 75 | #N/A | #N/A | #N/A
luxrite | LR23246 | 600 | Downlight | 75 | 2020-06-13 | 2020-06-14 | Low | 1 | 75 | #N/A | #N/A | #N/A
luxrite | LR23250 | 600 | Downlight | 75 | 2020-06-13 | 2020-06-14 | Low | 1 | 75 | #N/A | #N/A | #N/A
luxrite | LR23271 | 600 | Downlight | 75 | 2019-01-07 | 2019-01-16 | Low | 1 | 75 | #N/A | #N/A | #N/A
ASD | ASD-CD-CR-2D8AC-**/** | 600 | Downlight | 75 | 2022-04-21 | 2022-04-29 | Low | 1 | 75 | #N/A | #N/A | #N/A
ASD | ASD-CD-PR-2D8AC-** | 600 | Downlight | 75 | 2022-04-21 | 2022-04-29 | Low | 1 | 75 | #N/A | #N/A | #N/A
ASD | ASD-CD-PS-2D8AC-** | 600 | Downlight | 75 | 2022-04-21 | 2022-04-29 | Low | 1 | 75 | #N/A | #N/A | #N/A
EiKO | DS4/S1/8W9CCT5/120DT** | 600 | Downlight | 75 | 2021-09-17 | 2021-10-22 | Low | 1 | 75 | #N/A | #N/A | #N/A
Elite Lighting | RL372-600L-DIMTR-120-#K-90-MD-** | 600 | Downlight | 75 | 2019-05-24 | 2019-07-23 | Low | 1 | 75 | #N/A | #N/A | #N/A
Elite | RL373-600L-DIMTR-120-##K-90-MD-** | 600 | Downlight | 75 | 2017-08-18 | 2017-08-18 | Low | 1 | 75 | #N/A | #N/A | #N/A
EELighting | BE50-R3313MW-8W30K-120V-Triac-CRI90 | 600 | Downlight | 75 | 2020-12-22 | 2021-01-13 | Low | 1 | 75 | #N/A | #N/A | #N/A
Illume | I-GMB3** | 600 | Downlight | 75 | 2017-08-18 | 2017-08-22 | Low | 1 | 75 | #N/A | #N/A | #N/A
Illume | I-REGRD2-##-** | 600 | Downlight | 75 | 2018-11-01 | 2018-12-20 | Low | 1 | 75 | #N/A | #N/A | #N/A
Recesso by Dolan Designs | RL03G-08W38-##-*,RL03G-08W24-##-* | 600 | Downlight | 75 | 2020-05-14 | 2020-06-08 | Low | 1 | 75 | #N/A | #N/A | #N/A
Dals | LEDDOWNG3-** | 600 | Downlight | 75 | 2017-08-18 | 2017-08-22 | Low | 1 | 75 | #N/A | #N/A | #N/A
Dals | LEDDOWNG3-CC-** | 600 | Downlight | 75 | 2021-04-01 | 2021-09-30 | Low | 1 | 75 | #N/A | #N/A | #N/A
Dals | MFD03-##-** | 600 | Downlight | 75 | 2020-01-01 | 2020-09-28 | Low | 1 | 75 | #N/A | #N/A | #N/A
Dals | RGM2-CC-** | 600 | Downlight | 75 | 2021-12-01 | 2021-01-11 | Low | 1 | 75 | #N/A | #N/A | #N/A
Dals | RGR2-##-** | 600 | Downlight | 75 | 2018-11-01 | 2018-12-20 | Low | 1 | 75 | #N/A | #N/A | #N/A
Dals | RGR2-CC-** | 600 | Downlight | 75 | 2021-04-01 | 2021-08-23 | Low | 1 | 75 | #N/A | #N/A | #N/A
FDL | FDTLG-LED-2-8W-5CCT-** | 600 | Downlight | 75 | 2021-12-16 | 2022-02-22 | Low | 1 | 75 | #N/A | #N/A | #N/A
FDL | FDTL-LED-2-8W-5CCT-** | 600 | Downlight | 75 | 2022-03-15 | 2022-04-13 | Low | 1 | 75 | #N/A | #N/A | #N/A
FDL | FDTL-LED-2-8W-5CCT-**-SQ | 600 | Downlight | 75 | 2022-03-25 | 2022-04-13 | Low | 1 | 75 | #N/A | #N/A | #N/A
Etlin-Daniels | DLSGR3-813WD-** | 600 | Downlight | 75 | 2017-07-03 | 2017-07-12 | Low | 1 | 75 | #N/A | #N/A | #N/A
Prescolite | GM1-60LM-##-*** | 600 | Downlight | 75 | 2020-10-15 | 2020-09-25 | Low | 1 | 75 | #N/A | #N/A | #N/A
Green Creative | MFR4/9CCT5S/DUALDIM/EXT | 600 | Downlight | 75 | 2022-10-15 | 2022-10-17 | Low | 1 | 75 | #N/A | #N/A | #N/A
Green Creative | MGR4/9CCT5S/DUALDIM/EXT | 600 | Downlight | 75 | 2022-10-15 | 2022-10-17 | Low | 1 | 75 | #N/A | #N/A | #N/A
Prescolite | RDA-60-H/RDA-60LM##-NF-* | 600 | Downlight | 75 | 2020-10-15 | 2020-09-28 | Low | 1 | 75 | #N/A | #N/A | #N/A
Progresslighting | RDA-60-H/RDA-60LM27-NF-S | 600 | Downlight | 75 | 2020-08-15 | 2020-06-13 | Low | 1 | 75 | #N/A | #N/A | #N/A
Xtricity | 4-80184 | 600 | Downlight | 75 | 2020-06-10 | 2020-06-11 | Low | 1 | 75 | #N/A | #N/A | #N/A
Xtricity | 4-80185 | 600 | Downlight | 75 | 2020-06-10 | 2020-06-11 | Low | 1 | 75 | #N/A | #N/A | #N/A
RENO | RENO-3-S8W-3K-**-EY | 600 | Downlight | 75 | 2017-12-30 | 2017-12-29 | Low | 1 | 75 | #N/A | #N/A | #N/A
RAB | DLW0072(RDLFA-4R895CCT120WB) | 600 | Downlight | 75 | 2021-11-05 | 2021-11-19 | Low | 1 | 75 | #N/A | #N/A | #N/A
Portor Lighting | PT-DLG-R-3I-8W-3CCT | 600 | Downlight | 75 | 2020-09-15 | 2020-10-20 | Low | 1 | 75 | #N/A | #N/A | #N/A
RAB | DLG0004 | 600 | Downlight | 75 | 2020-01-16 | 2020-02-25 | Low | 1 | 75 | #N/A | #N/A | #N/A
Ortech | SLIM-RG2-5CCT | 600 | Downlight | 75 | 2022-01-25 | 2022-01-25 | Low | 1 | 75 | #N/A | #N/A | #N/A
DOOTONG | DT-T8816TDA01-08W(2700K) | 600 | Downlight | 75 | 2020-07-20 | 2020-08-10 | Low | 1 | 75 | #N/A | #N/A | #N/A
DOOTONG | DT-T8816TDA01-08W(3000K) | 600 | Downlight | 75 | 2020-07-20 | 2020-08-10 | Low | 1 | 75 | #N/A | #N/A | #N/A
DOOTONG | DT-T8816TDA01-08W(3500K) | 600 | Downlight | 75 | 2020-07-20 | 2020-08-10 | Low | 1 | 75 | #N/A | #N/A | #N/A
DOOTONG | DT-T8816TDA01-08W(4000K) | 600 | Downlight | 75 | 2020-07-20 | 2020-08-10 | Low | 1 | 75 | #N/A | #N/A | #N/A
DOOTONG | DT-T8816TDA01-08W(5000K) | 600 | Downlight | 75 | 2020-07-20 | 2020-08-10 | Low | 1 | 75 | #N/A | #N/A | #N/A
SZDAYTON | DT-T8816TDA01-08W(2700K) | 600 | Downlight | 75 | 2020-07-20 | 2020-08-10 | Low | 1 | 75 | #N/A | #N/A | #N/A
SZDAYTON | DT-T8816TDA01-08W(3000K) | 600 | Downlight | 75 | 2020-07-20 | 2020-08-10 | Low | 1 | 75 | #N/A | #N/A | #N/A
SZDAYTON | DT-T8816TDA01-08W(3500K) | 600 | Downlight | 75 | 2020-07-20 | 2020-08-10 | Low | 1 | 75 | #N/A | #N/A | #N/A
SZDAYTON | DT-T8816TDA01-08W(4000K) | 600 | Downlight | 75 | 2020-07-20 | 2020-08-10 | Low | 1 | 75 | #N/A | #N/A | #N/A
SZDAYTON | DT-T8816TDA01-08W(5000K) | 600 | Downlight | 75 | 2020-07-20 | 2020-08-10 | Low | 1 | 75 | #N/A | #N/A | #N/A
Stanpro | SWDL4R-8A-3CBK/CHOICE | 600 | Downlight | 75 | 2021-05-24 | 2021-05-31 | Low | 1 | 75 | #N/A | #N/A | #N/A
Stanpro | SWDL4R-8A-3CBN/CHOICE | 600 | Downlight | 75 | 2021-05-24 | 2021-05-31 | Low | 1 | 75 | #N/A | #N/A | #N/A
Stanpro | SWDL4R-8A-3CWH/CHOICE | 600 | Downlight | 75 | 2021-05-24 | 2021-05-31 | Low | 1 | 75 | #N/A | #N/A | #N/A
Tamlite Lighting | CLY4G-5CCTA/WH | 600 | Downlight | 75 | 2022-08-01 | 2022-08-12 | Low | 1 | 75 | #N/A | #N/A | #N/A
Best Lighting | BLED2N-AT-QN WithBLED-2T-GR*-SQ-27K | 675 | Downlight | 75 | 2019-01-25 | 2019-01-28 | Low | 1 | 75 | #N/A | #N/A | #N/A
Best Lighting | BLED2R-Q With BLED-2T-GR*-SQ-27K | 675 | Downlight | 75 | 2019-01-25 | 2019-01-28 | Low | 1 | 75 | #N/A | #N/A | #N/A
Best Lighting | BLED2ICN-AT-QN With BLED-2T-GR*-SQ-27K | 675 | Downlight | 75 | 2019-01-25 | 2019-01-25 | Low | 1 | 75 | #N/A | #N/A | #N/A
Luminiz | DS111413CTBK | 675 | Downlight | 75 | 2020-06-01 | 2021-01-07 | Low | 1 | 75 | #N/A | #N/A | #N/A
Luminiz | DS111413CTMW | 675 | Downlight | 75 | 2020-06-01 | 2021-01-07 | Low | 1 | 75 | #N/A | #N/A | #N/A
Luminiz | DS111413CTNK | 675 | Downlight | 75 | 2020-06-01 | 2021-01-07 | Low | 1 | 75 | #N/A | #N/A | #N/A
Luminiz | DS111403CTBK | 675 | Downlight | 75 | 2020-06-01 | 2021-01-07 | Low | 1 | 75 | #N/A | #N/A | #N/A
Luminiz | DS111403CTMW | 675 | Downlight | 75 | 2020-06-01 | 2021-01-07 | Low | 1 | 75 | #N/A | #N/A | #N/A
Luminiz | DS111403CTNK | 675 | Downlight | 75 | 2020-06-01 | 2021-01-07 | Low | 1 | 75 | #N/A | #N/A | #N/A
luxrite | LR23756 | 750 | Downlight | 75 | 2020-12-23 | 2020-12-24 | Low | 1 | 75 | #N/A | #N/A | #N/A
American Lighting | AD4RE-5CCT-WH | 750 | Downlight | 75 | 2020-04-30 | 2020-05-26 | Low | 1 | 75 | #N/A | #N/A | #N/A
ESL Vision | ESL-CCR-R4-10W-140 | 750 | Downlight | 75 | 2016-12-15 | 2016-12-09 | Low | 1 | 75 | #N/A | #N/A | #N/A
ESL Vision | ESL-CCR-R56-10W-140 | 750 | Downlight | 75 | 2016-12-15 | 2016-12-14 | Low | 1 | 75 | #N/A | #N/A | #N/A
Recesso by Dolan Designs | 10941-27-05 | 750 | Downlight | 75 | 2017-05-20 | 2018-06-19 | Low | 1 | 75 | #N/A | #N/A | #N/A
QPLUS | QLEDMB-4inch-10W(Dm)-3C | 750 | Downlight | 75 | 2018-10-31 | 2018-11-02 | Low | 1 | 75 | #N/A | #N/A | #N/A
QPLUS | QLEDMB-4inch-10W(Dm)-WW | 750 | Downlight | 75 | 2017-08-16 | 2017-08-17 | Low | 1 | 75 | #N/A | #N/A | #N/A
QPLUS | QLEDRT-4inch-10W(Dm)-WW | 750 | Downlight | 75 | 2018-07-30 | 2018-07-30 | Low | 1 | 75 | #N/A | #N/A | #N/A
HENGTE | HT-G65URRD4-810-27H-## | 750 | Downlight | 75 | 2021-01-06 | 2021-01-07 | Low | 1 | 75 | #N/A | #N/A | #N/A
HENGTE | HT-G11CEDL-RD5-910-30B-##1 | 750 | Downlight | 75 | 2021-06-24 | 2021-06-27 | Low | 1 | 75 | #N/A | #N/A | #N/A
HENGTE | HT-G11CEDL-RD5-910-35B-##1 | 750 | Downlight | 75 | 2021-06-24 | 2021-06-27 | Low | 1 | 75 | #N/A | #N/A | #N/A
HENGTE | HT-G11CEDL-RD5-910-40B-##1 | 750 | Downlight | 75 | 2021-06-24 | 2021-06-27 | Low | 1 | 75 | #N/A | #N/A | #N/A
HENGTE | HT-G11CEDL-RD5-910-50B-##1 | 750 | Downlight | 75 | 2021-06-24 | 2021-06-27 | Low | 1 | 75 | #N/A | #N/A | #N/A
HENGTE | HT-G65URRD4-810-27H-## | 750 | Downlight | 75 | 2019-04-30 | 2019-04-29 | Low | 1 | 75 | #N/A | #N/A | #N/A
HENGTE | HT-G65USSD4-810-27H-## | 750 | Downlight | 75 | 2019-04-30 | 2019-04-29 | Low | 1 | 75 | #N/A | #N/A | #N/A
Liteharbor | BL4-301-**-27 | 750 | Downlight | 75 | 2018-01-20 | 2018-05-15 | Low | 1 | 75 | #N/A | #N/A | #N/A
Liteharbor | BL4-301-**-30 | 750 | Downlight | 75 | 2018-01-20 | 2018-05-15 | Low | 1 | 75 | #N/A | #N/A | #N/A
Liteharbor | BL4-301-**-35 | 750 | Downlight | 75 | 2018-01-20 | 2018-05-15 | Low | 1 | 75 | #N/A | #N/A | #N/A
Liteharbor | BL4-301-**-40 | 750 | Downlight | 75 | 2018-01-20 | 2018-05-15 | Low | 1 | 75 | #N/A | #N/A | #N/A
Liteharbor | BL4-301-**-50 | 750 | Downlight | 75 | 2018-01-20 | 2018-05-15 | Low | 1 | 75 | #N/A | #N/A | #N/A
Lepro | PR170003-DW-US-12 | 750 | Downlight | 75 | 2022-10-11 | 2022-11-04 | Low | 1 | 75 | #N/A | #N/A | #N/A
Xtricity | 4-80170 | 750 | Downlight | 75 | 2019-10-12 | 2019-10-11 | Low | 1 | 75 | #N/A | #N/A | #N/A
Xtricity | 4-80172 | 750 | Downlight | 75 | 2019-10-12 | 2019-10-11 | Low | 1 | 75 | #N/A | #N/A | #N/A
Xtricity | 4-80176 | 750 | Downlight | 75 | 2019-04-05 | 2018-08-15 | Low | 1 | 75 | #N/A | #N/A | #N/A
Xtricity | 4-80177 | 750 | Downlight | 75 | 2019-07-08 | 2019-07-11 | Low | 1 | 75 | #N/A | #N/A | #N/A
NDR Electric | RZR-CCT-421-WH | 750 | Downlight | 75 | 2020-03-13 | 2020-03-16 | Low | 1 | 75 | #N/A | #N/A | #N/A
MORRIS | 72640 | 750 | Downlight | 75 | 2018-05-14 | 2018-05-08 | Low | 1 | 75 | #N/A | #N/A | #N/A
RAB | DLS0001 | 750 | Downlight | 75 | 2019-12-12 | 2020-03-20 | Low | 1 | 75 | #N/A | #N/A | #N/A
Satco | S11720 | 750 | Downlight | 75 | 2019-12-01 | 2010-12-09 | Low | 1 | 75 | #N/A | #N/A | #N/A
Signcomplex | ME4-010-AL-5CCT-#D | 750 | Downlight | 75 | 2020-04-30 | 2020-06-08 | Low | 1 | 75 | #N/A | #N/A | #N/A
LIGHT THE FUTURE | D404-N-KT-XXXX | 750 | Downlight | 75 | 2016-09-05 | 2016-09-02 | Low | 1 | 75 | #N/A | #N/A | #N/A
LIGHT THE FUTURE | D404-N-KT-XXXX | 750 | Downlight | 75 | 2016-09-05 | 2016-09-02 | Low | 1 | 75 | #N/A | #N/A | #N/A
SLG Lighting | DS 5R 9 G1 930K | 750 | Downlight | 75 | 2021-07-24 | 2021-08-02 | Low | 1 | 75 | #N/A | #N/A | #N/A
SLG Lighting | DS 5R 9 G1 935K | 750 | Downlight | 75 | 2021-07-24 | 2021-08-02 | Low | 1 | 75 | #N/A | #N/A | #N/A
SLG Lighting | DS 5R 9 G1 940K | 750 | Downlight | 75 | 2021-07-24 | 2021-08-02 | Low | 1 | 75 | #N/A | #N/A | #N/A
SLG Lighting | DS 5R 9 G1 950K | 750 | Downlight | 75 | 2021-07-24 | 2021-08-02 | Low | 1 | 75 | #N/A | #N/A | #N/A
Verbatim | D6-L750-C30-V277-TR | 750 | Downlight | 75 | 2017-12-01 | 2017-12-20 | Low | 1 | 75 | #N/A | #N/A | #N/A
LIGHT THE FUTURE | D554-##-CCT-** | 750 | Downlight | 75 | 2022-03-30 | 2022-02-25 | Low | 1 | 75 | #N/A | #N/A | #N/A
LIGHT THE FUTURE | D634-N-*-80-2700 | 750 | Downlight | 75 | 2018-07-06 | 2018-07-19 | Low | 1 | 75 | #N/A | #N/A | #N/A
LIGHT THE FUTURE | D404-N-XXXX | 750 | Downlight | 75 | 2016-03-07 | 2016-03-10 | Low | 1 | 75 | #N/A | #N/A | #N/A
LIGHT THE FUTURE | D406-N-XXXX | 750 | Downlight | 75 | 2016-03-07 | 2016-03-10 | Low | 1 | 75 | #N/A | #N/A | #N/A
TGL INC | TGL-PREM4DL-10W-30E | 750 | Downlight | 75 | 2020-01-15 | 2018-08-28 | Low | 1 | 75 | #N/A | #N/A | #N/A
VOTATEC | HLLEDDC-4inch-10W(Dm)3WAY/blue | 750 | Downlight | 75 | 2020-06-10 | 2020-06-10 | Low | 1 | 75 | #N/A | #N/A | #N/A
VOTATEC | HLLEDRC-4inch-10W(Dm)-3WY | 750 | Downlight | 75 | 2019-03-22 | 2019-03-26 | Low | 1 | 75 | #N/A | #N/A | #N/A
VOTATEC | HLLEDSW-4inch-10W(Dm)-3WY | 750 | Downlight | 75 | 2019-03-15 | 2019-03-15 | Low | 1 | 75 | #N/A | #N/A | #N/A
VOTATEC | HLLEDSW-4inch-10W(Dm)-ADJ-3WAY | 750 | Downlight | 75 | 2019-03-15 | 2019-03-15 | Low | 1 | 75 | #N/A | #N/A | #N/A
VOTATEC | VO-GRP4W10-120-30-D | 750 | Downlight | 75 | 2018-07-22 | 2018-07-23 | Low | 1 | 75 | #N/A | #N/A | #N/A
VOTATEC | VO-GSP4W10-120-D-3WY | 750 | Downlight | 75 | 2022-05-10 | 2022-06-02 | Low | 1 | 75 | #N/A | #N/A | #N/A
VOTATEC | VO-RP4W10-120-30-D | 750 | Downlight | 75 | 2018-01-08 | 2018-01-05 | Low | 1 | 75 | #N/A | #N/A | #N/A
VOTATEC | VO-RP4W10-120-40-D | 750 | Downlight | 75 | 2022-05-10 | 2022-05-31 | Low | 1 | 75 | #N/A | #N/A | #N/A
VOTATEC | VO-RP4W10-120-D-5WY | 750 | Downlight | 75 | 2020-06-10 | 2020-06-11 | Low | 1 | 75 | #N/A | #N/A | #N/A
VOTATEC | VO-RP4W10-120-D-Blue | 750 | Downlight | 75 | 2020-06-10 | 2020-06-10 | Low | 1 | 75 | #N/A | #N/A | #N/A
VOTATEC | VO-RP4W10-347-D-3WY | 750 | Downlight | 75 | 2019-11-22 | 2019-11-20 | Low | 1 | 75 | #N/A | #N/A | #N/A
Westinghouse | 52350 | 750 | Downlight | 75 | 2021-01-07 | 2021-04-07 | Low | 1 | 75 | #N/A | #N/A | #N/A
NADAIR | SL4-550SW-#**3K | 825 | Downlight | 75 | 2018-06-30 | 2018-07-11 | Low | 1 | 75 | #N/A | #N/A | #N/A
Juno Lighting | WF6C SQ B 09LM TUWH MW ** | 900 | Downlight | 75 | 2020-06-12 | 2020-06-12 | Low | 1 | 75 | #N/A | #N/A | #N/A
Juno Lighting | WF6C SQ S 09LM TUWH MW ** | 900 | Downlight | 75 | 2020-06-12 | 2020-06-12 | Low | 1 | 75 | #N/A | #N/A | #N/A
Aleo Lighting | SLD-6-12W-120-9CT T24 | 900 | Downlight | 75 | 2020-12-01 | 2020-11-08 | Low | 1 | 75 | #N/A | #N/A | #N/A
Archipelago Lighting | LDRS6-12-S5-B | 900 | Downlight | 75 | 2021-09-24 | 2021-10-29 | Low | 1 | 75 | #N/A | #N/A | #N/A
Archipelago Lighting | LDRS6-12-S5-F | 900 | Downlight | 75 | 2021-09-24 | 2021-10-26 | Low | 1 | 75 | #N/A | #N/A | #N/A
Bazz | SLDSK6RGBTNWWF | 900 | Downlight | 75 | 2019-03-15 | 2019-03-15 | Low | 1 | 75 | #N/A | #N/A | #N/A
Best | BRK-LED46-DK-12W-27K-ECO | 900 | Downlight | 75 | 2018-07-09 | 2018-07-12 | Low | 1 | 75 | #N/A | #N/A | #N/A
EELighting | RLO-R6483MW-12W5CCTA-120V-Triac-CRI90 | 900 | Downlight | 75 | 2020-07-30 | 2020-10-16 | Low | 1 | 75 | #N/A | #N/A | #N/A
EELighting | UTP-R6483MW-12W5CCTA-120V-Triac-CRI90 | 900 | Downlight | 75 | 2020-07-30 | 2020-10-16 | Low | 1 | 75 | #N/A | #N/A | #N/A
ULTRA THIN | RD-LED900-12-3000K | 900 | Downlight | 75 | 2016-01-22 | 2016-01-20 | Low | 1 | 75 | #N/A | #N/A | #N/A
fusion | ER3-SHAL-ADJ-LED-900L-DIM10-MVOLT-##K | 900 | Downlight | 75 | 2018-06-30 | 2018-08-31 | Low | 1 | 75 | #N/A | #N/A | #N/A
Entegrity | ENLED-56RCC-012W-CCT | 900 | Downlight | 75 | 2019-11-25 | 2019-11-26 | Low | 1 | 75 | #N/A | #N/A | #N/A
Aeralux | AE-DL-ATE-6-09-12WT-010-P30/35/40 | 900 | Downlight | 75 | 2019-12-28 | 2020-01-09 | Low | 1 | 75 | #N/A | #N/A | #N/A
Earthtronics | LSLIM6CCTWH2 | 900 | Downlight | 75 | 2019-07-04 | 2019-07-11 | Low | 1 | 75 | #N/A | #N/A | #N/A
Earthtronics | LSLIM6CCTWH2 | 900 | Downlight | 75 | 2021-10-28 | 2022-03-09 | Low | 1 | 75 | #N/A | #N/A | #N/A
FOSHAN LAND LIGHTING Co. | LED-421-3000* | 900 | Downlight | 75 | 2022-04-14 | 2019-09-18 | Low | 1 | 75 | #N/A | #N/A | #N/A
LAND LIGHTING | LED-X4-3000* | 900 | Downlight | 75 | 2022-04-14 | 2019-08-26 | Low | 1 | 75 | #N/A | #N/A | #N/A
LD | LED-490T# | 900 | Downlight | 75 | 2021-04-30 | 2021-05-24 | Low | 1 | 75 | #N/A | #N/A | #N/A
LTD | LED-421-3000* | 900 | Downlight | 75 | 2022-04-14 | 2019-09-18 | Low | 1 | 75 | #N/A | #N/A | #N/A
Euri lighting | DLC6s-2000e | 900 | Downlight | 75 | 2018-12-18 | 2018-12-26 | Low | 1 | 75 | #N/A | #N/A | #N/A
Euri lighting | DLC6sq-2000e | 900 | Downlight | 75 | 2018-12-18 | 2018-12-26 | Low | 1 | 75 | #N/A | #N/A | #N/A
FEIT ELECTRIC | FP11/EX/840/WH/2 | 900 | Downlight | 75 | 2018-12-31 | 2019-02-04 | Low | 1 | 75 | #N/A | #N/A | #N/A
Etlin-Daniels | DLSWR6-121LCD-**-FF | 900 | Downlight | 75 | 2021-10-02 | 2021-10-14 | Low | 1 | 75 | #N/A | #N/A | #N/A
HENGTE | HT-G65ARRD6-912-27F-##2 | 900 | Downlight | 75 | 2020-10-14 | 2020-10-14 | Low | 1 | 75 | #N/A | #N/A | #N/A
HENGTE | HT-G65ARRD6-912-27I-##1 | 900 | Downlight | 75 | 2020-04-15 | 2020-04-16 | Low | 1 | 75 | #N/A | #N/A | #N/A
HENGTE | HT-G65BRRD6-912-27I-##1 | 900 | Downlight | 75 | 2019-12-17 | 2019-12-17 | Low | 1 | 75 | #N/A | #N/A | #N/A
HENGTE | HT-G65BSSD6-912-27F-##1 | 900 | Downlight | 75 | 2020-07-03 | 2020-07-09 | Low | 1 | 75 | #N/A | #N/A | #N/A
HENGTE | HT-G6URRD6-912-27H-##5 | 900 | Downlight | 75 | 2020-03-31 | 2020-03-30 | Low | 1 | 75 | #N/A | #N/A | #N/A
HENGTE | HT-G6URRD6-912-27H-##5 | 900 | Downlight | 75 | 2020-08-15 | 2020-08-17 | Low | 1 | 75 | #N/A | #N/A | #N/A
HENGTE | HT-G6URRD6-912-30H-##5 | 900 | Downlight | 75 | 2020-03-31 | 2020-03-30 | Low | 1 | 75 | #N/A | #N/A | #N/A
HENGTE | HT-G6URRD6-912-30H-##5 | 900 | Downlight | 75 | 2020-08-15 | 2020-08-17 | Low | 1 | 75 | #N/A | #N/A | #N/A
HENGTE | HT-G6URRD6-912-35H-##5 | 900 | Downlight | 75 | 2020-03-31 | 2020-03-30 | Low | 1 | 75 | #N/A | #N/A | #N/A
HENGTE | HT-G6URRD6-912-35H-##5 | 900 | Downlight | 75 | 2020-08-15 | 2020-08-17 | Low | 1 | 75 | #N/A | #N/A | #N/A
HENGTE | HT-G6URRD6-912-40H-##5 | 900 | Downlight | 75 | 2020-03-31 | 2020-03-30 | Low | 1 | 75 | #N/A | #N/A | #N/A
HENGTE | HT-G6URRD6-912-40H-##5 | 900 | Downlight | 75 | 2020-08-15 | 2020-08-17 | Low | 1 | 75 | #N/A | #N/A | #N/A
HENGTE | HT-G6URRD6-912-50H-##5 | 900 | Downlight | 75 | 2020-03-31 | 2020-03-30 | Low | 1 | 75 | #N/A | #N/A | #N/A
HENGTE | HT-G6URRD6-912-50H-##5 | 900 | Downlight | 75 | 2020-08-15 | 2020-08-17 | Low | 1 | 75 | #N/A | #N/A | #N/A
SINGLIMING | GS-G4-D12 (3000K) | 900 | Downlight | 75 | 2019-09-01 | 2019-09-04 | Low | 1 | 75 | #N/A | #N/A | #N/A
SINGLIMING | GS-G4-D12 (4000K) | 900 | Downlight | 75 | 2019-09-01 | 2019-09-04 | Low | 1 | 75 | #N/A | #N/A | #N/A
SINGLIMING | GS-G4-D12 (5000K) | 900 | Downlight | 75 | 2019-09-01 | 2019-09-04 | Low | 1 | 75 | #N/A | #N/A | #N/A
SINGLIMING | GS-P6-B12 (3000K) | 900 | Downlight | 75 | 2019-07-10 | 2019-06-24 | Low | 1 | 75 | #N/A | #N/A | #N/A
Halco Lighting Technologies | 89108 | 900 | Downlight | 75 | 2021-06-04 | 2021-06-13 | Low | 1 | 75 | #N/A | #N/A | #N/A
Halco Lighting Technologies | 89141 | 900 | Downlight | 75 | 2022-08-26 | 2022-08-26 | Low | 1 | 75 | #N/A | #N/A | #N/A
Green Creative | LE1090##DIM120V**/ADR#** | 900 | Downlight | 75 | 2019-08-01 | 2019-08-02 | Low | 1 | 75 | #N/A | #N/A | #N/A
HENGTE | HT-G65URRD6-912-XXI-## | 900 | Downlight | 75 | 2019-06-12 | 2019-06-13 | Low | 1 | 75 | #N/A | #N/A | #N/A
HENGTE | HT-G35BRRD6-912-27F-##1 | 900 | Downlight | 75 | 2021-02-28 | 2021-02-28 | Low | 1 | 75 | #N/A | #N/A | #N/A
Green Creative | 12NCDLR6DIM/927/EXT | 900 | Downlight | 75 | 2018-04-03 | 2018-04-17 | Low | 1 | 75 | #N/A | #N/A | #N/A
Sylvania | 65352 | 900 | Downlight | 75 | 2021-01-15 | 2021-01-24 | Low | 1 | 75 | #N/A | #N/A | #N/A
Addington Park | 30812462 | 900 | Downlight | 75 | 2019-12-23 | 2020-01-09 | Low | 1 | 75 | #N/A | #N/A | #N/A
Home LUMINAIRE | 30812462 | 900 | Downlight | 75 | 2019-12-23 | 2020-01-09 | Low | 1 | 75 | #N/A | #N/A | #N/A
LEDVANCE | 60770 | 900 | Downlight | 75 | 2022-01-05 | 2022-05-11 | Low | 1 | 75 | #N/A | #N/A | #N/A
Sylvania | 65457 | 900 | Downlight | 75 | 2021-01-15 | 2021-01-24 | Low | 1 | 75 | #N/A | #N/A | #N/A
Sylvania | 65460 | 900 | Downlight | 75 | 2021-01-15 | 2021-01-24 | Low | 1 | 75 | #N/A | #N/A | #N/A
Sunbeam | 30812462 | 900 | Downlight | 75 | 2019-12-23 | 2020-01-09 | Low | 1 | 75 | #N/A | #N/A | #N/A
LEDVANCE | 62926 | 900 | Downlight | 75 | 2022-11-01 | 2022-11-04 | Low | 1 | 75 | #N/A | #N/A | #N/A
Sylvania | 65463 | 900 | Downlight | 75 | 2021-01-15 | 2021-01-24 | Low | 1 | 75 | #N/A | #N/A | #N/A
Sylvania | 65466 | 900 | Downlight | 75 | 2021-01-15 | 2021-01-24 | Low | 1 | 75 | #N/A | #N/A | #N/A
Sylvania | 65469 | 900 | Downlight | 75 | 2021-01-15 | 2021-01-24 | Low | 1 | 75 | #N/A | #N/A | #N/A
Sylvania | 60814 | 900 | Downlight | 75 | 2019-06-05 | 2019-05-31 | Low | 1 | 75 | #N/A | #N/A | #N/A
Sylvania | LED/MD6/900/DIM/927 | 900 | Downlight | 75 | 2018-06-29 | 2018-06-28 | Low | 1 | 75 | #N/A | #N/A | #N/A
LEADVISION | LV900AD12-4RR12 | 900 | Downlight | 75 | 2020-11-13 | 2020-09-07 | Low | 1 | 75 | #N/A | #N/A | #N/A
LEADVISION | LV900AD-124RR1COM | 900 | Downlight | 75 | 2020-11-24 | 2020-12-18 | Low | 1 | 75 | #N/A | #N/A | #N/A
LEADVISION | LV900AD-124RR1COM | 900 | Downlight | 75 | 2021-11-07 | 2022-01-26 | Low | 1 | 75 | #N/A | #N/A | #N/A
Levior Lighting | LLUL-CDL6S-9/12W-ES-4 | 900 | Downlight | 75 | 2021-01-10 | 2021-01-12 | Low | 1 | 75 | #N/A | #N/A | #N/A
Sylvania | 65340 | 900 | Downlight | 75 | 2021-01-15 | 2021-01-24 | Low | 1 | 75 | #N/A | #N/A | #N/A
Sylvania | 65343 | 900 | Downlight | 75 | 2021-01-15 | 2021-01-24 | Low | 1 | 75 | #N/A | #N/A | #N/A
Sylvania | 65346 | 900 | Downlight | 75 | 2021-01-15 | 2021-01-24 | Low | 1 | 75 | #N/A | #N/A | #N/A
Sylvania | 65349 | 900 | Downlight | 75 | 2021-01-15 | 2021-01-24 | Low | 1 | 75 | #N/A | #N/A | #N/A
JAYKAL | JLS68102-CR-4-M1-9MCCT1-10-FF-* | 900 | Downlight | 75 | 2022-12-21 | 2022-12-28 | Low | 1 | 75 | #N/A | #N/A | #N/A
JAYKAL | JLS68102-CR-4-M1-9MCCT2-10-FF-* | 900 | Downlight | 75 | 2022-12-21 | 2022-12-28 | Low | 1 | 75 | #N/A | #N/A | #N/A
Nora Lighting | NM4-R47027*** | 900 | Downlight | 75 | 2021-07-15 | 2021-07-23 | Low | 1 | 75 | #N/A | #N/A | #N/A
Nora Lighting | NM4-R47030*** | 900 | Downlight | 75 | 2021-07-15 | 2021-07-23 | Low | 1 | 75 | #N/A | #N/A | #N/A
Nora Lighting | NM4-RG27*** | 900 | Downlight | 75 | 2021-07-15 | 2021-07-23 | Low | 1 | 75 | #N/A | #N/A | #N/A
Nora Lighting | NM4-RG30*** | 900 | Downlight | 75 | 2021-07-15 | 2021-07-23 | Low | 1 | 75 | #N/A | #N/A | #N/A
NEXLEDS | NX-6RPLSY-12W-D2 | 900 | Downlight | 75 | 2018-07-15 | 2020-08-12 | Low | 1 | 75 | #N/A | #N/A | #N/A
Genesis | MW-RSD612W-27/30/35/40/50K | 900 | Downlight | 75 | 2020-08-25 | 2020-08-25 | Low | 1 | 75 | #N/A | #N/A | #N/A
MW LIGHTING | MRSD612W-5CCT | 900 | Downlight | 75 | 2021-08-20 | 2022-01-28 | Low | 1 | 75 | #N/A | #N/A | #N/A
MW LIGHTING | MRSD612WBA-5CCT | 900 | Downlight | 75 | 2021-08-20 | 2021-12-17 | Low | 1 | 75 | #N/A | #N/A | #N/A
MW LIGHTING | MW-RSD612WBA-27/30/35/40/50K | 900 | Downlight | 75 | 2020-12-11 | 2020-12-15 | Low | 1 | 75 | #N/A | #N/A | #N/A
NADAIR | SL4-900SQ-XXYYZZ | 900 | Downlight | 75 | 2018-04-01 | 2018-07-23 | Low | 1 | 75 | #N/A | #N/A | #N/A
NADAIR | SL4-900-XXYYZZ | 900 | Downlight | 75 | 2018-04-01 | 2018-07-23 | Low | 1 | 75 | #N/A | #N/A | #N/A
MES | MES-DL254-4-12W-OAC3A | 900 | Downlight | 75 | 2020-02-01 | 2020-10-11 | Low | 1 | 75 | #N/A | #N/A | #N/A
MES | MES-DL254-4-12W-OAC3B | 900 | Downlight | 75 | 2020-02-01 | 2020-10-11 | Low | 1 | 75 | #N/A | #N/A | #N/A
MaxLite | RCF412CSDW | 900 | Downlight | 75 | 2020-10-01 | 2020-10-21 | Low | 1 | 75 | #N/A | #N/A | #N/A
MaxLite | SDBR6129CSW | 900 | Downlight | 75 | 2020-12-12 | 2021-01-14 | Low | 1 | 75 | #N/A | #N/A | #N/A
Luminiz | DS110403CTBK | 900 | Downlight | 75 | 2020-06-01 | 2021-01-24 | Low | 1 | 75 | #N/A | #N/A | #N/A
Luminiz | DS110403CTMW | 900 | Downlight | 75 | 2020-06-01 | 2021-01-24 | Low | 1 | 75 | #N/A | #N/A | #N/A
Luminiz | DS110403CTNK | 900 | Downlight | 75 | 2020-06-01 | 2021-01-24 | Low | 1 | 75 | #N/A | #N/A | #N/A
Luminiz | DS110403CTWH | 900 | Downlight | 75 | 2020-06-01 | 2021-01-24 | Low | 1 | 75 | #N/A | #N/A | #N/A
RENO | RENO-DL4-MW-DV-MCCT | 900 | Downlight | 75 | 2021-01-10 | 2021-01-17 | Low | 1 | 75 | #N/A | #N/A | #N/A
Satco | S11827 | 900 | Downlight | 75 | 2020-11-10 | 2020-11-18 | Low | 1 | 75 | #N/A | #N/A | #N/A
RAB | DLW0034 | 900 | Downlight | 75 | 2019-12-30 | 2020-01-09 | Low | 1 | 75 | #N/A | #N/A | #N/A
RAB | DLW0036 | 900 | Downlight | 75 | 2019-12-30 | 2020-03-17 | Low | 1 | 75 | #N/A | #N/A | #N/A
RAB | DLW0044 | 900 | Downlight | 75 | 2019-12-30 | 2020-03-17 | Low | 1 | 75 | #N/A | #N/A | #N/A
RAB | DLW0046 | 900 | Downlight | 75 | 2019-12-12 | 2020-03-17 | Low | 1 | 75 | #N/A | #N/A | #N/A
Premier Electrical Products | R6-D##ES-WH | 900 | Downlight | 75 | 2020-06-08 | 2020-06-26 | Low | 1 | 75 | #N/A | #N/A | #N/A
Sarin Energy Solutions | SES-SDL6-RGBWW-12 | 900 | Downlight | 75 | 2021-01-25 | 2021-02-01 | Low | 1 | 75 | #N/A | #N/A | #N/A
NaturaLED | LED6DLR-90L9CCT5 | 900 | Downlight | 75 | 2021-10-28 | 2021-11-05 | Low | 1 | 75 | #N/A | #N/A | #N/A
NaturaLED | LED6DLS-90L9CCT5 | 900 | Downlight | 75 | 2021-10-28 | 2021-11-05 | Low | 1 | 75 | #N/A | #N/A | #N/A
RAB | DLC0014 | 900 | Downlight | 75 | 2019-10-28 | 2019-10-30 | Low | 1 | 75 | #N/A | #N/A | #N/A
RAB | DLC0015 | 900 | Downlight | 75 | 2019-10-28 | 2019-10-30 | Low | 1 | 75 | #N/A | #N/A | #N/A
RAB | DLC0016 | 900 | Downlight | 75 | 2019-10-28 | 2019-10-30 | Low | 1 | 75 | #N/A | #N/A | #N/A
RAB | DLC0026 | 900 | Downlight | 75 | 2019-10-28 | 2019-10-30 | Low | 1 | 75 | #N/A | #N/A | #N/A
RAB | DLM001(HA4)+HAT4*** | 900 | Downlight | 75 | 2022-07-22 | 2022-09-07 | Low | 1 | 75 | #N/A | #N/A | #N/A
ANC | RD6F12(2700K) | 900 | Downlight | 75 | 2020-06-08 | 2020-06-11 | Low | 1 | 75 | #N/A | #N/A | #N/A
ANC | RD6F12(3000K) | 900 | Downlight | 75 | 2020-06-08 | 2020-06-11 | Low | 1 | 75 | #N/A | #N/A | #N/A
ANC | RD6F12(4000K) | 900 | Downlight | 75 | 2020-06-08 | 2020-06-11 | Low | 1 | 75 | #N/A | #N/A | #N/A
ANC | RD6F12(5000K) | 900 | Downlight | 75 | 2020-06-08 | 2020-06-11 | Low | 1 | 75 | #N/A | #N/A | #N/A
ANC | RD6R12(2700K) | 900 | Downlight | 75 | 2020-06-08 | 2020-06-11 | Low | 1 | 75 | #N/A | #N/A | #N/A
ANC | RD6R12(3000K) | 900 | Downlight | 75 | 2020-06-08 | 2020-06-11 | Low | 1 | 75 | #N/A | #N/A | #N/A
ANC | RD6R12(4000K) | 900 | Downlight | 75 | 2020-06-08 | 2020-06-11 | Low | 1 | 75 | #N/A | #N/A | #N/A
ANC | RD6R12(5000K) | 900 | Downlight | 75 | 2020-06-08 | 2020-06-11 | Low | 1 | 75 | #N/A | #N/A | #N/A
Signcomplex | SC-DL12-Y06-A1-01RE | 900 | Downlight | 75 | 2018-07-30 | 2018-09-14 | Low | 1 | 75 | #N/A | #N/A | #N/A
Signcomplex | SC-DL12-Y06-A1-02RE | 900 | Downlight | 75 | 2018-07-30 | 2018-09-14 | Low | 1 | 75 | #N/A | #N/A | #N/A
ANC | GL-6INCH-SLIM-12W-IC-DIM(2700K) | 900 | Downlight | 75 | 2020-06-08 | 2020-06-11 | Low | 1 | 75 | #N/A | #N/A | #N/A
ANC | GL-6INCH-SLIM-12W-IC-DIM(3000K) | 900 | Downlight | 75 | 2020-06-08 | 2020-06-11 | Low | 1 | 75 | #N/A | #N/A | #N/A
ANC | GL-6INCH-SLIM-12W-IC-DIM(4000K) | 900 | Downlight | 75 | 2020-06-08 | 2020-06-11 | Low | 1 | 75 | #N/A | #N/A | #N/A
ANC | GL-6INCH-SLIM-12W-IC-DIM(5000K) | 900 | Downlight | 75 | 2020-06-08 | 2020-06-11 | Low | 1 | 75 | #N/A | #N/A | #N/A
ANC | PBD1818-12(2700K) | 900 | Downlight | 75 | 2020-06-08 | 2020-06-11 | Low | 1 | 75 | #N/A | #N/A | #N/A
ANC | PBD1818F-12(2700K) | 900 | Downlight | 75 | 2020-06-08 | 2020-06-11 | Low | 1 | 75 | #N/A | #N/A | #N/A
ANC | PBD1818F-12(3000K) | 900 | Downlight | 75 | 2020-06-08 | 2020-06-11 | Low | 1 | 75 | #N/A | #N/A | #N/A
ANC | PBD1818F-12(4000K) | 900 | Downlight | 75 | 2020-06-08 | 2020-06-11 | Low | 1 | 75 | #N/A | #N/A | #N/A
ANC | PBD1818F-12(5000K) | 900 | Downlight | 75 | 2020-06-08 | 2020-06-11 | Low | 1 | 75 | #N/A | #N/A | #N/A
SLG Lighting | DF 6R 9 G1 9FS | 900 | Downlight | 75 | 2020-03-27 | 2020-04-01 | Low | 1 | 75 | #N/A | #N/A | #N/A
Topaz Lighting | RDL/6RND/12/CTS-97 | 900 | Downlight | 75 | 2018-08-23 | 2018-09-14 | Low | 1 | 75 | #N/A | #N/A | #N/A
Verbatim | D6-L900-5CCT-JB | 900 | Downlight | 75 | 2020-06-06 | 2020-10-26 | Low | 1 | 75 | #N/A | #N/A | #N/A
UPSHINE | UP-DL254-4-12W-0AC3(CRI90,3000K,3500K,4000K) | 900 | Downlight | 75 | 2020-02-01 | 2020-04-15 | Low | 1 | 75 | #N/A | #N/A | #N/A
UPSHINE | UP-DL254-4-12W-0AC3(CRI90,3000K,4000K,5000K) | 900 | Downlight | 75 | 2020-02-01 | 2020-04-15 | Low | 1 | 75 | #N/A | #N/A | #N/A
WAC Lighting | FM-05RN-930-** | 900 | Downlight | 75 | 2019-03-01 | 2019-02-22 | Low | 1 | 75 | #N/A | #N/A | #N/A
WAC Lighting | FM-05RN-935-** | 900 | Downlight | 75 | 2019-03-01 | 2019-02-22 | Low | 1 | 75 | #N/A | #N/A | #N/A
WAC Lighting | FM-05RN-940-** | 900 | Downlight | 75 | 2019-03-01 | 2019-02-22 | Low | 1 | 75 | #N/A | #N/A | #N/A
WAC Lighting | FM-05SQ-930-** | 900 | Downlight | 75 | 2019-03-01 | 2019-02-22 | Low | 1 | 75 | #N/A | #N/A | #N/A
WAC Lighting | FM-05SQ-935-** | 900 | Downlight | 75 | 2019-03-01 | 2019-02-22 | Low | 1 | 75 | #N/A | #N/A | #N/A
WAC Lighting | FM-05SQ-940-** | 900 | Downlight | 75 | 2019-03-01 | 2019-02-22 | Low | 1 | 75 | #N/A | #N/A | #N/A
Westgate | RSL6-BF-MCT5 | 900 | Downlight | 75 | 2020-05-27 | 2019-05-25 | Low | 1 | 75 | #N/A | #N/A | #N/A
Westgate | RSLC6-BF-30K | 900 | Downlight | 75 | 2020-05-27 | 2019-05-25 | Low | 1 | 75 | #N/A | #N/A | #N/A
Westinghouse Lighting | 51071 | 900 | Downlight | 75 | 2020-04-07 | 2020-04-16 | Low | 1 | 75 | #N/A | #N/A | #N/A
Westinghouse Lighting | 52270 | 900 | Downlight | 75 | 2020-04-07 | 2020-04-08 | Low | 1 | 75 | #N/A | #N/A | #N/A
Halo | HLBSL6099FS231EMWR* | 954 | Downlight | 75.1 | 2019-10-25 | 2019-11-05 | Low | 1 | 75.1 | #N/A | #N/A | #N/A
Halo | HLBSL6099FS231EMWR* | 954 | Downlight | 75.1 | 2019-10-25 | 2019-11-05 | Low | 1 | 75.1 | #N/A | #N/A | #N/A
Halo | HLBSL6099FS231EMWR* | 954 | Downlight | 75.1 | 2019-10-25 | 2019-11-05 | Low | 1 | 75.1 | #N/A | #N/A | #N/A
Green Creative | [Blank¦SPFT*#]LE1090##[LUT-1UNV¦LUT-5UNV¦LUT-L3DUNV]**/AD*#** | 940 | Downlight | 75.2 | 2021-10-30 | 2022-04-01 | Low | 1 | 75.2 | #N/A | #N/A | #N/A
GREENCREATIVE | AD#LES90##DIM010UNV***** | 940 | Downlight | 75.2 | 2018-05-25 | 2018-05-31 | Low | 1 | 75.2 | #N/A | #N/A | #N/A
Halo | HLBSL4069FS231EMWR* | 753 | Downlight | 75.3 | 2019-10-25 | 2019-10-25 | Low | 1 | 75.3 | #N/A | #N/A | #N/A
Trenz Lighting | TL6W-27-** | 871 | Downlight | 75.3 | 2017-09-01 | 2018-04-26 | Low | 1 | 75.3 | #N/A | #N/A | #N/A
Nora Lighting | NMW-227* | 679 | Downlight | 75.4 | 2022-11-15 | 2022-10-18 | Low | 1 | 75.4 | #N/A | #N/A | #N/A
Nora Lighting | NMW-230* | 679 | Downlight | 75.4 | 2022-11-15 | 2022-10-18 | Low | 1 | 75.4 | #N/A | #N/A | #N/A
Halo | HLBSL6099FS461EMWR* | 935 | Downlight | 75.4 | 2022-11-21 | 2022-12-01 | Low | 1 | 75.4 | #N/A | #N/A | #N/A
Halo | HLBSL6099FS461EMWR*-* | 935 | Downlight | 75.4 | 2022-11-21 | 2022-12-01 | Low | 1 | 75.4 | #N/A | #N/A | #N/A
Halo | HLBSL6099FS461EMWR*-#* | 935 | Downlight | 75.4 | 2022-11-21 | 2022-12-01 | Low | 1 | 75.4 | #N/A | #N/A | #N/A
Halo | HLBSL6099FS231EMWR* | 936 | Downlight | 75.5 | 2022-11-21 | 2022-12-01 | Low | 1 | 75.5 | #N/A | #N/A | #N/A
Halo | HLBSL6099FS231EMWR*-* | 936 | Downlight | 75.5 | 2022-11-21 | 2022-12-01 | Low | 1 | 75.5 | #N/A | #N/A | #N/A
Halo | HLBSL6099FS231EMWR*-#* | 936 | Downlight | 75.5 | 2022-11-21 | 2022-12-01 | Low | 1 | 75.5 | #N/A | #N/A | #N/A
Luminiz | DS114403CTBK | 680 | Downlight | 75.6 | 2019-03-01 | 2021-01-07 | Low | 1 | 75.6 | #N/A | #N/A | #N/A
Luminiz | DS114403CTMW | 680 | Downlight | 75.6 | 2019-03-01 | 2021-01-07 | Low | 1 | 75.6 | #N/A | #N/A | #N/A
Luminiz | DS114403CTNK | 680 | Downlight | 75.6 | 2019-03-01 | 2021-01-07 | Low | 1 | 75.6 | #N/A | #N/A | #N/A
Luminiz | DS114403CTWH | 680 | Downlight | 75.6 | 2019-03-01 | 2021-01-07 | Low | 1 | 75.6 | #N/A | #N/A | #N/A
Luminiz | DG43CCT2B----- | 680 | Downlight | 75.6 | 2019-03-01 | 2021-01-07 | Low | 1 | 75.6 | #N/A | #N/A | #N/A
Luminiz | DG43CCT2MW---- | 680 | Downlight | 75.6 | 2019-03-01 | 2021-01-07 | Low | 1 | 75.6 | #N/A | #N/A | #N/A
Luminiz | DG43CCT2N----- | 680 | Downlight | 75.6 | 2019-03-01 | 2021-01-07 | Low | 1 | 75.6 | #N/A | #N/A | #N/A
Luminiz | DG43CCT2W----- | 680 | Downlight | 75.6 | 2019-03-01 | 2021-01-07 | Low | 1 | 75.6 | #N/A | #N/A | #N/A
SATCO/NUVO | 62/1704 | 680 | Downlight | 75.6 | 2022-10-10 | 2022-10-13 | Low | 1 | 75.6 | #N/A | #N/A | #N/A
SATCO/NUVO | 62/1581 | 680 | Downlight | 75.6 | 2021-12-20 | 2021-12-22 | Low | 1 | 75.6 | #N/A | #N/A | #N/A
SATCO/NUVO | 62/1582 | 680 | Downlight | 75.6 | 2021-12-20 | 2021-12-22 | Low | 1 | 75.6 | #N/A | #N/A | #N/A
SATCO/NUVO | 62/1583 | 680 | Downlight | 75.6 | 2021-12-20 | 2021-12-22 | Low | 1 | 75.6 | #N/A | #N/A | #N/A
SATCO/NUVO | 62/1584 | 680 | Downlight | 75.6 | 2021-12-20 | 2021-12-22 | Low | 1 | 75.6 | #N/A | #N/A | #N/A
SATCO/NUVO | 62/1590 | 680 | Downlight | 75.6 | 2021-12-20 | 2021-12-22 | Low | 1 | 75.6 | #N/A | #N/A | #N/A
WAC Lighting | R2BRA-N930-**** | 680 | Downlight | 75.6 | 2017-04-01 | 2017-05-23 | Low | 1 | 75.6 | #N/A | #N/A | #N/A
WAC Lighting | R2BRD-N930-**** | 680 | Downlight | 75.6 | 2017-04-01 | 2017-05-23 | Low | 1 | 75.6 | #N/A | #N/A | #N/A
WAC Lighting | R2BSA-N930-**** | 680 | Downlight | 75.6 | 2017-04-01 | 2017-05-23 | Low | 1 | 75.6 | #N/A | #N/A | #N/A
Gotham | ICO [ ¦SQ¦ADJ¦SQADJ¦CYL] [27¦30¦35¦40]/10 4AR [T00¦T30¦T40] [ ¦FL] [LSS¦LD][10D¦15D¦20D¦25D¦30D¦35D¦40D¦45D¦50D] [MVOLT¦120¦277] | 801 | Downlight | 75.6 | 2015-07-07 | 2018-07-30 | Low | 1 | 75.6 | #N/A | #N/A | #N/A
Lightolier | S7R830K10-D | 990 | Downlight | 75.6 | 2016-06-01 | 2022-05-27 | Low | 1 | 75.6 | #N/A | #N/A | #N/A
Lightolier | S7R927K10xx | 990 | Downlight | 75.6 | 2016-06-01 | 2016-05-25 | Low | 1 | 75.6 | #N/A | #N/A | #N/A
Wenova | WE-ECSP-7W | 530 | Downlight | 75.7 | 2018-05-20 | 2019-03-13 | Low | 1 | 75.7 | #N/A | #N/A | #N/A
ULTRA THIN | UTLED-6-S12W-4K** | 910 | Downlight | 75.8 | 2016-01-11 | 2016-01-11 | Low | 1 | 75.8 | #N/A | #N/A | #N/A
ULTRA THIN | UTLED-6-S12W-4K**-SQ | 910 | Downlight | 75.8 | 2016-01-11 | 2016-01-11 | Low | 1 | 75.8 | #N/A | #N/A | #N/A
ULTRA THIN | UTLED-S12W-4K** | 910 | Downlight | 75.8 | 2016-01-11 | 2016-01-11 | Low | 1 | 75.8 | #N/A | #N/A | #N/A
ULTRA THIN | UTLED-S12W-4K**-SQ | 910 | Downlight | 75.8 | 2016-01-11 | 2016-01-11 | Low | 1 | 75.8 | #N/A | #N/A | #N/A
Intense | IHOL-4DRM127-DIM-40/IRD400HZ-SF | 936 | Downlight | 75.8 | 2016-11-30 | 2017-02-07 | Low | 1 | 75.8 | #N/A | #N/A | #N/A
Nora Lighting | NC2-###L0927**** | 987 | Downlight | 75.9 | 2017-12-15 | 2018-04-30 | Low | 1 | 75.9 | #N/A | #N/A | #N/A
LOTUS LED LIGHTS | LL2G-27K | 380 | Downlight | 76 | 2017-05-20 | 2017-07-05 | Low | 1 | 76 | #N/A | #N/A | #N/A
LOTUS LED LIGHTS | LSG2-27K | 380 | Downlight | 76 | 2018-10-29 | 2019-01-21 | Low | 1 | 76 | #N/A | #N/A | #N/A
Lightolier | Z6RDL10###W*CDE1 | 792 | Downlight | 76 | 2018-11-12 | 2022-03-16 | Low | 1 | 76 | #N/A | #N/A | #N/A
Lightolier | Z6RDL10###W*CDLU | 792 | Downlight | 76 | 2018-11-12 | 2022-03-16 | Low | 1 | 76 | #N/A | #N/A | #N/A
Lightolier | Z6RDL10###W*CDZ10U | 792 | Downlight | 76 | 2018-11-12 | 2022-03-16 | Low | 1 | 76 | #N/A | #N/A | #N/A
Green Creative | [Blank¦SPFT*#]LES97##[DIM010UNV¦KDIM010UNV]**/AD*#** | 950 | Downlight | 76 | 2020-12-04 | 2020-12-11 | Low | 1 | 76 | #N/A | #N/A | #N/A
Green Creative | [Blank¦SPFT*#]LES97##KDIM120V**/AD*#** | 950 | Downlight | 76 | 2020-12-04 | 2020-12-11 | Low | 1 | 76 | #N/A | #N/A | #N/A
LEDVANCE | 62922 | 950 | Downlight | 76 | 2022-11-01 | 2022-11-04 | Low | 1 | 76 | #N/A | #N/A | #N/A
Halo | RL60WH6930DMR | 662 | Downlight | 76.1 | 2019-01-20 | 2019-01-21 | Low | 1 | 76.1 | #N/A | #N/A | #N/A
WAC Lighting | R2BRA-F930-**** | 685 | Downlight | 76.1 | 2017-04-01 | 2017-05-23 | Low | 1 | 76.1 | #N/A | #N/A | #N/A
WAC Lighting | R2BSA-F930-**** | 685 | Downlight | 76.1 | 2017-04-01 | 2017-05-23 | Low | 1 | 76.1 | #N/A | #N/A | #N/A
Halo | SMD4S6927WH*-* | 761 | Downlight | 76.1 | 2020-06-05 | 2020-06-08 | Low | 1 | 76.1 | #N/A | #N/A | #N/A
Lightolier | P6***10###WHLU | 793 | Downlight | 76.1 | 2018-11-12 | 2021-07-19 | Low | 1 | 76.1 | #N/A | #N/A | #N/A
Lightolier | P6***10###WHZ10U | 793 | Downlight | 76.1 | 2018-11-12 | 2021-07-19 | Low | 1 | 76.1 | #N/A | #N/A | #N/A
Keystone | KT-WDLED10.5PS-4A-9CSF-VDIM | 800 | Downlight | 76.2 | 2022-02-18 | 2022-02-24 | Low | 1 | 76.2 | #N/A | #N/A | #N/A
Sylvania | 65443 | 800 | Downlight | 76.2 | 2021-01-15 | 2021-01-24 | Low | 1 | 76.2 | #N/A | #N/A | #N/A
Sylvania | 65444 | 800 | Downlight | 76.2 | 2021-01-15 | 2021-01-24 | Low | 1 | 76.2 | #N/A | #N/A | #N/A
Sylvania | 65446 | 800 | Downlight | 76.2 | 2021-01-15 | 2021-01-24 | Low | 1 | 76.2 | #N/A | #N/A | #N/A
Sylvania | 65447 | 800 | Downlight | 76.2 | 2021-01-15 | 2021-01-24 | Low | 1 | 76.2 | #N/A | #N/A | #N/A
Sylvania | 65449 | 800 | Downlight | 76.2 | 2021-01-15 | 2021-01-24 | Low | 1 | 76.2 | #N/A | #N/A | #N/A
Sylvania | 65450 | 800 | Downlight | 76.2 | 2021-01-15 | 2021-01-24 | Low | 1 | 76.2 | #N/A | #N/A | #N/A
Sylvania | 65452 | 800 | Downlight | 76.2 | 2021-01-15 | 2021-01-24 | Low | 1 | 76.2 | #N/A | #N/A | #N/A
Sylvania | 65453 | 800 | Downlight | 76.2 | 2021-01-15 | 2021-01-24 | Low | 1 | 76.2 | #N/A | #N/A | #N/A
Sylvania | 65455 | 800 | Downlight | 76.2 | 2021-01-15 | 2021-01-24 | Low | 1 | 76.2 | #N/A | #N/A | #N/A
Sylvania | 65456 | 800 | Downlight | 76.2 | 2021-01-15 | 2021-01-24 | Low | 1 | 76.2 | #N/A | #N/A | #N/A
Sylvania | 65326 | 800 | Downlight | 76.2 | 2021-01-15 | 2021-01-24 | Low | 1 | 76.2 | #N/A | #N/A | #N/A
Sylvania | 65327 | 800 | Downlight | 76.2 | 2021-01-15 | 2021-01-24 | Low | 1 | 76.2 | #N/A | #N/A | #N/A
Sylvania | 65329 | 800 | Downlight | 76.2 | 2021-01-15 | 2021-01-24 | Low | 1 | 76.2 | #N/A | #N/A | #N/A
Sylvania | 65330 | 800 | Downlight | 76.2 | 2021-01-15 | 2021-01-24 | Low | 1 | 76.2 | #N/A | #N/A | #N/A
Sylvania | 65332 | 800 | Downlight | 76.2 | 2021-01-15 | 2021-01-24 | Low | 1 | 76.2 | #N/A | #N/A | #N/A
Sylvania | 65333 | 800 | Downlight | 76.2 | 2021-01-15 | 2021-01-24 | Low | 1 | 76.2 | #N/A | #N/A | #N/A
Sylvania | 65335 | 800 | Downlight | 76.2 | 2021-01-15 | 2021-01-24 | Low | 1 | 76.2 | #N/A | #N/A | #N/A
Sylvania | 65336 | 800 | Downlight | 76.2 | 2021-01-15 | 2021-01-24 | Low | 1 | 76.2 | #N/A | #N/A | #N/A
Sylvania | 65338 | 800 | Downlight | 76.2 | 2021-01-15 | 2021-01-24 | Low | 1 | 76.2 | #N/A | #N/A | #N/A
Sylvania | 65339 | 800 | Downlight | 76.2 | 2021-01-15 | 2021-01-24 | Low | 1 | 76.2 | #N/A | #N/A | #N/A
American Lighting | E6-RE-30-WH | 975 | Downlight | 76.2 | 2017-08-10 | 2017-08-08 | Low | 1 | 76.2 | #N/A | #N/A | #N/A
American Lighting | E6-RE-30-WH | 975 | Downlight | 76.2 | 2017-08-10 | 2017-08-08 | Low | 1 | 76.2 | #N/A | #N/A | #N/A
Halo | HLB4069FS1EMW* | 771 | Downlight | 76.3 | 2022-12-20 | 2022-12-20 | Low | 1 | 76.3 | #N/A | #N/A | #N/A
Halo | HLB4069FS1EMW*-* | 771 | Downlight | 76.3 | 2022-12-20 | 2022-12-20 | Low | 1 | 76.3 | #N/A | #N/A | #N/A
Halo | HLB4069FS1EMW*-#* | 771 | Downlight | 76.3 | 2022-12-20 | 2022-12-20 | Low | 1 | 76.3 | #N/A | #N/A | #N/A
Halo | HLB4069FS1EMW*-2TR | 771 | Downlight | 76.3 | 2022-12-20 | 2022-12-20 | Low | 1 | 76.3 | #N/A | #N/A | #N/A
Lightolier | C3SQC[PS¦S¦W]WW10927[Z10U¦ELV1¦L01U¦L1U][A¦B¦W¦RAL#] | 819 | Downlight | 76.4 | 2020-04-17 | 2022-09-08 | Low | 1 | 76.4 | #N/A | #N/A | #N/A
Lightolier | C3SQC[PS¦S¦W]WW10930[Z10U¦ELV1¦L01U¦L1U][A¦B¦W¦RAL#] | 819 | Downlight | 76.4 | 2020-04-17 | 2022-09-08 | Low | 1 | 76.4 | #N/A | #N/A | #N/A
Lightolier | C3SQC[PS¦S¦W]WW10935[Z10U¦ELV1¦L01U¦L1U][A¦B¦W¦RAL#] | 819 | Downlight | 76.4 | 2020-04-17 | 2022-09-08 | Low | 1 | 76.4 | #N/A | #N/A | #N/A
Lightolier | C3SQC[PS¦S¦W]WW10940[Z10U¦ELV1¦L01U¦L1U][A¦B¦W¦RAL#] | 819 | Downlight | 76.4 | 2020-04-17 | 2022-09-08 | Low | 1 | 76.4 | #N/A | #N/A | #N/A
Lightolier | C3C[PS¦S¦W]WW10927[Z10U¦ELV1¦L01U¦L1U][A¦B¦W¦RAL#] | 819 | Downlight | 76.4 | 2020-04-17 | 2022-09-08 | Low | 1 | 76.4 | #N/A | #N/A | #N/A
Lightolier | C3C[PS¦S¦W]WW10930[Z10U¦ELV1¦L01U¦L1U][A¦B¦W¦RAL#] | 819 | Downlight | 76.4 | 2020-04-17 | 2022-09-08 | Low | 1 | 76.4 | #N/A | #N/A | #N/A
Lightolier | C3C[PS¦S¦W]WW10935[Z10U¦ELV1¦L01U¦L1U][A¦B¦W¦RAL#] | 819 | Downlight | 76.4 | 2020-04-17 | 2022-09-08 | Low | 1 | 76.4 | #N/A | #N/A | #N/A
Lightolier | C3C[PS¦S¦W]WW10940[Z10U¦ELV1¦L01U¦L1U][A¦B¦W¦RAL#] | 819 | Downlight | 76.4 | 2020-04-17 | 2022-09-08 | Low | 1 | 76.4 | #N/A | #N/A | #N/A
Aeralux | AE-DL-IF-03-8.5W-010-P3050-WH | 650 | Downlight | 76.5 | 2020-12-30 | 2020-12-30 | Low | 1 | 76.5 | #N/A | #N/A | #N/A
Earthtronics | LRTA4830D | 650 | Downlight | 76.5 | 2017-01-01 | 2017-11-30 | Low | 1 | 76.5 | #N/A | #N/A | #N/A
Earthtronics | LRTA4840D | 650 | Downlight | 76.5 | 2018-03-19 | 2018-05-07 | Low | 1 | 76.5 | #N/A | #N/A | #N/A
Earthtronics | LRTA4850D | 650 | Downlight | 76.5 | 2017-01-01 | 2018-01-11 | Low | 1 | 76.5 | #N/A | #N/A | #N/A
Sylvania | 40052 | 650 | Downlight | 76.5 | 2019-02-15 | 2019-04-22 | Low | 1 | 76.5 | #N/A | #N/A | #N/A
RAB | DLC0036(C3R5.5/7/8.59FAUNVW) | 650 | Downlight | 76.5 | 2021-01-07 | 2021-01-10 | Low | 1 | 76.5 | #N/A | #N/A | #N/A
HENGTE | LJC-BMTD-G45CY10W-279-30H-11-11 | 765 | Downlight | 76.5 | 2021-07-31 | 2021-08-22 | Low | 1 | 76.5 | #N/A | #N/A | #N/A
HENGTE | LJC-BMTD-G45CY10W-279-35H-11-11 | 765 | Downlight | 76.5 | 2021-07-31 | 2021-08-22 | Low | 1 | 76.5 | #N/A | #N/A | #N/A
HENGTE | LJC-BMTD-G45CY10W-279-40H-11-11 | 765 | Downlight | 76.5 | 2021-07-31 | 2021-08-22 | Low | 1 | 76.5 | #N/A | #N/A | #N/A
HENGTE | LJC-BMTD-G45CY10W-279-50H-11-11 | 765 | Downlight | 76.5 | 2021-07-31 | 2021-08-22 | Low | 1 | 76.5 | #N/A | #N/A | #N/A
SLG Lighting | DS 5R 9 G1 UNV 930K | 765 | Downlight | 76.5 | 2021-07-29 | 2021-08-07 | Low | 1 | 76.5 | #N/A | #N/A | #N/A
SLG Lighting | DS 5R 9 G1 UNV 935K | 765 | Downlight | 76.5 | 2021-07-29 | 2021-08-07 | Low | 1 | 76.5 | #N/A | #N/A | #N/A
SLG Lighting | DS 5R 9 G1 UNV 940K | 765 | Downlight | 76.5 | 2021-07-29 | 2021-08-07 | Low | 1 | 76.5 | #N/A | #N/A | #N/A
SLG Lighting | DS 5R 9 G1 UNV 950K | 765 | Downlight | 76.5 | 2021-07-29 | 2021-08-07 | Low | 1 | 76.5 | #N/A | #N/A | #N/A
GE Current, a Daintree company | 93068722 | 842 | Downlight | 76.5 | 2017-12-20 | 2018-03-20 | Low | 1 | 76.5 | #N/A | #N/A | #N/A
EnviroLite | EV608947**27 | 876 | Downlight | 76.6 | 2018-08-21 | 2018-08-29 | Low | 1 | 76.6 | #N/A | #N/A | #N/A
Commercial Electric | CER608947**27 | 876 | Downlight | 76.6 | 2018-08-21 | 2018-08-30 | Low | 1 | 76.6 | #N/A | #N/A | #N/A
NICOR | DLR3-10-120-#K-$$-XX | 629 | Downlight | 76.7 | 2016-01-21 | 2016-01-22 | Low | 1 | 76.7 | #N/A | #N/A | #N/A
NICOR LED | DCR41061202KWHBF | 644 | Downlight | 76.7 | 2018-01-15 | 2018-01-25 | Low | 1 | 76.7 | #N/A | #N/A | #N/A
WAC Lighting | R2BSD-F930-**** | 690 | Downlight | 76.7 | 2017-04-01 | 2017-05-23 | Low | 1 | 76.7 | #N/A | #N/A | #N/A
FDL | FDLED-6-12W-WH-SMART | 920 | Downlight | 76.7 | 2019-04-01 | 2019-04-29 | Low | 1 | 76.7 | #N/A | #N/A | #N/A
Green Creative | 12NCDLR6DIM/930/277V/EXT | 920 | Downlight | 76.7 | 2018-05-25 | 2018-06-12 | Low | 1 | 76.7 | #N/A | #N/A | #N/A
Green Creative | 12NCDLR6DIM/930/EXT | 920 | Downlight | 76.7 | 2018-04-03 | 2018-04-17 | Low | 1 | 76.7 | #N/A | #N/A | #N/A
MaxLite | RRECO61230W/V2 | 920 | Downlight | 76.7 | 2017-06-27 | 2017-07-06 | Low | 1 | 76.7 | #N/A | #N/A | #N/A
MaxLite | RRECO61240W/V2 | 920 | Downlight | 76.7 | 2017-06-27 | 2017-07-06 | Low | 1 | 76.7 | #N/A | #N/A | #N/A
Standard | DL/GIMBAL/RND/12W/30K/**/STD | 920 | Downlight | 76.7 | 2019-12-13 | 2020-02-20 | Low | 1 | 76.7 | #N/A | #N/A | #N/A
Standard | DL/GIMBAL/RND/12W/40K/**/STD | 920 | Downlight | 76.7 | 2019-12-13 | 2020-02-20 | Low | 1 | 76.7 | #N/A | #N/A | #N/A
Standard | DL/GIMBAL/RND/12W/50K/**/STD | 920 | Downlight | 76.7 | 2019-12-13 | 2020-02-20 | Low | 1 | 76.7 | #N/A | #N/A | #N/A
AURORIV | HY-USDL-R6-12W-5CCT | 920 | Downlight | 76.7 | 2022-12-01 | 2022-12-01 | Low | 1 | 76.7 | #N/A | #N/A | #N/A
SINGLIMING | GS-G3-D8 (CCT) | 630 | Downlight | 76.8 | 2019-09-01 | 2019-09-09 | Low | 1 | 76.8 | #N/A | #N/A | #N/A
Sylvania | 65391 | 500 | Downlight | 76.9 | 2021-01-15 | 2021-01-24 | Low | 1 | 76.9 | #N/A | #N/A | #N/A
Sylvania | 65392 | 500 | Downlight | 76.9 | 2021-01-15 | 2021-01-24 | Low | 1 | 76.9 | #N/A | #N/A | #N/A
Sylvania | 65393 | 500 | Downlight | 76.9 | 2021-01-15 | 2021-01-24 | Low | 1 | 76.9 | #N/A | #N/A | #N/A
Sylvania | 65394 | 500 | Downlight | 76.9 | 2021-01-15 | 2021-01-24 | Low | 1 | 76.9 | #N/A | #N/A | #N/A
Sylvania | 65395 | 500 | Downlight | 76.9 | 2021-01-15 | 2021-01-24 | Low | 1 | 76.9 | #N/A | #N/A | #N/A
Sylvania | 65396 | 500 | Downlight | 76.9 | 2021-01-15 | 2021-01-24 | Low | 1 | 76.9 | #N/A | #N/A | #N/A
Sylvania | 65397 | 500 | Downlight | 76.9 | 2021-01-15 | 2021-01-24 | Low | 1 | 76.9 | #N/A | #N/A | #N/A
Sylvania | 65398 | 500 | Downlight | 76.9 | 2021-01-15 | 2021-01-24 | Low | 1 | 76.9 | #N/A | #N/A | #N/A
Sylvania | 65399 | 500 | Downlight | 76.9 | 2021-01-15 | 2021-01-24 | Low | 1 | 76.9 | #N/A | #N/A | #N/A
Sylvania | 65400 | 500 | Downlight | 76.9 | 2021-01-15 | 2021-01-24 | Low | 1 | 76.9 | #N/A | #N/A | #N/A
Sylvania | 65401 | 500 | Downlight | 76.9 | 2021-01-15 | 2021-01-24 | Low | 1 | 76.9 | #N/A | #N/A | #N/A
Sylvania | 65402 | 500 | Downlight | 76.9 | 2021-01-15 | 2021-01-24 | Low | 1 | 76.9 | #N/A | #N/A | #N/A
Sylvania | 65403 | 500 | Downlight | 76.9 | 2021-01-15 | 2021-01-24 | Low | 1 | 76.9 | #N/A | #N/A | #N/A
Sylvania | 65404 | 500 | Downlight | 76.9 | 2021-01-15 | 2021-01-24 | Low | 1 | 76.9 | #N/A | #N/A | #N/A
Sylvania | 65405 | 500 | Downlight | 76.9 | 2021-01-15 | 2021-01-24 | Low | 1 | 76.9 | #N/A | #N/A | #N/A
Wenova | WE-EDSR-7W | 538 | Downlight | 76.9 | 2018-05-20 | 2019-03-13 | Low | 1 | 76.9 | #N/A | #N/A | #N/A
Halo | HLBSL4069FS461EMWR* | 761 | Downlight | 76.9 | 2019-10-25 | 2019-10-25 | Low | 1 | 76.9 | #N/A | #N/A | #N/A
Halo | HLB4069FS1EMW* | 792 | Downlight | 76.9 | 2020-09-22 | 2020-09-25 | Low | 1 | 76.9 | #N/A | #N/A | #N/A
Halo | HLB4069FS1EMW*-* | 792 | Downlight | 76.9 | 2020-09-22 | 2020-09-25 | Low | 1 | 76.9 | #N/A | #N/A | #N/A
Halo | HLB4069FS1EMW*-#* | 792 | Downlight | 76.9 | 2020-09-22 | 2020-09-25 | Low | 1 | 76.9 | #N/A | #N/A | #N/A
denghuo | FXF01012 | 907 | Downlight | 76.9 | 2022-11-17 | 2022-12-06 | Low | 1 | 76.9 | #N/A | #N/A | #N/A
Topaz | DLD6S-10CS | 770 | Downlight | 77 | 2022-06-22 | 2022-07-14 | Low | 1 | 77 | #N/A | #N/A | #N/A
FOXSUN | FX-DL4-10W-DNM-5CC-WC-1 | 770 | Downlight | 77 | 2022-02-18 | 2022-03-17 | Low | 1 | 77 | #N/A | #N/A | #N/A
Rayon Lighting | RJL56-27 | 847 | Downlight | 77 | 2015-12-25 | 2016-03-24 | Low | 1 | 77 | #N/A | #N/A | #N/A
Rayon Lighting | RJL56-30 | 847 | Downlight | 77 | 2015-12-25 | 2016-03-24 | Low | 1 | 77 | #N/A | #N/A | #N/A
Rayon Lighting | RJL56-40 | 847 | Downlight | 77 | 2015-12-25 | 2016-03-24 | Low | 1 | 77 | #N/A | #N/A | #N/A
Rayon Lighting | RJL56-50 | 847 | Downlight | 77 | 2015-12-25 | 2016-03-24 | Low | 1 | 77 | #N/A | #N/A | #N/A
Nora Lighting | NEFLINTW-S6233MPW**# | 997 | Downlight | 77 | 2021-06-01 | 2021-07-21 | Low | 1 | 77 | #N/A | #N/A | #N/A
Juno | JBK4 RD SWW5 90CRI | 880 | Downlight | 77.2 | 2020-06-18 | 2020-06-19 | Low | 1 | 77.2 | #N/A | #N/A | #N/A
Nora Lighting | NEFLINTW-R6345MPW**# | 976 | Downlight | 77.2 | 2021-06-01 | 2021-07-21 | Low | 1 | 77.2 | #N/A | #N/A | #N/A
Liteline | RA3-7G-27K-90** | 537 | Downlight | 77.3 | 2018-01-01 | 2018-04-27 | Low | 1 | 77.3 | #N/A | #N/A | #N/A
Trenz Lighting | TL3-7G-30K-** | 537 | Downlight | 77.3 | 2018-01-01 | 2018-04-27 | Low | 1 | 77.3 | #N/A | #N/A | #N/A
LOTUS LED LIGHTS | LL3G-27K | 580 | Downlight | 77.3 | 2017-05-20 | 2017-07-05 | Low | 1 | 77.3 | #N/A | #N/A | #N/A
LOTUS LED LIGHTS | LRG3-27K | 580 | Downlight | 77.3 | 2017-11-15 | 2017-11-23 | Low | 1 | 77.3 | #N/A | #N/A | #N/A
LOTUS LED LIGHTS | LSG3-27K | 580 | Downlight | 77.3 | 2018-10-29 | 2018-10-26 | Low | 1 | 77.3 | #N/A | #N/A | #N/A
Halo | SMD6R6927WH*-* | 754 | Downlight | 77.3 | 2020-05-25 | 2020-05-27 | Low | 1 | 77.3 | #N/A | #N/A | #N/A
Aeralux | AE-DL-IF-04-11W-010-P3050-WH | 850 | Downlight | 77.3 | 2020-12-30 | 2020-12-30 | Low | 1 | 77.3 | #N/A | #N/A | #N/A
FDL | FDLED-4-11W-3K-**G | 850 | Downlight | 77.3 | 2019-03-26 | 2019-03-26 | Low | 1 | 77.3 | #N/A | #N/A | #N/A
RAB | DLC0038(C4R8/10/119FAUNVW) | 850 | Downlight | 77.3 | 2021-01-07 | 2021-01-10 | Low | 1 | 77.3 | #N/A | #N/A | #N/A
TCP | L9EL4DCCT1 | 850 | Downlight | 77.3 | 2021-08-01 | 2021-08-30 | Low | 1 | 77.3 | #N/A | #N/A | #N/A
TCP | L9EL4DCCT2 | 850 | Downlight | 77.3 | 2021-02-26 | 2021-04-27 | Low | 1 | 77.3 | #N/A | #N/A | #N/A
OKT Lighting | CP4-D10W-30E | 774 | Downlight | 77.4 | 2018-07-27 | 2018-08-01 | Low | 1 | 77.4 | #N/A | #N/A | #N/A
Halo | PRS4FS12D010 SM412 8FS[40S¦41S¦44S][ND¦MD¦WD¦WW] | 789 | Downlight | 77.4 | 2018-10-30 | 2018-10-30 | Low | 1 | 77.4 | #N/A | #N/A | #N/A
Ortech | SLIM3GIM-5CCT** | 620 | Downlight | 77.5 | 2022-06-25 | 2022-07-11 | Low | 1 | 77.5 | #N/A | #N/A | #N/A
Elite Lighting | SCH10-LED-***-900L-DIM10-###V-MD-27K-90 | 925 | Downlight | 77.5 | 2019-01-01 | 2022-05-09 | Low | 1 | 77.5 | #N/A | #N/A | #N/A
Elite Lighting | SCH10-LED-***-900L-DIM10-###V-MD-30K-90 | 925 | Downlight | 77.5 | 2019-01-01 | 2022-05-09 | Low | 1 | 77.5 | #N/A | #N/A | #N/A
Elite Lighting | SCH10-LED-***-900L-DIM10-###V-MD-35K-90 | 925 | Downlight | 77.5 | 2019-01-01 | 2022-05-09 | Low | 1 | 77.5 | #N/A | #N/A | #N/A
Elite Lighting | SCH10-LED-***-900L-DIM10-###V-MD-40K-90 | 925 | Downlight | 77.5 | 2019-01-01 | 2022-05-09 | Low | 1 | 77.5 | #N/A | #N/A | #N/A
Elite Lighting | SCH10-LED-***-900L-DIM10-###V-MD-50K-90 | 925 | Downlight | 77.5 | 2019-01-01 | 2022-05-09 | Low | 1 | 77.5 | #N/A | #N/A | #N/A
Elite Lighting | SCH10-LED-***-900L-DIM10-###V-ND-27K-90 | 925 | Downlight | 77.5 | 2019-01-01 | 2022-05-09 | Low | 1 | 77.5 | #N/A | #N/A | #N/A
Elite Lighting | SCH10-LED-***-900L-DIM10-###V-ND-30K-90 | 925 | Downlight | 77.5 | 2019-01-01 | 2022-05-09 | Low | 1 | 77.5 | #N/A | #N/A | #N/A
Elite Lighting | SCH10-LED-***-900L-DIM10-###V-ND-35K-90 | 925 | Downlight | 77.5 | 2019-01-01 | 2022-05-09 | Low | 1 | 77.5 | #N/A | #N/A | #N/A
Elite Lighting | SCH10-LED-***-900L-DIM10-###V-ND-40K-90 | 925 | Downlight | 77.5 | 2019-01-01 | 2022-05-09 | Low | 1 | 77.5 | #N/A | #N/A | #N/A
Elite Lighting | SCH10-LED-***-900L-DIM10-###V-ND-50K-90 | 925 | Downlight | 77.5 | 2019-01-01 | 2022-05-09 | Low | 1 | 77.5 | #N/A | #N/A | #N/A
Elite Lighting | SCH10-LED-***-900L-DIM10-###V-WD-27K-90 | 925 | Downlight | 77.5 | 2019-01-01 | 2022-05-09 | Low | 1 | 77.5 | #N/A | #N/A | #N/A
Elite Lighting | SCH10-LED-***-900L-DIM10-###V-WD-30K-90 | 925 | Downlight | 77.5 | 2019-01-01 | 2022-05-09 | Low | 1 | 77.5 | #N/A | #N/A | #N/A
Elite Lighting | SCH10-LED-***-900L-DIM10-###V-WD-35K-90 | 925 | Downlight | 77.5 | 2019-01-01 | 2022-05-09 | Low | 1 | 77.5 | #N/A | #N/A | #N/A
Elite Lighting | SCH10-LED-***-900L-DIM10-###V-WD-40K-90 | 925 | Downlight | 77.5 | 2019-01-01 | 2022-05-09 | Low | 1 | 77.5 | #N/A | #N/A | #N/A
Elite Lighting | SCH10-LED-***-900L-DIM10-###V-WD-50K-90 | 925 | Downlight | 77.5 | 2019-01-01 | 2022-05-09 | Low | 1 | 77.5 | #N/A | #N/A | #N/A
Elite Lighting | SCH6-LED-***-900L-DIM10-###V-MD-27K-90 | 925 | Downlight | 77.5 | 2019-01-01 | 2022-05-09 | Low | 1 | 77.5 | #N/A | #N/A | #N/A
Elite Lighting | SCH6-LED-***-900L-DIM10-###V-MD-30K-90 | 925 | Downlight | 77.5 | 2019-01-01 | 2022-05-09 | Low | 1 | 77.5 | #N/A | #N/A | #N/A
Elite Lighting | SCH6-LED-***-900L-DIM10-###V-MD-35K-90 | 925 | Downlight | 77.5 | 2019-01-01 | 2022-05-09 | Low | 1 | 77.5 | #N/A | #N/A | #N/A
Elite Lighting | SCH6-LED-***-900L-DIM10-###V-MD-40K-90 | 925 | Downlight | 77.5 | 2019-01-01 | 2022-05-09 | Low | 1 | 77.5 | #N/A | #N/A | #N/A
Elite Lighting | SCH6-LED-***-900L-DIM10-###V-MD-50K-90 | 925 | Downlight | 77.5 | 2019-01-01 | 2022-05-09 | Low | 1 | 77.5 | #N/A | #N/A | #N/A
Elite Lighting | SCH6-LED-***-900L-DIM10-###V-ND-27K-90 | 925 | Downlight | 77.5 | 2019-01-01 | 2022-05-09 | Low | 1 | 77.5 | #N/A | #N/A | #N/A
Elite Lighting | SCH6-LED-***-900L-DIM10-###V-ND-30K-90 | 925 | Downlight | 77.5 | 2019-01-01 | 2022-05-09 | Low | 1 | 77.5 | #N/A | #N/A | #N/A
Elite Lighting | SCH6-LED-***-900L-DIM10-###V-ND-35K-90 | 925 | Downlight | 77.5 | 2019-01-01 | 2022-05-09 | Low | 1 | 77.5 | #N/A | #N/A | #N/A
Elite Lighting | SCH6-LED-***-900L-DIM10-###V-ND-40K-90 | 925 | Downlight | 77.5 | 2019-01-01 | 2022-05-09 | Low | 1 | 77.5 | #N/A | #N/A | #N/A
Elite Lighting | SCH6-LED-***-900L-DIM10-###V-ND-50K-90 | 925 | Downlight | 77.5 | 2019-01-01 | 2022-05-09 | Low | 1 | 77.5 | #N/A | #N/A | #N/A
Elite Lighting | SCH6-LED-***-900L-DIM10-###V-WD-27K-90 | 925 | Downlight | 77.5 | 2019-01-01 | 2022-05-09 | Low | 1 | 77.5 | #N/A | #N/A | #N/A
Elite Lighting | SCH6-LED-***-900L-DIM10-###V-WD-30K-90 | 925 | Downlight | 77.5 | 2019-01-01 | 2022-05-09 | Low | 1 | 77.5 | #N/A | #N/A | #N/A
Elite Lighting | SCH6-LED-***-900L-DIM10-###V-WD-35K-90 | 925 | Downlight | 77.5 | 2019-01-01 | 2022-05-09 | Low | 1 | 77.5 | #N/A | #N/A | #N/A
Elite Lighting | SCH6-LED-***-900L-DIM10-###V-WD-40K-90 | 925 | Downlight | 77.5 | 2019-01-01 | 2022-05-09 | Low | 1 | 77.5 | #N/A | #N/A | #N/A
Elite Lighting | SCH6-LED-***-900L-DIM10-###V-WD-50K-90 | 925 | Downlight | 77.5 | 2019-01-01 | 2022-05-09 | Low | 1 | 77.5 | #N/A | #N/A | #N/A
Elite Lighting | SCH8-LED-***-900L-DIM10-###V-MD-27K-90 | 925 | Downlight | 77.5 | 2019-01-01 | 2022-05-09 | Low | 1 | 77.5 | #N/A | #N/A | #N/A
Elite Lighting | SCH8-LED-***-900L-DIM10-###V-MD-30K-90 | 925 | Downlight | 77.5 | 2019-01-01 | 2022-05-09 | Low | 1 | 77.5 | #N/A | #N/A | #N/A
Elite Lighting | SCH8-LED-***-900L-DIM10-###V-MD-35K-90 | 925 | Downlight | 77.5 | 2019-01-01 | 2022-05-09 | Low | 1 | 77.5 | #N/A | #N/A | #N/A
Elite Lighting | SCH8-LED-***-900L-DIM10-###V-MD-40K-90 | 925 | Downlight | 77.5 | 2019-01-01 | 2022-05-09 | Low | 1 | 77.5 | #N/A | #N/A | #N/A
Elite Lighting | SCH8-LED-***-900L-DIM10-###V-MD-50K-90 | 925 | Downlight | 77.5 | 2019-01-01 | 2022-05-09 | Low | 1 | 77.5 | #N/A | #N/A | #N/A
Elite Lighting | SCH8-LED-***-900L-DIM10-###V-ND-27K-90 | 925 | Downlight | 77.5 | 2019-01-01 | 2022-05-09 | Low | 1 | 77.5 | #N/A | #N/A | #N/A
Elite Lighting | SCH8-LED-***-900L-DIM10-###V-ND-30K-90 | 925 | Downlight | 77.5 | 2019-01-01 | 2022-05-09 | Low | 1 | 77.5 | #N/A | #N/A | #N/A
Elite Lighting | SCH8-LED-***-900L-DIM10-###V-ND-35K-90 | 925 | Downlight | 77.5 | 2019-01-01 | 2022-05-09 | Low | 1 | 77.5 | #N/A | #N/A | #N/A
Elite Lighting | SCH8-LED-***-900L-DIM10-###V-ND-40K-90 | 925 | Downlight | 77.5 | 2019-01-01 | 2022-05-09 | Low | 1 | 77.5 | #N/A | #N/A | #N/A
Elite Lighting | SCH8-LED-***-900L-DIM10-###V-ND-50K-90 | 925 | Downlight | 77.5 | 2019-01-01 | 2022-05-09 | Low | 1 | 77.5 | #N/A | #N/A | #N/A
luxrite | LR23225 | 930 | Downlight | 77.5 | 2022-09-08 | 2022-09-08 | Low | 1 | 77.5 | #N/A | #N/A | #N/A
GEN V COMMERCIAL | V40FCR [U¦1¦2] 07 [30K¦35K¦40K¦50K] F4060 [SCL¦SGC¦WHT] [SDM¦ZDM¦TDM¦PF¦REM] | 685 | Downlight | 77.6 | 2022-11-01 | 2022-12-09 | Low | 1 | 77.6 | #N/A | #N/A | #N/A
Nora Lighting | NM2-2RDC8527*** | 783 | Downlight | 77.6 | 2020-10-16 | 2020-10-20 | Low | 1 | 77.6 | #N/A | #N/A | #N/A
Nora Lighting | NM2-2RDC8530*** | 783 | Downlight | 77.6 | 2020-10-16 | 2020-10-20 | Low | 1 | 77.6 | #N/A | #N/A | #N/A
Nora Lighting | NM2-2SB8527*** | 783 | Downlight | 77.6 | 2020-10-16 | 2020-10-20 | Low | 1 | 77.6 | #N/A | #N/A | #N/A
Nora Lighting | NM2-2SB8530*** | 783 | Downlight | 77.6 | 2020-10-16 | 2020-10-20 | Low | 1 | 77.6 | #N/A | #N/A | #N/A
Nora Lighting | NM2-2SDC8527*** | 783 | Downlight | 77.6 | 2020-10-16 | 2020-10-20 | Low | 1 | 77.6 | #N/A | #N/A | #N/A
Nora Lighting | NM2-2SDC8530*** | 783 | Downlight | 77.6 | 2020-10-16 | 2020-10-20 | Low | 1 | 77.6 | #N/A | #N/A | #N/A
Elite Lighting | HH4-LED-900L-DIM10-[120,277]V-[N,M,W]D-[27,30,35,40,50]K-90 | 925 | Downlight | 77.7 | 2016-09-21 | 2016-12-15 | Low | 1 | 77.7 | #N/A | #N/A | #N/A
Elite Lighting | HH6IC-LED-900L-DIM10-[120,277]V-[N,M,W]D-[27,30,35,40,50]K-90 | 925 | Downlight | 77.7 | 2016-09-21 | 2016-12-15 | Low | 1 | 77.7 | #N/A | #N/A | #N/A
GE Current, a Daintree company | LRXDS6119WWMD | 950 | Downlight | 77.7 | 2021-02-01 | 2021-02-11 | Low | 1 | 77.7 | #N/A | #N/A | #N/A
Simply Conserve | L9DL627D | 700 | Downlight | 77.8 | 2019-01-01 | 2019-08-06 | Low | 1 | 77.8 | #N/A | #N/A | #N/A
Elite Lighting | RL473-700L-DIMTR-120-30K/40K/50K-90-** | 700 | Downlight | 77.8 | 2020-04-23 | 2020-05-08 | Low | 1 | 77.8 | #N/A | #N/A | #N/A
fusion | ER3-SHAL-ADJ-LED-700L-DIM10-MVOLT-##K | 700 | Downlight | 77.8 | 2018-06-30 | 2018-08-31 | Low | 1 | 77.8 | #N/A | #N/A | #N/A
Earthtronics | RTF700306 | 700 | Downlight | 77.8 | 2017-01-01 | 2017-12-13 | Low | 1 | 77.8 | #N/A | #N/A | #N/A
Earthtronics | RTF700406WH2 | 700 | Downlight | 77.8 | 2018-03-19 | 2018-05-07 | Low | 1 | 77.8 | #N/A | #N/A | #N/A
Illume | I-FGM4** | 700 | Downlight | 77.8 | 2021-01-01 | 2021-09-21 | Low | 1 | 77.8 | #N/A | #N/A | #N/A
Dals | FGM4-##-** | 700 | Downlight | 77.8 | 2021-04-01 | 2021-06-22 | Low | 1 | 77.8 | #N/A | #N/A | #N/A
Dals | FGM4-30-** | 700 | Downlight | 77.8 | 2021-04-01 | 2021-06-22 | Low | 1 | 77.8 | #N/A | #N/A | #N/A
Dals | FGM4-CC-** | 700 | Downlight | 77.8 | 2021-01-01 | 2021-09-21 | Low | 1 | 77.8 | #N/A | #N/A | #N/A
FDL | FDFG-4-9W-##-** | 700 | Downlight | 77.8 | 2021-01-01 | 2020-12-21 | Low | 1 | 77.8 | #N/A | #N/A | #N/A
FDL | FDFG-4-9W-3K4K5K-** | 700 | Downlight | 77.8 | 2021-01-01 | 2020-12-21 | Low | 1 | 77.8 | #N/A | #N/A | #N/A
Globe | 91319 | 700 | Downlight | 77.8 | 2018-06-24 | 2018-06-26 | Low | 1 | 77.8 | #N/A | #N/A | #N/A
HENGTE | HT-G4RRRD4-809-30B-## | 700 | Downlight | 77.8 | 2018-05-25 | 2018-05-25 | Low | 1 | 77.8 | #N/A | #N/A | #N/A
LEDVANCE | 61446 | 700 | Downlight | 77.8 | 2022-01-05 | 2022-05-11 | Low | 1 | 77.8 | #N/A | #N/A | #N/A
Sylvania | 65472 | 700 | Downlight | 77.8 | 2020-09-23 | 2020-09-24 | Low | 1 | 77.8 | #N/A | #N/A | #N/A
Sylvania | 65473 | 700 | Downlight | 77.8 | 2020-09-23 | 2020-09-24 | Low | 1 | 77.8 | #N/A | #N/A | #N/A
Sylvania | 65686 | 700 | Downlight | 77.8 | 2021-09-15 | 2021-10-14 | Low | 1 | 77.8 | #N/A | #N/A | #N/A
Sylvania | 65687 | 700 | Downlight | 77.8 | 2021-09-15 | 2021-10-14 | Low | 1 | 77.8 | #N/A | #N/A | #N/A
LEADVISION | LV700AD-1143RR1 | 700 | Downlight | 77.8 | 2020-10-16 | 2020-12-28 | Low | 1 | 77.8 | #N/A | #N/A | #N/A
LEADVISION | LV700AD-1143RR12 | 700 | Downlight | 77.8 | 2020-10-16 | 2020-12-28 | Low | 1 | 77.8 | #N/A | #N/A | #N/A
LEADVISION | LV700AD-1143RR14 | 700 | Downlight | 77.8 | 2020-10-16 | 2020-12-28 | Low | 1 | 77.8 | #N/A | #N/A | #N/A
LEADVISION | LV700AD-1143RR4 | 700 | Downlight | 77.8 | 2020-10-16 | 2020-12-28 | Low | 1 | 77.8 | #N/A | #N/A | #N/A
LEADVISION | LV700AD-1143RR6 | 700 | Downlight | 77.8 | 2020-10-16 | 2020-12-28 | Low | 1 | 77.8 | #N/A | #N/A | #N/A
LEADVISION | LV700AD-1143RR8 | 700 | Downlight | 77.8 | 2020-10-16 | 2020-12-28 | Low | 1 | 77.8 | #N/A | #N/A | #N/A
LEADVISION | LV700AD-114GIM1 | 700 | Downlight | 77.8 | 2020-10-16 | 2021-01-20 | Low | 1 | 77.8 | #N/A | #N/A | #N/A
LEADVISION | LV700AD-114GIM1 | 700 | Downlight | 77.8 | 2021-11-07 | 2022-01-26 | Low | 1 | 77.8 | #N/A | #N/A | #N/A
LEADVISION | LV700AD-114GIM12 | 700 | Downlight | 77.8 | 2020-10-16 | 2021-01-20 | Low | 1 | 77.8 | #N/A | #N/A | #N/A
LEADVISION | LV700AD-114GIM4 | 700 | Downlight | 77.8 | 2020-10-16 | 2021-01-20 | Low | 1 | 77.8 | #N/A | #N/A | #N/A
LEADVISION | LV700AD-114GIM6 | 700 | Downlight | 77.8 | 2020-10-16 | 2021-01-20 | Low | 1 | 77.8 | #N/A | #N/A | #N/A
LEADVISION | LV700AD-114GIM8 | 700 | Downlight | 77.8 | 2020-10-16 | 2021-01-20 | Low | 1 | 77.8 | #N/A | #N/A | #N/A
LGI | DL4PP-9W-5CCT | 700 | Downlight | 77.8 | 2019-09-12 | 2019-09-17 | Low | 1 | 77.8 | #N/A | #N/A | #N/A
JS LEDÂ® | SZ-DL9W4-SP (3CCT) | 700 | Downlight | 77.8 | 2021-02-28 | 2021-06-24 | Low | 1 | 77.8 | #N/A | #N/A | #N/A
LUMINATTI | FL-4581*-CW | 700 | Downlight | 77.8 | 2022-08-12 | 2022-08-12 | Low | 1 | 77.8 | #N/A | #N/A | #N/A
LUMINATTI | FL-4581*-NW | 700 | Downlight | 77.8 | 2022-08-12 | 2022-08-12 | Low | 1 | 77.8 | #N/A | #N/A | #N/A
LUMINATTI | FL-4581*-WW | 700 | Downlight | 77.8 | 2022-08-12 | 2022-08-12 | Low | 1 | 77.8 | #N/A | #N/A | #N/A
NICOR LED | DGC41120SRD** | 700 | Downlight | 77.8 | 2020-06-15 | 2020-07-09 | Low | 1 | 77.8 | #N/A | #N/A | #N/A
NICOR LED | DGF41120SRD** | 700 | Downlight | 77.8 | 2020-06-15 | 2020-07-09 | Low | 1 | 77.8 | #N/A | #N/A | #N/A
Lights by Lotus | LED-4-S9W-5CCT-**-FG | 700 | Downlight | 77.8 | 2020-05-14 | 2020-06-10 | Low | 1 | 77.8 | #N/A | #N/A | #N/A
MaxLite | RF610ICAT27W | 700 | Downlight | 77.8 | 2017-01-01 | 2017-06-28 | Low | 1 | 77.8 | #N/A | #N/A | #N/A
Luminiz | DLSQ430B------ | 700 | Downlight | 77.8 | 2019-06-01 | 2021-01-07 | Low | 1 | 77.8 | #N/A | #N/A | #N/A
Luminiz | DLSQ430N------ | 700 | Downlight | 77.8 | 2019-06-01 | 2021-01-07 | Low | 1 | 77.8 | #N/A | #N/A | #N/A
Luminiz | DLSQ430W------ | 700 | Downlight | 77.8 | 2019-06-01 | 2021-01-07 | Low | 1 | 77.8 | #N/A | #N/A | #N/A
Luminiz | DLSQ440B------ | 700 | Downlight | 77.8 | 2019-06-01 | 2021-01-07 | Low | 1 | 77.8 | #N/A | #N/A | #N/A
Luminiz | DLSQ440N------ | 700 | Downlight | 77.8 | 2019-06-01 | 2021-01-07 | Low | 1 | 77.8 | #N/A | #N/A | #N/A
Luminiz | DLSQ440W------ | 700 | Downlight | 77.8 | 2019-06-01 | 2021-01-07 | Low | 1 | 77.8 | #N/A | #N/A | #N/A
SATCO/NUVO | 62/1700 | 700 | Downlight | 77.8 | 2022-10-10 | 2022-10-13 | Low | 1 | 77.8 | #N/A | #N/A | #N/A
RENO | RENO-LED-4-S9W-FG-345K** | 700 | Downlight | 77.8 | 2020-08-13 | 2020-08-27 | Low | 1 | 77.8 | #N/A | #N/A | #N/A
RENO | RENO-LED-4-S9W-FG-5CCT** | 700 | Downlight | 77.8 | 2022-06-23 | 2022-07-18 | Low | 1 | 77.8 | #N/A | #N/A | #N/A
Premier Electrical Products | R4GD-D##ES-WH | 700 | Downlight | 77.8 | 2020-06-10 | 2020-06-26 | Low | 1 | 77.8 | #N/A | #N/A | #N/A
Ortech | SLIM4GIM-5CCT** | 700 | Downlight | 77.8 | 2022-06-10 | 2022-07-11 | Low | 1 | 77.8 | #N/A | #N/A | #N/A
LEDIMWO | LDW-SLDL-4RD9W-5CCT | 700 | Downlight | 77.8 | 2021-03-26 | 2021-04-07 | Low | 1 | 77.8 | #N/A | #N/A | #N/A
LEDIMWO | LDW-SLDL-4RD9W-WD | 700 | Downlight | 77.8 | 2021-03-26 | 2021-04-08 | Low | 1 | 77.8 | #N/A | #N/A | #N/A
YG | YGCL-9X-ETL(3CCT) | 700 | Downlight | 77.8 | 2020-01-16 | 2019-04-03 | Low | 1 | 77.8 | #N/A | #N/A | #N/A
DELI | DL-T4a-9W-27K-WH | 700 | Downlight | 77.8 | 2021-01-01 | 2022-01-11 | Low | 1 | 77.8 | #N/A | #N/A | #N/A
DELI | DL-T4a-9W-3T-WH | 700 | Downlight | 77.8 | 2021-01-01 | 2022-01-11 | Low | 1 | 77.8 | #N/A | #N/A | #N/A
YUURTA | YT-4-9W-3CCT-GR | 700 | Downlight | 77.8 | 2019-08-20 | 2019-08-22 | Low | 1 | 77.8 | #N/A | #N/A | #N/A
Standard | 64329 | 700 | Downlight | 77.8 | 2016-03-25 | 2016-04-07 | Low | 1 | 77.8 | #N/A | #N/A | #N/A
ILLUMINEX TECHNOLOGIES | ILXSP-9X-TS(3CCT) | 700 | Downlight | 77.8 | 2019-02-05 | 2019-04-12 | Low | 1 | 77.8 | #N/A | #N/A | #N/A
llluminex | ILX-SP-9W-3CCT-WL | 700 | Downlight | 77.8 | 2020-07-15 | 2020-07-20 | Low | 1 | 77.8 | #N/A | #N/A | #N/A
LIGHT THE FUTURE | D944-N-90-2700 | 700 | Downlight | 77.8 | 2019-06-01 | 2019-11-12 | Low | 1 | 77.8 | #N/A | #N/A | #N/A
LIGHT THE FUTURE | D944-N-90-3000 | 700 | Downlight | 77.8 | 2019-06-01 | 2019-11-12 | Low | 1 | 77.8 | #N/A | #N/A | #N/A
LIGHT THE FUTURE | D944-N-90-3500 | 700 | Downlight | 77.8 | 2019-06-01 | 2019-11-12 | Low | 1 | 77.8 | #N/A | #N/A | #N/A
LIGHT THE FUTURE | D944-N-90-4000 | 700 | Downlight | 77.8 | 2019-06-01 | 2019-11-12 | Low | 1 | 77.8 | #N/A | #N/A | #N/A
LIGHT THE FUTURE | D944-N-90-5000 | 700 | Downlight | 77.8 | 2019-06-01 | 2019-11-12 | Low | 1 | 77.8 | #N/A | #N/A | #N/A
WAC Lighting | R4ERAR-W930-** | 700 | Downlight | 77.8 | 2019-06-01 | 2019-04-16 | Low | 1 | 77.8 | #N/A | #N/A | #N/A
WAC Lighting | R4ERAR-W935-** | 700 | Downlight | 77.8 | 2019-06-01 | 2019-04-16 | Low | 1 | 77.8 | #N/A | #N/A | #N/A
WAC Lighting | R4ERAR-W940-** | 700 | Downlight | 77.8 | 2019-06-01 | 2019-04-16 | Low | 1 | 77.8 | #N/A | #N/A | #N/A
WAC Lighting | R4ERAR-W9CS-** | 700 | Downlight | 77.8 | 2020-11-01 | 2020-12-31 | Low | 1 | 77.8 | #N/A | #N/A | #N/A
WAC Lighting | R4ESAR-W930-** | 700 | Downlight | 77.8 | 2020-12-15 | 2021-02-05 | Low | 1 | 77.8 | #N/A | #N/A | #N/A
WAC Lighting | R4ESAR-W935-** | 700 | Downlight | 77.8 | 2020-12-15 | 2021-02-05 | Low | 1 | 77.8 | #N/A | #N/A | #N/A
WAC Lighting | R4ESAR-W940-** | 700 | Downlight | 77.8 | 2020-12-15 | 2021-02-05 | Low | 1 | 77.8 | #N/A | #N/A | #N/A
WAC Lighting | R4ESAR-W950-** | 700 | Downlight | 77.8 | 2020-12-15 | 2021-02-05 | Low | 1 | 77.8 | #N/A | #N/A | #N/A
WAC Lighting | R2BSD-N930-**** | 700 | Downlight | 77.8 | 2017-04-01 | 2017-05-23 | Low | 1 | 77.8 | #N/A | #N/A | #N/A
AISPIRE | A1RQ-446F-CS** | 700 | Downlight | 77.8 | 2022-03-18 | 2022-04-01 | Low | 1 | 77.8 | #N/A | #N/A | #N/A
WAC | R4ERA2R-W9CS-** | 700 | Downlight | 77.8 | 2022-03-18 | 2022-04-01 | Low | 1 | 77.8 | #N/A | #N/A | #N/A
DawnRay | DR40RF-EVO-** | 700 | Downlight | 77.8 | 2021-04-14 | 2021-04-17 | Low | 1 | 77.8 | #N/A | #N/A | #N/A
DawnRay | DR40RG-** | 700 | Downlight | 77.8 | 2019-05-18 | 2019-05-21 | Low | 1 | 77.8 | #N/A | #N/A | #N/A
DawnRay | DR40RG-** | 700 | Downlight | 77.8 | 2021-07-04 | 2021-07-18 | Low | 1 | 77.8 | #N/A | #N/A | #N/A
DawnRay | DR40SG-** | 700 | Downlight | 77.8 | 2021-04-14 | 2021-04-25 | Low | 1 | 77.8 | #N/A | #N/A | #N/A
DawnRay | DR30RG-** | 700 | Downlight | 77.8 | 2021-04-14 | 2021-04-17 | Low | 1 | 77.8 | #N/A | #N/A | #N/A
Nora Lighting | NM2-2RTLDC6027*** | 623 | Downlight | 77.9 | 2022-07-15 | 2022-07-22 | Low | 1 | 77.9 | #N/A | #N/A | #N/A
Nora Lighting | NM2-2RTLDC6030*** | 623 | Downlight | 77.9 | 2022-07-15 | 2022-07-22 | Low | 1 | 77.9 | #N/A | #N/A | #N/A
Nora Lighting | NM2-2RTLDC6040*** | 623 | Downlight | 77.9 | 2022-07-15 | 2022-07-22 | Low | 1 | 77.9 | #N/A | #N/A | #N/A
PORTFOLIO | LD8B10[D010¦D010TR] ER8B102090[27¦30¦35¦40¦50] 8LB[N¦M¦W¦S]#[LI¦MW¦WMH¦WH¦H] | 795 | Downlight | 77.9 | 2018-12-31 | 2019-01-22 | Low | 1 | 77.9 | #N/A | #N/A | #N/A
FDL | FDLED-6-R12W-5CCT | 950 | Downlight | 77.9 | 2022-03-12 | 2022-03-18 | Low | 1 | 77.9 | #N/A | #N/A | #N/A
ESL Vision | ESL-CCR-R4-10W-150 | 780 | Downlight | 78 | 2016-12-15 | 2016-12-09 | Low | 1 | 78 | #N/A | #N/A | #N/A
ESL Vision | ESL-CCR-R56-10W-150 | 780 | Downlight | 78 | 2016-12-15 | 2016-12-14 | Low | 1 | 78 | #N/A | #N/A | #N/A
NDR Electric | RZR-CCT27-411-WH | 780 | Downlight | 78 | 2022-05-05 | 2022-06-13 | Low | 1 | 78 | #N/A | #N/A | #N/A
LIGHT THE FUTURE | D404-N-KT-XXXX | 780 | Downlight | 78 | 2016-09-05 | 2016-09-02 | Low | 1 | 78 | #N/A | #N/A | #N/A
LIGHT THE FUTURE | D404-N-XXXX | 780 | Downlight | 78 | 2016-03-07 | 2016-03-10 | Low | 1 | 78 | #N/A | #N/A | #N/A
LIGHT THE FUTURE | D406-N-XXXX | 780 | Downlight | 78 | 2016-03-07 | 2016-03-10 | Low | 1 | 78 | #N/A | #N/A | #N/A
Halo | LTB4069FS351EWHDM* | 625 | Downlight | 78.1 | 2022-06-25 | 2022-07-04 | Low | 1 | 78.1 | #N/A | #N/A | #N/A
Halo | LTB4069FS351EWHDM*-* | 625 | Downlight | 78.1 | 2022-06-25 | 2022-07-04 | Low | 1 | 78.1 | #N/A | #N/A | #N/A
Halo | LTB4069FS351EWHDM*-#* | 625 | Downlight | 78.1 | 2022-06-25 | 2022-07-04 | Low | 1 | 78.1 | #N/A | #N/A | #N/A
Commercial Electric | 1002804991 | 680 | Downlight | 78.2 | 2019-12-25 | 2020-01-09 | Low | 1 | 78.2 | #N/A | #N/A | #N/A
KILI-LED | DLD2-04-11-5CT* | 860 | Downlight | 78.2 | 2022-07-01 | 2022-07-06 | Low | 1 | 78.2 | #N/A | #N/A | #N/A
Halo | RL4099S1EWHR | 915 | Downlight | 78.2 | 2018-06-01 | 2018-06-19 | Low | 1 | 78.2 | #N/A | #N/A | #N/A
Illume | I-EL3PP**-## | 470 | Downlight | 78.3 | 2017-06-12 | 2018-01-09 | Low | 1 | 78.3 | #N/A | #N/A | #N/A
Dals | LEDDOWNPNLR3-**-## | 470 | Downlight | 78.3 | 2017-06-12 | 2018-01-09 | Low | 1 | 78.3 | #N/A | #N/A | #N/A
RAB Lighting | [RDCANIC¦NDCANIC][4¦6]R HALED 8- 80FR[YY¦Y¦YN¦N]HC HA[50¦80][BLANK¦FR] HATRIM[4¦6][R¦AR¦S][D¦BF]- [A¦CU¦SA¦W¦M¦SW¦MW] | 609 | Downlight | 78.3 | 2018-05-03 | 2019-08-26 | Low | 1 | 78.3 | #N/A | #N/A | #N/A
Green Creative | 12NCDLR6DIM/940/EXT | 940 | Downlight | 78.3 | 2018-04-03 | 2018-04-17 | Low | 1 | 78.3 | #N/A | #N/A | #N/A
Liteharbor | BL6-S301-**-30 | 940 | Downlight | 78.3 | 2018-01-20 | 2018-05-16 | Low | 1 | 78.3 | #N/A | #N/A | #N/A
Liteharbor | BL6-S301-**-35 | 940 | Downlight | 78.3 | 2018-01-20 | 2018-05-16 | Low | 1 | 78.3 | #N/A | #N/A | #N/A
Liteharbor | BL6-S301-**-40 | 940 | Downlight | 78.3 | 2018-01-20 | 2018-05-16 | Low | 1 | 78.3 | #N/A | #N/A | #N/A
Liteharbor | BL6-S301-**-50 | 940 | Downlight | 78.3 | 2018-01-20 | 2018-05-16 | Low | 1 | 78.3 | #N/A | #N/A | #N/A
GE Current, a Daintree company | LRXDR6119WWMD | 950 | Downlight | 78.3 | 2021-02-01 | 2021-02-11 | Low | 1 | 78.3 | #N/A | #N/A | #N/A
RAB Lighting | DLED6R11YY | 831 | Downlight | 78.4 | 2016-06-08 | 2016-09-08 | Low | 1 | 78.4 | #N/A | #N/A | #N/A
RAB Lighting | DLED6R9YY | 699 | Downlight | 78.5 | 2016-06-08 | 2016-09-08 | Low | 1 | 78.5 | #N/A | #N/A | #N/A
Intense Lighting | GDS4**L1279*******FL/****###***-***-* | 859 | Downlight | 78.5 | 2020-01-01 | 2020-06-25 | Low | 1 | 78.5 | #N/A | #N/A | #N/A
Intense Lighting | GDS4**L1279*******NF/****###***-***-* | 859 | Downlight | 78.5 | 2020-01-01 | 2020-06-25 | Low | 1 | 78.5 | #N/A | #N/A | #N/A
Intense Lighting | GDS4**L1279*******NS/****###***-***-* | 859 | Downlight | 78.5 | 2020-01-01 | 2020-06-25 | Low | 1 | 78.5 | #N/A | #N/A | #N/A
Intense Lighting | GDS4**L1279*******SP/****###***-***-* | 859 | Downlight | 78.5 | 2020-01-01 | 2020-06-25 | Low | 1 | 78.5 | #N/A | #N/A | #N/A
Intense Lighting | GDS4**L1279*******WF/****###***-***-* | 859 | Downlight | 78.5 | 2020-01-01 | 2020-06-25 | Low | 1 | 78.5 | #N/A | #N/A | #N/A
Intense Lighting | GDS4**L127*******FL/****###***-***-* | 859 | Downlight | 78.5 | 2020-01-01 | 2020-06-25 | Low | 1 | 78.5 | #N/A | #N/A | #N/A
Intense Lighting | GDS4**L127*******NF/****###***-***-* | 859 | Downlight | 78.5 | 2020-01-01 | 2020-06-25 | Low | 1 | 78.5 | #N/A | #N/A | #N/A
Intense Lighting | GDS4**L127*******NS/****###***-***-* | 859 | Downlight | 78.5 | 2020-01-01 | 2020-06-25 | Low | 1 | 78.5 | #N/A | #N/A | #N/A
Intense Lighting | GDS4**L127*******SP/****###***-***-* | 859 | Downlight | 78.5 | 2020-01-01 | 2020-06-25 | Low | 1 | 78.5 | #N/A | #N/A | #N/A
Intense Lighting | GDS4**L127*******WF/****###***-***-* | 859 | Downlight | 78.5 | 2020-01-01 | 2020-06-25 | Low | 1 | 78.5 | #N/A | #N/A | #N/A
Intense Lighting | GDS4**L1309*******FL/****###***-***-* | 859 | Downlight | 78.5 | 2020-01-01 | 2020-06-25 | Low | 1 | 78.5 | #N/A | #N/A | #N/A
Intense Lighting | GDS4**L1309*******NF/****###***-***-* | 859 | Downlight | 78.5 | 2020-01-01 | 2020-06-25 | Low | 1 | 78.5 | #N/A | #N/A | #N/A
Intense Lighting | GDS4**L1309*******NS/****###***-***-* | 859 | Downlight | 78.5 | 2020-01-01 | 2020-06-25 | Low | 1 | 78.5 | #N/A | #N/A | #N/A
Intense Lighting | GDS4**L1309*******SP/****###***-***-* | 859 | Downlight | 78.5 | 2020-01-01 | 2020-06-25 | Low | 1 | 78.5 | #N/A | #N/A | #N/A
Intense Lighting | GDS4**L1309*******WF/****###***-***-* | 859 | Downlight | 78.5 | 2020-01-01 | 2020-06-25 | Low | 1 | 78.5 | #N/A | #N/A | #N/A
Intense Lighting | GDS4**L130*******FL/****###***-***-* | 859 | Downlight | 78.5 | 2020-01-01 | 2020-06-25 | Low | 1 | 78.5 | #N/A | #N/A | #N/A
Intense Lighting | GDS4**L130*******NF/****###***-***-* | 859 | Downlight | 78.5 | 2020-01-01 | 2020-06-25 | Low | 1 | 78.5 | #N/A | #N/A | #N/A
Intense Lighting | GDS4**L130*******NS/****###***-***-* | 859 | Downlight | 78.5 | 2020-01-01 | 2020-06-25 | Low | 1 | 78.5 | #N/A | #N/A | #N/A
Intense Lighting | GDS4**L130*******SP/****###***-***-* | 859 | Downlight | 78.5 | 2020-01-01 | 2020-06-25 | Low | 1 | 78.5 | #N/A | #N/A | #N/A
Intense Lighting | GDS4**L130*******WF/****###***-***-* | 859 | Downlight | 78.5 | 2020-01-01 | 2020-06-25 | Low | 1 | 78.5 | #N/A | #N/A | #N/A
Intense Lighting | GDS4**L1359*******FL/****###***-***-* | 859 | Downlight | 78.5 | 2020-01-01 | 2020-06-25 | Low | 1 | 78.5 | #N/A | #N/A | #N/A
Intense Lighting | GDS4**L1359*******NF/****###***-***-* | 859 | Downlight | 78.5 | 2020-01-01 | 2020-06-25 | Low | 1 | 78.5 | #N/A | #N/A | #N/A
Intense Lighting | GDS4**L1359*******NS/****###***-***-* | 859 | Downlight | 78.5 | 2020-01-01 | 2020-06-25 | Low | 1 | 78.5 | #N/A | #N/A | #N/A
Intense Lighting | GDS4**L1359*******SP/****###***-***-* | 859 | Downlight | 78.5 | 2020-01-01 | 2020-06-25 | Low | 1 | 78.5 | #N/A | #N/A | #N/A
Intense Lighting | GDS4**L1359*******WF/****###***-***-* | 859 | Downlight | 78.5 | 2020-01-01 | 2020-06-25 | Low | 1 | 78.5 | #N/A | #N/A | #N/A
Intense Lighting | GDS4**L135*******FL/****###***-***-* | 859 | Downlight | 78.5 | 2020-01-01 | 2020-06-25 | Low | 1 | 78.5 | #N/A | #N/A | #N/A
Intense Lighting | GDS4**L135*******NF/****###***-***-* | 859 | Downlight | 78.5 | 2020-01-01 | 2020-06-25 | Low | 1 | 78.5 | #N/A | #N/A | #N/A
Intense Lighting | GDS4**L135*******NS/****###***-***-* | 859 | Downlight | 78.5 | 2020-01-01 | 2020-06-25 | Low | 1 | 78.5 | #N/A | #N/A | #N/A
Intense Lighting | GDS4**L135*******SP/****###***-***-* | 859 | Downlight | 78.5 | 2020-01-01 | 2020-06-25 | Low | 1 | 78.5 | #N/A | #N/A | #N/A
Intense Lighting | GDS4**L135*******WF/****###***-***-* | 859 | Downlight | 78.5 | 2020-01-01 | 2020-06-25 | Low | 1 | 78.5 | #N/A | #N/A | #N/A
Intense Lighting | GDS4**L1409*******FL/****###***-***-* | 859 | Downlight | 78.5 | 2020-01-01 | 2020-06-25 | Low | 1 | 78.5 | #N/A | #N/A | #N/A
Intense Lighting | GDS4**L1409*******NF/****###***-***-* | 859 | Downlight | 78.5 | 2020-01-01 | 2020-06-25 | Low | 1 | 78.5 | #N/A | #N/A | #N/A
Intense Lighting | GDS4**L1409*******NS/****###***-***-* | 859 | Downlight | 78.5 | 2020-01-01 | 2020-06-25 | Low | 1 | 78.5 | #N/A | #N/A | #N/A
Intense Lighting | GDS4**L1409*******SP/****###***-***-* | 859 | Downlight | 78.5 | 2020-01-01 | 2020-06-25 | Low | 1 | 78.5 | #N/A | #N/A | #N/A
Intense Lighting | GDS4**L1409*******WF/****###***-***-* | 859 | Downlight | 78.5 | 2020-01-01 | 2020-06-25 | Low | 1 | 78.5 | #N/A | #N/A | #N/A
Intense Lighting | GDS4**L140*******FL/****###***-***-* | 859 | Downlight | 78.5 | 2020-01-01 | 2020-06-25 | Low | 1 | 78.5 | #N/A | #N/A | #N/A
Intense Lighting | GDS4**L140*******NF/****###***-***-* | 859 | Downlight | 78.5 | 2020-01-01 | 2020-06-25 | Low | 1 | 78.5 | #N/A | #N/A | #N/A
Intense Lighting | GDS4**L140*******NS/****###***-***-* | 859 | Downlight | 78.5 | 2020-01-01 | 2020-06-25 | Low | 1 | 78.5 | #N/A | #N/A | #N/A
Intense Lighting | GDS4**L140*******SP/****###***-***-* | 859 | Downlight | 78.5 | 2020-01-01 | 2020-06-25 | Low | 1 | 78.5 | #N/A | #N/A | #N/A
Intense Lighting | GDS4**L140*******WF/****###***-***-* | 859 | Downlight | 78.5 | 2020-01-01 | 2020-06-25 | Low | 1 | 78.5 | #N/A | #N/A | #N/A
Energetic Lighting | E4DLH12D4-93040 | 942 | Downlight | 78.5 | 2020-08-07 | 2020-08-10 | Low | 1 | 78.5 | #N/A | #N/A | #N/A
Lithonia | LBR4 45LM [30¦35¦40¦50]K [AR¦WR¦MS] [ ¦TRW¦TRBL] LSS [MWD¦WD] [MVOLT¦347] UGZ[ ¦1] [ ¦90CRI] [ ¦ETS] [ ¦AT] [ ¦WL] | 955 | Downlight | 78.5 | 2020-08-01 | 2020-08-18 | Low | 1 | 78.5 | #N/A | #N/A | #N/A
Spectrum Lighting Inc. | CR2[8¦9][27¦30¦35¦40]10X[D5¦L2¦A2][MOUNTING][LENGTH][TW¦TB¦MT¦BZ¦CC][blank¦EM][RRM¦SRM¦blank¦CK1¦CK2¦CK3¦CK4¦CK5] / RD2[XS¦SP¦FL¦XF] / RB2[BS¦BK¦BB¦BD¦BSA1¦BKA1][ASG¦ARG¦ABK¦AGD¦TW¦TB¦MT¦BZ¦CC] | 975 | Downlight | 78.5 | 2021-10-13 | 2021-10-22 | Low | 1 | 78.5 | #N/A | #N/A | #N/A
Earthtronics | RTF550504 | 550 | Downlight | 78.6 | 2017-01-01 | 2017-11-30 | Low | 1 | 78.6 | #N/A | #N/A | #N/A
Earthtronics | RTF550304 | 550 | Downlight | 78.6 | 2017-01-01 | 2017-12-13 | Low | 1 | 78.6 | #N/A | #N/A | #N/A
Sylvania | 62392 | 550 | Downlight | 78.6 | 2022-04-01 | 2022-06-03 | Low | 1 | 78.6 | #N/A | #N/A | #N/A
NADAIR/OVO | **MOCP734L-4**#* | 550 | Downlight | 78.6 | 2017-06-01 | 2017-06-07 | Low | 1 | 78.6 | #N/A | #N/A | #N/A
MaxLite | RF408ICAT27W | 550 | Downlight | 78.6 | 2017-01-01 | 2017-06-28 | Low | 1 | 78.6 | #N/A | #N/A | #N/A
RAB | DLS0094(SM34-5R-7-930-120-W) | 550 | Downlight | 78.6 | 2021-10-27 | 2021-12-20 | Low | 1 | 78.6 | #N/A | #N/A | #N/A
Satco | S29011 | 550 | Downlight | 78.6 | 2018-07-15 | 2018-07-19 | Low | 1 | 78.6 | #N/A | #N/A | #N/A
Standard | 64326 | 550 | Downlight | 78.6 | 2016-03-25 | 2016-04-04 | Low | 1 | 78.6 | #N/A | #N/A | #N/A
Standard | 64327 | 550 | Downlight | 78.6 | 2016-03-25 | 2016-04-04 | Low | 1 | 78.6 | #N/A | #N/A | #N/A
Standard | 64328 | 550 | Downlight | 78.6 | 2016-03-25 | 2016-04-04 | Low | 1 | 78.6 | #N/A | #N/A | #N/A
Halo | LTB3059FS351EWHDM* | 535 | Downlight | 78.7 | 2022-06-25 | 2022-07-04 | Low | 1 | 78.7 | #N/A | #N/A | #N/A
Halo | LTB3059FS351EWHDM*-* | 535 | Downlight | 78.7 | 2022-06-25 | 2022-07-04 | Low | 1 | 78.7 | #N/A | #N/A | #N/A
Halo | LTB3059FS351EWHDM*-#* | 535 | Downlight | 78.7 | 2022-06-25 | 2022-07-04 | Low | 1 | 78.7 | #N/A | #N/A | #N/A
Halo | SMD6R6930WH*-* | 758 | Downlight | 78.7 | 2020-05-25 | 2020-05-27 | Low | 1 | 78.7 | #N/A | #N/A | #N/A
SINGLIMING | GS-G3-D8 (3000K) | 630 | Downlight | 78.8 | 2019-08-29 | 2019-09-04 | Low | 1 | 78.8 | #N/A | #N/A | #N/A
SINGLIMING | GS-G3-D8 (4000K) | 630 | Downlight | 78.8 | 2019-08-29 | 2019-09-04 | Low | 1 | 78.8 | #N/A | #N/A | #N/A
SINGLIMING | GS-G3-D8 (5000K) | 630 | Downlight | 78.8 | 2019-08-29 | 2019-09-04 | Low | 1 | 78.8 | #N/A | #N/A | #N/A
Halo | LCR2089FS1EMW* | 796 | Downlight | 78.8 | 2020-04-07 | 2020-04-10 | Low | 1 | 78.8 | #N/A | #N/A | #N/A
AURORIV | HY-BFDL-S4-9W-5CCT | 710 | Downlight | 78.9 | 2022-12-13 | 2022-12-13 | Low | 1 | 78.9 | #N/A | #N/A | #N/A
DMF Lighting | DID2M-07927* | 750 | Downlight | 78.9 | 2021-02-01 | 2021-02-02 | Low | 1 | 78.9 | #N/A | #N/A | #N/A
DMF Lighting | DID2M-07930* | 750 | Downlight | 78.9 | 2021-02-01 | 2021-02-02 | Low | 1 | 78.9 | #N/A | #N/A | #N/A
DMF Lighting | DID2M-07935* | 750 | Downlight | 78.9 | 2021-02-01 | 2021-02-02 | Low | 1 | 78.9 | #N/A | #N/A | #N/A
DMF Lighting | DID2M-07940* | 750 | Downlight | 78.9 | 2021-02-01 | 2021-02-02 | Low | 1 | 78.9 | #N/A | #N/A | #N/A
Halo | HLBPH4069FS1EMWR | 805 | Downlight | 78.9 | 2021-09-01 | 2021-10-08 | Low | 1 | 78.9 | #N/A | #N/A | #N/A
Liteharbor | BL4-007-**-30 | 790 | Downlight | 79 | 2018-01-20 | 2018-05-15 | Low | 1 | 79 | #N/A | #N/A | #N/A
Liteharbor | BL4-007-**-35 | 790 | Downlight | 79 | 2018-01-20 | 2018-05-15 | Low | 1 | 79 | #N/A | #N/A | #N/A
Liteharbor | BL4-007-**-40 | 790 | Downlight | 79 | 2018-01-20 | 2018-05-15 | Low | 1 | 79 | #N/A | #N/A | #N/A
Liteharbor | BL4-007-**-50 | 790 | Downlight | 79 | 2018-01-20 | 2018-05-15 | Low | 1 | 79 | #N/A | #N/A | #N/A
Estimator Contractor Series | [SP4ES¦SP6ES¦SP8ES]11L[30K¦35K¦40K][D1¦DX¦DXEM][AR4ES¦AR6ES¦AR8ES]/[SG¦MW]/[WF¦MF] | 843 | Downlight | 79.1 | 2018-04-02 | 2018-04-11 | Low | 1 | 79.1 | #N/A | #N/A | #N/A
luxrite | LR23739 | 950 | Downlight | 79.2 | 2022-05-01 | 2022-05-09 | Low | 1 | 79.2 | #N/A | #N/A | #N/A
luxrite | LR23741 | 950 | Downlight | 79.2 | 2021-10-28 | 2021-12-20 | Low | 1 | 79.2 | #N/A | #N/A | #N/A
luxrite | LR23742 | 950 | Downlight | 79.2 | 2022-05-01 | 2022-05-09 | Low | 1 | 79.2 | #N/A | #N/A | #N/A
luxrite | LR23743 | 950 | Downlight | 79.2 | 2021-10-28 | 2021-12-20 | Low | 1 | 79.2 | #N/A | #N/A | #N/A
Simply Conserve | L12-DLR6-27/50-D-ADJ | 950 | Downlight | 79.2 | 2021-12-02 | 2021-12-02 | Low | 1 | 79.2 | #N/A | #N/A | #N/A
HENGTE | HT-G65BRRD6-812-27I-##5 | 950 | Downlight | 79.2 | 2020-04-15 | 2020-04-16 | Low | 1 | 79.2 | #N/A | #N/A | #N/A
Li-Tech | HT-URRD6-812-27C-## | 950 | Downlight | 79.2 | 2017-08-14 | 2017-09-05 | Low | 1 | 79.2 | #N/A | #N/A | #N/A
Globe | 91106 | 950 | Downlight | 79.2 | 2017-06-25 | 2017-07-19 | Low | 1 | 79.2 | #N/A | #N/A | #N/A
Globe | 91106 | 950 | Downlight | 79.2 | 2018-04-15 | 2018-07-20 | Low | 1 | 79.2 | #N/A | #N/A | #N/A
SINGLIMING | GS-P6-B12 (CCT) | 950 | Downlight | 79.2 | 2019-09-01 | 2019-09-09 | Low | 1 | 79.2 | #N/A | #N/A | #N/A
BATEC | HT-URRD6-812-27C-## | 950 | Downlight | 79.2 | 2017-08-14 | 2017-09-05 | Low | 1 | 79.2 | #N/A | #N/A | #N/A
HENGTE | HT-G2FRRD6-812-30D-## | 950 | Downlight | 79.2 | 2018-04-15 | 2018-04-20 | Low | 1 | 79.2 | #N/A | #N/A | #N/A
HENGTE | HT-G2RRRD6-812-30D-## | 950 | Downlight | 79.2 | 2018-04-15 | 2018-05-01 | Low | 1 | 79.2 | #N/A | #N/A | #N/A
HENGTE | HT-G2URRD6-812-30D-## | 950 | Downlight | 79.2 | 2018-04-15 | 2018-04-23 | Low | 1 | 79.2 | #N/A | #N/A | #N/A
HENGTE | HT-URRD6-812-27C-## | 950 | Downlight | 79.2 | 2017-08-14 | 2017-09-05 | Low | 1 | 79.2 | #N/A | #N/A | #N/A
NICOR LED | DGD421202KRDWH | 950 | Downlight | 79.2 | 2018-08-31 | 2018-12-13 | Low | 1 | 79.2 | #N/A | #N/A | #N/A
MoreLite | MLDL601240SM | 950 | Downlight | 79.2 | 2022-11-15 | 2022-11-15 | Low | 1 | 79.2 | #N/A | #N/A | #N/A
MoreLite | MLDL601240SM-2PK | 950 | Downlight | 79.2 | 2022-11-15 | 2022-11-15 | Low | 1 | 79.2 | #N/A | #N/A | #N/A
MoreLite | MLDL60125CCTSM | 950 | Downlight | 79.2 | 2022-11-15 | 2022-11-15 | Low | 1 | 79.2 | #N/A | #N/A | #N/A
MoreLite | MLDL60125CCTSM-2PK | 950 | Downlight | 79.2 | 2022-11-15 | 2022-11-15 | Low | 1 | 79.2 | #N/A | #N/A | #N/A
NDR Electric | RZR-610-12W-#K-** | 950 | Downlight | 79.2 | 2016-11-30 | 2017-06-09 | Low | 1 | 79.2 | #N/A | #N/A | #N/A
NDR Electric | RZR-630-12W-#K-** | 950 | Downlight | 79.2 | 2017-05-25 | 2017-06-09 | Low | 1 | 79.2 | #N/A | #N/A | #N/A
Luminiz | DS110403CTBK | 950 | Downlight | 79.2 | 2021-03-08 | 2021-05-12 | Low | 1 | 79.2 | #N/A | #N/A | #N/A
Luminiz | DS110403CTBL | 950 | Downlight | 79.2 | 2021-03-08 | 2021-05-12 | Low | 1 | 79.2 | #N/A | #N/A | #N/A
Luminiz | DS110403CTBR | 950 | Downlight | 79.2 | 2021-03-08 | 2021-05-12 | Low | 1 | 79.2 | #N/A | #N/A | #N/A
Luminiz | DS110403CTGO | 950 | Downlight | 79.2 | 2021-03-08 | 2021-05-12 | Low | 1 | 79.2 | #N/A | #N/A | #N/A
Luminiz | DS110403CTGR | 950 | Downlight | 79.2 | 2021-03-08 | 2021-05-12 | Low | 1 | 79.2 | #N/A | #N/A | #N/A
Luminiz | DS110403CTMB | 950 | Downlight | 79.2 | 2021-03-08 | 2021-05-12 | Low | 1 | 79.2 | #N/A | #N/A | #N/A
Luminiz | DS110403CTMW | 950 | Downlight | 79.2 | 2021-03-08 | 2021-05-12 | Low | 1 | 79.2 | #N/A | #N/A | #N/A
Luminiz | DS110403CTNK | 950 | Downlight | 79.2 | 2021-03-08 | 2021-05-12 | Low | 1 | 79.2 | #N/A | #N/A | #N/A
Luminiz | DS110403CTOR | 950 | Downlight | 79.2 | 2021-03-08 | 2021-05-12 | Low | 1 | 79.2 | #N/A | #N/A | #N/A
Luminiz | DS110403CTWH | 950 | Downlight | 79.2 | 2021-03-08 | 2021-05-12 | Low | 1 | 79.2 | #N/A | #N/A | #N/A
Luminiz | DS110403CTYE | 950 | Downlight | 79.2 | 2021-03-08 | 2021-05-12 | Low | 1 | 79.2 | #N/A | #N/A | #N/A
RAB | DLS0090(SUMOFA-7R-12-95CCT-UNVT-W) | 950 | Downlight | 79.2 | 2021-10-27 | 2021-12-20 | Low | 1 | 79.2 | #N/A | #N/A | #N/A
RAB | DLS0092(SUMOFA-7R-12-95CCT-UNV-W) | 950 | Downlight | 79.2 | 2021-10-27 | 2021-12-20 | Low | 1 | 79.2 | #N/A | #N/A | #N/A
RAB | DLW0087(WFRLA6R129FA120WS) | 950 | Downlight | 79.2 | 2022-04-05 | 2022-04-25 | Low | 1 | 79.2 | #N/A | #N/A | #N/A
Sunlite | 87707 | 950 | Downlight | 79.2 | 2022-01-08 | 2022-05-23 | Low | 1 | 79.2 | #N/A | #N/A | #N/A
Sunlite | 87709 | 950 | Downlight | 79.2 | 2022-01-08 | 2022-05-23 | Low | 1 | 79.2 | #N/A | #N/A | #N/A
Stanpro | GMBR-12A90/30** | 950 | Downlight | 79.2 | 2019-12-13 | 2020-02-20 | Low | 1 | 79.2 | #N/A | #N/A | #N/A
Stanpro | GMBR-12A90/40** | 950 | Downlight | 79.2 | 2019-12-13 | 2020-02-20 | Low | 1 | 79.2 | #N/A | #N/A | #N/A
Stanpro | GMBR-12A90/50** | 950 | Downlight | 79.2 | 2019-12-13 | 2020-02-20 | Low | 1 | 79.2 | #N/A | #N/A | #N/A
WAC Lighting | R4D*D*-F930-** | 950 | Downlight | 79.2 | 2020-04-01 | 2021-07-16 | Low | 1 | 79.2 | #N/A | #N/A | #N/A
Westinghouse Lighting | 52021 | 950 | Downlight | 79.2 | 2020-04-07 | 2020-04-08 | Low | 1 | 79.2 | #N/A | #N/A | #N/A
AURORIV | HY-BFDL-S6-12W-5CCT | 950 | Downlight | 79.2 | 2022-12-13 | 2022-12-13 | Low | 1 | 79.2 | #N/A | #N/A | #N/A
Halo | HLBSL6099FS461EMWR* | 991 | Downlight | 79.3 | 2019-10-25 | 2019-11-05 | Low | 1 | 79.3 | #N/A | #N/A | #N/A
Halo | HLBSL6099FS461EMWR* | 991 | Downlight | 79.3 | 2019-10-25 | 2019-11-05 | Low | 1 | 79.3 | #N/A | #N/A | #N/A
Illume | I-GMB3-##-** | 635 | Downlight | 79.4 | 2018-11-01 | 2018-12-20 | Low | 1 | 79.4 | #N/A | #N/A | #N/A
Dals | LEDDOWNG3-##-** | 635 | Downlight | 79.4 | 2018-11-01 | 2018-12-20 | Low | 1 | 79.4 | #N/A | #N/A | #N/A
WAC Lighting | TK-180501-30-** | 795 | Downlight | 79.5 | 2019-06-01 | 2019-03-27 | Low | 1 | 79.5 | #N/A | #N/A | #N/A
WAC Lighting | TK-180501-35-** | 795 | Downlight | 79.5 | 2019-06-01 | 2019-03-27 | Low | 1 | 79.5 | #N/A | #N/A | #N/A
WAC Lighting | TK-180501-40-** | 795 | Downlight | 79.5 | 2019-06-01 | 2019-03-27 | Low | 1 | 79.5 | #N/A | #N/A | #N/A
LED ONE | LOD-DL4SM-AD10W-XXK | 796 | Downlight | 79.6 | 2015-12-28 | 2015-12-31 | Low | 1 | 79.6 | #N/A | #N/A | #N/A
Nora Lighting | NLOP-R650927W | 848 | Downlight | 79.6 | 2015-03-15 | 2016-07-05 | Low | 1 | 79.6 | #N/A | #N/A | #N/A
Lithonia Lighting | WF6 LL LED [27K30K35K¦30K40K50K] [ ¦MVOLT] 90CRI [MW¦MB¦ORB¦BN¦SN] | 795 | Downlight | 79.8 | 2018-05-08 | 2018-05-18 | Low | 1 | 79.8 | #N/A | #N/A | #N/A
Lightolier | L5R10[A¦AN¦R]E1VB / L5R10927VB / L5[R¦S][D¦B]** | 757 | Downlight | 79.9 | 2021-12-01 | 2022-06-23 | Low | 1 | 79.9 | #N/A | #N/A | #N/A
Lightolier | L5R10[A¦AN¦R]E1VB / L5R10930VB / L5[R¦S][D¦B]** | 757 | Downlight | 79.9 | 2021-12-01 | 2022-06-23 | Low | 1 | 79.9 | #N/A | #N/A | #N/A
Lightolier | L5R10[A¦AN¦R]E1VB / L5R10935VB / L5[R¦S][D¦B]** | 757 | Downlight | 79.9 | 2021-12-01 | 2022-06-23 | Low | 1 | 79.9 | #N/A | #N/A | #N/A
Lightolier | L5R10[A¦AN¦R]E1VB / L5R10940VB / L5[R¦S][D¦B]** | 757 | Downlight | 79.9 | 2021-12-01 | 2022-06-23 | Low | 1 | 79.9 | #N/A | #N/A | #N/A
Lightolier | L5R10[A¦AN¦R]E1VB / L5R10950VB / L5[R¦S][D¦B]** | 757 | Downlight | 79.9 | 2021-12-01 | 2022-06-23 | Low | 1 | 79.9 | #N/A | #N/A | #N/A
Lightolier | L5R10[A¦AN¦R]E1VB / L5RA10927*VB | 757 | Downlight | 79.9 | 2021-12-01 | 2022-06-23 | Low | 1 | 79.9 | #N/A | #N/A | #N/A
Lightolier | L5R10[A¦AN¦R]E1VB / L5RA10930*VB | 757 | Downlight | 79.9 | 2021-12-01 | 2022-06-23 | Low | 1 | 79.9 | #N/A | #N/A | #N/A
Lightolier | L5R10[A¦AN¦R]E1VB / L5RA10935*VB | 757 | Downlight | 79.9 | 2021-12-01 | 2022-06-23 | Low | 1 | 79.9 | #N/A | #N/A | #N/A
Lightolier | L5R10[A¦AN¦R]E1VB / L5RA10940*VB | 757 | Downlight | 79.9 | 2021-12-01 | 2022-06-23 | Low | 1 | 79.9 | #N/A | #N/A | #N/A
Lightolier | L5R10[A¦AN¦R]E1VB / L5RA10950*VB | 757 | Downlight | 79.9 | 2021-12-01 | 2022-06-23 | Low | 1 | 79.9 | #N/A | #N/A | #N/A
Lightolier | L5R10[A¦AN¦R]Z10UVB / L5R10927VB / L5[R¦S][D¦B]** | 757 | Downlight | 79.9 | 2021-12-01 | 2022-06-23 | Low | 1 | 79.9 | #N/A | #N/A | #N/A
Lightolier | L5R10[A¦AN¦R]Z10UVB / L5R10930VB / L5[R¦S][D¦B]** | 757 | Downlight | 79.9 | 2021-12-01 | 2022-06-23 | Low | 1 | 79.9 | #N/A | #N/A | #N/A
Lightolier | L5R10[A¦AN¦R]Z10UVB / L5R10935VB / L5[R¦S][D¦B]** | 757 | Downlight | 79.9 | 2021-12-01 | 2022-06-23 | Low | 1 | 79.9 | #N/A | #N/A | #N/A
Lightolier | L5R10[A¦AN¦R]Z10UVB / L5R10940VB / L5[R¦S][D¦B]** | 757 | Downlight | 79.9 | 2021-12-01 | 2022-06-23 | Low | 1 | 79.9 | #N/A | #N/A | #N/A
Lightolier | L5R10[A¦AN¦R]Z10UVB / L5R10950VB / L5[R¦S][D¦B]** | 757 | Downlight | 79.9 | 2021-12-01 | 2022-06-23 | Low | 1 | 79.9 | #N/A | #N/A | #N/A
Lightolier | L5R10[A¦AN¦R]Z10UVB / L5RA10927*VB | 757 | Downlight | 79.9 | 2021-12-01 | 2022-06-23 | Low | 1 | 79.9 | #N/A | #N/A | #N/A
Lightolier | L5R10[A¦AN¦R]Z10UVB / L5RA10930*VB | 757 | Downlight | 79.9 | 2021-12-01 | 2022-06-23 | Low | 1 | 79.9 | #N/A | #N/A | #N/A
Lightolier | L5R10[A¦AN¦R]Z10UVB / L5RA10935*VB | 757 | Downlight | 79.9 | 2021-12-01 | 2022-06-23 | Low | 1 | 79.9 | #N/A | #N/A | #N/A
Lightolier | L5R10[A¦AN¦R]Z10UVB / L5RA10940*VB | 757 | Downlight | 79.9 | 2021-12-01 | 2022-06-23 | Low | 1 | 79.9 | #N/A | #N/A | #N/A
Lightolier | L5R10[A¦AN¦R]Z10UVB / L5RA10950*VB | 757 | Downlight | 79.9 | 2021-12-01 | 2022-06-23 | Low | 1 | 79.9 | #N/A | #N/A | #N/A
HONG YAO | HY-SDL-R6-12W-5CCT | 959 | Downlight | 79.9 | 2021-05-20 | 2021-07-06 | Low | 1 | 79.9 | #N/A | #N/A | #N/A
Kichler | DLMG02R##90*** | 400 | Downlight | 80 | 2020-04-22 | 2020-04-21 | Low | 1 | 80 | #N/A | #N/A | #N/A
LOTUS LED LIGHTS | LSG2-30K | 400 | Downlight | 80 | 2018-10-29 | 2019-01-21 | Low | 1 | 80 | #N/A | #N/A | #N/A
RAB | DLG0001 | 400 | Downlight | 80 | 2020-01-16 | 2020-03-05 | Low | 1 | 80 | #N/A | #N/A | #N/A
Commercial Electric | 91330 | 400 | Downlight | 80 | 2019-10-15 | 2019-10-11 | Low | 1 | 80 | #N/A | #N/A | #N/A
VOTATEC | VO-RP3W7-120-D-3WY | 560 | Downlight | 80 | 2022-05-10 | 2022-06-02 | Low | 1 | 80 | #N/A | #N/A | #N/A
LOTUS LED LIGHTS | LL3G-30K | 600 | Downlight | 80 | 2016-09-10 | 2016-11-21 | Low | 1 | 80 | #N/A | #N/A | #N/A
LOTUS LED LIGHTS | LRG3-30K | 600 | Downlight | 80 | 2017-11-15 | 2017-11-23 | Low | 1 | 80 | #N/A | #N/A | #N/A
LOTUS LED LIGHTS | LSG3-30K | 600 | Downlight | 80 | 2018-10-29 | 2018-10-26 | Low | 1 | 80 | #N/A | #N/A | #N/A
LOTUS LED LIGHTS | LY3G 30K | 600 | Downlight | 80 | 2015-01-01 | 2016-04-25 | Low | 1 | 80 | #N/A | #N/A | #N/A
NDR Electric | RZR-411-9W-27K-WH | 720 | Downlight | 80 | 2018-05-04 | 2018-07-03 | Low | 1 | 80 | #N/A | #N/A | #N/A
National Specialty Lighting | GDL-3-9W-**-** | 720 | Downlight | 80 | 2018-05-17 | 2018-06-07 | Low | 1 | 80 | #N/A | #N/A | #N/A
Magic Lite | GDL-3-9W-**-** | 720 | Downlight | 80 | 2018-05-24 | 2018-06-07 | Low | 1 | 80 | #N/A | #N/A | #N/A
Satco | S11704 | 720 | Downlight | 80 | 2019-01-01 | 2021-07-16 | Low | 1 | 80 | #N/A | #N/A | #N/A
Premier Electrical Products | R35G-D30ES- ** | 720 | Downlight | 80 | 2020-06-08 | 2020-07-07 | Low | 1 | 80 | #N/A | #N/A | #N/A
DANS | DA-RL4W9R(2700K) | 720 | Downlight | 80 | 2017-04-27 | 2022-05-17 | Low | 1 | 80 | #N/A | #N/A | #N/A
DANS | DA-RL4W9R(3000K) | 720 | Downlight | 80 | 2017-04-27 | 2022-05-17 | Low | 1 | 80 | #N/A | #N/A | #N/A
DANS | DA-RL4W9R(3500K) | 720 | Downlight | 80 | 2017-04-27 | 2022-05-17 | Low | 1 | 80 | #N/A | #N/A | #N/A
DANS | DA-RL4W9R(4000K) | 720 | Downlight | 80 | 2017-04-27 | 2022-05-17 | Low | 1 | 80 | #N/A | #N/A | #N/A
DANS | DA-RL4W9R(5000K) | 720 | Downlight | 80 | 2017-04-27 | 2022-05-17 | Low | 1 | 80 | #N/A | #N/A | #N/A
AURORIV | HY-BFDL-R4-9W-5CCT | 720 | Downlight | 80 | 2022-12-12 | 2022-12-12 | Low | 1 | 80 | #N/A | #N/A | #N/A
AURORIV | HY-UADL-R4-9W-5CCT | 720 | Downlight | 80 | 2022-11-25 | 2022-11-25 | Low | 1 | 80 | #N/A | #N/A | #N/A
Juno Lighting | JSF[ ¦SQ] 5IN 07LM [27K¦30K¦35K¦40K] 90CRI [120¦MVOLT] [FRPC¦ZT] WH | 776 | Downlight | 80 | 2017-07-17 | 2017-07-18 | Low | 1 | 80 | #N/A | #N/A | #N/A
luxrite | LR22630 | 800 | Downlight | 80 | 2022-07-26 | 2022-08-23 | Low | 1 | 80 | #N/A | #N/A | #N/A
luxrite | LR22638 | 800 | Downlight | 80 | 2022-07-26 | 2022-08-24 | Low | 1 | 80 | #N/A | #N/A | #N/A
EELighting | DR-R5314MW-10W30K-120277V-Triac-CRI90 | 800 | Downlight | 80 | 2020-11-11 | 2020-12-02 | Low | 1 | 80 | #N/A | #N/A | #N/A
Green Creative | MFR6/9CCT5S/DUALDIM/EXT | 800 | Downlight | 80 | 2022-10-15 | 2022-10-17 | Low | 1 | 80 | #N/A | #N/A | #N/A
Green Creative | MGR6/9CCT5S/DUALDIM/EXT | 800 | Downlight | 80 | 2022-10-15 | 2022-10-17 | Low | 1 | 80 | #N/A | #N/A | #N/A
HENGTE | HT-G6URRD4-810-30C-** | 800 | Downlight | 80 | 2018-12-18 | 2018-12-17 | Low | 1 | 80 | #N/A | #N/A | #N/A
NDR Electric | RZR-CCT-FR411-WH | 800 | Downlight | 80 | 2021-09-01 | 2022-01-04 | Low | 1 | 80 | #N/A | #N/A | #N/A
MORRIS | 72676 | 800 | Downlight | 80 | 2018-06-30 | 2019-05-13 | Low | 1 | 80 | #N/A | #N/A | #N/A
Rayon Lighting | RJL4-27 | 800 | Downlight | 80 | 2015-12-25 | 2016-01-21 | Low | 1 | 80 | #N/A | #N/A | #N/A
Rayon Lighting | RJL4-30 | 800 | Downlight | 80 | 2015-12-25 | 2016-01-21 | Low | 1 | 80 | #N/A | #N/A | #N/A
Rayon Lighting | RJL4-40 | 800 | Downlight | 80 | 2015-12-25 | 2016-01-21 | Low | 1 | 80 | #N/A | #N/A | #N/A
Rayon Lighting | RJL4-50 | 800 | Downlight | 80 | 2015-12-25 | 2016-01-21 | Low | 1 | 80 | #N/A | #N/A | #N/A
RAB | DLS0010 | 800 | Downlight | 80 | 2019-12-12 | 2020-03-20 | Low | 1 | 80 | #N/A | #N/A | #N/A
OKT Lighting | CP3-10W-27E | 800 | Downlight | 80 | 2021-05-22 | 2021-06-01 | Low | 1 | 80 | #N/A | #N/A | #N/A
LIGHT THE FUTURE | D404-N-KT-XXXX | 800 | Downlight | 80 | 2016-09-05 | 2016-09-02 | Low | 1 | 80 | #N/A | #N/A | #N/A
denghuo | FXF01024 | 800 | Downlight | 80 | 2022-11-20 | 2022-11-22 | Low | 1 | 80 | #N/A | #N/A | #N/A
Trace-lite | DDX-D6-12-C5 | 960 | Downlight | 80 | 2021-11-24 | 2021-11-26 | Low | 1 | 80 | #N/A | #N/A | #N/A
LEDone | LOC-7RDDL-12WMCCT | 960 | Downlight | 80 | 2020-07-07 | 2020-07-07 | Low | 1 | 80 | #N/A | #N/A | #N/A
LUMINATTI | FL-X004-R*-CW | 960 | Downlight | 80 | 2022-08-12 | 2022-08-12 | Low | 1 | 80 | #N/A | #N/A | #N/A
LUMINATTI | FL-X004-R*-CW | 960 | Downlight | 80 | 2022-08-12 | 2022-08-12 | Low | 1 | 80 | #N/A | #N/A | #N/A
LUMINATTI | FL-X004-R*-NW | 960 | Downlight | 80 | 2022-08-12 | 2022-08-12 | Low | 1 | 80 | #N/A | #N/A | #N/A
LUMINATTI | FL-X004-R*-NW | 960 | Downlight | 80 | 2022-08-12 | 2022-08-12 | Low | 1 | 80 | #N/A | #N/A | #N/A
LUMINATTI | FL-X004-R*-WW | 960 | Downlight | 80 | 2022-08-12 | 2022-08-12 | Low | 1 | 80 | #N/A | #N/A | #N/A
LUMINATTI | FL-X004-R*-WW | 960 | Downlight | 80 | 2022-08-12 | 2022-08-12 | Low | 1 | 80 | #N/A | #N/A | #N/A
NEXLEDS | NXDC4G-12W | 960 | Downlight | 80 | 2021-12-31 | 2018-07-17 | Low | 1 | 80 | #N/A | #N/A | #N/A
NEXLEDS | NXDC4G2-12W | 960 | Downlight | 80 | 2021-12-31 | 2020-02-03 | Low | 1 | 80 | #N/A | #N/A | #N/A
National Specialty Lighting | GDL-4-12W-**-** | 960 | Downlight | 80 | 2018-05-31 | 2018-06-07 | Low | 1 | 80 | #N/A | #N/A | #N/A
Magic Lite | GDL-4-12W-**-** | 960 | Downlight | 80 | 2018-05-17 | 2018-06-07 | Low | 1 | 80 | #N/A | #N/A | #N/A
NaturaLED | LED12FMD-96L8CCT5 | 960 | Downlight | 80 | 2021-12-28 | 2021-12-29 | Low | 1 | 80 | #N/A | #N/A | #N/A
Signcomplex | SC-DL12-D06H-A1-01RE | 960 | Downlight | 80 | 2019-09-02 | 2019-10-04 | Low | 1 | 80 | #N/A | #N/A | #N/A
Signcomplex | SC-DL12-E06H-A1-01BE | 960 | Downlight | 80 | 2019-09-02 | 2019-10-04 | Low | 1 | 80 | #N/A | #N/A | #N/A
Signcomplex | SC-DL12-E06H-A1-01EE | 960 | Downlight | 80 | 2019-09-02 | 2019-10-04 | Low | 1 | 80 | #N/A | #N/A | #N/A
Signcomplex | SC-DL12-E06H-A1-01WE | 960 | Downlight | 80 | 2019-09-02 | 2019-10-04 | Low | 1 | 80 | #N/A | #N/A | #N/A
Topaz Lighting | RDL/63RND/12HL/WH-97 | 960 | Downlight | 80 | 2019-09-02 | 2019-10-14 | Low | 1 | 80 | #N/A | #N/A | #N/A
Topaz Lighting | RDL/6RND/12HL/5CTS | 960 | Downlight | 80 | 2019-09-02 | 2019-10-14 | Low | 1 | 80 | #N/A | #N/A | #N/A
AURORIV | HY-UADL-R6-12W-5CCT | 960 | Downlight | 80 | 2022-11-25 | 2022-11-25 | Low | 1 | 80 | #N/A | #N/A | #N/A
Topaz | SMD5/RND/11/CTS-46 | 881 | Downlight | 80.1 | 2021-01-29 | 2021-01-29 | Low | 1 | 80.1 | #N/A | #N/A | #N/A
Westinghouse | 61119 | 881 | Downlight | 80.1 | 2021-01-29 | 2021-02-09 | Low | 1 | 80.1 | #N/A | #N/A | #N/A
Halo | SMD6S6927WH*-* | 810 | Downlight | 80.2 | 2020-06-05 | 2020-06-08 | Low | 1 | 80.2 | #N/A | #N/A | #N/A
Fluxwerx | TC1-*05**#**N1940A*#*-* | 882 | Downlight | 80.2 | 2020-10-20 | 2021-10-11 | Low | 1 | 80.2 | #N/A | #N/A | #N/A
Fluxwerx | TC1-*05**#**N1940AF1*-* | 882 | Downlight | 80.2 | 2020-10-20 | 2021-10-11 | Low | 1 | 80.2 | #N/A | #N/A | #N/A
Fluxwerx | TC1-*05**#**W1827A*#*-* | 882 | Downlight | 80.2 | 2020-10-20 | 2021-10-11 | Low | 1 | 80.2 | #N/A | #N/A | #N/A
Fluxwerx | TC1-*05**#**W1827AF1*-* | 882 | Downlight | 80.2 | 2020-10-20 | 2021-10-11 | Low | 1 | 80.2 | #N/A | #N/A | #N/A
Fluxwerx | TC1-*05**#**W1830A*#*-* | 882 | Downlight | 80.2 | 2020-10-20 | 2021-10-11 | Low | 1 | 80.2 | #N/A | #N/A | #N/A
Fluxwerx | TC1-*05**#**W1830AF1*-* | 882 | Downlight | 80.2 | 2020-10-20 | 2021-10-11 | Low | 1 | 80.2 | #N/A | #N/A | #N/A
Fluxwerx | TC1-*05**#**W1835A*#*-* | 882 | Downlight | 80.2 | 2020-10-20 | 2021-10-11 | Low | 1 | 80.2 | #N/A | #N/A | #N/A
Fluxwerx | TC1-*05**#**W1835AF1*-* | 882 | Downlight | 80.2 | 2020-10-20 | 2021-10-11 | Low | 1 | 80.2 | #N/A | #N/A | #N/A
Fluxwerx | TC1-*05**#**W1840A*#*-* | 882 | Downlight | 80.2 | 2020-10-20 | 2021-10-11 | Low | 1 | 80.2 | #N/A | #N/A | #N/A
Fluxwerx | TC1-*05**#**W1840AF1*-* | 882 | Downlight | 80.2 | 2020-10-20 | 2021-10-11 | Low | 1 | 80.2 | #N/A | #N/A | #N/A
Fluxwerx | TC1-*05**#**W1927A*#*-* | 882 | Downlight | 80.2 | 2020-10-20 | 2021-10-11 | Low | 1 | 80.2 | #N/A | #N/A | #N/A
Fluxwerx | TC1-*05**#**W1927AF1*-* | 882 | Downlight | 80.2 | 2020-10-20 | 2021-10-11 | Low | 1 | 80.2 | #N/A | #N/A | #N/A
Fluxwerx | TC1-*05**#**W1930A*#*-* | 882 | Downlight | 80.2 | 2020-10-20 | 2021-10-11 | Low | 1 | 80.2 | #N/A | #N/A | #N/A
Fluxwerx | TC1-*05**#**W1930AF1*-* | 882 | Downlight | 80.2 | 2020-10-20 | 2021-10-11 | Low | 1 | 80.2 | #N/A | #N/A | #N/A
Fluxwerx | TC1-*05**#**W1935A*#*-* | 882 | Downlight | 80.2 | 2020-10-20 | 2021-10-11 | Low | 1 | 80.2 | #N/A | #N/A | #N/A
Fluxwerx | TC1-*05**#**W1935AF1*-* | 882 | Downlight | 80.2 | 2020-10-20 | 2021-10-11 | Low | 1 | 80.2 | #N/A | #N/A | #N/A
Fluxwerx | TC1-*05**#**W1940A*#*-* | 882 | Downlight | 80.2 | 2020-10-20 | 2021-10-11 | Low | 1 | 80.2 | #N/A | #N/A | #N/A
Fluxwerx | TC1-*05**#**W1940AF1*-* | 882 | Downlight | 80.2 | 2020-10-20 | 2021-10-11 | Low | 1 | 80.2 | #N/A | #N/A | #N/A
Fluxwerx | TC1-*05**#**M1827A*#*-* | 882 | Downlight | 80.2 | 2020-10-20 | 2021-10-11 | Low | 1 | 80.2 | #N/A | #N/A | #N/A
Fluxwerx | TC1-*05**#**M1827AF1*-* | 882 | Downlight | 80.2 | 2020-10-20 | 2021-10-11 | Low | 1 | 80.2 | #N/A | #N/A | #N/A
Fluxwerx | TC1-*05**#**M1830A*#*-* | 882 | Downlight | 80.2 | 2020-10-20 | 2021-10-11 | Low | 1 | 80.2 | #N/A | #N/A | #N/A
Fluxwerx | TC1-*05**#**M1830AF1*-* | 882 | Downlight | 80.2 | 2020-10-20 | 2021-10-11 | Low | 1 | 80.2 | #N/A | #N/A | #N/A
Fluxwerx | TC1-*05**#**M1835A*#*-* | 882 | Downlight | 80.2 | 2020-10-20 | 2021-10-11 | Low | 1 | 80.2 | #N/A | #N/A | #N/A
Fluxwerx | TC1-*05**#**M1835AF1*-* | 882 | Downlight | 80.2 | 2020-10-20 | 2021-10-11 | Low | 1 | 80.2 | #N/A | #N/A | #N/A
Fluxwerx | TC1-*05**#**M1840A*#*-* | 882 | Downlight | 80.2 | 2020-10-20 | 2021-10-11 | Low | 1 | 80.2 | #N/A | #N/A | #N/A
Fluxwerx | TC1-*05**#**M1840AF1*-* | 882 | Downlight | 80.2 | 2020-10-20 | 2021-10-11 | Low | 1 | 80.2 | #N/A | #N/A | #N/A
Fluxwerx | TC1-*05**#**M1927A*#*-* | 882 | Downlight | 80.2 | 2020-10-20 | 2021-10-11 | Low | 1 | 80.2 | #N/A | #N/A | #N/A
Fluxwerx | TC1-*05**#**M1927AF1*-* | 882 | Downlight | 80.2 | 2020-10-20 | 2021-10-11 | Low | 1 | 80.2 | #N/A | #N/A | #N/A
Fluxwerx | TC1-*05**#**M1930A*#*-* | 882 | Downlight | 80.2 | 2020-10-20 | 2021-10-11 | Low | 1 | 80.2 | #N/A | #N/A | #N/A
Fluxwerx | TC1-*05**#**M1930AF1*-* | 882 | Downlight | 80.2 | 2020-10-20 | 2021-10-11 | Low | 1 | 80.2 | #N/A | #N/A | #N/A
Fluxwerx | TC1-*05**#**M1935A*#*-* | 882 | Downlight | 80.2 | 2020-10-20 | 2021-10-11 | Low | 1 | 80.2 | #N/A | #N/A | #N/A
Fluxwerx | TC1-*05**#**M1935AF1*-* | 882 | Downlight | 80.2 | 2020-10-20 | 2021-10-11 | Low | 1 | 80.2 | #N/A | #N/A | #N/A
Fluxwerx | TC1-*05**#**M1940A*#*-* | 882 | Downlight | 80.2 | 2020-10-20 | 2021-10-11 | Low | 1 | 80.2 | #N/A | #N/A | #N/A
Fluxwerx | TC1-*05**#**M1940AF1*-* | 882 | Downlight | 80.2 | 2020-10-20 | 2021-10-11 | Low | 1 | 80.2 | #N/A | #N/A | #N/A
Fluxwerx | TC1-*05**#**N1827A*#*-* | 882 | Downlight | 80.2 | 2020-10-20 | 2021-10-11 | Low | 1 | 80.2 | #N/A | #N/A | #N/A
Fluxwerx | TC1-*05**#**N1827AF1*-* | 882 | Downlight | 80.2 | 2020-10-20 | 2021-10-11 | Low | 1 | 80.2 | #N/A | #N/A | #N/A
Fluxwerx | TC1-*05**#**N1830A*#*-* | 882 | Downlight | 80.2 | 2020-10-20 | 2021-10-11 | Low | 1 | 80.2 | #N/A | #N/A | #N/A
Fluxwerx | TC1-*05**#**N1830AF1*-* | 882 | Downlight | 80.2 | 2020-10-20 | 2021-10-11 | Low | 1 | 80.2 | #N/A | #N/A | #N/A
Fluxwerx | TC1-*05**#**N1835A*#*-* | 882 | Downlight | 80.2 | 2020-10-20 | 2021-10-11 | Low | 1 | 80.2 | #N/A | #N/A | #N/A
Fluxwerx | TC1-*05**#**N1835AF1*-* | 882 | Downlight | 80.2 | 2020-10-20 | 2021-10-11 | Low | 1 | 80.2 | #N/A | #N/A | #N/A
Fluxwerx | TC1-*05**#**N1840A*#*-* | 882 | Downlight | 80.2 | 2020-10-20 | 2021-10-11 | Low | 1 | 80.2 | #N/A | #N/A | #N/A
Fluxwerx | TC1-*05**#**N1840AF1*-* | 882 | Downlight | 80.2 | 2020-10-20 | 2021-10-11 | Low | 1 | 80.2 | #N/A | #N/A | #N/A
Fluxwerx | TC1-*05**#**N1927A*#*-* | 882 | Downlight | 80.2 | 2020-10-20 | 2021-10-11 | Low | 1 | 80.2 | #N/A | #N/A | #N/A
Fluxwerx | TC1-*05**#**N1927AF1*-* | 882 | Downlight | 80.2 | 2020-10-20 | 2021-10-11 | Low | 1 | 80.2 | #N/A | #N/A | #N/A
Fluxwerx | TC1-*05**#**N1930A*#*-* | 882 | Downlight | 80.2 | 2020-10-20 | 2021-10-11 | Low | 1 | 80.2 | #N/A | #N/A | #N/A
Fluxwerx | TC1-*05**#**N1930AF1*-* | 882 | Downlight | 80.2 | 2020-10-20 | 2021-10-11 | Low | 1 | 80.2 | #N/A | #N/A | #N/A
Fluxwerx | TC1-*05**#**N1935A*#*-* | 882 | Downlight | 80.2 | 2020-10-20 | 2021-10-11 | Low | 1 | 80.2 | #N/A | #N/A | #N/A
Fluxwerx | TC1-*05**#**N1935AF1*-* | 882 | Downlight | 80.2 | 2020-10-20 | 2021-10-11 | Low | 1 | 80.2 | #N/A | #N/A | #N/A
Halo | LCR408RD9FSE020* | 860 | Downlight | 80.4 | 2022-12-10 | 2022-12-12 | Low | 1 | 80.4 | #N/A | #N/A | #N/A
Halo | LCR408RD9FSE020*-* | 860 | Downlight | 80.4 | 2022-12-10 | 2022-12-12 | Low | 1 | 80.4 | #N/A | #N/A | #N/A
Halo | LCR408RD9FSE020*-#* | 860 | Downlight | 80.4 | 2022-12-10 | 2022-12-12 | Low | 1 | 80.4 | #N/A | #N/A | #N/A
Lightolier | C2C[PS¦S]A07927ELV1[A¦B¦W¦RAL] / C2CO[SP¦NFL¦FL] | 652 | Downlight | 80.5 | 2020-08-14 | 2022-09-07 | Low | 1 | 80.5 | #N/A | #N/A | #N/A
Lightolier | C2C[PS¦S]A07930ELV1[A¦B¦W¦RAL] / C2CO[SP¦NFL¦FL] | 652 | Downlight | 80.5 | 2020-08-14 | 2022-09-07 | Low | 1 | 80.5 | #N/A | #N/A | #N/A
Lightolier | C2C[PS¦S]A07935ELV1[A¦B¦W¦RAL] / C2CO[SP¦NFL¦FL] | 652 | Downlight | 80.5 | 2020-08-14 | 2022-09-07 | Low | 1 | 80.5 | #N/A | #N/A | #N/A
Lightolier | C2C[PS¦S]A07940ELV1[A¦B¦W¦RAL] / C2CO[SP¦NFL¦FL] | 652 | Downlight | 80.5 | 2020-08-14 | 2022-09-07 | Low | 1 | 80.5 | #N/A | #N/A | #N/A
Lightolier | C2C[PS¦S¦W]WW07927ELV1[A¦B¦W¦RAL] | 652 | Downlight | 80.5 | 2020-08-14 | 2022-09-07 | Low | 1 | 80.5 | #N/A | #N/A | #N/A
Lightolier | C2C[PS¦S¦W]WW07930ELV1[A¦B¦W¦RAL] | 652 | Downlight | 80.5 | 2020-08-14 | 2022-09-07 | Low | 1 | 80.5 | #N/A | #N/A | #N/A
Lightolier | C2C[PS¦S¦W]WW07935ELV1[A¦B¦W¦RAL] | 652 | Downlight | 80.5 | 2020-08-14 | 2022-09-07 | Low | 1 | 80.5 | #N/A | #N/A | #N/A
Lightolier | C2C[PS¦S¦W]WW07940ELV1[A¦B¦W¦RAL] | 652 | Downlight | 80.5 | 2020-08-14 | 2022-09-07 | Low | 1 | 80.5 | #N/A | #N/A | #N/A
Lightolier | L4R10[A¦AN¦R]E1VB / L4R10927VB / L4[R¦S][D¦B]** | 710 | Downlight | 80.5 | 2021-12-01 | 2022-06-23 | Low | 1 | 80.5 | #N/A | #N/A | #N/A
Lightolier | L4R10[A¦AN¦R]E1VB / L4R10930VB / L4[R¦S][D¦B]** | 710 | Downlight | 80.5 | 2021-12-01 | 2022-06-23 | Low | 1 | 80.5 | #N/A | #N/A | #N/A
Lightolier | L4R10[A¦AN¦R]E1VB / L4R10935VB / L4[R¦S][D¦B]** | 710 | Downlight | 80.5 | 2021-12-01 | 2022-06-23 | Low | 1 | 80.5 | #N/A | #N/A | #N/A
Lightolier | L4R10[A¦AN¦R]E1VB / L4R10940VB / L4[R¦S][D¦B]** | 710 | Downlight | 80.5 | 2021-12-01 | 2022-06-23 | Low | 1 | 80.5 | #N/A | #N/A | #N/A
Lightolier | L4R10[A¦AN¦R]E1VB / L4R10950VB / L4[R¦S][D¦B]** | 710 | Downlight | 80.5 | 2021-12-01 | 2022-06-23 | Low | 1 | 80.5 | #N/A | #N/A | #N/A
Lightolier | L4R10[A¦AN¦R]E1VB / L4RA10927*VB | 710 | Downlight | 80.5 | 2021-12-01 | 2022-06-23 | Low | 1 | 80.5 | #N/A | #N/A | #N/A
Lightolier | L4R10[A¦AN¦R]E1VB / L4RA10930*VB | 710 | Downlight | 80.5 | 2021-12-01 | 2022-06-23 | Low | 1 | 80.5 | #N/A | #N/A | #N/A
Lightolier | L4R10[A¦AN¦R]E1VB / L4RA10935*VB | 710 | Downlight | 80.5 | 2021-12-01 | 2022-06-23 | Low | 1 | 80.5 | #N/A | #N/A | #N/A
Lightolier | L4R10[A¦AN¦R]E1VB / L4RA10940*VB | 710 | Downlight | 80.5 | 2021-12-01 | 2022-06-23 | Low | 1 | 80.5 | #N/A | #N/A | #N/A
Lightolier | L4R10[A¦AN¦R]E1VB / L4RA10950*VB | 710 | Downlight | 80.5 | 2021-12-01 | 2022-06-23 | Low | 1 | 80.5 | #N/A | #N/A | #N/A
Lightolier | L4R10[A¦AN¦R]Z10UVB / L4R10927VB / L4[R¦S][D¦B]** | 710 | Downlight | 80.5 | 2021-12-01 | 2022-06-23 | Low | 1 | 80.5 | #N/A | #N/A | #N/A
Lightolier | L4R10[A¦AN¦R]Z10UVB / L4R10930VB / L4[R¦S][D¦B]** | 710 | Downlight | 80.5 | 2021-12-01 | 2022-06-23 | Low | 1 | 80.5 | #N/A | #N/A | #N/A
Lightolier | L4R10[A¦AN¦R]Z10UVB / L4R10935VB / L4[R¦S][D¦B]** | 710 | Downlight | 80.5 | 2021-12-01 | 2022-06-23 | Low | 1 | 80.5 | #N/A | #N/A | #N/A
Lightolier | L4R10[A¦AN¦R]Z10UVB / L4R10940VB / L4[R¦S][D¦B]** | 710 | Downlight | 80.5 | 2021-12-01 | 2022-06-23 | Low | 1 | 80.5 | #N/A | #N/A | #N/A
Lightolier | L4R10[A¦AN¦R]Z10UVB / L4R10950VB / L4[R¦S][D¦B]** | 710 | Downlight | 80.5 | 2021-12-01 | 2022-06-23 | Low | 1 | 80.5 | #N/A | #N/A | #N/A
Lightolier | L4R10[A¦AN¦R]Z10UVB / L4RA10927*VB | 710 | Downlight | 80.5 | 2021-12-01 | 2022-06-23 | Low | 1 | 80.5 | #N/A | #N/A | #N/A
Lightolier | L4R10[A¦AN¦R]Z10UVB / L4RA10930*VB | 710 | Downlight | 80.5 | 2021-12-01 | 2022-06-23 | Low | 1 | 80.5 | #N/A | #N/A | #N/A
Lightolier | L4R10[A¦AN¦R]Z10UVB / L4RA10935*VB | 710 | Downlight | 80.5 | 2021-12-01 | 2022-06-23 | Low | 1 | 80.5 | #N/A | #N/A | #N/A
Lightolier | L4R10[A¦AN¦R]Z10UVB / L4RA10940*VB | 710 | Downlight | 80.5 | 2021-12-01 | 2022-06-23 | Low | 1 | 80.5 | #N/A | #N/A | #N/A
Lightolier | L4R10[A¦AN¦R]Z10UVB / L4RA10950*VB | 710 | Downlight | 80.5 | 2021-12-01 | 2022-06-23 | Low | 1 | 80.5 | #N/A | #N/A | #N/A
R2ANC | R2ANC1MVD-[CP,ER]-UMOD[27K,30K,35K,40K][M,F]-[C2302,C2304,C2302SQ,C2304SQ][-BLK,-CLR,-PL,-WHT] | 885 | Downlight | 80.5 | 2015-05-01 | 2015-06-30 | Low | 1 | 80.5 | #N/A | #N/A | #N/A
WAC Lighting | R3BRD-F927-**** | 885 | Downlight | 80.5 | 2017-04-01 | 2017-05-23 | Low | 1 | 80.5 | #N/A | #N/A | #N/A
WAC Lighting | R3BSD-F927-**** | 885 | Downlight | 80.5 | 2017-04-01 | 2017-05-23 | Low | 1 | 80.5 | #N/A | #N/A | #N/A
Topaz | SDL6/11W/WH/D/CTS-46 | 886 | Downlight | 80.5 | 2020-04-29 | 2020-04-30 | Low | 1 | 80.5 | #N/A | #N/A | #N/A
Tamlite Lighting | LY41030K/ICWR-** | 822 | Downlight | 80.7 | 2017-01-01 | 2016-10-05 | Low | 1 | 80.7 | #N/A | #N/A | #N/A
Green Creative | SLFT4/80CCT2750/DIM010UNV | 970 | Downlight | 80.8 | 2019-02-14 | 2019-03-25 | Low | 1 | 80.8 | #N/A | #N/A | #N/A
Homi LIGHTING | HM07-PR7-12W277-30K-MS-SA | 970 | Downlight | 80.8 | 2021-06-01 | 2021-07-19 | Low | 1 | 80.8 | #N/A | #N/A | #N/A
FOXSUN | FX-DL6-12W-DNM-5CC-WC-1 | 970 | Downlight | 80.8 | 2022-02-18 | 2022-03-17 | Low | 1 | 80.8 | #N/A | #N/A | #N/A
WAC Lighting | R3BRD-S927-**** | 890 | Downlight | 80.9 | 2017-04-01 | 2017-05-23 | Low | 1 | 80.9 | #N/A | #N/A | #N/A
WAC Lighting | R3BSD-S927-**** | 890 | Downlight | 80.9 | 2017-04-01 | 2017-05-23 | Low | 1 | 80.9 | #N/A | #N/A | #N/A
Halo | HLBC4069FSD2W1EMW* | 680 | Downlight | 81 | 2023-01-06 | 2023-01-06 | Low | 1 | 81 | #N/A | #N/A | #N/A
Halo | HLBC4069FSD2W1EMW*-* | 680 | Downlight | 81 | 2023-01-06 | 2023-01-06 | Low | 1 | 81 | #N/A | #N/A | #N/A
Halo | HLBC4069FSD2W1EMW*-#* | 680 | Downlight | 81 | 2023-01-06 | 2023-01-06 | Low | 1 | 81 | #N/A | #N/A | #N/A
YSL | WHGB3-9-83CCT-WH | 730 | Downlight | 81.1 | 2021-08-26 | 2021-09-29 | Low | 1 | 81.1 | #N/A | #N/A | #N/A
FDL | FDFG-4-9W-5CCT-** | 730 | Downlight | 81.1 | 2022-03-10 | 2022-03-22 | Low | 1 | 81.1 | #N/A | #N/A | #N/A
Lightolier | C4[C¦CSQ][S¦W¦P][DL¦DW¦WW]10927[M¦W][Z10U¦L1U¦L01U¦SOLU¦LDU¦LTEU¦DMXU¦DU¦RAU][CD¦CC¦WH¦CL][A¦B¦W¦RAL#] | 782 | Downlight | 81.2 | 2022-06-14 | 2022-08-04 | Low | 1 | 81.2 | #N/A | #N/A | #N/A
Lightolier | C4[C¦CSQ][S¦W¦P][DL¦DW¦WW]10930[M¦W][Z10U¦L1U¦L01U¦SOLU¦LDU¦LTEU¦DMXU¦DU¦RAU][CD¦CC¦WH¦CL][A¦B¦W¦RAL#] | 782 | Downlight | 81.2 | 2022-06-14 | 2022-08-04 | Low | 1 | 81.2 | #N/A | #N/A | #N/A
Lightolier | C4[C¦CSQ][S¦W¦P][DL¦DW¦WW]10935[M¦W][Z10U¦L1U¦L01U¦SOLU¦LDU¦LTEU¦DMXU¦DU¦RAU][CD¦CC¦WH¦CL][A¦B¦W¦RAL#] | 782 | Downlight | 81.2 | 2022-06-14 | 2022-08-04 | Low | 1 | 81.2 | #N/A | #N/A | #N/A
Lightolier | C4[C¦CSQ][S¦W¦P][DL¦DW¦WW]10940[M¦W][Z10U¦L1U¦L01U¦SOLU¦LDU¦LTEU¦DMXU¦DU¦RAU][CD¦CC¦WH¦CL][A¦B¦W¦RAL#] | 782 | Downlight | 81.2 | 2022-06-14 | 2022-08-04 | Low | 1 | 81.2 | #N/A | #N/A | #N/A
Lightolier | C4[C¦CSQ][S¦W¦P][DL¦DW¦WW]10950[M¦W][Z10U¦L1U¦L01U¦SOLU¦LDU¦LTEU¦DMXU¦DU¦RAU][CD¦CC¦WH¦CL][A¦B¦W¦RAL#] | 782 | Downlight | 81.2 | 2022-06-14 | 2022-08-04 | Low | 1 | 81.2 | #N/A | #N/A | #N/A
Lightolier | C4L10927[M¦W][Z10U¦LU¦L01U¦SOLU¦LDU¦LTEU¦DMXU¦DU¦RAU][¦R¦RH] / C4[RDL¦RCW¦RDW¦RWW¦SDLNM][CD¦CC¦WH¦CL] | 782 | Downlight | 81.2 | 2022-06-14 | 2022-08-04 | Low | 1 | 81.2 | #N/A | #N/A | #N/A
Lightolier | C4L10930[M¦W][Z10U¦LU¦L01U¦SOLU¦LDU¦LTEU¦DMXU¦DU¦RAU][¦R¦RH] / C4[RDL¦RCW¦RDW¦RWW¦SDLNM][CD¦CC¦WH¦CL] | 782 | Downlight | 81.2 | 2022-06-14 | 2022-08-04 | Low | 1 | 81.2 | #N/A | #N/A | #N/A
Lightolier | C4L10935[M¦W][Z10U¦LU¦L01U¦SOLU¦LDU¦LTEU¦DMXU¦DU¦RAU][¦R¦RH] / C4[RDL¦RCW¦RDW¦RWW¦SDLNM][CD¦CC¦WH¦CL] | 782 | Downlight | 81.2 | 2022-06-14 | 2022-08-04 | Low | 1 | 81.2 | #N/A | #N/A | #N/A
Lightolier | C4L10940[M¦W][Z10U¦LU¦L01U¦SOLU¦LDU¦LTEU¦DMXU¦DU¦RAU][¦R¦RH] / C4[RDL¦RCW¦RDW¦RWW¦SDLNM][CD¦CC¦WH¦CL] | 782 | Downlight | 81.2 | 2022-06-14 | 2022-08-04 | Low | 1 | 81.2 | #N/A | #N/A | #N/A
Lightolier | C4L10950[M¦W][Z10U¦LU¦L01U¦SOLU¦LDU¦LTEU¦DMXU¦DU¦RAU][¦R¦RH] / C4[RDL¦RCW¦RDW¦RWW¦SDLNM][CD¦CC¦WH¦CL] | 782 | Downlight | 81.2 | 2022-06-14 | 2022-08-04 | Low | 1 | 81.2 | #N/A | #N/A | #N/A
American Lighting | A2-5CCT-** | 650 | Downlight | 81.3 | 2021-01-01 | 2020-12-23 | Low | 1 | 81.3 | #N/A | #N/A | #N/A
Best | BRK-LED4ICN-GR-8W-27K-ECO | 650 | Downlight | 81.3 | 2019-01-14 | 2019-01-17 | Low | 1 | 81.3 | #N/A | #N/A | #N/A
Best | BRK-LED4ICN-GR-8W-5K-ECO | 650 | Downlight | 81.3 | 2019-01-14 | 2019-01-17 | Low | 1 | 81.3 | #N/A | #N/A | #N/A
LEDVANCE LLC | LED/MD4/650/927/UNV | 650 | Downlight | 81.3 | 2019-03-30 | 2019-04-02 | Low | 1 | 81.3 | #N/A | #N/A | #N/A
LEDVANCE LLC | LED/MD4/650/930/UNV | 650 | Downlight | 81.3 | 2019-03-30 | 2019-04-02 | Low | 1 | 81.3 | #N/A | #N/A | #N/A
LEDVANCE LLC | LED/MD4/650/935/UNV | 650 | Downlight | 81.3 | 2019-03-30 | 2019-04-02 | Low | 1 | 81.3 | #N/A | #N/A | #N/A
LEDVANCE LLC | LED/MD4/650/940/UNV | 650 | Downlight | 81.3 | 2019-03-30 | 2019-04-02 | Low | 1 | 81.3 | #N/A | #N/A | #N/A
LEDVANCE LLC | LED/MD4/650/950/UNV | 650 | Downlight | 81.3 | 2019-03-30 | 2019-04-02 | Low | 1 | 81.3 | #N/A | #N/A | #N/A
Sylvania | LED/MD4/650/927/UNV | 650 | Downlight | 81.3 | 2019-03-30 | 2019-04-02 | Low | 1 | 81.3 | #N/A | #N/A | #N/A
Sylvania | LED/MD4/650/930/UNV | 650 | Downlight | 81.3 | 2019-03-30 | 2019-04-02 | Low | 1 | 81.3 | #N/A | #N/A | #N/A
Sylvania | LED/MD4/650/935/UNV | 650 | Downlight | 81.3 | 2019-03-30 | 2019-04-02 | Low | 1 | 81.3 | #N/A | #N/A | #N/A
Sylvania | LED/MD4/650/940/UNV | 650 | Downlight | 81.3 | 2019-03-30 | 2019-04-02 | Low | 1 | 81.3 | #N/A | #N/A | #N/A
Sylvania | LED/MD4/650/950/UNV | 650 | Downlight | 81.3 | 2019-03-30 | 2019-04-02 | Low | 1 | 81.3 | #N/A | #N/A | #N/A
NM2 | NM2-2SB6027MPW | 650 | Downlight | 81.3 | 2019-08-19 | 2019-08-26 | Low | 1 | 81.3 | #N/A | #N/A | #N/A
RAB | DLR0083 | 650 | Downlight | 81.3 | 2020-02-13 | 2020-03-09 | Low | 1 | 81.3 | #N/A | #N/A | #N/A
RAB | DLR0085 | 650 | Downlight | 81.3 | 2020-02-13 | 2020-03-09 | Low | 1 | 81.3 | #N/A | #N/A | #N/A
RAB | DLW0086(WFRLA4R89FA120WS) | 650 | Downlight | 81.3 | 2022-04-05 | 2022-04-25 | Low | 1 | 81.3 | #N/A | #N/A | #N/A
RAB | R4R89TW120WB-SS-NS/LCB | 650 | Downlight | 81.3 | 2022-07-22 | 2022-09-30 | Low | 1 | 81.3 | #N/A | #N/A | #N/A
Stanpro | VDL4R-08A/5C | 650 | Downlight | 81.3 | 2020-07-20 | 2020-08-01 | Low | 1 | 81.3 | #N/A | #N/A | #N/A
VOTATEC | DLM2RB08-3CCTWH | 650 | Downlight | 81.3 | 2022-07-18 | 2022-08-08 | Low | 1 | 81.3 | #N/A | #N/A | #N/A
Halo | SMD4S6930WH*-* | 813 | Downlight | 81.3 | 2020-06-05 | 2020-06-08 | Low | 1 | 81.3 | #N/A | #N/A | #N/A
WAC Lighting | R3BRD-N927-**** | 895 | Downlight | 81.4 | 2017-04-01 | 2017-05-23 | Low | 1 | 81.4 | #N/A | #N/A | #N/A
WAC Lighting | R3BSD-N927-**** | 895 | Downlight | 81.4 | 2017-04-01 | 2017-05-23 | Low | 1 | 81.4 | #N/A | #N/A | #N/A
NICOR LED | DCR561081202KWH | 853 | Downlight | 81.5 | 2018-01-15 | 2018-01-25 | Low | 1 | 81.5 | #N/A | #N/A | #N/A
EPHAN | EPCL-6X-ETL(3000K) | 490 | Downlight | 81.7 | 2018-04-01 | 2018-04-25 | Low | 1 | 81.7 | #N/A | #N/A | #N/A
EPHAN | EPCL-6X-ETL(4000K) | 490 | Downlight | 81.7 | 2018-04-01 | 2018-04-25 | Low | 1 | 81.7 | #N/A | #N/A | #N/A
EPHAN | EPCL-6X-ETL(5000K) | 490 | Downlight | 81.7 | 2018-04-01 | 2018-04-25 | Low | 1 | 81.7 | #N/A | #N/A | #N/A
LOTUS LED LIGHTS | LL2G-27K-HO | 450 | Downlight | 81.8 | 2020-08-14 | 2020-10-13 | Low | 1 | 81.8 | #N/A | #N/A | #N/A
LOTUS LED LIGHTS | LRG2-27K-HO | 450 | Downlight | 81.8 | 2020-08-14 | 2020-10-13 | Low | 1 | 81.8 | #N/A | #N/A | #N/A
LOTUS LED LIGHTS | LSG2-27K-HO | 450 | Downlight | 81.8 | 2020-08-14 | 2020-10-13 | Low | 1 | 81.8 | #N/A | #N/A | #N/A
FDL | FDLED-4-11W-4K-**G | 900 | Downlight | 81.8 | 2019-03-26 | 2019-03-26 | Low | 1 | 81.8 | #N/A | #N/A | #N/A
FSC Lighting | DL-6-AOK | 900 | Downlight | 81.8 | 2022-12-12 | 2022-12-12 | Low | 1 | 81.8 | #N/A | #N/A | #N/A
GM Lighting | MDL-4AR-30-** | 900 | Downlight | 81.8 | 2019-05-07 | 2019-05-06 | Low | 1 | 81.8 | #N/A | #N/A | #N/A
Sylvania | 65474 | 900 | Downlight | 81.8 | 2020-09-23 | 2020-09-24 | Low | 1 | 81.8 | #N/A | #N/A | #N/A
Sylvania | 65477 | 900 | Downlight | 81.8 | 2020-09-23 | 2020-09-24 | Low | 1 | 81.8 | #N/A | #N/A | #N/A
Sylvania | 65688 | 900 | Downlight | 81.8 | 2021-09-15 | 2021-10-15 | Low | 1 | 81.8 | #N/A | #N/A | #N/A
Sylvania | 65689 | 900 | Downlight | 81.8 | 2021-09-15 | 2021-10-15 | Low | 1 | 81.8 | #N/A | #N/A | #N/A
RAB | DLC0048(C6R119FAUNVW) | 900 | Downlight | 81.8 | 2021-01-07 | 2021-01-07 | Low | 1 | 81.8 | #N/A | #N/A | #N/A
SATCO/NUVO | 62/1711 | 900 | Downlight | 81.8 | 2022-10-10 | 2022-10-13 | Low | 1 | 81.8 | #N/A | #N/A | #N/A
SATCO/NUVO | 62/1712 | 900 | Downlight | 81.8 | 2022-10-10 | 2022-10-13 | Low | 1 | 81.8 | #N/A | #N/A | #N/A
SATCO/NUVO | 62/1713 | 900 | Downlight | 81.8 | 2022-10-10 | 2022-10-13 | Low | 1 | 81.8 | #N/A | #N/A | #N/A
WAC Lighting | R3BRA-F927-**** | 900 | Downlight | 81.8 | 2017-04-01 | 2017-05-23 | Low | 1 | 81.8 | #N/A | #N/A | #N/A
WAC Lighting | R3BRA-S927-**** | 900 | Downlight | 81.8 | 2017-04-01 | 2017-05-23 | Low | 1 | 81.8 | #N/A | #N/A | #N/A
WAC Lighting | R3BSA-F927-**** | 900 | Downlight | 81.8 | 2017-04-01 | 2017-05-23 | Low | 1 | 81.8 | #N/A | #N/A | #N/A
WAC Lighting | R3BSA-S927-**** | 900 | Downlight | 81.8 | 2017-04-01 | 2017-05-23 | Low | 1 | 81.8 | #N/A | #N/A | #N/A
GE Current, a Daintree company | 93068390 | 901 | Downlight | 81.9 | 2017-12-20 | 2018-03-21 | Low | 1 | 81.9 | #N/A | #N/A | #N/A
Utilitech | 19308-###(3000K) | 820 | Downlight | 82 | 2016-06-20 | 2016-09-21 | Low | 1 | 82 | #N/A | #N/A | #N/A
Utilitech | 19308-###(3500K) | 820 | Downlight | 82 | 2016-06-20 | 2016-09-21 | Low | 1 | 82 | #N/A | #N/A | #N/A
Utilitech | 19308-###(4000K) | 820 | Downlight | 82 | 2016-06-20 | 2016-09-21 | Low | 1 | 82 | #N/A | #N/A | #N/A
Utilitech | 19308-###(5000K) | 820 | Downlight | 82 | 2016-06-20 | 2016-09-21 | Low | 1 | 82 | #N/A | #N/A | #N/A
Commercial Electric | CER6CP6743B**27 | 727 | Downlight | 82.3 | 2020-09-17 | 2020-09-24 | Low | 1 | 82.3 | #N/A | #N/A | #N/A
Halo | LT3059FS351EWHDM* | 560 | Downlight | 82.4 | 2021-01-19 | 2021-01-31 | Low | 1 | 82.4 | #N/A | #N/A | #N/A
Halo | LT3059FS351EWHDM*-* | 560 | Downlight | 82.4 | 2021-01-19 | 2021-01-31 | Low | 1 | 82.4 | #N/A | #N/A | #N/A
Halo | LT3059FS351EWHDM*-#* | 560 | Downlight | 82.4 | 2021-01-19 | 2021-01-31 | Low | 1 | 82.4 | #N/A | #N/A | #N/A
American Lighting | EM4-40-AZ | 700 | Downlight | 82.4 | 2017-08-10 | 2017-08-08 | Low | 1 | 82.4 | #N/A | #N/A | #N/A
American Lighting | EM4-40-AZ | 700 | Downlight | 82.4 | 2017-08-10 | 2017-08-08 | Low | 1 | 82.4 | #N/A | #N/A | #N/A
NDR Electric | OB200-0510-27K-WH | 700 | Downlight | 82.4 | 2019-05-20 | 2019-09-27 | Low | 1 | 82.4 | #N/A | #N/A | #N/A
Vantage | [A4VOFLED¦A6VEFLED¦A6VOFLED¦SQ44VEFLED][1¦2]-7[30K¦35K¦40K]-[L4060¦L4015¦M6060¦M6015¦L6030¦LSQ441]-[SCL¦SGC¦ECL¦WHT]-[DL-2¦DL-3¦LDE1¦TDM¦DMX¦EM-17¦EMI-17¦EM-20¦HCR¦PF] | 742 | Downlight | 82.4 | 2019-02-20 | 2019-03-18 | Low | 1 | 82.4 | #N/A | #N/A | #N/A
Vantage | [A##V*FLED**¦AIC#V*FLED**¦SQ##V*FLED**¦SQIC##V*FLED**¦V#*VH*****¦VIC#*VH*****¦VVR#VEFLED¦VVRIC#VEFLED¦V4EVHMRI¦V4OFCR][1¦2]-7##K-[F¦L¦LSQ¦M¦VVRL¦W]####-[SCL¦SGC¦ECL¦WHT¦SCL-AM¦SGC-AM¦WHT-AM]-[DL-2¦DL-3¦LDE1¦TDM¦DMX¦EM-17¦EMI-17¦EM-20¦PF¦DTD¦REM] | 742 | Downlight | 82.4 | 2019-02-20 | 2020-02-14 | Low | 1 | 82.4 | #N/A | #N/A | #N/A
Halo | RL4069S1EWHDM* | 660 | Downlight | 82.5 | 2021-11-10 | 2021-11-26 | Low | 1 | 82.5 | #N/A | #N/A | #N/A
Halo | RL4069S1EWHDM*-* | 660 | Downlight | 82.5 | 2021-11-10 | 2021-11-26 | Low | 1 | 82.5 | #N/A | #N/A | #N/A
Halo | RL4069S1EWHDM*-#* | 660 | Downlight | 82.5 | 2021-11-10 | 2021-11-26 | Low | 1 | 82.5 | #N/A | #N/A | #N/A
Torontoled | COB-TL-Ceiling3-8-30K | 660 | Downlight | 82.5 | 2017-03-07 | 2017-03-07 | Low | 1 | 82.5 | #N/A | #N/A | #N/A
Progress Lighting | P807000-028-30 | 825 | Downlight | 82.5 | 2022-12-25 | 2023-01-05 | Low | 1 | 82.5 | #N/A | #N/A | #N/A
HENGTE | LJC-BMTD-G47CY12W-279-30H-11-11 | 990 | Downlight | 82.5 | 2021-08-03 | 2021-08-25 | Low | 1 | 82.5 | #N/A | #N/A | #N/A
HENGTE | LJC-BMTD-G47CY12W-279-35H-11-11 | 990 | Downlight | 82.5 | 2021-08-03 | 2021-08-25 | Low | 1 | 82.5 | #N/A | #N/A | #N/A
HENGTE | LJC-BMTD-G47CY12W-279-40H-11-11 | 990 | Downlight | 82.5 | 2021-08-03 | 2021-08-25 | Low | 1 | 82.5 | #N/A | #N/A | #N/A
SLG Lighting | DS 7R 10 G1 UNV 930K | 990 | Downlight | 82.5 | 2021-07-29 | 2021-08-07 | Low | 1 | 82.5 | #N/A | #N/A | #N/A
SLG Lighting | DS 7R 10 G1 UNV 935K | 990 | Downlight | 82.5 | 2021-07-29 | 2021-08-07 | Low | 1 | 82.5 | #N/A | #N/A | #N/A
SLG Lighting | DS 7R 10 G1 UNV 940K | 990 | Downlight | 82.5 | 2021-07-29 | 2021-08-07 | Low | 1 | 82.5 | #N/A | #N/A | #N/A
SLG Lighting | DS 7R 10 G1 UNV 950K | 990 | Downlight | 82.5 | 2021-07-29 | 2021-08-07 | Low | 1 | 82.5 | #N/A | #N/A | #N/A
Lightolier | L4R06[A¦AN¦R]Z10UVB / L4R06935VB / L4[R¦S][D¦B]** | 465 | Downlight | 82.6 | 2021-12-01 | 2022-06-23 | Low | 1 | 82.6 | #N/A | #N/A | #N/A
Lightolier | L4R06[A¦AN¦R]Z10UVB / L4R06940VB / L4[R¦S][D¦B]** | 465 | Downlight | 82.6 | 2021-12-01 | 2022-06-23 | Low | 1 | 82.6 | #N/A | #N/A | #N/A
Lightolier | L4R06[A¦AN¦R]Z10UVB / L4R06950VB / L4[R¦S][D¦B]** | 465 | Downlight | 82.6 | 2021-12-01 | 2022-06-23 | Low | 1 | 82.6 | #N/A | #N/A | #N/A
Lightolier | L4R06[A¦AN¦R]Z10UVB / L4RA06927*VB | 465 | Downlight | 82.6 | 2021-12-01 | 2022-06-23 | Low | 1 | 82.6 | #N/A | #N/A | #N/A
Lightolier | L4R06[A¦AN¦R]Z10UVB / L4RA06930*VB | 465 | Downlight | 82.6 | 2021-12-01 | 2022-06-23 | Low | 1 | 82.6 | #N/A | #N/A | #N/A
Lightolier | L4R06[A¦AN¦R]Z10UVB / L4RA06935*VB | 465 | Downlight | 82.6 | 2021-12-01 | 2022-06-23 | Low | 1 | 82.6 | #N/A | #N/A | #N/A
Lightolier | L4R06[A¦AN¦R]Z10UVB / L4RA06940*VB | 465 | Downlight | 82.6 | 2021-12-01 | 2022-06-23 | Low | 1 | 82.6 | #N/A | #N/A | #N/A
Lightolier | L4R06[A¦AN¦R]Z10UVB / L4RA06950*VB | 465 | Downlight | 82.6 | 2021-12-01 | 2022-06-23 | Low | 1 | 82.6 | #N/A | #N/A | #N/A
Lightolier | L4R06[A¦AN¦R]E1VB / L4R06927VB / L4[R¦S][D¦B]** | 465 | Downlight | 82.6 | 2021-12-01 | 2022-06-23 | Low | 1 | 82.6 | #N/A | #N/A | #N/A
Lightolier | L4R06[A¦AN¦R]E1VB / L4R06930VB / L4[R¦S][D¦B]** | 465 | Downlight | 82.6 | 2021-12-01 | 2022-06-23 | Low | 1 | 82.6 | #N/A | #N/A | #N/A
Lightolier | L4R06[A¦AN¦R]E1VB / L4R06935VB / L4[R¦S][D¦B]** | 465 | Downlight | 82.6 | 2021-12-01 | 2022-06-23 | Low | 1 | 82.6 | #N/A | #N/A | #N/A
Lightolier | L4R06[A¦AN¦R]E1VB / L4R06940VB / L4[R¦S][D¦B]** | 465 | Downlight | 82.6 | 2021-12-01 | 2022-06-23 | Low | 1 | 82.6 | #N/A | #N/A | #N/A
Lightolier | L4R06[A¦AN¦R]E1VB / L4R06950VB / L4[R¦S][D¦B]** | 465 | Downlight | 82.6 | 2021-12-01 | 2022-06-23 | Low | 1 | 82.6 | #N/A | #N/A | #N/A
Lightolier | L4R06[A¦AN¦R]E1VB / L4RA06927*VB | 465 | Downlight | 82.6 | 2021-12-01 | 2022-06-23 | Low | 1 | 82.6 | #N/A | #N/A | #N/A
Lightolier | L4R06[A¦AN¦R]E1VB / L4RA06930*VB | 465 | Downlight | 82.6 | 2021-12-01 | 2022-06-23 | Low | 1 | 82.6 | #N/A | #N/A | #N/A
Lightolier | L4R06[A¦AN¦R]E1VB / L4RA06935*VB | 465 | Downlight | 82.6 | 2021-12-01 | 2022-06-23 | Low | 1 | 82.6 | #N/A | #N/A | #N/A
Lightolier | L4R06[A¦AN¦R]E1VB / L4RA06940*VB | 465 | Downlight | 82.6 | 2021-12-01 | 2022-06-23 | Low | 1 | 82.6 | #N/A | #N/A | #N/A
Lightolier | L4R06[A¦AN¦R]E1VB / L4RA06950*VB | 465 | Downlight | 82.6 | 2021-12-01 | 2022-06-23 | Low | 1 | 82.6 | #N/A | #N/A | #N/A
Lightolier | L4R06[A¦AN¦R]Z10UVB / L4R06927VB / L4[R¦S][D¦B]** | 465 | Downlight | 82.6 | 2021-12-01 | 2022-06-23 | Low | 1 | 82.6 | #N/A | #N/A | #N/A
Lightolier | L4R06[A¦AN¦R]Z10UVB / L4R06930VB / L4[R¦S][D¦B]** | 465 | Downlight | 82.6 | 2021-12-01 | 2022-06-23 | Low | 1 | 82.6 | #N/A | #N/A | #N/A
Halo | RL6069S1EWHDM | 719 | Downlight | 82.6 | 2018-09-03 | 2018-09-04 | Low | 1 | 82.6 | #N/A | #N/A | #N/A
Nora Lighting | NLCBC2-55327HZW/10 | 929 | Downlight | 82.6 | 2018-10-30 | 2018-11-06 | Low | 1 | 82.6 | #N/A | #N/A | #N/A
LOTUS LED LIGHTS | LL3G-35K | 620 | Downlight | 82.7 | 2020-08-14 | 2020-10-13 | Low | 1 | 82.7 | #N/A | #N/A | #N/A
LOTUS LED LIGHTS | LL3G-41K | 620 | Downlight | 82.7 | 2016-09-10 | 2016-11-21 | Low | 1 | 82.7 | #N/A | #N/A | #N/A
LOTUS LED LIGHTS | LRG3-35K | 620 | Downlight | 82.7 | 2020-08-14 | 2020-10-13 | Low | 1 | 82.7 | #N/A | #N/A | #N/A
LOTUS LED LIGHTS | LRG3-40K | 620 | Downlight | 82.7 | 2017-11-15 | 2017-11-23 | Low | 1 | 82.7 | #N/A | #N/A | #N/A
LOTUS LED LIGHTS | LSG3-35K | 620 | Downlight | 82.7 | 2020-08-14 | 2020-10-13 | Low | 1 | 82.7 | #N/A | #N/A | #N/A
LOTUS LED LIGHTS | LSG3-40K | 620 | Downlight | 82.7 | 2018-10-29 | 2018-10-26 | Low | 1 | 82.7 | #N/A | #N/A | #N/A
Halo | LCR2089FSE010MW* | 753 | Downlight | 82.7 | 2019-12-02 | 2019-12-09 | Low | 1 | 82.7 | #N/A | #N/A | #N/A
Lightolier | LLAVRM11***** / LLAVRM**01927** / LLAV11R** | 819 | Downlight | 82.8 | 2017-03-02 | 2017-03-28 | Low | 1 | 82.8 | #N/A | #N/A | #N/A
Topaz | DLD4S-7CS | 580 | Downlight | 82.9 | 2022-06-22 | 2022-07-14 | Low | 1 | 82.9 | #N/A | #N/A | #N/A
Halo | SMD6S6930WH*-* | 837 | Downlight | 82.9 | 2020-06-05 | 2020-06-08 | Low | 1 | 82.9 | #N/A | #N/A | #N/A
Halo | RLNL4079FSD2W1EWHDM* | 780 | Downlight | 83 | 2022-10-21 | 2022-10-21 | Low | 1 | 83 | #N/A | #N/A | #N/A
Halo | RLNL4079FSD2W1EWHDM*-* | 780 | Downlight | 83 | 2022-10-21 | 2022-10-21 | Low | 1 | 83 | #N/A | #N/A | #N/A
Halo | RLNL4079FSD2W1EWHDM*-#* | 780 | Downlight | 83 | 2022-10-21 | 2022-10-21 | Low | 1 | 83 | #N/A | #N/A | #N/A
TCP | DR4BLCCT1 | 830 | Downlight | 83 | 2021-08-01 | 2021-09-09 | Low | 1 | 83 | #N/A | #N/A | #N/A
Halo | RL4LS9FSD2W1EWHDM* | 955 | Downlight | 83 | 2022-10-10 | 2022-10-17 | Low | 1 | 83 | #N/A | #N/A | #N/A
Halo | RL4LS9FSD2W1EWHDM*-* | 955 | Downlight | 83 | 2022-10-10 | 2022-10-17 | Low | 1 | 83 | #N/A | #N/A | #N/A
Halo | RL4LS9FSD2W1EWHDM*-#* | 955 | Downlight | 83 | 2022-10-10 | 2022-10-17 | Low | 1 | 83 | #N/A | #N/A | #N/A
WAC Lighting | R3BRA-N927-**** | 915 | Downlight | 83.2 | 2017-04-01 | 2017-05-23 | Low | 1 | 83.2 | #N/A | #N/A | #N/A
WAC Lighting | R3BSA-N927-**** | 915 | Downlight | 83.2 | 2017-04-01 | 2017-05-23 | Low | 1 | 83.2 | #N/A | #N/A | #N/A
Sylvania | 61537 | 500 | Downlight | 83.3 | 2020-03-23 | 2020-03-25 | Low | 1 | 83.3 | #N/A | #N/A | #N/A
Sylvania | 61538 | 500 | Downlight | 83.3 | 2020-03-23 | 2020-03-25 | Low | 1 | 83.3 | #N/A | #N/A | #N/A
Sylvania | 61539 | 500 | Downlight | 83.3 | 2020-03-23 | 2020-03-25 | Low | 1 | 83.3 | #N/A | #N/A | #N/A
Sylvania | 61540 | 500 | Downlight | 83.3 | 2020-03-23 | 2020-03-25 | Low | 1 | 83.3 | #N/A | #N/A | #N/A
Sylvania | 61541 | 500 | Downlight | 83.3 | 2020-03-23 | 2020-03-25 | Low | 1 | 83.3 | #N/A | #N/A | #N/A
Sylvania | 61564 | 500 | Downlight | 83.3 | 2020-03-23 | 2020-03-23 | Low | 1 | 83.3 | #N/A | #N/A | #N/A
Sylvania | 61565 | 500 | Downlight | 83.3 | 2020-03-23 | 2020-03-23 | Low | 1 | 83.3 | #N/A | #N/A | #N/A
Sylvania | 61566 | 500 | Downlight | 83.3 | 2020-03-23 | 2020-03-23 | Low | 1 | 83.3 | #N/A | #N/A | #N/A
Sylvania | 61567 | 500 | Downlight | 83.3 | 2020-03-23 | 2020-03-23 | Low | 1 | 83.3 | #N/A | #N/A | #N/A
Sylvania | 61568 | 500 | Downlight | 83.3 | 2020-03-23 | 2020-03-23 | Low | 1 | 83.3 | #N/A | #N/A | #N/A
WAC Lighting | R2E*AR-W930-** | 500 | Downlight | 83.3 | 2020-12-15 | 2021-02-05 | Low | 1 | 83.3 | #N/A | #N/A | #N/A
WAC Lighting | R2E*AR-W935-** | 500 | Downlight | 83.3 | 2020-12-15 | 2021-02-05 | Low | 1 | 83.3 | #N/A | #N/A | #N/A
WAC Lighting | R2E*AR-W940-** | 500 | Downlight | 83.3 | 2020-12-15 | 2021-02-05 | Low | 1 | 83.3 | #N/A | #N/A | #N/A
WAC Lighting | R2E*AR-W950-** | 500 | Downlight | 83.3 | 2020-12-15 | 2021-02-05 | Low | 1 | 83.3 | #N/A | #N/A | #N/A
CREE, Inc. | DS4-750L-27K-U1 | 750 | Downlight | 83.3 | 2018-04-30 | 2018-05-04 | Low | 1 | 83.3 | #N/A | #N/A | #N/A
CREE, Inc. | DS4-750L-30K-U1 | 750 | Downlight | 83.3 | 2018-04-30 | 2018-05-04 | Low | 1 | 83.3 | #N/A | #N/A | #N/A
CREE, Inc. | DS4-750L-40K-U1 | 750 | Downlight | 83.3 | 2018-04-30 | 2018-05-04 | Low | 1 | 83.3 | #N/A | #N/A | #N/A
Sokopy | SOKOPY-SLDL-4RD9W-3CCT | 750 | Downlight | 83.3 | 2022-02-28 | 2022-08-12 | Low | 1 | 83.3 | #N/A | #N/A | #N/A
Sokopy | SOKOPY-SLDL-4RD9W-5CCT | 750 | Downlight | 83.3 | 2022-06-28 | 2022-08-12 | Low | 1 | 83.3 | #N/A | #N/A | #N/A
Sokopy | SOKOPY-SLDL-4RD9W-ST(2700K) | 750 | Downlight | 83.3 | 2022-02-28 | 2022-10-13 | Low | 1 | 83.3 | #N/A | #N/A | #N/A
Energetic Lighting | E4DL4N8E83040 | 750 | Downlight | 83.3 | 2022-12-19 | 2022-12-22 | Low | 1 | 83.3 | #N/A | #N/A | #N/A
Emitever | EE09W-4DL-5CCT | 750 | Downlight | 83.3 | 2022-06-14 | 2022-07-12 | Low | 1 | 83.3 | #N/A | #N/A | #N/A
DMF Lighting | DRD5S4R07930 | 750 | Downlight | 83.3 | 2017-12-01 | 2017-12-13 | Low | 1 | 83.3 | #N/A | #N/A | #N/A
DMF Lighting | DRD5S4S07927 | 750 | Downlight | 83.3 | 2018-09-01 | 2018-11-08 | Low | 1 | 83.3 | #N/A | #N/A | #N/A
MEEK | CL-9X-ETL(2700K) | 750 | Downlight | 83.3 | 2020-08-05 | 2020-08-17 | Low | 1 | 83.3 | #N/A | #N/A | #N/A
MEEK | CL-9X-ETL-CCT | 750 | Downlight | 83.3 | 2020-08-05 | 2020-08-17 | Low | 1 | 83.3 | #N/A | #N/A | #N/A
Etlin-Daniels | DLSR4-913D-WH-FF | 750 | Downlight | 83.3 | 2019-01-12 | 2019-03-12 | Low | 1 | 83.3 | #N/A | #N/A | #N/A
Infibrite | IB-001-2-9W-WH | 750 | Downlight | 83.3 | 2022-06-13 | 2022-07-12 | Low | 1 | 83.3 | #N/A | #N/A | #N/A
Infibrite | IB-001-7-9W-WH | 750 | Downlight | 83.3 | 2022-06-13 | 2022-07-12 | Low | 1 | 83.3 | #N/A | #N/A | #N/A
Infibrite | IB-001-8-9W-WH | 750 | Downlight | 83.3 | 2022-06-13 | 2022-07-12 | Low | 1 | 83.3 | #N/A | #N/A | #N/A
Light by Lotus | LED-4-S9W-#K-FG-** | 750 | Downlight | 83.3 | 2021-05-29 | 2021-06-24 | Low | 1 | 83.3 | #N/A | #N/A | #N/A
MaxLite | RCF409CSW | 750 | Downlight | 83.3 | 2019-01-01 | 2019-03-12 | Low | 1 | 83.3 | #N/A | #N/A | #N/A
MaxLite | RCF409CSW-V2 | 750 | Downlight | 83.3 | 2022-02-10 | 2022-02-21 | Low | 1 | 83.3 | #N/A | #N/A | #N/A
RAB | DLS0095(SM34-7R-9-930-120-W) | 750 | Downlight | 83.3 | 2021-10-27 | 2021-12-20 | Low | 1 | 83.3 | #N/A | #N/A | #N/A
Ensenior | ERL-9X-ETL(2700K) | 750 | Downlight | 83.3 | 2020-05-20 | 2020-07-23 | Low | 1 | 83.3 | #N/A | #N/A | #N/A
Ensenior | ERL-9X-ETL-5CCT | 750 | Downlight | 83.3 | 2021-02-02 | 2021-10-14 | Low | 1 | 83.3 | #N/A | #N/A | #N/A
Ensenior | ERL-9X-ETL-CCT | 750 | Downlight | 83.3 | 2020-05-20 | 2020-08-14 | Low | 1 | 83.3 | #N/A | #N/A | #N/A
Ensenior | ERL-9X-ETL-SD(3000K) | 750 | Downlight | 83.3 | 2020-08-19 | 2020-09-04 | Low | 1 | 83.3 | #N/A | #N/A | #N/A
Ensenior | ERL-9X-ETL(3500K) | 750 | Downlight | 83.3 | 2020-07-07 | 2022-04-25 | Low | 1 | 83.3 | #N/A | #N/A | #N/A
Sehnlich | REC-5CCT-4IN | 750 | Downlight | 83.3 | 2022-10-18 | 2022-11-04 | Low | 1 | 83.3 | #N/A | #N/A | #N/A
LEDIMWO | LDW-SLDL-4RD9W-3CCT | 750 | Downlight | 83.3 | 2022-08-01 | 2022-08-08 | Low | 1 | 83.3 | #N/A | #N/A | #N/A
LEDIMWO | LDW-SLDL-4RD9W-CCT | 750 | Downlight | 83.3 | 2020-07-23 | 2020-07-29 | Low | 1 | 83.3 | #N/A | #N/A | #N/A
LEDIMWO | LDW-SLDL-4RD9W-ST(2700K) | 750 | Downlight | 83.3 | 2020-01-04 | 2020-01-09 | Low | 1 | 83.3 | #N/A | #N/A | #N/A
EPHAN | EPCL-9X-ETL(2700K) | 750 | Downlight | 83.3 | 2020-07-07 | 2020-07-10 | Low | 1 | 83.3 | #N/A | #N/A | #N/A
EPHAN | EPCL-9X-ETL(3000K) | 750 | Downlight | 83.3 | 2020-07-07 | 2020-07-10 | Low | 1 | 83.3 | #N/A | #N/A | #N/A
EPHAN | EPCL-9X-ETL(3500K) | 750 | Downlight | 83.3 | 2020-07-07 | 2021-11-18 | Low | 1 | 83.3 | #N/A | #N/A | #N/A
EPHAN | EPCL-9X-ETL(4000K) | 750 | Downlight | 83.3 | 2020-07-07 | 2020-07-10 | Low | 1 | 83.3 | #N/A | #N/A | #N/A
EPHAN | EPCL-9X-ETL(5000K) | 750 | Downlight | 83.3 | 2020-07-07 | 2020-07-10 | Low | 1 | 83.3 | #N/A | #N/A | #N/A
EPHAN | EPCL-9X-ETL-5CCT | 750 | Downlight | 83.3 | 2021-02-02 | 2021-03-19 | Low | 1 | 83.3 | #N/A | #N/A | #N/A
EPHAN | EPCL-9X-ETL-CCT | 750 | Downlight | 83.3 | 2020-07-23 | 2020-07-29 | Low | 1 | 83.3 | #N/A | #N/A | #N/A
EPHAN | EPCL-9X-ETL-SD(3000K) | 750 | Downlight | 83.3 | 2020-08-19 | 2020-09-04 | Low | 1 | 83.3 | #N/A | #N/A | #N/A
EPHAN | EPCL-9X-ETL-WD | 750 | Downlight | 83.3 | 2021-02-02 | 2021-03-19 | Low | 1 | 83.3 | #N/A | #N/A | #N/A
Meconard | MGD-LRC-9X-ETL-CCT | 750 | Downlight | 83.3 | 2022-07-14 | 2022-08-30 | Low | 1 | 83.3 | #N/A | #N/A | #N/A
Edvision | EV06-9W | 750 | Downlight | 83.3 | 2022-06-21 | 2022-09-06 | Low | 1 | 83.3 | #N/A | #N/A | #N/A
YG | YGCL-9X-WL(3000K) | 750 | Downlight | 83.3 | 2020-09-03 | 2020-09-09 | Low | 1 | 83.3 | #N/A | #N/A | #N/A
YG | YGCL-9X-WL(4000K) | 750 | Downlight | 83.3 | 2020-09-03 | 2020-09-09 | Low | 1 | 83.3 | #N/A | #N/A | #N/A
YG | YGCL-9X-WL(5000K) | 750 | Downlight | 83.3 | 2020-09-03 | 2020-09-09 | Low | 1 | 83.3 | #N/A | #N/A | #N/A
Stanpro | SWDL4R-9A-30BK/CHOICE | 750 | Downlight | 83.3 | 2020-12-09 | 2020-12-13 | Low | 1 | 83.3 | #N/A | #N/A | #N/A
Stanpro | SWDL4R-9A-30BN/CHOICE | 750 | Downlight | 83.3 | 2020-12-09 | 2020-12-13 | Low | 1 | 83.3 | #N/A | #N/A | #N/A
Stanpro | SWDL4R-9A-30WH/CHOICE | 750 | Downlight | 83.3 | 2020-12-09 | 2020-12-13 | Low | 1 | 83.3 | #N/A | #N/A | #N/A
Stanpro | SWDL4R-9A-40BK/CHOICE | 750 | Downlight | 83.3 | 2020-12-09 | 2020-12-13 | Low | 1 | 83.3 | #N/A | #N/A | #N/A
Stanpro | SWDL4R-9A-40BN/CHOICE | 750 | Downlight | 83.3 | 2020-12-09 | 2020-12-13 | Low | 1 | 83.3 | #N/A | #N/A | #N/A
Stanpro | SWDL4R-9A-40WH/CHOICE | 750 | Downlight | 83.3 | 2020-12-09 | 2020-12-13 | Low | 1 | 83.3 | #N/A | #N/A | #N/A
Simple LED Lights | SPL-9X-ETL(2700K) | 750 | Downlight | 83.3 | 2018-05-20 | 2020-08-02 | Low | 1 | 83.3 | #N/A | #N/A | #N/A
Simple LED Lights | SPL-9X-ETL(2700K) | 750 | Downlight | 83.3 | 2018-05-20 | 2020-08-02 | Low | 1 | 83.3 | #N/A | #N/A | #N/A
Simple LED Lights | SPL-9X-ETL(3000K) | 750 | Downlight | 83.3 | 2018-05-20 | 2020-08-02 | Low | 1 | 83.3 | #N/A | #N/A | #N/A
Simple LED Lights | SPL-9X-ETL(3000K) | 750 | Downlight | 83.3 | 2018-05-20 | 2020-08-02 | Low | 1 | 83.3 | #N/A | #N/A | #N/A
Simple LED Lights | SPL-9X-ETL(4000K) | 750 | Downlight | 83.3 | 2018-05-20 | 2020-08-02 | Low | 1 | 83.3 | #N/A | #N/A | #N/A
Simple LED Lights | SPL-9X-ETL(4000K) | 750 | Downlight | 83.3 | 2018-05-20 | 2020-08-02 | Low | 1 | 83.3 | #N/A | #N/A | #N/A
Simple LED Lights | SPL-9X-ETL(5000K) | 750 | Downlight | 83.3 | 2018-05-20 | 2020-08-02 | Low | 1 | 83.3 | #N/A | #N/A | #N/A
Simple LED Lights | SPL-9X-ETL(5000K) | 750 | Downlight | 83.3 | 2018-05-20 | 2020-08-02 | Low | 1 | 83.3 | #N/A | #N/A | #N/A
Stanpro | SFG501-9A-30BK/CHOICE | 750 | Downlight | 83.3 | 2020-12-09 | 2020-12-13 | Low | 1 | 83.3 | #N/A | #N/A | #N/A
Stanpro | SFG501-9A-30BN/CHOICE | 750 | Downlight | 83.3 | 2020-12-09 | 2020-12-13 | Low | 1 | 83.3 | #N/A | #N/A | #N/A
Stanpro | SFG501-9A-30WH/CHOICE | 750 | Downlight | 83.3 | 2020-12-09 | 2020-12-13 | Low | 1 | 83.3 | #N/A | #N/A | #N/A
Stanpro | SFG501-9A-40BK/CHOICE | 750 | Downlight | 83.3 | 2020-12-09 | 2020-12-13 | Low | 1 | 83.3 | #N/A | #N/A | #N/A
Stanpro | SFG501-9A-40BN/CHOICE | 750 | Downlight | 83.3 | 2020-12-09 | 2020-12-13 | Low | 1 | 83.3 | #N/A | #N/A | #N/A
Stanpro | SFG501-9A-40WH/CHOICE | 750 | Downlight | 83.3 | 2020-12-09 | 2020-12-13 | Low | 1 | 83.3 | #N/A | #N/A | #N/A
Halo | LCR208RD9FSE020* | 825 | Downlight | 83.3 | 2022-12-15 | 2022-12-19 | Low | 1 | 83.3 | #N/A | #N/A | #N/A
Halo | LCR208RD9FSE020*-* | 825 | Downlight | 83.3 | 2022-12-15 | 2022-12-19 | Low | 1 | 83.3 | #N/A | #N/A | #N/A
Halo | LCR208RD9FSE020*-#* | 825 | Downlight | 83.3 | 2022-12-15 | 2022-12-19 | Low | 1 | 83.3 | #N/A | #N/A | #N/A
Topaz | SDL4/8W/WH/D/CTS-46 | 667 | Downlight | 83.4 | 2020-04-29 | 2020-04-30 | Low | 1 | 83.4 | #N/A | #N/A | #N/A
PORTFOLIO | LSR2B10NFL2580[27¦30¦35¦40][D010¦D010TR][P¦MB¦SL¦BZ] 2LB[DL¦CS¦LCS]3[LI¦MW¦WMH¦WH¦H] | 852 | Downlight | 83.5 | 2017-07-26 | 2017-08-01 | Low | 1 | 83.5 | #N/A | #N/A | #N/A
PORTFOLIO | LD2B10[D010¦D010TR] EU2B0510NFL2580[27¦30¦35¦40] 2LB[D¦SW¦DL¦CS¦LCS¦SQC¦SQLC]#[LI¦MW¦WMH¦WH¦H] | 852 | Downlight | 83.5 | 2017-07-26 | 2017-08-01 | Low | 1 | 83.5 | #N/A | #N/A | #N/A
LOTUS LED LIGHTS | LRG4-27K | 960 | Downlight | 83.5 | 2017-11-15 | 2017-11-23 | Low | 1 | 83.5 | #N/A | #N/A | #N/A
Recesso by Dolan Designs | RL04G-11W38-##-*,RL04G-11W24-##-* | 920 | Downlight | 83.6 | 2020-05-14 | 2020-06-08 | Low | 1 | 83.6 | #N/A | #N/A | #N/A
Keystone | KT-WDLED8-4A-9CSF-FDIM-G | 670 | Downlight | 83.8 | 2022-12-06 | 2022-12-06 | Low | 1 | 83.8 | #N/A | #N/A | #N/A
LED ONE | LOD-DL4RS-AD10W-30K | 840 | Downlight | 84 | 2016-10-15 | 2016-10-14 | Low | 1 | 84 | #N/A | #N/A | #N/A
LED ONE | LOD-DL4SM-AD10W-XXK | 840 | Downlight | 84 | 2015-12-28 | 2015-12-31 | Low | 1 | 84 | #N/A | #N/A | #N/A
Best | BRK-LED6ICN-9.5W-27K-ECO | 800 | Downlight | 84.2 | 2019-01-14 | 2019-01-17 | Low | 1 | 84.2 | #N/A | #N/A | #N/A
Best | BRK-LED6ICN-9.5W-35K-ECO | 800 | Downlight | 84.2 | 2019-01-14 | 2019-01-17 | Low | 1 | 84.2 | #N/A | #N/A | #N/A
Best | BRK-LED6ICN-9.5W-3K-ECO | 800 | Downlight | 84.2 | 2019-01-14 | 2019-01-17 | Low | 1 | 84.2 | #N/A | #N/A | #N/A
Best | BRK-LED6ICN-9.5W-4K-ECO | 800 | Downlight | 84.2 | 2019-01-14 | 2019-01-17 | Low | 1 | 84.2 | #N/A | #N/A | #N/A
Best | BRK-LED6ICN-9.5W-5K-ECO | 800 | Downlight | 84.2 | 2019-01-14 | 2019-01-17 | Low | 1 | 84.2 | #N/A | #N/A | #N/A
Nora Lighting | NLCBC2-65327HZW/10 | 930 | Downlight | 84.2 | 2018-10-30 | 2018-11-06 | Low | 1 | 84.2 | #N/A | #N/A | #N/A
LOTUS LED LIGHTS | LL4G-27K | 960 | Downlight | 84.2 | 2017-05-20 | 2017-07-05 | Low | 1 | 84.2 | #N/A | #N/A | #N/A
Indy | SMCO L CH 10LM ##K 120 ##CRI FD G10 NLN ** | 734 | Downlight | 84.4 | 2016-09-30 | 2017-02-15 | Low | 1 | 84.4 | #N/A | #N/A | #N/A
Megatron | MG-RP4W9-120-30-D | 760 | Downlight | 84.4 | 2022-09-20 | 2022-10-18 | Low | 1 | 84.4 | #N/A | #N/A | #N/A
Megatron | MG-RP4W9-120-40-D | 760 | Downlight | 84.4 | 2022-09-20 | 2022-10-18 | Low | 1 | 84.4 | #N/A | #N/A | #N/A
Megatron | MG-RP4W9-120-50-D | 760 | Downlight | 84.4 | 2022-09-20 | 2022-10-18 | Low | 1 | 84.4 | #N/A | #N/A | #N/A
PATHWAY LIGHTING PRODUCTS, INC. | [4¦6]ICSFL2X8[3K¦35K¦4K¦5K]DA[LW6¦WL2¦RL¦BLANK] | 677 | Downlight | 84.6 | 2020-02-01 | 2020-03-02 | Low | 1 | 84.6 | #N/A | #N/A | #N/A
PATHWAY LIGHTING PRODUCTS, INC. | [4¦6]ICSFL2X11[3K¦35K¦4K¦5K]DA[LW6¦WL2¦RL¦BLANK] | 931 | Downlight | 84.6 | 2020-02-01 | 2020-03-02 | Low | 1 | 84.6 | #N/A | #N/A | #N/A
Torontoled | COB-TL-Ceiling3-8-40K | 680 | Downlight | 85 | 2017-03-07 | 2017-03-07 | Low | 1 | 85 | #N/A | #N/A | #N/A
US LED | LTR2-1-UNV-27-8-4R-V-WH | 680 | Downlight | 85 | 2022-01-02 | 2016-01-18 | Low | 1 | 85 | #N/A | #N/A | #N/A
HENGTE | HT-G11CEDL-RD5-810-30B-##1 | 850 | Downlight | 85 | 2019-12-26 | 2020-01-15 | Low | 1 | 85 | #N/A | #N/A | #N/A
NDR Electric | OB###-0510-#K-** | 850 | Downlight | 85 | 2019-01-02 | 2019-01-31 | Low | 1 | 85 | #N/A | #N/A | #N/A
NDR Electric | RZR-411-10W-3CCT-WH | 850 | Downlight | 85 | 2019-01-10 | 2019-01-18 | Low | 1 | 85 | #N/A | #N/A | #N/A
NDR Electric | RZR-CCT-411-WH | 850 | Downlight | 85 | 2019-01-10 | 2019-05-28 | Low | 1 | 85 | #N/A | #N/A | #N/A
MaxLite | RRCX10CSD | 850 | Downlight | 85 | 2021-08-02 | 2021-09-07 | Low | 1 | 85 | #N/A | #N/A | #N/A
MaxLite | RRCX10CSD(RRC10R**) | 850 | Downlight | 85 | 2021-08-03 | 2021-09-07 | Low | 1 | 85 | #N/A | #N/A | #N/A
MaxLite | RRCX10CSD(RRC10R**) | 850 | Downlight | 85 | 2022-02-25 | 2022-02-25 | Low | 1 | 85 | #N/A | #N/A | #N/A
MaxLite | RRCX10CSD(RRC4R**) | 850 | Downlight | 85 | 2021-08-03 | 2021-09-07 | Low | 1 | 85 | #N/A | #N/A | #N/A
MaxLite | RRCX10CSD(RRC4R**) | 850 | Downlight | 85 | 2022-02-25 | 2022-02-25 | Low | 1 | 85 | #N/A | #N/A | #N/A
MaxLite | RRCX10CSD(RRC6R**) | 850 | Downlight | 85 | 2021-08-03 | 2021-09-07 | Low | 1 | 85 | #N/A | #N/A | #N/A
MaxLite | RRCX10CSD(RRC6R**) | 850 | Downlight | 85 | 2022-02-25 | 2022-02-25 | Low | 1 | 85 | #N/A | #N/A | #N/A
MaxLite | RRCX10CSD(RRC8R**) | 850 | Downlight | 85 | 2021-08-03 | 2021-09-07 | Low | 1 | 85 | #N/A | #N/A | #N/A
MaxLite | RRCX10CSD(RRC8R**) | 850 | Downlight | 85 | 2022-02-25 | 2022-02-25 | Low | 1 | 85 | #N/A | #N/A | #N/A
SLG Lighting | DS 5R 9 G1 30K | 850 | Downlight | 85 | 2020-02-19 | 2020-02-18 | Low | 1 | 85 | #N/A | #N/A | #N/A
SLG Lighting | DS 5R 9 G1 35K | 850 | Downlight | 85 | 2020-02-19 | 2020-02-18 | Low | 1 | 85 | #N/A | #N/A | #N/A
SLG Lighting | DS 5R 9 G1 40K | 850 | Downlight | 85 | 2020-02-19 | 2020-02-18 | Low | 1 | 85 | #N/A | #N/A | #N/A
SLG Lighting | DS 5R 9 G1 50K | 850 | Downlight | 85 | 2020-02-19 | 2020-02-18 | Low | 1 | 85 | #N/A | #N/A | #N/A
TCP | DR4BL30K | 850 | Downlight | 85 | 2021-08-01 | 2021-08-26 | Low | 1 | 85 | #N/A | #N/A | #N/A
TCP | DR4BLBV30K | 850 | Downlight | 85 | 2021-09-20 | 2022-02-23 | Low | 1 | 85 | #N/A | #N/A | #N/A
TCP | DR4BLBVCCT1 | 850 | Downlight | 85 | 2021-09-20 | 2022-02-23 | Low | 1 | 85 | #N/A | #N/A | #N/A
TCP | DR4CCT2 | 850 | Downlight | 85 | 2021-02-26 | 2021-04-27 | Low | 1 | 85 | #N/A | #N/A | #N/A
Ktrad, Hibay, Ltblight, Bestchoicelight, Unikcst, Emotionlite, Cuecool, AKK | KRT-R0410-CCT | 850 | Downlight | 85 | 2022-06-10 | 2022-10-17 | Low | 1 | 85 | #N/A | #N/A | #N/A
Lightolier | C4[C¦CSQ][S¦W¦P][DL¦DW¦WW]10927[N¦M¦W]E1[CD¦CC¦WH¦CL][A¦B¦W¦RAL#] | 756 | Downlight | 85.1 | 2022-06-14 | 2022-08-04 | Low | 1 | 85.1 | #N/A | #N/A | #N/A
Lightolier | C4[C¦CSQ][S¦W¦P][DL¦DW¦WW]10927N[Z10U¦LU¦L01U¦SOLU¦LDU¦LTEU¦DMXU¦DU¦RAU][CD¦CC¦WH¦CL][A¦B¦W¦RAL#] | 756 | Downlight | 85.1 | 2022-06-14 | 2022-08-04 | Low | 1 | 85.1 | #N/A | #N/A | #N/A
Lightolier | C4[C¦CSQ][S¦W¦P][DL¦DW¦WW]10930[N¦M¦W]E1[CD¦CC¦WH¦CL][A¦B¦W¦RAL#] | 756 | Downlight | 85.1 | 2022-06-14 | 2022-08-04 | Low | 1 | 85.1 | #N/A | #N/A | #N/A
Lightolier | C4[C¦CSQ][S¦W¦P][DL¦DW¦WW]10930N[Z10U¦LU¦L01U¦SOLU¦LDU¦LTEU¦DMXU¦DU¦RAU][CD¦CC¦WH¦CL][A¦B¦W¦RAL#] | 756 | Downlight | 85.1 | 2022-06-14 | 2022-08-04 | Low | 1 | 85.1 | #N/A | #N/A | #N/A
Lightolier | C4[C¦CSQ][S¦W¦P][DL¦DW¦WW]10935[N¦M¦W]E1[CD¦CC¦WH¦CL][A¦B¦W¦RAL#] | 756 | Downlight | 85.1 | 2022-06-14 | 2022-08-04 | Low | 1 | 85.1 | #N/A | #N/A | #N/A
Lightolier | C4[C¦CSQ][S¦W¦P][DL¦DW¦WW]10935N[Z10U¦LU¦L01U¦SOLU¦LDU¦LTEU¦DMXU¦DU¦RAU][CD¦CC¦WH¦CL][A¦B¦W¦RAL#] | 756 | Downlight | 85.1 | 2022-06-14 | 2022-08-04 | Low | 1 | 85.1 | #N/A | #N/A | #N/A
Lightolier | C4[C¦CSQ][S¦W¦P][DL¦DW¦WW]10940[N¦M¦W]E1[CD¦CC¦WH¦CL][A¦B¦W¦RAL#] | 756 | Downlight | 85.1 | 2022-06-14 | 2022-08-04 | Low | 1 | 85.1 | #N/A | #N/A | #N/A
Lightolier | C4[C¦CSQ][S¦W¦P][DL¦DW¦WW]10940N[Z10U¦LU¦L01U¦SOLU¦LDU¦LTEU¦DMXU¦DU¦RAU][CD¦CC¦WH¦CL][A¦B¦W¦RAL#] | 756 | Downlight | 85.1 | 2022-06-14 | 2022-08-04 | Low | 1 | 85.1 | #N/A | #N/A | #N/A
Lightolier | C4[C¦CSQ][S¦W¦P][DL¦DW¦WW]10950[N¦M¦W]E1[CD¦CC¦WH¦CL][A¦B¦W¦RAL#] | 756 | Downlight | 85.1 | 2022-06-14 | 2022-08-04 | Low | 1 | 85.1 | #N/A | #N/A | #N/A
Lightolier | C4[C¦CSQ][S¦W¦P][DL¦DW¦WW]10950N[Z10U¦LU¦L01U¦SOLU¦LDU¦LTEU¦DMXU¦DU¦RAU][CD¦CC¦WH¦CL][A¦B¦W¦RAL#] | 756 | Downlight | 85.1 | 2022-06-14 | 2022-08-04 | Low | 1 | 85.1 | #N/A | #N/A | #N/A
Lightolier | C4L10927[N¦M¦W]E1[¦R¦RH] / C4[RDL¦RCW¦RDW¦RWW¦SDLNM][CD¦CC¦WH¦CL] | 756 | Downlight | 85.1 | 2022-06-14 | 2022-08-04 | Low | 1 | 85.1 | #N/A | #N/A | #N/A
Lightolier | C4L10927N[Z10U¦LU¦L01U¦SOLU¦LDU¦LTEU¦DMXU¦DU¦RAU][¦R¦RH] / C4[RDL¦RCW¦RDW¦RWW¦SDLNM][CD¦CC¦WH¦CL] | 756 | Downlight | 85.1 | 2022-06-14 | 2022-08-04 | Low | 1 | 85.1 | #N/A | #N/A | #N/A
Lightolier | C4L10930[N¦M¦W]E1[¦R¦RH] / C4[RDL¦RCW¦RDW¦RWW¦SDLNM][CD¦CC¦WH¦CL] | 756 | Downlight | 85.1 | 2022-06-14 | 2022-08-04 | Low | 1 | 85.1 | #N/A | #N/A | #N/A
Lightolier | C4L10930N[Z10U¦LU¦L01U¦SOLU¦LDU¦LTEU¦DMXU¦DU¦RAU][¦R¦RH] / C4[RDL¦RCW¦RDW¦RWW¦SDLNM][CD¦CC¦WH¦CL] | 756 | Downlight | 85.1 | 2022-06-14 | 2022-08-04 | Low | 1 | 85.1 | #N/A | #N/A | #N/A
Lightolier | C4L10935[N¦M¦W]E1[¦R¦RH] / C4[RDL¦RCW¦RDW¦RWW¦SDLNM][CD¦CC¦WH¦CL] | 756 | Downlight | 85.1 | 2022-06-14 | 2022-08-04 | Low | 1 | 85.1 | #N/A | #N/A | #N/A
Lightolier | C4L10935N[Z10U¦LU¦L01U¦SOLU¦LDU¦LTEU¦DMXU¦DU¦RAU][¦R¦RH] / C4[RDL¦RCW¦RDW¦RWW¦SDLNM][CD¦CC¦WH¦CL] | 756 | Downlight | 85.1 | 2022-06-14 | 2022-08-04 | Low | 1 | 85.1 | #N/A | #N/A | #N/A
Lightolier | C4L10940[N¦M¦W]E1[¦R¦RH] / C4[RDL¦RCW¦RDW¦RWW¦SDLNM][CD¦CC¦WH¦CL] | 756 | Downlight | 85.1 | 2022-06-14 | 2022-08-04 | Low | 1 | 85.1 | #N/A | #N/A | #N/A
Lightolier | C4L10940N[Z10U¦LU¦L01U¦SOLU¦LDU¦LTEU¦DMXU¦DU¦RAU][¦R¦RH] / C4[RDL¦RCW¦RDW¦RWW¦SDLNM][CD¦CC¦WH¦CL] | 756 | Downlight | 85.1 | 2022-06-14 | 2022-08-04 | Low | 1 | 85.1 | #N/A | #N/A | #N/A
Lightolier | C4L10950[N¦M¦W]E1[¦R¦RH] / C4[RDL¦RCW¦RDW¦RWW¦SDLNM][CD¦CC¦WH¦CL] | 756 | Downlight | 85.1 | 2022-06-14 | 2022-08-04 | Low | 1 | 85.1 | #N/A | #N/A | #N/A
Lightolier | C4L10950N[Z10U¦LU¦L01U¦SOLU¦LDU¦LTEU¦DMXU¦DU¦RAU][¦R¦RH] / C4[RDL¦RCW¦RDW¦RWW¦SDLNM][CD¦CC¦WH¦CL] | 756 | Downlight | 85.1 | 2022-06-14 | 2022-08-04 | Low | 1 | 85.1 | #N/A | #N/A | #N/A
Halo | RSQ4089FS1EMWWB | 800 | Downlight | 85.1 | 2019-01-28 | 2019-01-30 | Low | 1 | 85.1 | #N/A | #N/A | #N/A
Halo | RSQ5089FS1EMWWB | 800 | Downlight | 85.1 | 2019-01-28 | 2019-01-30 | Low | 1 | 85.1 | #N/A | #N/A | #N/A
Halo | RSQ6089FS1EMWWB | 800 | Downlight | 85.1 | 2019-01-28 | 2019-01-30 | Low | 1 | 85.1 | #N/A | #N/A | #N/A
Halo | HC610D010 HM612 8[27¦30¦35¦40] 61**[ND¦MD¦WD¦RWW][C¦F¦W¦BB¦WB] | 851 | Downlight | 85.1 | 2019-05-31 | 2021-09-28 | Low | 1 | 85.1 | #N/A | #N/A | #N/A
Halo | HCC6S10D010[MW¦MB¦BZ¦SL] HM612 8[27¦30¦35¦40] 61[ND¦MD¦WD¦RWW][C¦F¦W¦BB¦WB] | 851 | Downlight | 85.1 | 2019-05-31 | 2021-09-30 | Low | 1 | 85.1 | #N/A | #N/A | #N/A
Halo | LT4069FS351EWHDM* | 665 | Downlight | 85.3 | 2021-01-19 | 2021-01-31 | Low | 1 | 85.3 | #N/A | #N/A | #N/A
Halo | LT4069FS351EWHDM* | 665 | Downlight | 85.3 | 2021-10-30 | 2021-12-16 | Low | 1 | 85.3 | #N/A | #N/A | #N/A
Halo | LT4069FS351EWHDM*-* | 665 | Downlight | 85.3 | 2021-01-19 | 2021-01-31 | Low | 1 | 85.3 | #N/A | #N/A | #N/A
Halo | LT4069FS351EWHDM*-* | 665 | Downlight | 85.3 | 2021-10-30 | 2021-12-16 | Low | 1 | 85.3 | #N/A | #N/A | #N/A
Halo | LT4069FS351EWHDM*-#* | 665 | Downlight | 85.3 | 2021-01-19 | 2021-01-31 | Low | 1 | 85.3 | #N/A | #N/A | #N/A
Halo | LT4069FS351EWHDM*-#* | 665 | Downlight | 85.3 | 2021-10-30 | 2021-12-16 | Low | 1 | 85.3 | #N/A | #N/A | #N/A
Satco | S29026 | 769 | Downlight | 85.4 | 2018-07-15 | 2018-07-27 | Low | 1 | 85.4 | #N/A | #N/A | #N/A
ConTech Lighting | SQL3T127K[12D1,MVD2][C,FC,RS,W,TFC][BLANK,X][S,M,F,WF]-[B,P,S,BZ][BLANK,-RDB,-RD] | 835 | Downlight | 85.4 | 2021-02-03 | 2021-03-19 | Low | 1 | 85.4 | #N/A | #N/A | #N/A
ConTech Lighting | SQL3T127KC[12D1,MVD2][C,FC,RS,W,TFC][BLANK,X][S,M,F,WF]-[B,P,S,BZ][BLANK,-RDB,-RD] | 835 | Downlight | 85.4 | 2021-02-03 | 2021-03-19 | Low | 1 | 85.4 | #N/A | #N/A | #N/A
ConTech Lighting | SQL3T130K[12D1,MVD2][C,FC,RS,W,TFC][BLANK,X][S,M,F,WF]-[B,P,S,BZ][BLANK,-RDB,-RD] | 835 | Downlight | 85.4 | 2021-02-03 | 2021-03-19 | Low | 1 | 85.4 | #N/A | #N/A | #N/A
ConTech Lighting | SQL3T130KC[12D1,MVD2][C,FC,RS,W,TFC][BLANK,X][S,M,F,WF]-[B,P,S,BZ][BLANK,-RDB,-RD] | 835 | Downlight | 85.4 | 2021-02-03 | 2021-03-19 | Low | 1 | 85.4 | #N/A | #N/A | #N/A
ConTech Lighting | SQL3T135K[12D1,MVD2][C,FC,RS,W,TFC][BLANK,X][S,M,F,WF]-[B,P,S,BZ][BLANK,-RDB,-RD] | 835 | Downlight | 85.4 | 2021-02-03 | 2021-03-19 | Low | 1 | 85.4 | #N/A | #N/A | #N/A
ConTech Lighting | SQL3T135KC[12D1,MVD2][C,FC,RS,W,TFC][BLANK,X][S,M,F,WF]-[B,P,S,BZ][BLANK,-RDB,-RD] | 835 | Downlight | 85.4 | 2021-02-03 | 2021-03-19 | Low | 1 | 85.4 | #N/A | #N/A | #N/A
ConTech Lighting | SQL3T140K[12D1,MVD2][C,FC,RS,W,TFC][BLANK,X][S,M,F,WF]-[B,P,S,BZ][BLANK,-RDB,-RD] | 835 | Downlight | 85.4 | 2021-02-03 | 2021-03-19 | Low | 1 | 85.4 | #N/A | #N/A | #N/A
ConTech Lighting | SQL3T140KC[12D1,MVD2][C,FC,RS,W,TFC][BLANK,X][S,M,F,WF]-[B,P,S,BZ][BLANK,-RDB,-RD] | 835 | Downlight | 85.4 | 2021-02-03 | 2021-03-19 | Low | 1 | 85.4 | #N/A | #N/A | #N/A
Satco | 62/1719 | 940 | Downlight | 85.5 | 2022-10-10 | 2022-10-14 | Low | 1 | 85.5 | #N/A | #N/A | #N/A
SATCO/NUVO | 62/1714 | 940 | Downlight | 85.5 | 2022-10-10 | 2022-10-13 | Low | 1 | 85.5 | #N/A | #N/A | #N/A
Best | BRK-LED4ICN-7W-27K-ECO | 600 | Downlight | 85.7 | 2019-01-14 | 2019-01-17 | Low | 1 | 85.7 | #N/A | #N/A | #N/A
Best | BRK-LED4ICN-7W-5K-ECO | 600 | Downlight | 85.7 | 2019-01-14 | 2019-01-17 | Low | 1 | 85.7 | #N/A | #N/A | #N/A
LIGHT THE FUTURE | D376-##-2700-** | 600 | Downlight | 85.7 | 2022-03-30 | 2022-02-25 | Low | 1 | 85.7 | #N/A | #N/A | #N/A
LIGHT THE FUTURE | D376-##-3000-** | 600 | Downlight | 85.7 | 2022-03-30 | 2022-02-25 | Low | 1 | 85.7 | #N/A | #N/A | #N/A
LIGHT THE FUTURE | D376-##-3500-** | 600 | Downlight | 85.7 | 2022-03-30 | 2022-02-25 | Low | 1 | 85.7 | #N/A | #N/A | #N/A
LIGHT THE FUTURE | D376-##-4000-** | 600 | Downlight | 85.7 | 2022-03-30 | 2022-02-25 | Low | 1 | 85.7 | #N/A | #N/A | #N/A
LIGHT THE FUTURE | D376-##-5000-** | 600 | Downlight | 85.7 | 2022-03-30 | 2022-02-25 | Low | 1 | 85.7 | #N/A | #N/A | #N/A
Standard | DL/GIMBAL/MOD/7W/##K/**/STD+DL/GIMBAL/3IN/TRIM/RND/FLAT/**/STD | 600 | Downlight | 85.7 | 2017-03-23 | 2017-03-29 | Low | 1 | 85.7 | #N/A | #N/A | #N/A
CREE, Inc. | DS6-900L-27K-U1 | 900 | Downlight | 85.7 | 2018-04-30 | 2018-05-04 | Low | 1 | 85.7 | #N/A | #N/A | #N/A
CREE, Inc. | DS6-900L-30K-U1 | 900 | Downlight | 85.7 | 2018-04-30 | 2018-05-04 | Low | 1 | 85.7 | #N/A | #N/A | #N/A
CREE, Inc. | DS6-900L-40K-U1 | 900 | Downlight | 85.7 | 2018-04-30 | 2018-05-04 | Low | 1 | 85.7 | #N/A | #N/A | #N/A
Sylvania | 61542 | 900 | Downlight | 85.7 | 2020-03-23 | 2020-03-25 | Low | 1 | 85.7 | #N/A | #N/A | #N/A
Sylvania | 61543 | 900 | Downlight | 85.7 | 2020-03-23 | 2020-03-25 | Low | 1 | 85.7 | #N/A | #N/A | #N/A
Sylvania | 61544 | 900 | Downlight | 85.7 | 2020-03-23 | 2020-03-25 | Low | 1 | 85.7 | #N/A | #N/A | #N/A
Sylvania | 61545 | 900 | Downlight | 85.7 | 2020-03-23 | 2020-03-25 | Low | 1 | 85.7 | #N/A | #N/A | #N/A
Sylvania | 61546 | 900 | Downlight | 85.7 | 2020-03-23 | 2020-03-25 | Low | 1 | 85.7 | #N/A | #N/A | #N/A
Sylvania | 61569 | 900 | Downlight | 85.7 | 2020-03-23 | 2020-03-25 | Low | 1 | 85.7 | #N/A | #N/A | #N/A
Sylvania | 61570 | 900 | Downlight | 85.7 | 2020-03-23 | 2020-03-25 | Low | 1 | 85.7 | #N/A | #N/A | #N/A
Sylvania | 61571 | 900 | Downlight | 85.7 | 2020-03-23 | 2020-03-25 | Low | 1 | 85.7 | #N/A | #N/A | #N/A
Sylvania | 61572 | 900 | Downlight | 85.7 | 2020-03-23 | 2020-03-25 | Low | 1 | 85.7 | #N/A | #N/A | #N/A
Sylvania | 61573 | 900 | Downlight | 85.7 | 2020-03-23 | 2020-03-25 | Low | 1 | 85.7 | #N/A | #N/A | #N/A
Prescolite | LTR-4RD-H-SL10LDM1 + LTR-4RD-T-SL35K8WDSS | 994 | Downlight | 85.7 | 2019-07-12 | 2019-08-23 | Low | 1 | 85.7 | #N/A | #N/A | #N/A
Prescolite | LTR-4RD-H-SL10LDM1 + LTR-4RD-T-SL35K8WDSSWT | 994 | Downlight | 85.7 | 2019-07-12 | 2019-08-23 | Low | 1 | 85.7 | #N/A | #N/A | #N/A
Prescolite | LTR-4RD-H-SL10LDM1 + LTR-4RW-T-SL35K8WWSS | 994 | Downlight | 85.7 | 2019-07-12 | 2019-08-23 | Low | 1 | 85.7 | #N/A | #N/A | #N/A
Prescolite | LTR-4SQ-H-SL10LDM1 + LTR-4SQD-T-SL35K8WDSS | 994 | Downlight | 85.7 | 2019-07-12 | 2019-08-23 | Low | 1 | 85.7 | #N/A | #N/A | #N/A
Prescolite | LTR-4SQ-H-SL10LDM1 + LTR-4SQD-T-SL35K8WDSSWT | 994 | Downlight | 85.7 | 2019-07-12 | 2019-08-23 | Low | 1 | 85.7 | #N/A | #N/A | #N/A
ConTech Lighting | CY3[S,T]127K12D1[C,FC,RS,W,TFC][BLANK,X]S-[B,BZ,P,S] | 825 | Downlight | 85.9 | 2016-10-04 | 2016-10-18 | Low | 1 | 85.9 | #N/A | #N/A | #N/A
ConTech Lighting | CON-TECH (308855) ¦ CY3[S,T]127KMVD2[C,FC,RS,W,TFC][BLANK,X]S-[B,BZ,P,S] | 825 | Downlight | 85.9 | 2016-10-04 | 2016-10-18 | Low | 1 | 85.9 | #N/A | #N/A | #N/A
WAC Lighting | R3BRD-F930-**** | 945 | Downlight | 85.9 | 2017-04-01 | 2017-05-23 | Low | 1 | 85.9 | #N/A | #N/A | #N/A
WAC Lighting | R3BSD-F930-**** | 945 | Downlight | 85.9 | 2017-04-01 | 2017-05-23 | Low | 1 | 85.9 | #N/A | #N/A | #N/A
LOTUS LED LIGHTS | LSG2-40K | 430 | Downlight | 86 | 2018-10-29 | 2019-01-21 | Low | 1 | 86 | #N/A | #N/A | #N/A
LED ONE | LOD-DL4SM-AD10W-XXK | 860 | Downlight | 86 | 2015-12-28 | 2015-12-31 | Low | 1 | 86 | #N/A | #N/A | #N/A
Rayon Lighting | RPA3S-8L-##K-UNV-ID-3RO-15 | 860 | Downlight | 86 | 2020-05-26 | 2020-06-15 | Low | 1 | 86 | #N/A | #N/A | #N/A
WT LIGHTING | GL3S(2700K) | 603 | Downlight | 86.1 | 2017-08-15 | 2017-09-08 | Low | 1 | 86.1 | #N/A | #N/A | #N/A
ConTech Lighting | VC[DSWH12,DSWH16,DSWH20,DSDB10,DSDB14,DSDB18]LDD827K[FC,FM,LSM6,LSM12,LSM24,LSM36,HSM6,HSM12,HSM24,HSM36,LGN1,LGN2,LGN3,LGN4,LGN5]-***** | 871 | Downlight | 86.3 | 2022-05-01 | 2022-06-30 | Low | 1 | 86.3 | #N/A | #N/A | #N/A
ConTech Lighting | VC[DSWH12,DSWH16,DSWH20,DSDB10,DSDB14,DSDB18]LDD830K[FC,FM,LSM6,LSM12,LSM24,LSM36,HSM6,HSM12,HSM24,HSM36,LGN1,LGN2,LGN3,LGN4,LGN5]-***** | 871 | Downlight | 86.3 | 2022-05-01 | 2022-06-30 | Low | 1 | 86.3 | #N/A | #N/A | #N/A
ConTech Lighting | VC[DSWH12,DSWH16,DSWH20,DSDB10,DSDB14,DSDB18]LDD835K[FC,FM,LSM6,LSM12,LSM24,LSM36,HSM6,HSM12,HSM24,HSM36,LGN1,LGN2,LGN3,LGN4,LGN5]-***** | 871 | Downlight | 86.3 | 2022-05-01 | 2022-06-30 | Low | 1 | 86.3 | #N/A | #N/A | #N/A
ConTech Lighting | VC[DSWH12,DSWH16,DSWH20,DSDB10,DSDB14,DSDB18]LDD840K[FC,FM,LSM6,LSM12,LSM24,LSM36,HSM6,HSM12,HSM24,HSM36,LGN1,LGN2,LGN3,LGN4,LGN5]-***** | 871 | Downlight | 86.3 | 2022-05-01 | 2022-06-30 | Low | 1 | 86.3 | #N/A | #N/A | #N/A
WAC Lighting | R3BRD-S930-**** | 950 | Downlight | 86.4 | 2017-04-01 | 2017-05-23 | Low | 1 | 86.4 | #N/A | #N/A | #N/A
WAC Lighting | R3BSD-S930-**** | 950 | Downlight | 86.4 | 2017-04-01 | 2017-05-23 | Low | 1 | 86.4 | #N/A | #N/A | #N/A
Halo | BLD6089SWH* | 856 | Downlight | 86.5 | 2020-06-24 | 2020-06-30 | Low | 1 | 86.5 | #N/A | #N/A | #N/A
Halo | BLD6089SWH*-C | 856 | Downlight | 86.5 | 2020-06-24 | 2020-06-30 | Low | 1 | 86.5 | #N/A | #N/A | #N/A
PATHWAY LIGHTING PRODUCTS, INC. | [4¦6]ICSQSFL2X8[3K¦35K¦4K¦5K]DA ES | 951 | Downlight | 86.5 | 2020-02-01 | 2020-02-27 | Low | 1 | 86.5 | #N/A | #N/A | #N/A
LOTUS LED LIGHTS | LY3G 41K | 650 | Downlight | 86.7 | 2015-01-01 | 2016-04-25 | Low | 1 | 86.7 | #N/A | #N/A | #N/A
WAC Lighting | R3BRD-N930-**** | 955 | Downlight | 86.8 | 2017-04-01 | 2017-05-23 | Low | 1 | 86.8 | #N/A | #N/A | #N/A
WAC Lighting | R3BSD-N930-**** | 955 | Downlight | 86.8 | 2017-04-01 | 2017-05-23 | Low | 1 | 86.8 | #N/A | #N/A | #N/A
LED ONE | LOD-DL4SM-AD10W-XXK | 870 | Downlight | 87 | 2015-12-28 | 2015-12-31 | Low | 1 | 87 | #N/A | #N/A | #N/A
Rayon Lighting | RPA3-8L-##K-UNV-ID-3RO-15 | 870 | Downlight | 87 | 2020-05-26 | 2020-06-15 | Low | 1 | 87 | #N/A | #N/A | #N/A
HOMI | HM08-PR8-10W277-3CCT-*SB | 870 | Downlight | 87 | 2022-01-06 | 2022-01-12 | Low | 1 | 87 | #N/A | #N/A | #N/A
HOMI | HM08-PR8-10W277/IP44-3CCT-*SB | 870 | Downlight | 87 | 2022-01-06 | 2022-01-12 | Low | 1 | 87 | #N/A | #N/A | #N/A
Halo | RLS4099FS1EWHDM* | 966 | Downlight | 87 | 2021-07-22 | 2021-08-02 | Low | 1 | 87 | #N/A | #N/A | #N/A
Liteline | SLMT4-8W[27K¦30K¦35K¦40K¦50K]-HO | 660 | Downlight | 87.1 | 2020-03-01 | 2020-07-15 | Low | 1 | 87.1 | #N/A | #N/A | #N/A
Prescolite | LTR-3RD-RH-SL06LDM1 + LTR-3RD-T-SL35K8WDSS | 645 | Downlight | 87.2 | 2019-07-12 | 2019-08-23 | Low | 1 | 87.2 | #N/A | #N/A | #N/A
Prescolite | LTR-3SQD-RH-SL06LDM1 + LTR-3SQD-T-SL35K8WDSS | 645 | Downlight | 87.2 | 2019-07-12 | 2019-08-23 | Low | 1 | 87.2 | #N/A | #N/A | #N/A
Sierra | 56130-XK-BL | 700 | Downlight | 87.5 | 2022-03-10 | 2022-03-23 | Low | 1 | 87.5 | #N/A | #N/A | #N/A
Sierra | 56130-XK-WH | 700 | Downlight | 87.5 | 2020-08-31 | 2020-09-02 | Low | 1 | 87.5 | #N/A | #N/A | #N/A
EiKO | DS4/S1/8W830/120DT** | 700 | Downlight | 87.5 | 2021-09-17 | 2021-10-22 | Low | 1 | 87.5 | #N/A | #N/A | #N/A
fusion | SR4-LED-700L-DIM10-MVOLT-##K | 700 | Downlight | 87.5 | 2018-06-30 | 2018-10-04 | Low | 1 | 87.5 | #N/A | #N/A | #N/A
EELighting | BELED-3-S8W3K**-G | 700 | Downlight | 87.5 | 2018-03-31 | 2018-03-30 | Low | 1 | 87.5 | #N/A | #N/A | #N/A
Prescolite | LBSD-4RD-CS9-WH | 700 | Downlight | 87.5 | 2021-10-22 | 2022-06-27 | Low | 1 | 87.5 | #N/A | #N/A | #N/A
Sylvania | 75030 | 700 | Downlight | 87.5 | 2017-10-16 | 2017-10-17 | Low | 1 | 87.5 | #N/A | #N/A | #N/A
Torontoled | COB-TL-Ceiling3-8-50K | 700 | Downlight | 87.5 | 2017-03-07 | 2017-03-07 | Low | 1 | 87.5 | #N/A | #N/A | #N/A
US LED | LTR2-1-UNV-27-8-4R-C-WH | 700 | Downlight | 87.5 | 2022-01-02 | 2016-01-18 | Low | 1 | 87.5 | #N/A | #N/A | #N/A
VOTATEC | DL04-023-8WH83 | 700 | Downlight | 87.5 | 2022-05-01 | 2022-05-13 | Low | 1 | 87.5 | #N/A | #N/A | #N/A
Halo | RL4069NLWHDM* | 790 | Downlight | 87.8 | 2021-06-29 | 2021-07-06 | Low | 1 | 87.8 | #N/A | #N/A | #N/A
Halo | RL4069NLWHDM*-* | 790 | Downlight | 87.8 | 2021-06-30 | 2021-07-06 | Low | 1 | 87.8 | #N/A | #N/A | #N/A
Halo | LT3059FS231EWHDM* | 580 | Downlight | 87.9 | 2021-01-19 | 2021-01-31 | Low | 1 | 87.9 | #N/A | #N/A | #N/A
Halo | LT3059FS231EWHDM*-* | 580 | Downlight | 87.9 | 2021-01-19 | 2021-01-31 | Low | 1 | 87.9 | #N/A | #N/A | #N/A
Halo | LT3059FS231EWHDM*-#* | 580 | Downlight | 87.9 | 2021-01-19 | 2021-01-31 | Low | 1 | 87.9 | #N/A | #N/A | #N/A
Everbright | E800307WW | 615 | Downlight | 87.9 | 2017-10-31 | 2017-11-30 | Low | 1 | 87.9 | #N/A | #N/A | #N/A
WT LIGHTING | GL3S(3000K) | 615 | Downlight | 87.9 | 2017-08-15 | 2017-09-08 | Low | 1 | 87.9 | #N/A | #N/A | #N/A
Halo | LT4069FS231EWHDM* | 660 | Downlight | 88 | 2021-10-30 | 2021-12-16 | Low | 1 | 88 | #N/A | #N/A | #N/A
Halo | LT4069FS231EWHDM*-* | 660 | Downlight | 88 | 2021-10-30 | 2021-12-16 | Low | 1 | 88 | #N/A | #N/A | #N/A
Halo | LT4069FS231EWHDM*-#* | 660 | Downlight | 88 | 2021-10-30 | 2021-12-16 | Low | 1 | 88 | #N/A | #N/A | #N/A
LOTUS LED LIGHTS | LL3G-50K | 660 | Downlight | 88 | 2020-08-14 | 2020-10-13 | Low | 1 | 88 | #N/A | #N/A | #N/A
LOTUS LED LIGHTS | LRG3-50K | 660 | Downlight | 88 | 2020-08-14 | 2020-10-13 | Low | 1 | 88 | #N/A | #N/A | #N/A
LOTUS LED LIGHTS | LSG3-50K | 660 | Downlight | 88 | 2020-08-14 | 2020-10-13 | Low | 1 | 88 | #N/A | #N/A | #N/A
GE Current, a Daintree company | 93068394 | 969 | Downlight | 88.1 | 2017-12-20 | 2018-03-21 | Low | 1 | 88.1 | #N/A | #N/A | #N/A
GE Current, a Daintree company | 93068723 | 970 | Downlight | 88.2 | 2017-12-20 | 2018-03-20 | Low | 1 | 88.2 | #N/A | #N/A | #N/A
WAC Lighting | R3BRA-F930-**** | 970 | Downlight | 88.2 | 2017-04-01 | 2017-05-23 | Low | 1 | 88.2 | #N/A | #N/A | #N/A
WAC Lighting | R3BRA-S930-**** | 970 | Downlight | 88.2 | 2017-04-01 | 2017-05-23 | Low | 1 | 88.2 | #N/A | #N/A | #N/A
WAC Lighting | R3BSA-F930-**** | 970 | Downlight | 88.2 | 2017-04-01 | 2017-05-23 | Low | 1 | 88.2 | #N/A | #N/A | #N/A
WAC Lighting | R3BSA-S930-**** | 970 | Downlight | 88.2 | 2017-04-01 | 2017-05-23 | Low | 1 | 88.2 | #N/A | #N/A | #N/A
HOMI | HM08-PR8-10W277-3CCT-*SA | 884 | Downlight | 88.4 | 2020-12-04 | 2020-12-20 | Low | 1 | 88.4 | #N/A | #N/A | #N/A
HOMI | HM08-PR8-10W277/IP44-3CCT-*SA | 884 | Downlight | 88.4 | 2020-12-04 | 2020-12-20 | Low | 1 | 88.4 | #N/A | #N/A | #N/A
US LED | LTR2-1-UNV-35-8-4R-V-WH | 710 | Downlight | 88.8 | 2022-01-02 | 2016-01-18 | Low | 1 | 88.8 | #N/A | #N/A | #N/A
Zenith | ZS-EB04-C09-27 | 799 | Downlight | 88.8 | 2020-08-07 | 2020-08-13 | Low | 1 | 88.8 | #N/A | #N/A | #N/A
Sierra | 56130-30-WH | 800 | Downlight | 88.9 | 2019-06-04 | 2019-05-30 | Low | 1 | 88.9 | #N/A | #N/A | #N/A
Greenlux | RDL4H9W83 | 800 | Downlight | 88.9 | 2019-05-20 | 2019-06-14 | Low | 1 | 88.9 | #N/A | #N/A | #N/A
NDR Electric | RZR-411-9W-#K-** | 800 | Downlight | 88.9 | 2018-05-04 | 2018-07-03 | Low | 1 | 88.9 | #N/A | #N/A | #N/A
Royal Pacific | 8769**-80-3K | 889 | Downlight | 88.9 | 2018-02-28 | 2018-02-08 | Low | 1 | 88.9 | #N/A | #N/A | #N/A
LOTUS LED LIGHTS | LL2G-30K-HO | 490 | Downlight | 89.1 | 2020-08-14 | 2020-10-13 | Low | 1 | 89.1 | #N/A | #N/A | #N/A
LOTUS LED LIGHTS | LRG2-30K-HO | 490 | Downlight | 89.1 | 2020-08-14 | 2020-10-13 | Low | 1 | 89.1 | #N/A | #N/A | #N/A
LOTUS LED LIGHTS | LSG2-30K-HO | 490 | Downlight | 89.1 | 2020-08-14 | 2020-10-13 | Low | 1 | 89.1 | #N/A | #N/A | #N/A
GE Current, a Daintree company | 93068724 | 980 | Downlight | 89.1 | 2017-12-20 | 2018-03-20 | Low | 1 | 89.1 | #N/A | #N/A | #N/A
Satco | 62/1718 | 980 | Downlight | 89.1 | 2022-10-10 | 2022-10-14 | Low | 1 | 89.1 | #N/A | #N/A | #N/A
SATCO/NUVO | 62/1710 | 980 | Downlight | 89.1 | 2022-10-10 | 2022-10-13 | Low | 1 | 89.1 | #N/A | #N/A | #N/A
WT LIGHTING | GL3S(4000K) | 625 | Downlight | 89.3 | 2017-08-15 | 2017-09-08 | Low | 1 | 89.3 | #N/A | #N/A | #N/A
Royal Pacific | 8771**-80-3K | 895 | Downlight | 89.5 | 2017-02-28 | 2018-02-09 | Low | 1 | 89.5 | #N/A | #N/A | #N/A
WAC Lighting | R3BRA-N930-**** | 985 | Downlight | 89.5 | 2017-04-01 | 2017-05-23 | Low | 1 | 89.5 | #N/A | #N/A | #N/A
WAC Lighting | R3BSA-N930-**** | 985 | Downlight | 89.5 | 2017-04-01 | 2017-05-23 | Low | 1 | 89.5 | #N/A | #N/A | #N/A
PORTFOLIO | LSR2B5NFL2580[27¦30¦35¦40]D010[P¦MB¦SL¦BZ] 2LB[DL¦CS¦LCS]3[LI¦MW¦WMH¦WH¦H] | 629 | Downlight | 89.9 | 2017-07-26 | 2017-07-28 | Low | 1 | 89.9 | #N/A | #N/A | #N/A
PORTFOLIO | LD2B5D010 EU2B0510NFL2580[27¦30¦35¦40] 2LB[D¦SW¦DL¦CS¦LCS¦SQC¦SQLC]#[LI¦MW¦WMH¦WH¦H] | 629 | Downlight | 89.9 | 2017-07-26 | 2017-07-28 | Low | 1 | 89.9 | #N/A | #N/A | #N/A
LED ONE | LOD-DL4RS-AD10W-50K | 899 | Downlight | 89.9 | 2016-10-15 | 2016-10-14 | Low | 1 | 89.9 | #N/A | #N/A | #N/A
LED ONE | LOD-DL4SM-AD10W-XXK | 899 | Downlight | 89.9 | 2015-12-28 | 2015-12-31 | Low | 1 | 89.9 | #N/A | #N/A | #N/A
NADAIR/OVO | **MOCP378L-PR4**#* | 630 | Downlight | 90 | 2017-06-01 | 2017-06-01 | Low | 1 | 90 | #N/A | #N/A | #N/A
GREENCREATIVE | MM2/927/FL/DIM120 | 720 | Downlight | 90 | 2019-05-21 | 2019-05-31 | Low | 1 | 90 | #N/A | #N/A | #N/A
US LED | LTR2-1-UNV-40-8-4R-V-WH | 720 | Downlight | 90 | 2022-01-02 | 2016-01-18 | Low | 1 | 90 | #N/A | #N/A | #N/A
Infibrite | IB-001-1-9W-WH | 810 | Downlight | 90 | 2022-06-13 | 2022-07-12 | Low | 1 | 90 | #N/A | #N/A | #N/A
Infibrite | IB-003-1-9W-WH | 810 | Downlight | 90 | 2022-10-27 | 2023-01-10 | Low | 1 | 90 | #N/A | #N/A | #N/A
EPHAN | EPCL-9X-ETL(3000K/H) | 810 | Downlight | 90 | 2017-06-20 | 2017-12-21 | Low | 1 | 90 | #N/A | #N/A | #N/A
EPHAN | EPCL-9X-ETL(4000K/H) | 810 | Downlight | 90 | 2017-06-20 | 2017-12-21 | Low | 1 | 90 | #N/A | #N/A | #N/A
EPHAN | EPCL-9X-ETL(5000K/H) | 810 | Downlight | 90 | 2017-06-20 | 2017-12-21 | Low | 1 | 90 | #N/A | #N/A | #N/A
YG | YGCL-9G-ETL(3000K) | 810 | Downlight | 90 | 2020-01-16 | 2018-12-28 | Low | 1 | 90 | #N/A | #N/A | #N/A
YG | YGCL-9X-ETL(3000K/H) | 810 | Downlight | 90 | 2021-03-05 | 2021-03-07 | Low | 1 | 90 | #N/A | #N/A | #N/A
YG | YGCL-9X-ETL(4000K/H) | 810 | Downlight | 90 | 2021-03-05 | 2021-03-07 | Low | 1 | 90 | #N/A | #N/A | #N/A
YG | YGCL-9X-ETL(5000K/H) | 810 | Downlight | 90 | 2021-03-05 | 2021-03-07 | Low | 1 | 90 | #N/A | #N/A | #N/A
YUURTA | YT-4-9W-GR(3000K) | 810 | Downlight | 90 | 2019-08-20 | 2019-08-22 | Low | 1 | 90 | #N/A | #N/A | #N/A
YUURTA | YT-4-9W-GR(4000K) | 810 | Downlight | 90 | 2019-08-20 | 2019-08-22 | Low | 1 | 90 | #N/A | #N/A | #N/A
YUURTA | YT-4-9W-GR(5000K) | 810 | Downlight | 90 | 2019-08-20 | 2019-08-22 | Low | 1 | 90 | #N/A | #N/A | #N/A
Illuminex | ILXSP-9X-ETL (3000K/H) | 810 | Downlight | 90 | 2017-08-20 | 2018-06-08 | Low | 1 | 90 | #N/A | #N/A | #N/A
Illuminex | ILXSP-9X-ETL (4000K/H) | 810 | Downlight | 90 | 2017-08-20 | 2018-06-08 | Low | 1 | 90 | #N/A | #N/A | #N/A
Illuminex | ILXSP-9X-ETL (5000K/H) | 810 | Downlight | 90 | 2017-08-20 | 2018-06-08 | Low | 1 | 90 | #N/A | #N/A | #N/A
ILLUMINEX TECHNOLOGIES | ILXSP-9G-ETL (3000K) | 810 | Downlight | 90 | 2018-12-01 | 2019-01-15 | Low | 1 | 90 | #N/A | #N/A | #N/A
Best | BRK-LED6ICN-GR-11W-27K-ECO | 900 | Downlight | 90 | 2019-01-14 | 2019-01-17 | Low | 1 | 90 | #N/A | #N/A | #N/A
Best | BRK-LED6ICN-GR-11W-5K-ECO | 900 | Downlight | 90 | 2019-01-14 | 2019-01-17 | Low | 1 | 90 | #N/A | #N/A | #N/A
fusion | SR4-LED-900L-DIM10-MVOLT-##K | 900 | Downlight | 90 | 2018-06-30 | 2018-10-04 | Low | 1 | 90 | #N/A | #N/A | #N/A
Nora Lighting | NLTH-41TW-MPW | 900 | Downlight | 90 | 2021-08-31 | 2021-09-10 | Low | 1 | 90 | #N/A | #N/A | #N/A
GE Current, a Daintree company | 93068725 | 990 | Downlight | 90 | 2017-12-20 | 2018-03-20 | Low | 1 | 90 | #N/A | #N/A | #N/A
Halo | LCR4089FSE010MW* | 849 | Downlight | 90.3 | 2019-12-02 | 2019-12-09 | Low | 1 | 90.3 | #N/A | #N/A | #N/A
Halo | LT6089FS351EWHDM* | 770 | Downlight | 90.6 | 2021-01-19 | 2021-01-31 | Low | 1 | 90.6 | #N/A | #N/A | #N/A
Halo | LT6089FS351EWHDM* | 770 | Downlight | 90.6 | 2021-10-30 | 2021-12-16 | Low | 1 | 90.6 | #N/A | #N/A | #N/A
Halo | LT6089FS351EWHDM*-* | 770 | Downlight | 90.6 | 2021-01-19 | 2021-01-31 | Low | 1 | 90.6 | #N/A | #N/A | #N/A
Halo | LT6089FS351EWHDM*-* | 770 | Downlight | 90.6 | 2021-10-30 | 2021-12-16 | Low | 1 | 90.6 | #N/A | #N/A | #N/A
Halo | LT6089FS351EWHDM*-#* | 770 | Downlight | 90.6 | 2021-01-19 | 2021-01-31 | Low | 1 | 90.6 | #N/A | #N/A | #N/A
Halo | LT6089FS351EWHDM*-#* | 770 | Downlight | 90.6 | 2021-10-30 | 2021-12-16 | Low | 1 | 90.6 | #N/A | #N/A | #N/A
Halo | LTB6089FS351EWHDM* | 770 | Downlight | 90.6 | 2022-06-25 | 2022-07-04 | Low | 1 | 90.6 | #N/A | #N/A | #N/A
Halo | LTB6089FS351EWHDM*-* | 770 | Downlight | 90.6 | 2022-06-25 | 2022-07-04 | Low | 1 | 90.6 | #N/A | #N/A | #N/A
Halo | LTB6089FS351EWHDM*-#* | 770 | Downlight | 90.6 | 2022-06-25 | 2022-07-04 | Low | 1 | 90.6 | #N/A | #N/A | #N/A
LOTUS LED LIGHTS | LL2G-35K-HO | 500 | Downlight | 90.9 | 2020-08-14 | 2020-10-13 | Low | 1 | 90.9 | #N/A | #N/A | #N/A
LOTUS LED LIGHTS | LRG2-35K-HO | 500 | Downlight | 90.9 | 2020-08-14 | 2020-10-13 | Low | 1 | 90.9 | #N/A | #N/A | #N/A
LOTUS LED LIGHTS | LSG2-35K-HO | 500 | Downlight | 90.9 | 2020-08-14 | 2020-10-13 | Low | 1 | 90.9 | #N/A | #N/A | #N/A
Lightolier | C6[C¦CSQ][S¦W¦P][DL¦DW¦WW]10927[N¦M¦W][Z10U¦E1¦L1U¦L01U¦SOLU¦LDU¦LTEU¦DMXU¦DU¦RAU][CD¦CC¦WH¦CL][A¦B¦W¦RAL#] | 848 | Downlight | 91 | 2022-06-14 | 2022-08-04 | Low | 1 | 91 | #N/A | #N/A | #N/A
Lightolier | C6[C¦CSQ][S¦W¦P][DL¦DW¦WW]10930[N¦M¦W][Z10U¦E1¦L1U¦L01U¦SOLU¦LDU¦LTEU¦DMXU¦DU¦RAU][CD¦CC¦WH¦CL][A¦B¦W¦RAL#] | 848 | Downlight | 91 | 2022-06-14 | 2022-08-04 | Low | 1 | 91 | #N/A | #N/A | #N/A
Lightolier | C6[C¦CSQ][S¦W¦P][DL¦DW¦WW]10935[N¦M¦W][Z10U¦E1¦L1U¦L01U¦SOLU¦LDU¦LTEU¦DMXU¦DU¦RAU][CD¦CC¦WH¦CL][A¦B¦W¦RAL#] | 848 | Downlight | 91 | 2022-06-14 | 2022-08-04 | Low | 1 | 91 | #N/A | #N/A | #N/A
Lightolier | C6[C¦CSQ][S¦W¦P][DL¦DW¦WW]10940[N¦M¦W][Z10U¦E1¦L1U¦L01U¦SOLU¦LDU¦LTEU¦DMXU¦DU¦RAU][CD¦CC¦WH¦CL][A¦B¦W¦RAL#] | 848 | Downlight | 91 | 2022-06-14 | 2022-08-04 | Low | 1 | 91 | #N/A | #N/A | #N/A
Lightolier | C6[C¦CSQ][S¦W¦P][DL¦DW¦WW]10950[N¦M¦W][Z10U¦E1¦L1U¦L01U¦SOLU¦LDU¦LTEU¦DMXU¦DU¦RAU][CD¦CC¦WH¦CL][A¦B¦W¦RAL#] | 848 | Downlight | 91 | 2022-06-14 | 2022-08-04 | Low | 1 | 91 | #N/A | #N/A | #N/A
Lightolier | C6L10930[N¦M¦W][Z10U¦E1¦L1U¦L01U¦SOLU¦LDU¦LTEU¦DMXU¦DU¦RAU][¦R¦RH] / C[6RDL¦6RCW¦6RDW¦6RWW¦6SDLNM¦7RDL¦7RCW¦7RDW¦7RWW][CD¦CC¦WH¦CL] | 848 | Downlight | 91 | 2022-06-14 | 2022-08-04 | Low | 1 | 91 | #N/A | #N/A | #N/A
Lightolier | C6L10935[N¦M¦W][Z10U¦E1¦L1U¦L01U¦SOLU¦LDU¦LTEU¦DMXU¦DU¦RAU][¦R¦RH] / C[6RDL¦6RCW¦6RDW¦6RWW¦6SDLNM¦7RDL¦7RCW¦7RDW¦7RWW][CD¦CC¦WH¦CL] | 848 | Downlight | 91 | 2022-06-14 | 2022-08-04 | Low | 1 | 91 | #N/A | #N/A | #N/A
Lightolier | C6L10940[N¦M¦W][Z10U¦E1¦L1U¦L01U¦SOLU¦LDU¦LTEU¦DMXU¦DU¦RAU][¦R¦RH] / C[6RDL¦6RCW¦6RDW¦6RWW¦6SDLNM¦7RDL¦7RCW¦7RDW¦7RWW][CD¦CC¦WH¦CL] | 848 | Downlight | 91 | 2022-06-14 | 2022-08-04 | Low | 1 | 91 | #N/A | #N/A | #N/A
Lightolier | C6L10950[N¦M¦W][Z10U¦E1¦L1U¦L01U¦SOLU¦LDU¦LTEU¦DMXU¦DU¦RAU][¦R¦RH] / C[6RDL¦6RCW¦6RDW¦6RWW¦6SDLNM¦7RDL¦7RCW¦7RDW¦7RWW][CD¦CC¦WH¦CL] | 848 | Downlight | 91 | 2022-06-14 | 2022-08-04 | Low | 1 | 91 | #N/A | #N/A | #N/A
Lightolier | C6L10927[N¦M¦W][Z10U¦E1¦L1U¦L01U¦SOLU¦LDU¦LTEU¦DMXU¦DU¦RAU][¦R¦RH] / C[6RDL¦6RCW¦6RDW¦6RWW¦6SDLNM¦7RDL¦7RCW¦7RDW¦7RWW][CD¦CC¦WH¦CL] | 848 | Downlight | 91 | 2022-06-14 | 2022-08-04 | Low | 1 | 91 | #N/A | #N/A | #N/A
US LED | LTR2-1-UNV-35-8-4R-C-WH | 730 | Downlight | 91.3 | 2022-01-02 | 2016-01-18 | Low | 1 | 91.3 | #N/A | #N/A | #N/A
US LED | LTR2-1-UNV-40-8-4R-C-WH | 730 | Downlight | 91.3 | 2022-01-02 | 2016-01-18 | Low | 1 | 91.3 | #N/A | #N/A | #N/A
US LED | LTR2-1-UNV-50-8-4R-V-WH | 730 | Downlight | 91.3 | 2022-01-02 | 2016-01-18 | Low | 1 | 91.3 | #N/A | #N/A | #N/A
Everbright | E800307W | 640 | Downlight | 91.4 | 2017-10-31 | 2017-11-30 | Low | 1 | 91.4 | #N/A | #N/A | #N/A
WT LIGHTING | GL3S(5000K) | 640 | Downlight | 91.4 | 2017-08-15 | 2017-09-08 | Low | 1 | 91.4 | #N/A | #N/A | #N/A
Halo | RA4069S1EWHDM* | 768 | Downlight | 91.4 | 2020-01-01 | 2019-12-12 | Low | 1 | 91.4 | #N/A | #N/A | #N/A
ConTech Lighting | SQL3S127K[12D1,MVD2][C,FC,RS,W,TFC][BLANK,X][S,M,F,WF]-[B,P,S,BZ][BLANK,-RDB,-RD] | 857 | Downlight | 91.6 | 2021-02-03 | 2021-03-19 | Low | 1 | 91.6 | #N/A | #N/A | #N/A
ConTech Lighting | SQL3S127KC[12D1,MVD2][C,FC,RS,W,TFC][BLANK,X][S,M,F,WF]-[B,P,S,BZ][BLANK,-RDB,-RD] | 857 | Downlight | 91.6 | 2021-02-03 | 2021-03-19 | Low | 1 | 91.6 | #N/A | #N/A | #N/A
ConTech Lighting | SQL3S130K[12D1,MVD2][C,FC,RS,W,TFC][BLANK,X][S,M,F,WF]-[B,P,S,BZ][BLANK,-RDB,-RD] | 857 | Downlight | 91.6 | 2021-02-03 | 2021-03-19 | Low | 1 | 91.6 | #N/A | #N/A | #N/A
ConTech Lighting | SQL3S130KC[12D1,MVD2][C,FC,RS,W,TFC][BLANK,X][S,M,F,WF]-[B,P,S,BZ][BLANK,-RDB,-RD] | 857 | Downlight | 91.6 | 2021-02-03 | 2021-03-19 | Low | 1 | 91.6 | #N/A | #N/A | #N/A
ConTech Lighting | SQL3S135K[12D1,MVD2][C,FC,RS,W,TFC][BLANK,X][S,M,F,WF]-[B,P,S,BZ][BLANK,-RDB,-RD] | 857 | Downlight | 91.6 | 2021-02-03 | 2021-03-19 | Low | 1 | 91.6 | #N/A | #N/A | #N/A
ConTech Lighting | SQL3S135KC[12D1,MVD2][C,FC,RS,W,TFC][BLANK,X][S,M,F,WF]-[B,P,S,BZ][BLANK,-RDB,-RD] | 857 | Downlight | 91.6 | 2021-02-03 | 2021-03-19 | Low | 1 | 91.6 | #N/A | #N/A | #N/A
ConTech Lighting | SQL3S140K[12D1,MVD2][C,FC,RS,W,TFC][BLANK,X][S,M,F,WF]-[B,P,S,BZ][BLANK,-RDB,-RD] | 857 | Downlight | 91.6 | 2021-02-03 | 2021-03-19 | Low | 1 | 91.6 | #N/A | #N/A | #N/A
ConTech Lighting | SQL3S140KC[12D1,MVD2][C,FC,RS,W,TFC][BLANK,X][S,M,F,WF]-[B,P,S,BZ][BLANK,-RDB,-RD] | 857 | Downlight | 91.6 | 2021-02-03 | 2021-03-19 | Low | 1 | 91.6 | #N/A | #N/A | #N/A
Halo | RL6069S1EWHDM* | 725 | Downlight | 91.8 | 2021-11-30 | 2021-12-10 | Low | 1 | 91.8 | #N/A | #N/A | #N/A
Halo | RL6069S1EWHDM*-* | 725 | Downlight | 91.8 | 2021-11-30 | 2021-12-10 | Low | 1 | 91.8 | #N/A | #N/A | #N/A
Halo | RL6069S1EWHDM*-#* | 725 | Downlight | 91.8 | 2021-11-30 | 2021-12-10 | Low | 1 | 91.8 | #N/A | #N/A | #N/A
ConTech Lighting | CTL8061VF27C | 918 | Downlight | 91.8 | 2016-04-04 | 2016-05-25 | Low | 1 | 91.8 | #N/A | #N/A | #N/A
Halo | BLD606930WH* | 735 | Downlight | 91.9 | 2020-06-24 | 2020-06-30 | Low | 1 | 91.9 | #N/A | #N/A | #N/A
Halo | BLD606930WH*-C | 735 | Downlight | 91.9 | 2020-06-24 | 2020-06-30 | Low | 1 | 91.9 | #N/A | #N/A | #N/A
Nora Lighting | NWELO-8R27WLE4 | 922 | Downlight | 92.2 | 2022-07-01 | 2022-08-23 | Low | 1 | 92.2 | #N/A | #N/A | #N/A
Nora Lighting | NWELO-8R30WLE4 | 922 | Downlight | 92.2 | 2022-07-01 | 2022-08-23 | Low | 1 | 92.2 | #N/A | #N/A | #N/A
Nora Lighting | NWELO-8R35WLE4 | 922 | Downlight | 92.2 | 2022-07-01 | 2022-08-23 | Low | 1 | 92.2 | #N/A | #N/A | #N/A
Nora Lighting | NWELO-8R40WLE4 | 922 | Downlight | 92.2 | 2022-07-01 | 2022-08-23 | Low | 1 | 92.2 | #N/A | #N/A | #N/A
Best | BRK-LED2ICN-GR-6.5W-27K-ECO | 600 | Downlight | 92.3 | 2019-01-14 | 2019-01-17 | Low | 1 | 92.3 | #N/A | #N/A | #N/A
Best | BRK-LED2ICN-GR-6.5W-35K-ECO | 600 | Downlight | 92.3 | 2019-01-14 | 2019-01-17 | Low | 1 | 92.3 | #N/A | #N/A | #N/A
Best | BRK-LED2ICN-GR-6.5W-3K-ECO | 600 | Downlight | 92.3 | 2019-01-14 | 2019-01-17 | Low | 1 | 92.3 | #N/A | #N/A | #N/A
Best | BRK-LED2ICN-GR-6.5W-4K-ECO | 600 | Downlight | 92.3 | 2019-01-14 | 2019-01-17 | Low | 1 | 92.3 | #N/A | #N/A | #N/A
Best | BRK-LED2ICN-GR-6.5W-5K-ECO | 600 | Downlight | 92.3 | 2019-01-14 | 2019-01-17 | Low | 1 | 92.3 | #N/A | #N/A | #N/A
Halo | LT3059FS461EWHDM* | 600 | Downlight | 92.3 | 2021-01-19 | 2021-01-31 | Low | 1 | 92.3 | #N/A | #N/A | #N/A
Halo | LT3059FS461EWHDM*-* | 600 | Downlight | 92.3 | 2021-01-19 | 2021-01-31 | Low | 1 | 92.3 | #N/A | #N/A | #N/A
Halo | LT3059FS461EWHDM*-#* | 600 | Downlight | 92.3 | 2021-01-19 | 2021-01-31 | Low | 1 | 92.3 | #N/A | #N/A | #N/A
Prescolite | LFR-4RDS-M-10L27K8**-DM1** + LFR-4RDS-T-[(blank),VNR]-**** + LFR-4RD-H-** | 714 | Downlight | 92.7 | 2021-11-18 | 2022-07-01 | Low | 1 | 92.7 | #N/A | #N/A | #N/A
Prescolite | LFR-4RDS-M-10L27K9**-DM1** + LFR-4RDS-T-[(blank),VNR]-**** + LFR-4RD-H-** | 714 | Downlight | 92.7 | 2021-11-18 | 2022-07-01 | Low | 1 | 92.7 | #N/A | #N/A | #N/A
Prescolite | LFR-4RDS-M-10L30K8**-DM1** + LFR-4RDS-T-[(blank),VNR]-**** + LFR-4RD-H-** | 714 | Downlight | 92.7 | 2021-11-18 | 2022-07-01 | Low | 1 | 92.7 | #N/A | #N/A | #N/A
Prescolite | LFR-4RDS-M-10L30K9**-DM1** + LFR-4RDS-T-[(blank),VNR]-**** + LFR-4RD-H-** | 714 | Downlight | 92.7 | 2021-11-18 | 2022-07-01 | Low | 1 | 92.7 | #N/A | #N/A | #N/A
Prescolite | LFR-4RDS-M-10L35K8**-DM1** + LFR-4RDS-T-[(blank),VNR]-**** + LFR-4RD-H-** | 714 | Downlight | 92.7 | 2021-11-18 | 2022-07-01 | Low | 1 | 92.7 | #N/A | #N/A | #N/A
Prescolite | LFR-4RDS-M-10L35K9**-DM1** + LFR-4RDS-T-[(blank),VNR]-**** + LFR-4RD-H-** | 714 | Downlight | 92.7 | 2021-11-18 | 2022-07-01 | Low | 1 | 92.7 | #N/A | #N/A | #N/A
Prescolite | LFR-4RDS-M-10L40K8**-DM1** + LFR-4RDS-T-[(blank),VNR]-**** + LFR-4RD-H-** | 714 | Downlight | 92.7 | 2021-11-18 | 2022-07-01 | Low | 1 | 92.7 | #N/A | #N/A | #N/A
Prescolite | LFR-4RDS-M-10L40K9**-DM1** + LFR-4RDS-T-[(blank),VNR]-**** + LFR-4RD-H-** | 714 | Downlight | 92.7 | 2021-11-18 | 2022-07-01 | Low | 1 | 92.7 | #N/A | #N/A | #N/A
Prescolite | LFR-4RDS-M-10L50K8**-DM1** + LFR-4RDS-T-[(blank),VNR]-**** + LFR-4RD-H-** | 714 | Downlight | 92.7 | 2021-11-18 | 2022-07-01 | Low | 1 | 92.7 | #N/A | #N/A | #N/A
Prescolite | LFR-4RDS-M-10L50K9**-DM1** + LFR-4RDS-T-[(blank),VNR]-**** + LFR-4RD-H-** | 714 | Downlight | 92.7 | 2021-11-18 | 2022-07-01 | Low | 1 | 92.7 | #N/A | #N/A | #N/A
Prescolite | LFR-6RDS-M-10L27K8**-DM1** + LFR-6RDS-T-[(blank),VNR]-**** + LFR-6RD-H-** | 714 | Downlight | 92.7 | 2021-11-18 | 2022-07-01 | Low | 1 | 92.7 | #N/A | #N/A | #N/A
Prescolite | LFR-6RDS-M-10L27K9**-DM1** + LFR-6RDS-T-[(blank),VNR]-**** + LFR-6RD-H-** | 714 | Downlight | 92.7 | 2021-11-18 | 2022-07-01 | Low | 1 | 92.7 | #N/A | #N/A | #N/A
Prescolite | LFR-6RDS-M-10L30K8**-DM1** + LFR-6RDS-T-[(blank),VNR]-**** + LFR-6RD-H-** | 714 | Downlight | 92.7 | 2021-11-18 | 2022-07-01 | Low | 1 | 92.7 | #N/A | #N/A | #N/A
Prescolite | LFR-6RDS-M-10L30K9**-DM1** + LFR-6RDS-T-[(blank),VNR]-**** + LFR-6RD-H-** | 714 | Downlight | 92.7 | 2021-11-18 | 2022-07-01 | Low | 1 | 92.7 | #N/A | #N/A | #N/A
Prescolite | LFR-6RDS-M-10L35K8**-DM1** + LFR-6RDS-T-[(blank),VNR]-**** + LFR-6RD-H-** | 714 | Downlight | 92.7 | 2021-11-18 | 2022-07-01 | Low | 1 | 92.7 | #N/A | #N/A | #N/A
Prescolite | LFR-6RDS-M-10L35K9**-DM1** + LFR-6RDS-T-[(blank),VNR]-**** + LFR-6RD-H-** | 714 | Downlight | 92.7 | 2021-11-18 | 2022-07-01 | Low | 1 | 92.7 | #N/A | #N/A | #N/A
Prescolite | LFR-6RDS-M-10L40K8**-DM1** + LFR-6RDS-T-[(blank),VNR]-**** + LFR-6RD-H-** | 714 | Downlight | 92.7 | 2021-11-18 | 2022-07-01 | Low | 1 | 92.7 | #N/A | #N/A | #N/A
Prescolite | LFR-6RDS-M-10L40K9**-DM1** + LFR-6RDS-T-[(blank),VNR]-**** + LFR-6RD-H-** | 714 | Downlight | 92.7 | 2021-11-18 | 2022-07-01 | Low | 1 | 92.7 | #N/A | #N/A | #N/A
Prescolite | LFR-6RDS-M-10L50K8**-DM1** + LFR-6RDS-T-[(blank),VNR]-**** + LFR-6RD-H-** | 714 | Downlight | 92.7 | 2021-11-18 | 2022-07-01 | Low | 1 | 92.7 | #N/A | #N/A | #N/A
Prescolite | LFR-6RDS-M-10L50K9**-DM1** + LFR-6RDS-T-[(blank),VNR]-**** + LFR-6RD-H-** | 714 | Downlight | 92.7 | 2021-11-18 | 2022-07-01 | Low | 1 | 92.7 | #N/A | #N/A | #N/A
Lightolier | C4[C¦CSQ][S¦W¦P][DL¦DW¦WW]05927[N¦M¦W][Z10U¦E1¦L01U¦SOLU¦DMXU¦DU¦RAU][CD¦CC¦WH¦CL][A¦B¦W¦RAL#] | 504 | Downlight | 93 | 2022-06-14 | 2022-08-04 | Low | 1 | 93 | #N/A | #N/A | #N/A
Lightolier | C4[C¦CSQ][S¦W¦P][DL¦DW¦WW]05930[N¦M¦W][Z10U¦E1¦L01U¦SOLU¦DMXU¦DU¦RAU][CD¦CC¦WH¦CL][A¦B¦W¦RAL#] | 504 | Downlight | 93 | 2022-06-14 | 2022-08-04 | Low | 1 | 93 | #N/A | #N/A | #N/A
Lightolier | C4[C¦CSQ][S¦W¦P][DL¦DW¦WW]05935[N¦M¦W][Z10U¦E1¦L01U¦SOLU¦DMXU¦DU¦RAU][CD¦CC¦WH¦CL][A¦B¦W¦RAL#] | 504 | Downlight | 93 | 2022-06-14 | 2022-08-04 | Low | 1 | 93 | #N/A | #N/A | #N/A
Lightolier | C4[C¦CSQ][S¦W¦P][DL¦DW¦WW]05940[N¦M¦W][Z10U¦E1¦L01U¦SOLU¦DMXU¦DU¦RAU][CD¦CC¦WH¦CL][A¦B¦W¦RAL#] | 504 | Downlight | 93 | 2022-06-14 | 2022-08-04 | Low | 1 | 93 | #N/A | #N/A | #N/A
Lightolier | C4[C¦CSQ][S¦W¦P][DL¦DW¦WW]05950[N¦M¦W][Z10U¦E1¦L01U¦SOLU¦DMXU¦DU¦RAU][CD¦CC¦WH¦CL][A¦B¦W¦RAL#] | 504 | Downlight | 93 | 2022-06-14 | 2022-08-04 | Low | 1 | 93 | #N/A | #N/A | #N/A
Lightolier | C4L05927[N¦M¦W][Z10U¦E1¦L01U¦SOLU¦DMXU¦DU¦RAU][¦R¦RH] / C4[RDL¦RCW¦RDW¦RWW¦SDLNM][CD¦CC¦WH¦CL] | 504 | Downlight | 93 | 2022-06-14 | 2022-08-04 | Low | 1 | 93 | #N/A | #N/A | #N/A
Lightolier | C4L05930[N¦M¦W][Z10U¦E1¦L01U¦SOLU¦DMXU¦DU¦RAU][¦R¦RH] / C4[RDL¦RCW¦RDW¦RWW¦SDLNM][CD¦CC¦WH¦CL] | 504 | Downlight | 93 | 2022-06-14 | 2022-08-04 | Low | 1 | 93 | #N/A | #N/A | #N/A
Lightolier | C4L05935[N¦M¦W][Z10U¦E1¦L01U¦SOLU¦DMXU¦DU¦RAU][¦R¦RH] / C4[RDL¦RCW¦RDW¦RWW¦SDLNM][CD¦CC¦WH¦CL] | 504 | Downlight | 93 | 2022-06-14 | 2022-08-04 | Low | 1 | 93 | #N/A | #N/A | #N/A
Lightolier | C4L05940[N¦M¦W][Z10U¦E1¦L01U¦SOLU¦DMXU¦DU¦RAU][¦R¦RH] / C4[RDL¦RCW¦RDW¦RWW¦SDLNM][CD¦CC¦WH¦CL] | 504 | Downlight | 93 | 2022-06-14 | 2022-08-04 | Low | 1 | 93 | #N/A | #N/A | #N/A
Lightolier | C4L05950[N¦M¦W][Z10U¦E1¦L01U¦SOLU¦DMXU¦DU¦RAU][¦R¦RH] / C4[RDL¦RCW¦RDW¦RWW¦SDLNM][CD¦CC¦WH¦CL] | 504 | Downlight | 93 | 2022-06-14 | 2022-08-04 | Low | 1 | 93 | #N/A | #N/A | #N/A
Halo | LT4069FS231EWHDM* | 700 | Downlight | 93.3 | 2021-01-19 | 2021-01-31 | Low | 1 | 93.3 | #N/A | #N/A | #N/A
Halo | LT4069FS231EWHDM*-* | 700 | Downlight | 93.3 | 2021-01-19 | 2021-01-31 | Low | 1 | 93.3 | #N/A | #N/A | #N/A
Halo | LT4069FS231EWHDM*-#* | 700 | Downlight | 93.3 | 2021-01-19 | 2021-01-31 | Low | 1 | 93.3 | #N/A | #N/A | #N/A
Halo | LT6089FS231EWHDM* | 775 | Downlight | 93.4 | 2021-10-30 | 2021-12-16 | Low | 1 | 93.4 | #N/A | #N/A | #N/A
Halo | LT6089FS231EWHDM*-* | 775 | Downlight | 93.4 | 2021-10-30 | 2021-12-16 | Low | 1 | 93.4 | #N/A | #N/A | #N/A
Halo | LT6089FS231EWHDM*-#* | 775 | Downlight | 93.4 | 2021-10-30 | 2021-12-16 | Low | 1 | 93.4 | #N/A | #N/A | #N/A
Aculux | AX4 [A¦D] 12LM 30K [80¦90¦95]CRI [12¦24¦35¦50]D [DMXR¦DALI¦EZ1¦EZB¦GZ1¦FPC¦ECOS2¦ECOD¦EDXB¦EDAB] [120¦MVOLT] [blank¦CP] [blank¦ICAT] | 864 | Downlight | 93.9 | 2016-07-01 | 2016-08-17 | Low | 1 | 93.9 | #N/A | #N/A | #N/A
Halo | RA6069S1EWHDM* | 799 | Downlight | 94 | 2020-01-01 | 2019-12-12 | Low | 1 | 94 | #N/A | #N/A | #N/A
ETI | 531863##-B(##=00-99) | 800 | Downlight | 94.1 | 2020-03-12 | 2020-12-03 | Low | 1 | 94.1 | #N/A | #N/A | #N/A
ETI | 531864##-B(##=00-99) | 800 | Downlight | 94.1 | 2020-03-12 | 2020-12-03 | Low | 1 | 94.1 | #N/A | #N/A | #N/A
Lumination LED Luminaires LDXB2 Downlight Series | LDXB2**#10FL930V1**** | 900 | Downlight | 94.7 | 2021-02-24 | 2021-03-18 | Low | 1 | 94.7 | #N/A | #N/A | #N/A
Lumination LED Luminaires LDXB2 Downlight Series | LDXB2**#10FL935V1**** | 900 | Downlight | 94.7 | 2021-02-24 | 2021-03-18 | Low | 1 | 94.7 | #N/A | #N/A | #N/A
Lumination LED Luminaires LDXB2 Downlight Series | LDXB2**#10FL940V1**** | 900 | Downlight | 94.7 | 2021-02-24 | 2021-03-18 | Low | 1 | 94.7 | #N/A | #N/A | #N/A
Lumination LED Luminaires LDXB2 Downlight Series | LDXB2**#10NF930V1**** | 900 | Downlight | 94.7 | 2021-02-24 | 2021-03-18 | Low | 1 | 94.7 | #N/A | #N/A | #N/A
Lumination LED Luminaires LDXB2 Downlight Series | LDXB2**#10NF935V1**** | 900 | Downlight | 94.7 | 2021-02-24 | 2021-03-18 | Low | 1 | 94.7 | #N/A | #N/A | #N/A
Lumination LED Luminaires LDXB2 Downlight Series | LDXB2**#10NF940V1**** | 900 | Downlight | 94.7 | 2021-02-24 | 2021-03-18 | Low | 1 | 94.7 | #N/A | #N/A | #N/A
Lumination LED Luminaires LDXB2 Downlight Series | LDXB2**#10SP930V1**** | 900 | Downlight | 94.7 | 2021-02-24 | 2021-03-18 | Low | 1 | 94.7 | #N/A | #N/A | #N/A
Lumination LED Luminaires LDXB2 Downlight Series | LDXB2**#10SP935V1**** | 900 | Downlight | 94.7 | 2021-02-24 | 2021-03-18 | Low | 1 | 94.7 | #N/A | #N/A | #N/A
Lumination LED Luminaires LDXB2 Downlight Series | LDXB2**#10SP940V1**** | 900 | Downlight | 94.7 | 2021-02-24 | 2021-03-18 | Low | 1 | 94.7 | #N/A | #N/A | #N/A
Lumination LED Luminaires LDXB2 Downlight Series | LDXB2**#10WF930V1**** | 900 | Downlight | 94.7 | 2021-02-24 | 2021-03-18 | Low | 1 | 94.7 | #N/A | #N/A | #N/A
Lumination LED Luminaires LDXB2 Downlight Series | LDXB2**#10WF935V1**** | 900 | Downlight | 94.7 | 2021-02-24 | 2021-03-18 | Low | 1 | 94.7 | #N/A | #N/A | #N/A
Lumination LED Luminaires LDXB2 Downlight Series | LDXB2**#10WF940V1**** | 900 | Downlight | 94.7 | 2021-02-24 | 2021-03-18 | Low | 1 | 94.7 | #N/A | #N/A | #N/A
Archipelago | LSMT615-S3 | 950 | Downlight | 95 | 2022-03-18 | 2022-04-28 | Low | 1 | 95 | #N/A | #N/A | #N/A
Halo Commercial | PD610D010B[REM¦IEM] PDM6B8## 6#[V¦VEM¦DFW¦WW][C¦G¦HW¦BB¦WB] | 950 | Downlight | 95 | 2018-01-09 | 2018-01-09 | Low | 1 | 95 | #N/A | #N/A | #N/A
Sylvania | 75137 | 960 | Downlight | 95 | 2018-07-01 | 2018-07-19 | Low | 1 | 95 | #N/A | #N/A | #N/A
HOMI | PR135R-PL02UKF-6W80-120(3000K) | 575 | Downlight | 95.8 | 2022-03-30 | 2022-04-06 | Low | 1 | 95.8 | #N/A | #N/A | #N/A
HOMI | PR135R-PL02UKF-6W80-120(3500K) | 575 | Downlight | 95.8 | 2022-03-30 | 2022-04-06 | Low | 1 | 95.8 | #N/A | #N/A | #N/A
HOMI | PR135R-PL02UKF-6W80-120(4000K) | 575 | Downlight | 95.8 | 2022-03-30 | 2022-04-06 | Low | 1 | 95.8 | #N/A | #N/A | #N/A
HOMI | PR135R-PL02UKF-6W80-120(5000K) | 575 | Downlight | 95.8 | 2022-03-30 | 2022-04-06 | Low | 1 | 95.8 | #N/A | #N/A | #N/A
HOMI | HM02-PR5-6W120-3CCT-*SA | 575 | Downlight | 95.8 | 2022-03-30 | 2022-04-06 | Low | 1 | 95.8 | #N/A | #N/A | #N/A
Halo | LT4069FS461EWHDM* | 710 | Downlight | 95.9 | 2021-01-19 | 2021-01-31 | Low | 1 | 95.9 | #N/A | #N/A | #N/A
Halo | LT4069FS461EWHDM*-* | 710 | Downlight | 95.9 | 2021-01-19 | 2021-01-31 | Low | 1 | 95.9 | #N/A | #N/A | #N/A
Halo | LT4069FS461EWHDM*-#* | 710 | Downlight | 95.9 | 2021-01-19 | 2021-01-31 | Low | 1 | 95.9 | #N/A | #N/A | #N/A
Prescolite | LFR-6RD-M-10L27K8**-DM1** + LFR-6RD-T-[(blank),VNR]-**** + LFR-6RD-H-** | 711 | Downlight | 96.1 | 2021-11-18 | 2022-07-01 | Low | 1 | 96.1 | #N/A | #N/A | #N/A
Prescolite | LFR-6RD-M-10L27K9**-DM1** + LFR-6RD-T-[(blank),VNR]-**** + LFR-6RD-H-** | 711 | Downlight | 96.1 | 2021-11-18 | 2022-07-01 | Low | 1 | 96.1 | #N/A | #N/A | #N/A
Prescolite | LFR-6RD-M-10L30K8**-DM1** + LFR-6RD-T-[(blank),VNR]-**** + LFR-6RD-H-** | 711 | Downlight | 96.1 | 2021-11-18 | 2022-07-01 | Low | 1 | 96.1 | #N/A | #N/A | #N/A
Prescolite | LFR-6RD-M-10L30K9**-DM1** + LFR-6RD-T-[(blank),VNR]-**** + LFR-6RD-H-** | 711 | Downlight | 96.1 | 2021-11-18 | 2022-07-01 | Low | 1 | 96.1 | #N/A | #N/A | #N/A
Prescolite | LFR-6RD-M-10L35K8**-DM1** + LFR-6RD-T-[(blank),VNR]-**** + LFR-6RD-H-** | 711 | Downlight | 96.1 | 2021-11-18 | 2022-07-01 | Low | 1 | 96.1 | #N/A | #N/A | #N/A
Prescolite | LFR-6RD-M-10L35K9**-DM1** + LFR-6RD-T-[(blank),VNR]-**** + LFR-6RD-H-** | 711 | Downlight | 96.1 | 2021-11-18 | 2022-07-01 | Low | 1 | 96.1 | #N/A | #N/A | #N/A
Prescolite | LFR-6RD-M-10L40K8**-DM1** + LFR-6RD-T-[(blank),VNR]-**** + LFR-6RD-H-** | 711 | Downlight | 96.1 | 2021-11-18 | 2022-07-01 | Low | 1 | 96.1 | #N/A | #N/A | #N/A
Prescolite | LFR-6RD-M-10L40K9**-DM1** + LFR-6RD-T-[(blank),VNR]-**** + LFR-6RD-H-** | 711 | Downlight | 96.1 | 2021-11-18 | 2022-07-01 | Low | 1 | 96.1 | #N/A | #N/A | #N/A
Prescolite | LFR-6RD-M-10L50K8**-DM1** + LFR-6RD-T-[(blank),VNR]-**** + LFR-6RD-H-** | 711 | Downlight | 96.1 | 2021-11-18 | 2022-07-01 | Low | 1 | 96.1 | #N/A | #N/A | #N/A
Prescolite | LFR-6RD-M-10L50K9**-DM1** + LFR-6RD-T-[(blank),VNR]-**** + LFR-6RD-H-** | 711 | Downlight | 96.1 | 2021-11-18 | 2022-07-01 | Low | 1 | 96.1 | #N/A | #N/A | #N/A
Intense Lighting | SC4DRL1409D101NF[W,B,SV][C,HZ,W]* | 815 | Downlight | 96.1 | 2020-11-01 | 2021-04-21 | Low | 1 | 96.1 | #N/A | #N/A | #N/A
Intense Lighting | SC4DRL1409D101WF[W,B,SV][C,HZ,W]* | 815 | Downlight | 96.1 | 2020-11-01 | 2021-04-21 | Low | 1 | 96.1 | #N/A | #N/A | #N/A
Intense Lighting | SC4DRL140D101FL[W,B,SV][C,HZ,W]* | 815 | Downlight | 96.1 | 2020-11-01 | 2021-04-21 | Low | 1 | 96.1 | #N/A | #N/A | #N/A
Intense Lighting | SC4DRL140D101NF[W,B,SV][C,HZ,W]* | 815 | Downlight | 96.1 | 2020-11-01 | 2021-04-21 | Low | 1 | 96.1 | #N/A | #N/A | #N/A
Intense Lighting | SC4DRL140D101WF[W,B,SV][C,HZ,W]* | 815 | Downlight | 96.1 | 2020-11-01 | 2021-04-21 | Low | 1 | 96.1 | #N/A | #N/A | #N/A
Intense Lighting | SC8DRL127D101FL[W,B,SV][C,HZ,W]* | 815 | Downlight | 96.1 | 2020-11-01 | 2021-04-21 | Low | 1 | 96.1 | #N/A | #N/A | #N/A
Intense Lighting | SC8DRL127D101NF[W,B,SV][C,HZ,W]* | 815 | Downlight | 96.1 | 2020-11-01 | 2021-04-21 | Low | 1 | 96.1 | #N/A | #N/A | #N/A
Intense Lighting | SC8DRL127D101WF[W,B,SV][C,HZ,W]* | 815 | Downlight | 96.1 | 2020-11-01 | 2021-04-21 | Low | 1 | 96.1 | #N/A | #N/A | #N/A
Intense Lighting | SC8DRL130D101FL[W,B,SV][C,HZ,W]* | 815 | Downlight | 96.1 | 2020-11-01 | 2021-04-21 | Low | 1 | 96.1 | #N/A | #N/A | #N/A
Intense Lighting | SC8DRL130D101NF[W,B,SV][C,HZ,W]* | 815 | Downlight | 96.1 | 2020-11-01 | 2021-04-21 | Low | 1 | 96.1 | #N/A | #N/A | #N/A
Intense Lighting | SC8DRL130D101WF[W,B,SV][C,HZ,W]* | 815 | Downlight | 96.1 | 2020-11-01 | 2021-04-21 | Low | 1 | 96.1 | #N/A | #N/A | #N/A
Intense Lighting | SC8DRL1359D101FL[W,B,SV][C,HZ,W]* | 815 | Downlight | 96.1 | 2020-11-01 | 2021-04-21 | Low | 1 | 96.1 | #N/A | #N/A | #N/A
Intense Lighting | SC6DRL127D101WF[W,B,SV][C,HZ,W]* | 815 | Downlight | 96.1 | 2020-11-01 | 2021-04-21 | Low | 1 | 96.1 | #N/A | #N/A | #N/A
Intense Lighting | SC6DRL130D101FL[W,B,SV][C,HZ,W]* | 815 | Downlight | 96.1 | 2020-11-01 | 2021-04-21 | Low | 1 | 96.1 | #N/A | #N/A | #N/A
Intense Lighting | SC6DRL130D101NF[W,B,SV][C,HZ,W]* | 815 | Downlight | 96.1 | 2020-11-01 | 2021-04-21 | Low | 1 | 96.1 | #N/A | #N/A | #N/A
Intense Lighting | SC6DRL130D101WF[W,B,SV][C,HZ,W]* | 815 | Downlight | 96.1 | 2020-11-01 | 2021-04-21 | Low | 1 | 96.1 | #N/A | #N/A | #N/A
Intense Lighting | SC6DRL1359D101FL[W,B,SV][C,HZ,W]* | 815 | Downlight | 96.1 | 2020-11-01 | 2021-04-21 | Low | 1 | 96.1 | #N/A | #N/A | #N/A
Intense Lighting | SC6DRL1359D101NF[W,B,SV][C,HZ,W]* | 815 | Downlight | 96.1 | 2020-11-01 | 2021-04-21 | Low | 1 | 96.1 | #N/A | #N/A | #N/A
Intense Lighting | SC6DRL1359D101WF[W,B,SV][C,HZ,W]* | 815 | Downlight | 96.1 | 2020-11-01 | 2021-04-21 | Low | 1 | 96.1 | #N/A | #N/A | #N/A
Intense Lighting | SC6DRL135D101FL[W,B,SV][C,HZ,W]* | 815 | Downlight | 96.1 | 2020-11-01 | 2021-04-21 | Low | 1 | 96.1 | #N/A | #N/A | #N/A
Intense Lighting | SC6DRL135D101NF[W,B,SV][C,HZ,W]* | 815 | Downlight | 96.1 | 2020-11-01 | 2021-04-21 | Low | 1 | 96.1 | #N/A | #N/A | #N/A
Intense Lighting | SC6DRL135D101WF[W,B,SV][C,HZ,W]* | 815 | Downlight | 96.1 | 2020-11-01 | 2021-04-21 | Low | 1 | 96.1 | #N/A | #N/A | #N/A
Intense Lighting | SC6DRL1409D101FL[W,B,SV][C,HZ,W]* | 815 | Downlight | 96.1 | 2020-11-01 | 2021-04-21 | Low | 1 | 96.1 | #N/A | #N/A | #N/A
Intense Lighting | SC6DRL1409D101NF[W,B,SV][C,HZ,W]* | 815 | Downlight | 96.1 | 2020-11-01 | 2021-04-21 | Low | 1 | 96.1 | #N/A | #N/A | #N/A
Intense Lighting | SC6DRL1409D101WF[W,B,SV][C,HZ,W]* | 815 | Downlight | 96.1 | 2020-11-01 | 2021-04-21 | Low | 1 | 96.1 | #N/A | #N/A | #N/A
Intense Lighting | SC6DRL140D101FL[W,B,SV][C,HZ,W]* | 815 | Downlight | 96.1 | 2020-11-01 | 2021-04-21 | Low | 1 | 96.1 | #N/A | #N/A | #N/A
Intense Lighting | SC6DRL140D101NF[W,B,SV][C,HZ,W]* | 815 | Downlight | 96.1 | 2020-11-01 | 2021-04-21 | Low | 1 | 96.1 | #N/A | #N/A | #N/A
Intense Lighting | SC6DRL140D101WF[W,B,SV][C,HZ,W]* | 815 | Downlight | 96.1 | 2020-11-01 | 2021-04-21 | Low | 1 | 96.1 | #N/A | #N/A | #N/A
Intense Lighting | SC6DRL127D101FL[W,B,SV][C,HZ,W]* | 815 | Downlight | 96.1 | 2020-11-01 | 2021-04-21 | Low | 1 | 96.1 | #N/A | #N/A | #N/A
Intense Lighting | SC6DRL127D101NF[W,B,SV][C,HZ,W]* | 815 | Downlight | 96.1 | 2020-11-01 | 2021-04-21 | Low | 1 | 96.1 | #N/A | #N/A | #N/A
Intense Lighting | SC4DRL127D101FL[W,B,SV][C,HZ,W]* | 815 | Downlight | 96.1 | 2020-11-01 | 2021-04-21 | Low | 1 | 96.1 | #N/A | #N/A | #N/A
Intense Lighting | SC4DRL127D101NF[W,B,SV][C,HZ,W]* | 815 | Downlight | 96.1 | 2020-11-01 | 2021-04-21 | Low | 1 | 96.1 | #N/A | #N/A | #N/A
Intense Lighting | SC4DRL127D101WF[W,B,SV][C,HZ,W]* | 815 | Downlight | 96.1 | 2020-11-01 | 2021-04-21 | Low | 1 | 96.1 | #N/A | #N/A | #N/A
Intense Lighting | SC4DRL130D101FL[W,B,SV][C,HZ,W]* | 815 | Downlight | 96.1 | 2020-11-01 | 2021-04-21 | Low | 1 | 96.1 | #N/A | #N/A | #N/A
Intense Lighting | SC4DRL130D101NF[W,B,SV][C,HZ,W]* | 815 | Downlight | 96.1 | 2020-11-01 | 2021-04-21 | Low | 1 | 96.1 | #N/A | #N/A | #N/A
Intense Lighting | SC4DRL130D101WF[W,B,SV][C,HZ,W]* | 815 | Downlight | 96.1 | 2020-11-01 | 2021-04-21 | Low | 1 | 96.1 | #N/A | #N/A | #N/A
Intense Lighting | SC4DRL1359D101FL[W,B,SV][C,HZ,W]* | 815 | Downlight | 96.1 | 2020-11-01 | 2021-04-21 | Low | 1 | 96.1 | #N/A | #N/A | #N/A
Intense Lighting | SC4DRL1359D101NF[W,B,SV][C,HZ,W]* | 815 | Downlight | 96.1 | 2020-11-01 | 2021-04-21 | Low | 1 | 96.1 | #N/A | #N/A | #N/A
Intense Lighting | SC4DRL1359D101WF[W,B,SV][C,HZ,W]* | 815 | Downlight | 96.1 | 2020-11-01 | 2021-04-21 | Low | 1 | 96.1 | #N/A | #N/A | #N/A
Intense Lighting | SC4DRL135D101FL[W,B,SV][C,HZ,W]* | 815 | Downlight | 96.1 | 2020-11-01 | 2021-04-21 | Low | 1 | 96.1 | #N/A | #N/A | #N/A
Intense Lighting | SC4DRL135D101NF[W,B,SV][C,HZ,W]* | 815 | Downlight | 96.1 | 2020-11-01 | 2021-04-21 | Low | 1 | 96.1 | #N/A | #N/A | #N/A
Intense Lighting | SC4DRL135D101WF[W,B,SV][C,HZ,W]* | 815 | Downlight | 96.1 | 2020-11-01 | 2021-04-21 | Low | 1 | 96.1 | #N/A | #N/A | #N/A
Intense Lighting | SC4DRL1409D101FL[W,B,SV][C,HZ,W]* | 815 | Downlight | 96.1 | 2020-11-01 | 2021-04-21 | Low | 1 | 96.1 | #N/A | #N/A | #N/A
Intense Lighting | SC8DRL1359D101NF[W,B,SV][C,HZ,W]* | 815 | Downlight | 96.1 | 2020-11-01 | 2021-04-21 | Low | 1 | 96.1 | #N/A | #N/A | #N/A
Intense Lighting | SC8DRL1359D101WF[W,B,SV][C,HZ,W]* | 815 | Downlight | 96.1 | 2020-11-01 | 2021-04-21 | Low | 1 | 96.1 | #N/A | #N/A | #N/A
Intense Lighting | SC8DRL135D101FL[W,B,SV][C,HZ,W]* | 815 | Downlight | 96.1 | 2020-11-01 | 2021-04-21 | Low | 1 | 96.1 | #N/A | #N/A | #N/A
Intense Lighting | SC8DRL135D101NF[W,B,SV][C,HZ,W]* | 815 | Downlight | 96.1 | 2020-11-01 | 2021-04-21 | Low | 1 | 96.1 | #N/A | #N/A | #N/A
Intense Lighting | SC8DRL135D101WF[W,B,SV][C,HZ,W]* | 815 | Downlight | 96.1 | 2020-11-01 | 2021-04-21 | Low | 1 | 96.1 | #N/A | #N/A | #N/A
Intense Lighting | SC8DRL1409D101FL[W,B,SV][C,HZ,W]* | 815 | Downlight | 96.1 | 2020-11-01 | 2021-04-21 | Low | 1 | 96.1 | #N/A | #N/A | #N/A
Intense Lighting | SC8DRL1409D101NF[W,B,SV][C,HZ,W]* | 815 | Downlight | 96.1 | 2020-11-01 | 2021-04-21 | Low | 1 | 96.1 | #N/A | #N/A | #N/A
Intense Lighting | SC8DRL1409D101WF[W,B,SV][C,HZ,W]* | 815 | Downlight | 96.1 | 2020-11-01 | 2021-04-21 | Low | 1 | 96.1 | #N/A | #N/A | #N/A
Intense Lighting | SC8DRL140D101FL[W,B,SV][C,HZ,W]* | 815 | Downlight | 96.1 | 2020-11-01 | 2021-04-21 | Low | 1 | 96.1 | #N/A | #N/A | #N/A
Intense Lighting | SC8DRL140D101NF[W,B,SV][C,HZ,W]* | 815 | Downlight | 96.1 | 2020-11-01 | 2021-04-21 | Low | 1 | 96.1 | #N/A | #N/A | #N/A
Intense Lighting | SC8DRL140D101WF[W,B,SV][C,HZ,W]* | 815 | Downlight | 96.1 | 2020-11-01 | 2021-04-21 | Low | 1 | 96.1 | #N/A | #N/A | #N/A
LOTUS LED LIGHTS | LL2G-40K-HO | 530 | Downlight | 96.4 | 2020-08-14 | 2020-10-13 | Low | 1 | 96.4 | #N/A | #N/A | #N/A
LOTUS LED LIGHTS | LRG2-40K-HO | 530 | Downlight | 96.4 | 2020-08-14 | 2020-10-13 | Low | 1 | 96.4 | #N/A | #N/A | #N/A
LOTUS LED LIGHTS | LSG2-40K-HO | 530 | Downlight | 96.4 | 2020-08-14 | 2020-10-13 | Low | 1 | 96.4 | #N/A | #N/A | #N/A
Prescolite | LFR-4RD-M-10L27K8**-DM1** + LFR-4RD-T-[(blank),VNR]-**** + LFR-4RD-H-** | 733 | Downlight | 96.4 | 2021-11-18 | 2022-07-01 | Low | 1 | 96.4 | #N/A | #N/A | #N/A
Prescolite | LFR-4RD-M-10L27K9**-DM1** + LFR-4RD-T-[(blank),VNR]-**** + LFR-4RD-H-** | 733 | Downlight | 96.4 | 2021-11-18 | 2022-07-01 | Low | 1 | 96.4 | #N/A | #N/A | #N/A
Prescolite | LFR-4RD-M-10L30K8**-DM1** + LFR-4RD-T-[(blank),VNR]-**** + LFR-4RD-H-** | 733 | Downlight | 96.4 | 2021-11-18 | 2022-07-01 | Low | 1 | 96.4 | #N/A | #N/A | #N/A
Prescolite | LFR-4RD-M-10L30K9**-DM1** + LFR-4RD-T-[(blank),VNR]-**** + LFR-4RD-H-** | 733 | Downlight | 96.4 | 2021-11-18 | 2022-07-01 | Low | 1 | 96.4 | #N/A | #N/A | #N/A
Prescolite | LFR-4RD-M-10L35K8**-DM1** + LFR-4RD-T-[(blank),VNR]-**** + LFR-4RD-H-** | 733 | Downlight | 96.4 | 2021-11-18 | 2022-07-01 | Low | 1 | 96.4 | #N/A | #N/A | #N/A
Prescolite | LFR-4RD-M-10L35K9**-DM1** + LFR-4RD-T-[(blank),VNR]-**** + LFR-4RD-H-** | 733 | Downlight | 96.4 | 2021-11-18 | 2022-07-01 | Low | 1 | 96.4 | #N/A | #N/A | #N/A
Prescolite | LFR-4RD-M-10L40K8**-DM1** + LFR-4RD-T-[(blank),VNR]-**** + LFR-4RD-H-** | 733 | Downlight | 96.4 | 2021-11-18 | 2022-07-01 | Low | 1 | 96.4 | #N/A | #N/A | #N/A
Prescolite | LFR-4RD-M-10L40K9**-DM1** + LFR-4RD-T-[(blank),VNR]-**** + LFR-4RD-H-** | 733 | Downlight | 96.4 | 2021-11-18 | 2022-07-01 | Low | 1 | 96.4 | #N/A | #N/A | #N/A
Prescolite | LFR-4RD-M-10L50K8**-DM1** + LFR-4RD-T-[(blank),VNR]-**** + LFR-4RD-H-** | 733 | Downlight | 96.4 | 2021-11-18 | 2022-07-01 | Low | 1 | 96.4 | #N/A | #N/A | #N/A
Prescolite | LFR-4RD-M-10L50K9**-DM1** + LFR-4RD-T-[(blank),VNR]-**** + LFR-4RD-H-** | 733 | Downlight | 96.4 | 2021-11-18 | 2022-07-01 | Low | 1 | 96.4 | #N/A | #N/A | #N/A
Halo | LT6089FS231EWHDM* | 805 | Downlight | 97 | 2021-01-19 | 2021-01-31 | Low | 1 | 97 | #N/A | #N/A | #N/A
Halo | LT6089FS231EWHDM*-* | 805 | Downlight | 97 | 2021-01-19 | 2021-01-31 | Low | 1 | 97 | #N/A | #N/A | #N/A
Halo | LT6089FS231EWHDM*-#* | 805 | Downlight | 97 | 2021-01-19 | 2021-01-31 | Low | 1 | 97 | #N/A | #N/A | #N/A
WT LIGHTING | GL34-F(2700K) | 780 | Downlight | 97.5 | 2019-02-15 | 2019-03-15 | Low | 1 | 97.5 | #N/A | #N/A | #N/A
WT LIGHTING | GL34-T(2700K) | 780 | Downlight | 97.5 | 2019-02-15 | 2019-04-03 | Low | 1 | 97.5 | #N/A | #N/A | #N/A
YUURTA | YT_3GL4-3(2700K) | 780 | Downlight | 97.5 | 2019-06-01 | 2019-05-06 | Low | 1 | 97.5 | #N/A | #N/A | #N/A
YUURTA | YT_3GL4-4(2700K) | 780 | Downlight | 97.5 | 2019-06-01 | 2019-05-06 | Low | 1 | 97.5 | #N/A | #N/A | #N/A
US LED | LTR2-1-UNV-50-8-4R-C-WH | 780 | Downlight | 97.5 | 2022-01-02 | 2016-01-18 | Low | 1 | 97.5 | #N/A | #N/A | #N/A
NICOR LED | CLR6-10-UNV-27K-WH | 981 | Downlight | 98.3 | 2017-02-09 | 2017-03-17 | Low | 1 | 98.3 | #N/A | #N/A | #N/A
WT LIGHTING | GL3(2700K) | 698 | Downlight | 99.7 | 2017-08-15 | 2017-09-04 | Low | 1 | 99.7 | #N/A | #N/A | #N/A
LOTUS LED LIGHTS | LL2G-50K-HO | 550 | Downlight | 100 | 2020-08-14 | 2020-10-13 | Low | 1 | 100 | #N/A | #N/A | #N/A
LOTUS LED LIGHTS | LRG2-50K-HO | 550 | Downlight | 100 | 2020-08-14 | 2020-10-13 | Low | 1 | 100 | #N/A | #N/A | #N/A
LOTUS LED LIGHTS | LSG2-50K-HO | 550 | Downlight | 100 | 2020-08-14 | 2020-10-13 | Low | 1 | 100 | #N/A | #N/A | #N/A
Halo | RL6069FSD2W1EWHDM* | 750 | Downlight | 100 | 2022-10-10 | 2022-10-12 | Low | 1 | 100 | #N/A | #N/A | #N/A
Halo | RL6069FSD2W1EWHDM*-* | 750 | Downlight | 100 | 2022-10-10 | 2022-10-12 | Low | 1 | 100 | #N/A | #N/A | #N/A
Halo | RL6069FSD2W1EWHDM*-#* | 750 | Downlight | 100 | 2022-10-10 | 2022-10-12 | Low | 1 | 100 | #N/A | #N/A | #N/A
Wisdom Light | WL-DL04IN8WDUV(30K-35K-40K) | 800 | Downlight | 100 | 2022-07-20 | 2022-08-03 | Low | 1 | 100 | #N/A | #N/A | #N/A
YG | YG-4G9-3C | 900 | Downlight | 100 | 2021-06-11 | 2021-06-11 | Low | 1 | 100 | #N/A | #N/A | #N/A
YG | YG-4G9-3C-WL | 900 | Downlight | 100 | 2021-09-11 | 2021-11-23 | Low | 1 | 100 | #N/A | #N/A | #N/A
YUURTA | YT-GL4-WET-3C | 900 | Downlight | 100 | 2022-08-01 | 2022-08-29 | Low | 1 | 100 | #N/A | #N/A | #N/A
Illuminex | ILX-SG24-9W-3CCT-WF | 900 | Downlight | 100 | 2021-06-11 | 2021-06-11 | Low | 1 | 100 | #N/A | #N/A | #N/A
Illuminex | ILX-SG34-9W-3CCT-WF | 900 | Downlight | 100 | 2021-09-11 | 2021-09-17 | Low | 1 | 100 | #N/A | #N/A | #N/A
Halo | LCR408WW9FSE020* | 817 | Downlight | 100.9 | 2022-12-10 | 2022-12-12 | Low | 1 | 100.9 | #N/A | #N/A | #N/A
Halo | LCR408WW9FSE020*-* | 817 | Downlight | 100.9 | 2022-12-10 | 2022-12-12 | Low | 1 | 100.9 | #N/A | #N/A | #N/A
Halo | LCR408WW9FSE020*-#* | 817 | Downlight | 100.9 | 2022-12-10 | 2022-12-12 | Low | 1 | 100.9 | #N/A | #N/A | #N/A
WT LIGHTING | GL3(3000K) | 720 | Downlight | 102.9 | 2017-08-15 | 2017-09-04 | Low | 1 | 102.9 | #N/A | #N/A | #N/A
Halo | LT6089FS461EWHDM* | 850 | Downlight | 103.7 | 2021-01-19 | 2021-01-31 | Low | 1 | 103.7 | #N/A | #N/A | #N/A
Halo | LT6089FS461EWHDM*-* | 850 | Downlight | 103.7 | 2021-01-19 | 2021-01-31 | Low | 1 | 103.7 | #N/A | #N/A | #N/A
Halo | LT6089FS461EWHDM*-#* | 850 | Downlight | 103.7 | 2021-01-19 | 2021-01-31 | Low | 1 | 103.7 | #N/A | #N/A | #N/A
WT LIGHTING | GL34-F(3000K) | 830 | Downlight | 103.8 | 2019-02-15 | 2019-03-15 | Low | 1 | 103.8 | #N/A | #N/A | #N/A
WT LIGHTING | GL34-F(3500K) | 830 | Downlight | 103.8 | 2019-02-15 | 2019-03-15 | Low | 1 | 103.8 | #N/A | #N/A | #N/A
WT LIGHTING | GL34-F(4000K) | 830 | Downlight | 103.8 | 2019-02-15 | 2019-03-15 | Low | 1 | 103.8 | #N/A | #N/A | #N/A
WT LIGHTING | GL34-T(3000K) | 830 | Downlight | 103.8 | 2019-02-15 | 2019-04-03 | Low | 1 | 103.8 | #N/A | #N/A | #N/A
WT LIGHTING | GL34-T(3500K) | 830 | Downlight | 103.8 | 2019-02-15 | 2019-04-03 | Low | 1 | 103.8 | #N/A | #N/A | #N/A
WT LIGHTING | GL34-T(4000K) | 830 | Downlight | 103.8 | 2019-02-15 | 2019-04-03 | Low | 1 | 103.8 | #N/A | #N/A | #N/A
YUURTA | YT_3GL4-3(3000K) | 830 | Downlight | 103.8 | 2019-06-01 | 2019-05-06 | Low | 1 | 103.8 | #N/A | #N/A | #N/A
YUURTA | YT_3GL4-3(4000K) | 830 | Downlight | 103.8 | 2019-06-01 | 2019-05-06 | Low | 1 | 103.8 | #N/A | #N/A | #N/A
YUURTA | YT_3GL4-4(3000K) | 830 | Downlight | 103.8 | 2019-06-01 | 2019-05-06 | Low | 1 | 103.8 | #N/A | #N/A | #N/A
YUURTA | YT_3GL4-4(4000K) | 830 | Downlight | 103.8 | 2019-06-01 | 2019-05-06 | Low | 1 | 103.8 | #N/A | #N/A | #N/A
WT LIGHTING | GL3(4000K) | 738 | Downlight | 105.4 | 2017-08-15 | 2017-09-04 | Low | 1 | 105.4 | #N/A | #N/A | #N/A
WT LIGHTING | GL34-T(5000K) | 850 | Downlight | 106.3 | 2019-02-15 | 2019-04-03 | Low | 1 | 106.3 | #N/A | #N/A | #N/A
YUURTA | YT_3GL4-3(5000K) | 850 | Downlight | 106.3 | 2019-06-01 | 2019-05-06 | Low | 1 | 106.3 | #N/A | #N/A | #N/A
WT LIGHTING | GL34-F(5000K) | 860 | Downlight | 107.5 | 2019-02-15 | 2019-03-15 | Low | 1 | 107.5 | #N/A | #N/A | #N/A
YUURTA | YT_3GL4-4(5000K) | 860 | Downlight | 107.5 | 2019-06-01 | 2019-05-06 | Low | 1 | 107.5 | #N/A | #N/A | #N/A
WT LIGHTING | GL3(5000K) | 757 | Downlight | 108.1 | 2017-08-15 | 2017-09-04 | Low | 1 | 108.1 | #N/A | #N/A | #N/A
LIGHT THE FUTURE | D366-90-2700-WH | 770 | Downlight | 110 | 2021-07-28 | 2021-07-29 | Low | 1 | 110 | #N/A | #N/A | #N/A
LIGHT THE FUTURE | D366-90-3000-WH | 770 | Downlight | 110 | 2021-07-28 | 2021-07-29 | Low | 1 | 110 | #N/A | #N/A | #N/A
LIGHT THE FUTURE | D366-90-3500-WH | 770 | Downlight | 110 | 2021-07-28 | 2021-07-29 | Low | 1 | 110 | #N/A | #N/A | #N/A
LIGHT THE FUTURE | D366-90-4000-WH | 770 | Downlight | 110 | 2021-07-28 | 2021-07-29 | Low | 1 | 110 | #N/A | #N/A | #N/A
LIGHT THE FUTURE | D366-90-5000-WH | 770 | Downlight | 110 | 2021-07-28 | 2021-07-29 | Low | 1 | 110 | #N/A | #N/A | #N/A
C-CLASS | A[2¦4¦6]V[E¦O]C[1¦2]-07[27K¦30K¦35K¦40K]-[C200¦C400¦C600]-[NW¦MD¦WE¦FL]-[SGC¦WHT] | 943 | Downlight | 122.5 | 2015-10-01 | 2017-03-16 | Low | 1 | 122.5 | #N/A | #N/A | #N/A
RP Lighting+Fans | 4329-1**-3K | 1100 | Downlight | 55 | 2021-03-31 | 2021-04-27 | High | 2 | #N/A | 55 | #N/A | #N/A
RP Lighting+Fans | 4329-1**-4K | 1100 | Downlight | 55 | 2021-03-31 | 2021-04-27 | High | 2 | #N/A | 55 | #N/A | #N/A
RP Lighting+Fans | 4329-1**-5K | 1100 | Downlight | 55 | 2021-03-31 | 2021-04-27 | High | 2 | #N/A | 55 | #N/A | #N/A
LED ONE | LOD-12SPL-24W-3CCT-G-V1 | 1320 | Downlight | 55 | 2019-01-24 | 2019-01-25 | High | 2 | #N/A | 55 | #N/A | #N/A
LED ONE | LOD-12SPL-24W-3CCT-G-V1 | 1320 | Downlight | 55 | 2019-01-24 | 2019-01-25 | High | 2 | #N/A | 55 | #N/A | #N/A
LED ONE | LOD-12SPL-24W-3CCT-G-V1 | 1320 | Downlight | 55 | 2019-01-24 | 2019-01-25 | High | 2 | #N/A | 55 | #N/A | #N/A
HOMI | PR300R-PLEEUKF-24W80-120(3000K) | 1320 | Downlight | 55 | 2018-09-28 | 2018-10-10 | High | 2 | #N/A | 55 | #N/A | #N/A
Westgate | LCFA-MCT5-** | 1375 | Downlight | 55 | 2021-03-10 | 2021-06-17 | High | 2 | #N/A | 55 | #N/A | #N/A
Dals | CFH12-##-** | 1430 | Downlight | 55 | 2017-06-12 | 2018-12-20 | High | 2 | #N/A | 55 | #N/A | #N/A
Dals | CFR12-##-** | 1430 | Downlight | 55 | 2018-03-12 | 2018-12-20 | High | 2 | #N/A | 55 | #N/A | #N/A
RP Lighting+Fans | 4330-1**-3K | 1650 | Downlight | 55 | 2021-03-31 | 2021-04-27 | High | 2 | #N/A | 55 | #N/A | #N/A
RP Lighting+Fans | 4330-1**-4K | 1650 | Downlight | 55 | 2021-03-31 | 2021-04-27 | High | 2 | #N/A | 55 | #N/A | #N/A
RP Lighting+Fans | 4330-1**-5K | 1650 | Downlight | 55 | 2021-03-31 | 2021-04-27 | High | 2 | #N/A | 55 | #N/A | #N/A
WESTGATE MFG | CMC6-MCTP-DD-** | 1930 | Downlight | 55.1 | 2022-05-20 | 2022-09-01 | High | 2 | #N/A | 55.1 | #N/A | #N/A
Design Classics | JJ 14##9-** SQ T16 | 1435 | Downlight | 55.2 | 2017-07-01 | 2017-08-28 | High | 2 | #N/A | 55.2 | #N/A | #N/A
Design Classics | JJ 14##9-** T16 | 1435 | Downlight | 55.2 | 2017-07-01 | 2017-08-28 | High | 2 | #N/A | 55.2 | #N/A | #N/A
Focal Point | FLCS44-SF-2500L-27K-sss-120-L11-T-www / LCS44-SQ-xxx-yy-zz | 2327 | Downlight | 55.2 | 2016-06-08 | 2017-01-31 | High | 2 | #N/A | 55.2 | #N/A | #N/A
Focal Point | FLCS44-SF-2500L-27K-sss-277-L11-T-www / LCS44-SQ-xxx-yy-zz | 2327 | Downlight | 55.2 | 2016-06-08 | 2017-01-31 | High | 2 | #N/A | 55.2 | #N/A | #N/A
Focal Point | FLCS44-SF-2500L-30K-sss-120-L11-T-www / LCS44-SQ-xxx-yy-zz | 2327 | Downlight | 55.2 | 2016-06-08 | 2017-01-31 | High | 2 | #N/A | 55.2 | #N/A | #N/A
Focal Point | FLCS44-SF-2500L-30K-sss-277-L11-T-www / LCS44-SQ-xxx-yy-zz | 2327 | Downlight | 55.2 | 2016-06-08 | 2017-01-31 | High | 2 | #N/A | 55.2 | #N/A | #N/A
Focal Point | FLCS44-SF-2500L-35K-sss-120-L11-T-www / LCS44-SQ-xxx-yy-zz | 2327 | Downlight | 55.2 | 2016-06-08 | 2017-01-31 | High | 2 | #N/A | 55.2 | #N/A | #N/A
Focal Point | FLCS44-SF-2500L-35K-sss-277-L11-T-www / LCS44-SQ-xxx-yy-zz | 2327 | Downlight | 55.2 | 2016-06-08 | 2017-01-31 | High | 2 | #N/A | 55.2 | #N/A | #N/A
Focal Point | FLCS44-SF-2500L-40K-sss-120-L11-T-www / LCS44-SQ-xxx-yy-zz | 2327 | Downlight | 55.2 | 2016-06-08 | 2017-01-31 | High | 2 | #N/A | 55.2 | #N/A | #N/A
Focal Point | FLCS44-SF-2500L-40K-sss-277-L11-T-www / LCS44-SQ-xxx-yy-zz | 2327 | Downlight | 55.2 | 2016-06-08 | 2017-01-31 | High | 2 | #N/A | 55.2 | #N/A | #N/A
Focal Point | FLCS44-SO-2500L-27K-sss-120-L11-T-www / LCS44-SQ-xxx-yy-zz | 2327 | Downlight | 55.2 | 2016-06-08 | 2017-01-31 | High | 2 | #N/A | 55.2 | #N/A | #N/A
Focal Point | FLCS44-SO-2500L-27K-sss-277-L11-T-www / LCS44-SQ-xxx-yy-zz | 2327 | Downlight | 55.2 | 2016-06-08 | 2017-01-31 | High | 2 | #N/A | 55.2 | #N/A | #N/A
Focal Point | FLCS44-SO-2500L-30K-sss-120-L11-T-www / LCS44-SQ-xxx-yy-zz | 2327 | Downlight | 55.2 | 2016-06-08 | 2017-01-31 | High | 2 | #N/A | 55.2 | #N/A | #N/A
Focal Point | FLCS44-SO-2500L-30K-sss-277-L11-T-www / LCS44-SQ-xxx-yy-zz | 2327 | Downlight | 55.2 | 2016-06-08 | 2017-01-31 | High | 2 | #N/A | 55.2 | #N/A | #N/A
Focal Point | FLCS44-SO-2500L-35K-sss-120-L11-T-www / LCS44-SQ-xxx-yy-zz | 2327 | Downlight | 55.2 | 2016-06-08 | 2017-01-31 | High | 2 | #N/A | 55.2 | #N/A | #N/A
Focal Point | FLCS44-SO-2500L-35K-sss-277-L11-T-www / LCS44-SQ-xxx-yy-zz | 2327 | Downlight | 55.2 | 2016-06-08 | 2017-01-31 | High | 2 | #N/A | 55.2 | #N/A | #N/A
Focal Point | FLCS44-SO-2500L-40K-sss-120-L11-T-www / LCS44-SQ-xxx-yy-zz | 2327 | Downlight | 55.2 | 2016-06-08 | 2017-01-31 | High | 2 | #N/A | 55.2 | #N/A | #N/A
Focal Point | FLCS44-SO-2500L-40K-sss-277-L11-T-www / LCS44-SQ-xxx-yy-zz | 2327 | Downlight | 55.2 | 2016-06-08 | 2017-01-31 | High | 2 | #N/A | 55.2 | #N/A | #N/A
Juno | IC926LED G4 14LM [27¦30¦35¦40]K 90CRI [120 FRPC¦MVOLT ZT] | 1095 | Downlight | 55.3 | 2014-10-15 | 2017-02-14 | High | 2 | #N/A | 55.3 | #N/A | #N/A
PORTFOLIO | LDSQA4A 13927 D010TE LAR15SP 4LSQA1H | 1212 | Downlight | 55.3 | 2015-11-10 | 2016-02-19 | High | 2 | #N/A | 55.3 | #N/A | #N/A
PORTFOLIO | LDSQA4A 13927 D010TE LAR15SP 4LSQAL1H | 1212 | Downlight | 55.3 | 2015-11-10 | 2016-02-19 | High | 2 | #N/A | 55.3 | #N/A | #N/A
PORTFOLIO | LDSQA4A 13927 D010TR LAR15SP 4LSQA1H | 1212 | Downlight | 55.3 | 2015-11-10 | 2016-02-19 | High | 2 | #N/A | 55.3 | #N/A | #N/A
PORTFOLIO | LDSQA4A 13927 D010TR LAR15SP 4LSQAL1H | 1212 | Downlight | 55.3 | 2015-11-10 | 2016-02-19 | High | 2 | #N/A | 55.3 | #N/A | #N/A
PORTFOLIO | LDSQA4A 13930 D010TE LAR15SP 4LSQA1H | 1212 | Downlight | 55.3 | 2015-11-10 | 2016-02-19 | High | 2 | #N/A | 55.3 | #N/A | #N/A
PORTFOLIO | LDSQA4A 13930 D010TE LAR15SP 4LSQAL1H | 1212 | Downlight | 55.3 | 2015-11-10 | 2016-02-19 | High | 2 | #N/A | 55.3 | #N/A | #N/A
PORTFOLIO | LDSQA4A 13930 D010TR LAR15SP 4LSQA1H | 1212 | Downlight | 55.3 | 2015-11-10 | 2016-02-19 | High | 2 | #N/A | 55.3 | #N/A | #N/A
PORTFOLIO | LDSQA4A 13930 D010TR LAR15SP 4LSQAL1H | 1212 | Downlight | 55.3 | 2015-11-10 | 2016-02-19 | High | 2 | #N/A | 55.3 | #N/A | #N/A
PORTFOLIO | LDSQA4A 13935 D010TE LAR15SP 4LSQA1H | 1212 | Downlight | 55.3 | 2015-11-10 | 2016-02-19 | High | 2 | #N/A | 55.3 | #N/A | #N/A
PORTFOLIO | LDSQA4A 13935 D010TE LAR15SP 4LSQAL1H | 1212 | Downlight | 55.3 | 2015-11-10 | 2016-02-19 | High | 2 | #N/A | 55.3 | #N/A | #N/A
PORTFOLIO | LDSQA4A 13935 D010TR LAR15SP 4LSQA1H | 1212 | Downlight | 55.3 | 2015-11-10 | 2016-02-19 | High | 2 | #N/A | 55.3 | #N/A | #N/A
PORTFOLIO | LDSQA4A 13935 D010TR LAR15SP 4LSQAL1H | 1212 | Downlight | 55.3 | 2015-11-10 | 2016-02-19 | High | 2 | #N/A | 55.3 | #N/A | #N/A
PORTFOLIO | LDSQA4A 13940 D010TE LAR15SP 4LSQA1H | 1212 | Downlight | 55.3 | 2015-11-10 | 2016-02-19 | High | 2 | #N/A | 55.3 | #N/A | #N/A
PORTFOLIO | LDSQA4A 13940 D010TE LAR15SP 4LSQAL1H | 1212 | Downlight | 55.3 | 2015-11-10 | 2016-02-19 | High | 2 | #N/A | 55.3 | #N/A | #N/A
PORTFOLIO | LDSQA4A 13940 D010TR LAR15SP 4LSQA1H | 1212 | Downlight | 55.3 | 2015-11-10 | 2016-02-19 | High | 2 | #N/A | 55.3 | #N/A | #N/A
PORTFOLIO | LDSQA4A 13940 D010TR LAR15SP 4LSQAL1H | 1212 | Downlight | 55.3 | 2015-11-10 | 2016-02-19 | High | 2 | #N/A | 55.3 | #N/A | #N/A
Green Creative | [Blank¦SPFT*#]LE2090##[XT010UNV¦ELD-E010UNV¦ELD-S010UNV]**/AD*#** | 1410 | Downlight | 55.3 | 2021-10-30 | 2022-03-25 | High | 2 | #N/A | 55.3 | #N/A | #N/A
HOMI | HM05-PS12-24W120-3CCT-*SA | 1330 | Downlight | 55.4 | 2019-01-24 | 2019-01-23 | High | 2 | #N/A | 55.4 | #N/A | #N/A
HOMI | HM05-PS12-24W120-3CCT-*SA | 1330 | Downlight | 55.4 | 2019-01-24 | 2019-01-23 | High | 2 | #N/A | 55.4 | #N/A | #N/A
HOMI | HM05-PS12-24W120-3CCT-*SA | 1330 | Downlight | 55.4 | 2019-01-24 | 2019-01-23 | High | 2 | #N/A | 55.4 | #N/A | #N/A
PORTFOLIO | LDSQA4A 28927 D010TE LAR25NF 4LSQA1H | 2439 | Downlight | 55.4 | 2015-11-10 | 2016-02-19 | High | 2 | #N/A | 55.4 | #N/A | #N/A
PORTFOLIO | LDSQA4A 28927 D010TE LAR35FL 4LSQAL1H | 2439 | Downlight | 55.4 | 2015-11-10 | 2016-02-19 | High | 2 | #N/A | 55.4 | #N/A | #N/A
PORTFOLIO | LDSQA4A 28930 D010TE LAR25NF 4LSQA1H | 2439 | Downlight | 55.4 | 2015-11-10 | 2016-02-19 | High | 2 | #N/A | 55.4 | #N/A | #N/A
PORTFOLIO | LDSQA4A 28930 D010TE LAR25NF 4LSQAL1H | 2439 | Downlight | 55.4 | 2015-11-10 | 2016-02-19 | High | 2 | #N/A | 55.4 | #N/A | #N/A
PORTFOLIO | LDSQA4A 28935 D010TE LAR25NF 4LSQA1H | 2439 | Downlight | 55.4 | 2015-11-10 | 2016-02-19 | High | 2 | #N/A | 55.4 | #N/A | #N/A
PORTFOLIO | LDSQA4A 28935 D010TE LAR25NF 4LSQAL1H | 2439 | Downlight | 55.4 | 2015-11-10 | 2016-02-19 | High | 2 | #N/A | 55.4 | #N/A | #N/A
PORTFOLIO | LDSQA4A 28940 D010TE LAR25NF 4LSQA1H | 2439 | Downlight | 55.4 | 2015-11-10 | 2016-02-19 | High | 2 | #N/A | 55.4 | #N/A | #N/A
PORTFOLIO | LDSQA4A 28940 D010TE LAR25NF 4LSQAL1H | 2439 | Downlight | 55.4 | 2015-11-10 | 2016-02-19 | High | 2 | #N/A | 55.4 | #N/A | #N/A
Aculux | AX4 [A¦D] 32LM 30K [80¦90¦95]CRI [12¦24¦35¦50]D [DMXR¦DALI¦EZ1¦EZB¦GZ1¦FPC¦ECOS2¦ECOD¦EDXB¦EDAB] [120¦MVOLT] | 1898 | Downlight | 55.5 | 2016-07-01 | 2016-08-17 | High | 2 | #N/A | 55.5 | #N/A | #N/A
Liton | LCALDX6350-DUN-T35 | 2337 | Downlight | 55.5 | 2015-10-01 | 2016-06-03 | High | 2 | #N/A | 55.5 | #N/A | #N/A
Amax | LED-SM8-* | 1000 | Downlight | 55.6 | 2019-03-24 | 2019-03-26 | High | 2 | #N/A | 55.6 | #N/A | #N/A
Canarm | LED-SM8DL-WT-CE | 1000 | Downlight | 55.6 | 2019-09-10 | 2019-09-13 | High | 2 | #N/A | 55.6 | #N/A | #N/A
Satco | 62-786 | 1000 | Downlight | 55.6 | 2016-04-11 | 2016-04-11 | High | 2 | #N/A | 55.6 | #N/A | #N/A
Juno | TC20LED G4 14LM [27¦30¦35¦40]K 90CRI MVOLT ZT [ ¦CP] | 1096 | Downlight | 55.6 | 2013-07-01 | 2017-02-16 | High | 2 | #N/A | 55.6 | #N/A | #N/A
Lithonia Lighting | LDN4[27¦30¦35¦40¦50]/20 LW4AR LD MVOLT EZ10 90CRI | 1227 | Downlight | 55.6 | 2020-01-01 | 2020-04-03 | High | 2 | #N/A | 55.6 | #N/A | #N/A
Utopia | LAD##*-25L/##-UNV-###-***-** | 1365 | Downlight | 55.6 | 2018-09-01 | 2018-10-25 | High | 2 | #N/A | 55.6 | #N/A | #N/A
Halo | PRS4FS34D010 SM434 8FS[40S¦41S¦44S][ND¦MD¦WD¦WW] | 1484 | Downlight | 55.6 | 2018-10-30 | 2018-10-30 | High | 2 | #N/A | 55.6 | #N/A | #N/A
Liton | LHALD625C071UE-DUN/LRALD6XXX240-T35 | 1578 | Downlight | 55.6 | 2015-10-01 | 2016-06-03 | High | 2 | #N/A | 55.6 | #N/A | #N/A
RENO | RENO-S19R-MCCT** | 1950 | Downlight | 55.7 | 2022-08-16 | 2022-09-07 | High | 2 | #N/A | 55.7 | #N/A | #N/A
Lithonia | LDN4 ALO1 SWW1 [LO4¦LW4] [AR¦WR¦MS] [ ¦TRW¦TRBL] [LS¦LD¦LSS] [ ¦WD] [MVOLT¦347] [UGZ¦UGZ1¦DALI] [ ¦90CRI] [ ¦CP] [ ¦ETS] [ ¦AT] | 2674 | Downlight | 55.7 | 2020-08-01 | 2021-07-29 | High | 2 | #N/A | 55.7 | #N/A | #N/A
Lithonia | LDN4 ALO2 SWW1 [LO4¦LW4] [AR¦WR¦MS] [ ¦TRW¦TRBL] [LS¦LD¦LSS] [ ¦WD] [MVOLT¦347] [UGZ¦UGZ1¦DALI] [ ¦90CRI] [ ¦CP] [ ¦ETS] [ ¦AT] | 2674 | Downlight | 55.7 | 2020-08-01 | 2021-07-29 | High | 2 | #N/A | 55.7 | #N/A | #N/A
Lithonia | LDN4 ALO3 SWW1 [LO4¦LW4] [AR¦WR¦MS] [ ¦TRW¦TRBL] [LS¦LD¦LSS] [ ¦WD] [MVOLT¦347] [UGZ¦UGZ1¦DALI] [ ¦90CRI] [ ¦CP] [ ¦ETS] [ ¦AT] | 2674 | Downlight | 55.7 | 2020-08-01 | 2021-07-29 | High | 2 | #N/A | 55.7 | #N/A | #N/A
Lithonia | LDN4 ALO4 SWW1 [LO4¦LW4¦MS] [AR¦WR] [ ¦TRW¦TRBL] [LS¦LD¦LSS] [ ¦WD] [MVOLT¦347] [UGZ¦UGZ1¦DALI] [ ¦90CRI] [ ¦CP] [ ¦ETS] [ ¦AT] | 2674 | Downlight | 55.7 | 2020-08-01 | 2021-07-29 | High | 2 | #N/A | 55.7 | #N/A | #N/A
Green Creative | [Blank¦SPFT*#]LE1590##[XT010UNV¦ELD-E010UNV¦ELD-S010UNV]**/AD*#** | 1060 | Downlight | 55.8 | 2021-10-30 | 2022-03-25 | High | 2 | #N/A | 55.8 | #N/A | #N/A
Satco NUVO | 62/1311 | 1200 | Downlight | 55.8 | 2019-09-05 | 2019-09-10 | High | 2 | #N/A | 55.8 | #N/A | #N/A
SATCO/NUVO | 62/1265 | 1200 | Downlight | 55.8 | 2018-07-30 | 2018-09-26 | High | 2 | #N/A | 55.8 | #N/A | #N/A
KOK | KOK-12EJCT24SR05 | 1340 | Downlight | 55.8 | 2020-05-01 | 2020-05-28 | High | 2 | #N/A | 55.8 | #N/A | #N/A
Halo Commercial | PR4FS24D010 PR4M24MD9FS[MW¦MMS¦BZ] | 2177 | Downlight | 55.8 | 2019-12-31 | 2020-01-15 | High | 2 | #N/A | 55.8 | #N/A | #N/A
Prescolite | MD8LED9Lzzzz8-8MD9Lxxxxx/yyyyy | 7436 | Downlight | 55.8 | 2013-03-27 | 2016-06-08 | High | 2 | #N/A | 55.8 | #N/A | #N/A
Prescolite | MD8LED9Lzzzz8-8MD9Lxxxxx/yyyyy | 7436 | Downlight | 55.8 | 2013-03-27 | 2016-06-08 | High | 2 | #N/A | 55.8 | #N/A | #N/A
Prescolite | MD8LED9Lzzzz8-8MD9Lxxxxx/yyyyy | 7436 | Downlight | 55.8 | 2013-03-27 | 2016-06-08 | High | 2 | #N/A | 55.8 | #N/A | #N/A
Prescolite | MD8LED9Lzzzz8-8MD9Lxxxxx/yyyyy | 7436 | Downlight | 55.8 | 2013-03-27 | 2016-06-08 | High | 2 | #N/A | 55.8 | #N/A | #N/A
Indy | SD4 50LM [27¦30¦35¦40]K MVOLT G5 80CRI [F¦BP¦CP¦D¦CS¦CSS¦CD¦PF¦WET¦FM] | 4156 | Downlight | 55.9 | 2016-12-01 | 2017-02-09 | High | 2 | #N/A | 55.9 | #N/A | #N/A
Gotham | EVO [ ¦LW¦WW¦SQ¦SQLW] [27¦30¦35¦40¦50]/50 6[AR¦WR] [ ¦FL] [VND¦ND¦MD¦MWD¦WD] [ ¦LD¦LSS¦LS] [MVOLT¦120¦277] [ ¦CP¦HAO] [ ¦EL¦ELR] | 2778 | Downlight | 56 | 2017-12-21 | 2018-01-12 | High | 2 | #N/A | 56 | #N/A | #N/A
Gotham | EVO [ ¦LW¦WW¦SQ¦SQLW] [27¦30¦35¦40¦50]/50 6[AR¦WR] [ ¦FL] [VND¦ND¦MD¦MWD¦WD] [ ¦LD¦LSS¦LS] [MVOLT¦120¦277] [EZ1¦EZ10¦EZB¦GZ1¦GZ10] [ ¦CRI90] [ ¦CP¦HAO] [ ¦EL¦ELR] [ ¦NLTAIR2] | 2778 | Downlight | 56 | 2017-12-21 | 2018-01-11 | High | 2 | #N/A | 56 | #N/A | #N/A
Focal Point | FLCS4-RF-1500L-27K-sss-120-L11-T-www / LCS4-RD-xxx-yy-zz | 1379 | Downlight | 56.1 | 2016-06-08 | 2017-01-31 | High | 2 | #N/A | 56.1 | #N/A | #N/A
Focal Point | FLCS4-RF-1500L-27K-sss-277-L11-T-www / LCS4-RD-xxx | 1379 | Downlight | 56.1 | 2016-06-08 | 2017-01-31 | High | 2 | #N/A | 56.1 | #N/A | #N/A
Focal Point | FLCS4-RF-1500L-27K-sss-277-L11-T-www / LCS4-RD-xxx-yy-zz | 1379 | Downlight | 56.1 | 2016-06-08 | 2017-01-31 | High | 2 | #N/A | 56.1 | #N/A | #N/A
Focal Point | FLCS4-RF-1500L-30K-sss-120-L11-T-www / LCS4-RD-xxx-yy-zz | 1379 | Downlight | 56.1 | 2016-06-08 | 2017-01-31 | High | 2 | #N/A | 56.1 | #N/A | #N/A
Focal Point | FLCS4-RF-1500L-30K-sss-277-L11-T-www / LCS4-RD-xxx-yy-zz | 1379 | Downlight | 56.1 | 2016-06-08 | 2017-01-31 | High | 2 | #N/A | 56.1 | #N/A | #N/A
Focal Point | FLCS4-RF-1500L-35K-sss-120-L11-T-www / LCS4-RD-xxx-yy-zz | 1379 | Downlight | 56.1 | 2016-06-08 | 2017-01-31 | High | 2 | #N/A | 56.1 | #N/A | #N/A
Focal Point | FLCS4-RF-1500L-35K-sss-277-L11-T-www / LCS4-RD-xxx-yy-zz | 1379 | Downlight | 56.1 | 2016-06-08 | 2017-01-31 | High | 2 | #N/A | 56.1 | #N/A | #N/A
Focal Point | FLCS4-RF-1500L-40K-sss-277-L11-T-www / LCS4-RD-xxx-yy-zz | 1379 | Downlight | 56.1 | 2016-06-08 | 2017-01-31 | High | 2 | #N/A | 56.1 | #N/A | #N/A
Focal Point | FLCS4-RO-1500L-27K-sss-120-L11-T-www / LCS4-RD-xxx-yy-zz | 1379 | Downlight | 56.1 | 2016-06-08 | 2017-01-31 | High | 2 | #N/A | 56.1 | #N/A | #N/A
Focal Point | FLCS4-RO-1500L-27K-sss-277-L11-T-www / LCS4-RD-xxx-yy-zz | 1379 | Downlight | 56.1 | 2016-06-08 | 2017-01-31 | High | 2 | #N/A | 56.1 | #N/A | #N/A
Focal Point | FLCS4-RO-1500L-30K-sss-120-L11-T-www / LCS4-RD-xxx-yy-zz | 1379 | Downlight | 56.1 | 2016-06-08 | 2017-01-31 | High | 2 | #N/A | 56.1 | #N/A | #N/A
Focal Point | FLCS4-RO-1500L-30K-sss-277-L11-T-www / LCS4-RD-xxx-yy-zz | 1379 | Downlight | 56.1 | 2016-06-08 | 2017-01-31 | High | 2 | #N/A | 56.1 | #N/A | #N/A
Focal Point | FLCS4-RO-1500L-35K-sss-120-L11-T-www / LCS4-RD-xxx-yy-zz | 1379 | Downlight | 56.1 | 2016-06-08 | 2017-01-31 | High | 2 | #N/A | 56.1 | #N/A | #N/A
Focal Point | FLCS4-RO-1500L-35K-sss-277-L11-T-www / LCS4-RD-xxx-yy-zz | 1379 | Downlight | 56.1 | 2016-06-08 | 2017-01-31 | High | 2 | #N/A | 56.1 | #N/A | #N/A
Focal Point | FLCS4-RO-1500L-40K-sss-120-L11-T-www / LCS4-RD-xxx-yy-zz | 1379 | Downlight | 56.1 | 2016-06-08 | 2017-01-31 | High | 2 | #N/A | 56.1 | #N/A | #N/A
Focal Point | FLCS4-RO-1500L-40K-sss-277-L11-T-www / LCS4-RD-xxx-yy-zz | 1379 | Downlight | 56.1 | 2016-06-08 | 2017-01-31 | High | 2 | #N/A | 56.1 | #N/A | #N/A
Green Creative | [Blank¦SPFT*#]LE2090##[ELD-EDALIUNV¦ELD-SDALIUNV]**/AD*#** | 1430 | Downlight | 56.1 | 2021-10-30 | 2022-04-04 | High | 2 | #N/A | 56.1 | #N/A | #N/A
Gotham | EVO6[ ¦LW] [27¦30¦35¦40¦50]/30 [4¦6]AR LD EZB CRI90 | 1602 | Downlight | 56.1 | 2020-04-06 | 2020-04-08 | High | 2 | #N/A | 56.1 | #N/A | #N/A
Prescolite | LC6ML+6LCML30L#K9 | 2300 | Downlight | 56.1 | 2016-09-16 | 2020-11-25 | High | 2 | #N/A | 56.1 | #N/A | #N/A
Prescolite | LTR-#*D-*-HL35L-DM1 + LTR-#*D-T-HL##K#****** | 2400 | Downlight | 56.1 | 2019-07-12 | 2020-03-13 | High | 2 | #N/A | 56.1 | #N/A | #N/A
Prescolite | LTC-#*D-*-35L###**-DM1****** | 2400 | Downlight | 56.1 | 2019-07-12 | 2020-03-13 | High | 2 | #N/A | 56.1 | #N/A | #N/A
ConTech | RL38SA[1,2,3][27KC,30KC,35KC,40KC][12,27]D -[CP,ER] | 1303 | Downlight | 56.2 | 2017-06-09 | 2017-06-29 | High | 2 | #N/A | 56.2 | #N/A | #N/A
ConTech | RL38SAR[1,2,3][27KC,30KC,35KC,40KC] | 1303 | Downlight | 56.2 | 2017-06-09 | 2017-06-29 | High | 2 | #N/A | 56.2 | #N/A | #N/A
Essentia by Cree | S-DL6-A-34L-27K-* | 1826 | Downlight | 56.2 | 2016-06-01 | 2016-12-20 | High | 2 | #N/A | 56.2 | #N/A | #N/A
Lithonia Lighting | EVO [SQ¦CYL¦WW¦blank] [27¦30¦35¦40]/35 6AR [LSS¦LD¦LS] [ND¦MD¦WD¦MWD] [MVOLT¦120¦277] [EZ1¦EZ10¦EZB¦GZ1¦GZ10] [CP¦NLTAIR2] [blank¦90CRI] | 2264 | Downlight | 56.2 | 2015-07-17 | 2016-12-20 | High | 2 | #N/A | 56.2 | #N/A | #N/A
EnviroLite | EV1572C3-### | 1800 | Downlight | 56.3 | 2022-12-28 | 2022-12-28 | High | 2 | #N/A | 56.3 | #N/A | #N/A
Green Creative | [Blank¦SPFT*#]LE2590##[ELD-EDALIUNV¦ELD-SDALIUNV]**/AD*#** | 1800 | Downlight | 56.3 | 2021-10-30 | 2022-04-04 | High | 2 | #N/A | 56.3 | #N/A | #N/A
Nora Lighting | NC2-439L####MWSF | 1265 | Downlight | 56.4 | 2019-11-12 | 2019-11-14 | High | 2 | #N/A | 56.4 | #N/A | #N/A
Gotham | MYO 3X [27¦30¦35¦40]K 500LM [15¦20¦25¦30¦35¦40¦45¦WW]D [BBL¦BWH¦BSG¦BWS¦BRR¦BAZ¦BMD¦BAP¦BMP¦BIO¦BAC¦RAL] BVL [TRBL¦TRW] [blank¦FL] MVOLT UGZ [blank¦ICAT¦CP] | 1056 | Downlight | 56.5 | 2018-04-01 | 2018-04-25 | High | 2 | #N/A | 56.5 | #N/A | #N/A
RP LIGHTING + FANS | 4352**-17-5CCT | 1751 | Downlight | 56.5 | 2022-06-01 | 2022-07-01 | High | 2 | #N/A | 56.5 | #N/A | #N/A
Atlantic Lighting | LED#-SYL30-##K-# | 2130 | Downlight | 56.5 | 2015-08-01 | 2016-07-07 | High | 2 | #N/A | 56.5 | #N/A | #N/A
ConTech Lighting | R6IC127KCMVD | 2539 | Downlight | 56.5 | 2015-10-30 | 2016-04-18 | High | 2 | #N/A | 56.5 | #N/A | #N/A
ConTech Lighting | R4IC127KCMVD | 2546 | Downlight | 56.5 | 2015-10-30 | 2016-03-28 | High | 2 | #N/A | 56.5 | #N/A | #N/A
Gotham | EVO[4¦6][ ¦LW] [27¦30¦35¦40¦50]/20 [4¦6]AR LD EZB CRI90 | 1100 | Downlight | 56.6 | 2020-04-06 | 2020-04-08 | High | 2 | #N/A | 56.6 | #N/A | #N/A
WAC Lighting | PD-22744-** | 1500 | Downlight | 56.6 | 2020-02-01 | 2020-04-10 | High | 2 | #N/A | 56.6 | #N/A | #N/A
Lumenpulse Lighting | LCRS-ESR-[FD¦SH]-[120¦277]-[R¦S]-L30-[27¦30¦35¦40]K-90-[VW¦M¦MFR¦W¦WFR¦VWFR]-[DA1¦DA2¦PDA1¦PDA2¦PH¦PPH2¦CA]-[SB¦MB¦DB¦DR]-MWH-[RD¦SR¦TLR¦SQ¦TLS]-[MWH¦MBK¦NKS¦CC¦SP]-[RM¦NC]-[1¦2]-[blank¦EBB¦EBI¦WET]-NA | 2464 | Downlight | 56.6 | 2019-11-11 | 2019-11-12 | High | 2 | #N/A | 56.6 | #N/A | #N/A
Williams Downlighting | 4PR-TL-L20/###-DIM1-UNV-L-*-*F-WH-AD-WET/CC | 1281 | Downlight | 56.7 | 2018-08-01 | 2018-08-08 | High | 2 | #N/A | 56.7 | #N/A | #N/A
MORRIS | 72639 | 1700 | Downlight | 56.7 | 2019-01-14 | 2019-05-13 | High | 2 | #N/A | 56.7 | #N/A | #N/A
Run Bison | LJC-BMTD-G19CF18.5W-927-##-5# | 1050 | Downlight | 56.8 | 2021-11-10 | 2021-12-08 | High | 2 | #N/A | 56.8 | #N/A | #N/A
HENGTE | LJC-BMTD-G19CF18.5W-927-##-5# | 1050 | Downlight | 56.8 | 2021-11-10 | 2021-12-08 | High | 2 | #N/A | 56.8 | #N/A | #N/A
HENGTE | LJC-BMTD-G19CY18.5W-927-##-5# | 1050 | Downlight | 56.8 | 2021-03-04 | 2021-03-03 | High | 2 | #N/A | 56.8 | #N/A | #N/A
Liteharbor | BL8-SFM9-**(3000K) | 1050 | Downlight | 56.8 | 2018-04-24 | 2018-05-09 | High | 2 | #N/A | 56.8 | #N/A | #N/A
Liteharbor | BL8-SFM9-**(3500K) | 1050 | Downlight | 56.8 | 2018-04-24 | 2018-05-09 | High | 2 | #N/A | 56.8 | #N/A | #N/A
Liteharbor | BL8-SFM9-**(4000K) | 1050 | Downlight | 56.8 | 2018-04-24 | 2018-05-09 | High | 2 | #N/A | 56.8 | #N/A | #N/A
Liteharbor | BL8-SFM9-**(5000K) | 1050 | Downlight | 56.8 | 2018-04-24 | 2018-05-09 | High | 2 | #N/A | 56.8 | #N/A | #N/A
Recesso by Dolan Designs | 10960-27-05 | 1250 | Downlight | 56.8 | 2017-09-22 | 2017-09-15 | High | 2 | #N/A | 56.8 | #N/A | #N/A
Focal Point LLC | FLC3Dâ€ROâ€2100Lâ€120Vâ€L11â€T / LC3â€RDOâ€2100Lâ€927Kâ€DSSâ€SWFLâ€WDâ€NP | 1252 | Downlight | 56.9 | 2020-05-20 | 2020-06-05 | High | 2 | #N/A | 56.9 | #N/A | #N/A
PORTFOLIO | LD6C20[D010¦D010TR] EU6C2090[27¦30¦35¦40¦50] 6LB[N¦M¦W¦S]#[LI¦MW¦WMH¦WH¦H] | 1264 | Downlight | 56.9 | 2022-08-01 | 2022-08-26 | High | 2 | #N/A | 56.9 | #N/A | #N/A
PORTFOLIO | LD4C20[D010¦D010TR] EU4C2090[27¦30¦35¦40¦50] 4LB[N¦M¦W¦S]#[LI¦MW¦WMH¦WH¦H] | 1264 | Downlight | 56.9 | 2022-08-01 | 2022-08-23 | High | 2 | #N/A | 56.9 | #N/A | #N/A
Williams Downlighting | 6DR-TL-L20/###-DIM1-UNV-R-*-*F-WH-WET/CC | 1085 | Downlight | 57 | 2018-08-01 | 2018-08-09 | High | 2 | #N/A | 57 | #N/A | #N/A
Nora Lighting | NRM-41XL1230YY + NHZZZZ-412QQQQ | 1089 | Downlight | 57 | 2015-11-01 | 2016-07-18 | High | 2 | #N/A | 57 | #N/A | #N/A
PORTFOLIO | LDSQA6A209##D010TE LARL20NF 6LSQA#[H¦WMH¦MW¦WH] | 1563 | Downlight | 57 | 2016-11-15 | 2017-01-19 | High | 2 | #N/A | 57 | #N/A | #N/A
Green Creative | [Blank¦SPFT*#]LE5090##ELD-SDALIUNV**/AD*#** | 3250 | Downlight | 57 | 2021-10-30 | 2022-04-06 | High | 2 | #N/A | 57 | #N/A | #N/A
Intense Lighting | MXG2DRTR-ICWD2DIM/MXTG2-RTRD302*WD2**-CR | 1000 | Downlight | 57.1 | 2019-03-01 | 2019-03-05 | High | 2 | #N/A | 57.1 | #N/A | #N/A
Luminiz | NG331GB | 1000 | Downlight | 57.1 | 2019-02-22 | 2019-02-27 | High | 2 | #N/A | 57.1 | #N/A | #N/A
Luminiz | NG331GN | 1000 | Downlight | 57.1 | 2019-02-22 | 2019-02-27 | High | 2 | #N/A | 57.1 | #N/A | #N/A
Luminiz | NG331GW | 1000 | Downlight | 57.1 | 2019-02-22 | 2019-02-27 | High | 2 | #N/A | 57.1 | #N/A | #N/A
Luminiz | NG431GB | 1000 | Downlight | 57.1 | 2019-02-22 | 2019-02-27 | High | 2 | #N/A | 57.1 | #N/A | #N/A
Luminiz | NG431GN | 1000 | Downlight | 57.1 | 2019-02-22 | 2019-02-27 | High | 2 | #N/A | 57.1 | #N/A | #N/A
Luminiz | NG431GW | 1000 | Downlight | 57.1 | 2019-02-22 | 2019-02-27 | High | 2 | #N/A | 57.1 | #N/A | #N/A
Luminiz | NG531GB | 1000 | Downlight | 57.1 | 2019-02-22 | 2019-02-27 | High | 2 | #N/A | 57.1 | #N/A | #N/A
Luminiz | NG531GN | 1000 | Downlight | 57.1 | 2019-02-22 | 2019-02-27 | High | 2 | #N/A | 57.1 | #N/A | #N/A
Luminiz | NG531GW | 1000 | Downlight | 57.1 | 2019-02-22 | 2019-02-27 | High | 2 | #N/A | 57.1 | #N/A | #N/A
Hampton Bay | JXR3011L-3/*** | 1200 | Downlight | 57.1 | 2020-08-28 | 2020-08-31 | High | 2 | #N/A | 57.1 | #N/A | #N/A
Prescolite | LC8ML+8LCML30L#K9 | 2400 | Downlight | 57.1 | 2016-09-16 | 2020-11-25 | High | 2 | #N/A | 57.1 | #N/A | #N/A
Nora Lighting | NLCB-6512027HZW | 1975 | Downlight | 57.2 | 2017-08-01 | 2017-08-24 | High | 2 | #N/A | 57.2 | #N/A | #N/A
Nora Lighting | NRM-51XL2027YY + NHZZZZ-520QQQQ | 1558 | Downlight | 57.3 | 2015-11-01 | 2016-07-18 | High | 2 | #N/A | 57.3 | #N/A | #N/A
Prescolite | LTR-#*D-*-ML20L-DM1 + LTR-#*D-T-ML##K#****** | 1400 | Downlight | 57.4 | 2019-07-12 | 2020-03-13 | High | 2 | #N/A | 57.4 | #N/A | #N/A
Prescolite | LTC-#*D-*-20L###**-DM1****** | 1400 | Downlight | 57.4 | 2019-07-12 | 2020-03-13 | High | 2 | #N/A | 57.4 | #N/A | #N/A
Liteline | ALR6-3430W | 1785 | Downlight | 57.4 | 2015-11-26 | 2016-04-22 | High | 2 | #N/A | 57.4 | #N/A | #N/A
Gotham | EVO4[SC¦WC¦WTRC¦CC¦PC] [27¦30¦35¦40¦50]/45AR [VND¦ND¦MD¦MWD¦WD] [LSS¦LD¦LS] [MVOLT¦120¦277] [EZ1¦EZ10¦GZ1¦GZ10¦EDAB¦EDXB¦ECOS2¦ECOD¦ELV] [JBX¦JBXCC¦RGH] [ ¦ZT] [ ¦E10WCP¦E15WCP] [ ¦90CRI] ****** | 2684 | Downlight | 57.4 | 2019-10-01 | 2019-12-27 | High | 2 | #N/A | 57.4 | #N/A | #N/A
LSI Industries Inc. | LAD[6¦8] [BLANK¦R¦SQ] [36L¦41L¦42L] UNV DIM1 [27¦30¦35¦40] BLANK [SP¦NF¦MF¦FL¦WF] [TR¦TSQ] [6¦8] [R¦RWW¦RFL¦B¦RL¦FX¦AJ¦WW] [BLANK¦SF] [HAZ¦SPC] [WH¦BL] | 2454 | Downlight | 57.5 | 2018-06-05 | 2018-06-18 | High | 2 | #N/A | 57.5 | #N/A | #N/A
Iris | PN4LED20V8271ELTE XXXX | 1255 | Downlight | 57.6 | 2015-08-10 | 2016-06-15 | High | 2 | #N/A | 57.6 | #N/A | #N/A
Intense | IHOL-S4DRL1279-DIM-40/IRDS400-SF | 1381 | Downlight | 57.6 | 2016-11-30 | 2017-02-07 | High | 2 | #N/A | 57.6 | #N/A | #N/A
ConTech Lighting | CYL61tvMVDwxy-z | 2432 | Downlight | 57.6 | 2015-10-30 | 2016-08-03 | High | 2 | #N/A | 57.6 | #N/A | #N/A
ConTech Lighting | CYL81tvMVDwxy-z | 2432 | Downlight | 57.6 | 2015-10-30 | 2016-08-03 | High | 2 | #N/A | 57.6 | #N/A | #N/A
PORTFOLIO | LDSQA4A 28827 D010TE LAR15SP 4LSQA1H | 2546 | Downlight | 57.6 | 2015-11-10 | 2016-02-19 | High | 2 | #N/A | 57.6 | #N/A | #N/A
PORTFOLIO | LDSQA4A 28827 D010TE LAR15SP 4LSQAL1H | 2546 | Downlight | 57.6 | 2015-11-10 | 2016-02-19 | High | 2 | #N/A | 57.6 | #N/A | #N/A
PORTFOLIO | LDSQA4A 28830 D010TE LAR15SP 4LSQA1H | 2546 | Downlight | 57.6 | 2015-11-10 | 2016-02-19 | High | 2 | #N/A | 57.6 | #N/A | #N/A
PORTFOLIO | LDSQA4A 28830 D010TE LAR15SP 4LSQAL1H | 2546 | Downlight | 57.6 | 2015-11-10 | 2016-02-19 | High | 2 | #N/A | 57.6 | #N/A | #N/A
PORTFOLIO | LDSQA4A 28835 D010TE LAR15SP 4LSQA1H | 2546 | Downlight | 57.6 | 2015-11-10 | 2016-02-19 | High | 2 | #N/A | 57.6 | #N/A | #N/A
PORTFOLIO | LDSQA4A 28835 D010TE LAR15SP 4LSQAL1H | 2546 | Downlight | 57.6 | 2015-11-10 | 2016-02-19 | High | 2 | #N/A | 57.6 | #N/A | #N/A
PORTFOLIO | LDSQA4A 28840 D010TE LAR15SP 4LSQA1H | 2546 | Downlight | 57.6 | 2015-11-10 | 2016-02-19 | High | 2 | #N/A | 57.6 | #N/A | #N/A
PORTFOLIO | LDSQA4A 28840 D010TE LAR15SP 4LSQAL0H | 2546 | Downlight | 57.6 | 2015-11-10 | 2016-02-19 | High | 2 | #N/A | 57.6 | #N/A | #N/A
PORTFOLIO | LDSQA4A 28840 D010TE LAR15SP 4LSQAL1H | 2546 | Downlight | 57.6 | 2015-11-10 | 2016-02-19 | High | 2 | #N/A | 57.6 | #N/A | #N/A
PORTFOLIO | LDSQA4A 28840 D010TE LAR25NF 4LSQAL1H | 2546 | Downlight | 57.6 | 2015-11-10 | 2016-02-19 | High | 2 | #N/A | 57.6 | #N/A | #N/A
CREE, Inc. | KR6-60L-30K-120V-xxx | 4900 | Downlight | 57.6 | 2013-01-01 | 2016-10-06 | High | 2 | #N/A | 57.6 | #N/A | #N/A
WAC Lighting | R2SD2T-F830-**(22W) | 1270 | Downlight | 57.7 | 2017-08-23 | 2018-04-30 | High | 2 | #N/A | 57.7 | #N/A | #N/A
WAC Lighting | R2SD2T-F835-**(22W) | 1270 | Downlight | 57.7 | 2017-08-23 | 2018-04-30 | High | 2 | #N/A | 57.7 | #N/A | #N/A
WAC Lighting | R2SD2T-F840-**(22W) | 1270 | Downlight | 57.7 | 2017-08-23 | 2018-04-30 | High | 2 | #N/A | 57.7 | #N/A | #N/A
WAC Lighting | R2SD2T-N830-**(22W) | 1270 | Downlight | 57.7 | 2017-08-23 | 2018-04-30 | High | 2 | #N/A | 57.7 | #N/A | #N/A
WAC Lighting | R2SD2T-N835-**(22W) | 1270 | Downlight | 57.7 | 2017-08-23 | 2018-04-30 | High | 2 | #N/A | 57.7 | #N/A | #N/A
WAC Lighting | R2SD2T-N840-**(22W) | 1270 | Downlight | 57.7 | 2017-08-23 | 2018-04-30 | High | 2 | #N/A | 57.7 | #N/A | #N/A
CREE, Inc. | KR4-30L-27K-120V-xxx | 2250 | Downlight | 57.7 | 2013-06-01 | 2017-07-13 | High | 2 | #N/A | 57.7 | #N/A | #N/A
Focal Point | FLCS4-RF-2500L-27K-sss-120-L11-T-www / LCS4-RD-xxx-yy-zz | 2427 | Downlight | 57.7 | 2016-06-08 | 2017-01-31 | High | 2 | #N/A | 57.7 | #N/A | #N/A
Focal Point | FLCS4-RF-2500L-27K-sss-277-L11-T-www / LCS4-RD-xxx-yy-zz | 2427 | Downlight | 57.7 | 2016-06-08 | 2017-01-31 | High | 2 | #N/A | 57.7 | #N/A | #N/A
Focal Point | FLCS4-RF-2500L-30K-sss-120-L11-T-www / LCS4-RD-xxx-yy-zz | 2427 | Downlight | 57.7 | 2016-06-08 | 2017-01-31 | High | 2 | #N/A | 57.7 | #N/A | #N/A
Focal Point | FLCS4-RF-2500L-30K-sss-277-L11-T-www / LCS4-RD-xxx-yy-zz | 2427 | Downlight | 57.7 | 2016-06-08 | 2017-01-31 | High | 2 | #N/A | 57.7 | #N/A | #N/A
Focal Point | FLCS4-RF-2500L-35K-sss-120-L11-T-www / LCS4-RD-xxx-yy-zz | 2427 | Downlight | 57.7 | 2016-06-08 | 2017-01-31 | High | 2 | #N/A | 57.7 | #N/A | #N/A
Focal Point | FLCS4-RF-2500L-35K-sss-277-L11-T-www / LCS4-RD-xxx-yy-zz | 2427 | Downlight | 57.7 | 2016-06-08 | 2017-01-31 | High | 2 | #N/A | 57.7 | #N/A | #N/A
Focal Point | FLCS4-RF-2500L-40K-sss-120-L11-T-www / LCS4-RD-xxx-yy-zz | 2427 | Downlight | 57.7 | 2016-06-08 | 2017-01-31 | High | 2 | #N/A | 57.7 | #N/A | #N/A
Focal Point | FLCS4-RF-2500L-40K-sss-277-L11-T-www / LCS4-RD-xxx-yy-zz | 2427 | Downlight | 57.7 | 2016-06-08 | 2017-01-31 | High | 2 | #N/A | 57.7 | #N/A | #N/A
Focal Point | FLCS4-RO-2500L-27K-sss-120-L11-T-www / LCS4-RD-xxx-yy-zz | 2427 | Downlight | 57.7 | 2016-06-08 | 2017-01-31 | High | 2 | #N/A | 57.7 | #N/A | #N/A
Focal Point | FLCS4-RO-2500L-27K-sss-277-L11-T-www / LCS4-RD-xxx-yy-zz | 2427 | Downlight | 57.7 | 2016-06-08 | 2017-01-31 | High | 2 | #N/A | 57.7 | #N/A | #N/A
Focal Point | FLCS4-RO-2500L-30K-sss-120-L11-T-www / LCS4-RD-xxx-yy-zz | 2427 | Downlight | 57.7 | 2016-06-08 | 2017-01-31 | High | 2 | #N/A | 57.7 | #N/A | #N/A
Focal Point | FLCS4-RO-2500L-30K-sss-277-L11-T-www / LCS4-RD-xxx-yy-zz | 2427 | Downlight | 57.7 | 2016-06-08 | 2017-01-31 | High | 2 | #N/A | 57.7 | #N/A | #N/A
Focal Point | FLCS4-RO-2500L-35K-sss-120-L11-T-www / LCS4-RD-xxx-yy-zz | 2427 | Downlight | 57.7 | 2016-06-08 | 2017-01-31 | High | 2 | #N/A | 57.7 | #N/A | #N/A
Focal Point | FLCS4-RO-2500L-35K-sss-277-L11-T-www / LCS4-RD-xxx-yy-zz | 2427 | Downlight | 57.7 | 2016-06-08 | 2017-01-31 | High | 2 | #N/A | 57.7 | #N/A | #N/A
Focal Point | FLCS4-RO-2500L-40K-sss-120-L11-T-www / LCS4-RD-xxx-yy-zz | 2427 | Downlight | 57.7 | 2016-06-08 | 2017-01-31 | High | 2 | #N/A | 57.7 | #N/A | #N/A
Focal Point | FLCS4-RO-2500L-40K-sss-277-L11-T-www / LCS4-RD-xxx-yy-zz | 2427 | Downlight | 57.7 | 2016-06-08 | 2017-01-31 | High | 2 | #N/A | 57.7 | #N/A | #N/A
Nora Lighting | NC-631L2027HZXSF | 1427 | Downlight | 57.8 | 2013-06-01 | 2016-06-08 | High | 2 | #N/A | 57.8 | #N/A | #N/A
Nora Lighting | NC-831L2027HZXSF | 1427 | Downlight | 57.8 | 2013-06-01 | 2016-06-08 | High | 2 | #N/A | 57.8 | #N/A | #N/A
NICOR | RSD811202K** | 1100 | Downlight | 57.9 | 2022-02-28 | 2022-03-08 | High | 2 | #N/A | 57.9 | #N/A | #N/A
NICOR | RSD811203K** | 1100 | Downlight | 57.9 | 2022-02-28 | 2022-03-08 | High | 2 | #N/A | 57.9 | #N/A | #N/A
NICOR | RSD811204K** | 1100 | Downlight | 57.9 | 2022-02-28 | 2022-03-08 | High | 2 | #N/A | 57.9 | #N/A | #N/A
NICOR | RSD811205K** | 1100 | Downlight | 57.9 | 2022-02-28 | 2022-03-08 | High | 2 | #N/A | 57.9 | #N/A | #N/A
NICOR | RSD81120S** | 1100 | Downlight | 57.9 | 2022-09-01 | 2022-10-10 | High | 2 | #N/A | 57.9 | #N/A | #N/A
Green Creative | [Blank¦SPFT*#]LE5090##[XT010UNV¦ELD-E010UNV¦ELD-S010UNV]**/AD*#** | 3300 | Downlight | 57.9 | 2021-10-30 | 2022-03-29 | High | 2 | #N/A | 57.9 | #N/A | #N/A
Iris | PN4LED20V9271ELTE XXXX | 1272 | Downlight | 58.1 | 2015-08-10 | 2016-06-15 | High | 2 | #N/A | 58.1 | #N/A | #N/A
Gotham | ICO [ ¦SQADJ¦SQADJ¦[27¦30¦35¦40]/45 4AR [T00¦T30¦T40] [LD¦LSS] [10D¦15D¦20D¦25D¦30D¦35D¦40D¦45D¦50D] [EZ10¦ECOD] [ ¦90]CRI | 2746 | Downlight | 58.1 | 2020-04-06 | 2020-05-04 | High | 2 | #N/A | 58.1 | #N/A | #N/A
Gotham | EVO [ ¦LW¦WW¦SQ¦SQLW] [27¦30¦35¦40¦50]/60 6[AR¦WR] [ ¦FL] [VND¦ND¦MD¦MWD¦WD] [ ¦LD¦LSS¦LS] [MVOLT¦120¦277] [ ¦CP¦HAO] [ ¦EL¦ELR] | 3443 | Downlight | 58.2 | 2017-12-21 | 2018-01-12 | High | 2 | #N/A | 58.2 | #N/A | #N/A
Gotham | EVO [ ¦LW¦WW¦SQ¦SQLW] [27¦30¦35¦40¦50]/60 6[AR¦WR] [ ¦FL] [VND¦ND¦MD¦MWD¦WD] [ ¦LD¦LSS¦LS] [MVOLT¦120¦277] [EZ1¦EZ10¦EZB¦GZ1¦GZ10] [ ¦CRI90] [ ¦CP¦HAO] [ ¦EL¦ELR] [ ¦NLTAIR2] | 3443 | Downlight | 58.2 | 2017-12-21 | 2018-01-12 | High | 2 | #N/A | 58.2 | #N/A | #N/A
Nora Lighting | NC-631L6030H** | 4695 | Downlight | 58.2 | 2016-07-01 | 2016-09-16 | High | 2 | #N/A | 58.2 | #N/A | #N/A
ConTech Lighting | K6SA*327KC[MVD,12D3,MVD4][S,F,W]-[BLANK,CP,ER] | 1155 | Downlight | 58.3 | 2020-11-05 | 2020-12-03 | High | 2 | #N/A | 58.3 | #N/A | #N/A
ConTech Lighting | K6SA*330KC[MVD,12D3,MVD4][S,F,W]-[BLANK,CP,ER] | 1155 | Downlight | 58.3 | 2020-11-05 | 2020-12-03 | High | 2 | #N/A | 58.3 | #N/A | #N/A
ConTech Lighting | K6SA*335KC[MVD,12D3,MVD4][S,F,W]-[BLANK,CP,ER] | 1155 | Downlight | 58.3 | 2020-11-05 | 2020-12-03 | High | 2 | #N/A | 58.3 | #N/A | #N/A
ConTech Lighting | K6SA*340KC[MVD,12D3,MVD4][S,F,W]-[BLANK,CP,ER] | 1155 | Downlight | 58.3 | 2020-11-05 | 2020-12-03 | High | 2 | #N/A | 58.3 | #N/A | #N/A
luxrite | LR32183 | 1400 | Downlight | 58.3 | 2020-08-03 | 2020-07-22 | High | 2 | #N/A | 58.3 | #N/A | #N/A
Elite Lighting | RL1195-1500L-DIMTR-120-30K/40K/50K-90-** | 1400 | Downlight | 58.3 | 2019-10-14 | 2019-10-17 | High | 2 | #N/A | 58.3 | #N/A | #N/A
HOMI | HM02-PR12-24W120-3CCT-*SB | 1400 | Downlight | 58.3 | 2018-05-30 | 2021-01-31 | High | 2 | #N/A | 58.3 | #N/A | #N/A
luxrite | LR32185 | 2100 | Downlight | 58.3 | 2020-08-03 | 2020-07-22 | High | 2 | #N/A | 58.3 | #N/A | #N/A
Green Creative | [Blank¦SPFT*#]LE4090##[ELD-EDALIUNV¦ELD-SDALIUNV]**/AD*#** | 2800 | Downlight | 58.3 | 2021-10-30 | 2022-04-04 | High | 2 | #N/A | 58.3 | #N/A | #N/A
EnviroLite | EV1573C3-### | 3500 | Downlight | 58.3 | 2022-12-28 | 2022-12-28 | High | 2 | #N/A | 58.3 | #N/A | #N/A
Nora Lighting | NMRT-1TL3LX927Y + NMRTLG-13DXL19Y | 5156 | Downlight | 58.3 | 2016-03-29 | 2016-05-05 | High | 2 | #N/A | 58.3 | #N/A | #N/A
Lithonia Lighting | LDN4[27¦30¦35¦40¦50]/25 LW4AR LD EZ10 CRI90 | 1657 | Downlight | 58.4 | 2020-01-01 | 2020-04-03 | High | 2 | #N/A | 58.4 | #N/A | #N/A
Lightolier | C3SQC[PCS¦PCM¦PCL¦PS¦S¦W]DL15927[Z10U¦ELV1¦L01U¦L1U][A¦B¦W¦RAL#]-C3SQCRW[CL¦CC] | 1196 | Downlight | 58.5 | 2020-04-17 | 2022-09-08 | High | 2 | #N/A | 58.5 | #N/A | #N/A
Lightolier | C3SQC[PCS¦PCM¦PCL¦PS¦S¦W]DL15930[Z10U¦ELV1¦L01U¦L1U][A¦B¦W¦RAL#]-C3SQCRW[CL¦CC] | 1196 | Downlight | 58.5 | 2020-04-17 | 2022-09-08 | High | 2 | #N/A | 58.5 | #N/A | #N/A
Lightolier | C3SQC[PCS¦PCM¦PCL¦PS¦S¦W]DL15935[Z10U¦ELV1¦L01U¦L1U][A¦B¦W¦RAL#]-C3SQCRW[CL¦CC] | 1196 | Downlight | 58.5 | 2020-04-17 | 2022-09-08 | High | 2 | #N/A | 58.5 | #N/A | #N/A
Lightolier | C3SQC[PCS¦PCM¦PCL¦PS¦S¦W]DL15940[Z10U¦ELV1¦L01U¦L1U][A¦B¦W¦RAL#]-C3SQCRW[CL¦CC] | 1196 | Downlight | 58.5 | 2020-04-17 | 2022-09-08 | High | 2 | #N/A | 58.5 | #N/A | #N/A
Lightolier | C3C[PCS¦PCM¦PCL¦PS¦S¦W]DL15927[Z10U¦ELV1¦L01U¦L1U][A¦B¦W¦RAL#]-C3CRW[CL¦CC] | 1196 | Downlight | 58.5 | 2020-04-17 | 2022-09-08 | High | 2 | #N/A | 58.5 | #N/A | #N/A
Lightolier | C3C[PCS¦PCM¦PCL¦PS¦S¦W]DL15930[Z10U¦ELV1¦L01U¦L1U][A¦B¦W¦RAL#]-C3CRW[CL¦CC] | 1196 | Downlight | 58.5 | 2020-04-17 | 2022-09-08 | High | 2 | #N/A | 58.5 | #N/A | #N/A
Lightolier | C3C[PCS¦PCM¦PCL¦PS¦S¦W]DL15935[Z10U¦ELV1¦L01U¦L1U][A¦B¦W¦RAL#]-C3CRW[CL¦CC] | 1196 | Downlight | 58.5 | 2020-04-17 | 2022-09-08 | High | 2 | #N/A | 58.5 | #N/A | #N/A
Lightolier | C3C[PCS¦PCM¦PCL¦PS¦S¦W]DL15940[Z10U¦ELV1¦L01U¦L1U][A¦B¦W¦RAL#]-C3CRW[CL¦CC] | 1196 | Downlight | 58.5 | 2020-04-17 | 2022-09-08 | High | 2 | #N/A | 58.5 | #N/A | #N/A
PORTFOLIO | LDSQA4A 18927 D010TE LAR25NF 4LSQAL1H | 1660 | Downlight | 58.5 | 2015-11-10 | 2016-02-19 | High | 2 | #N/A | 58.5 | #N/A | #N/A
PORTFOLIO | LDSQA4A 18927 DLT LAR25NF 4LSQAL1H | 1660 | Downlight | 58.5 | 2015-11-10 | 2016-02-19 | High | 2 | #N/A | 58.5 | #N/A | #N/A
PORTFOLIO | LDSQA4A 18927 DMX LAR25NF 4LSQAL1H | 1660 | Downlight | 58.5 | 2015-11-10 | 2016-02-19 | High | 2 | #N/A | 58.5 | #N/A | #N/A
PORTFOLIO | LDSQA4A 18930 D010TE LAR25NF 4LSQAL1H | 1660 | Downlight | 58.5 | 2015-11-10 | 2016-02-19 | High | 2 | #N/A | 58.5 | #N/A | #N/A
PORTFOLIO | LDSQA4A 18930 DLT LAR25NF 4LSQAL1H | 1660 | Downlight | 58.5 | 2015-11-10 | 2016-02-19 | High | 2 | #N/A | 58.5 | #N/A | #N/A
PORTFOLIO | LDSQA4A 18930 DMX LAR25NF 4LSQAL1H | 1660 | Downlight | 58.5 | 2015-11-10 | 2016-02-19 | High | 2 | #N/A | 58.5 | #N/A | #N/A
PORTFOLIO | LDSQA4A 18935 D010TE LAR25NF 4LSQAL1H | 1660 | Downlight | 58.5 | 2015-11-10 | 2016-02-19 | High | 2 | #N/A | 58.5 | #N/A | #N/A
PORTFOLIO | LDSQA4A 18935 DL3 LAR25NF 4LSQAL1H | 1660 | Downlight | 58.5 | 2015-11-10 | 2016-02-19 | High | 2 | #N/A | 58.5 | #N/A | #N/A
PORTFOLIO | LDSQA4A 18935 DLT LAR25NF 4LSQAL1H | 1660 | Downlight | 58.5 | 2015-11-10 | 2016-02-19 | High | 2 | #N/A | 58.5 | #N/A | #N/A
PORTFOLIO | LDSQA4A 18935 DMX LAR25NF 4LSQAL1H | 1660 | Downlight | 58.5 | 2015-11-10 | 2016-02-19 | High | 2 | #N/A | 58.5 | #N/A | #N/A
WAC Lighting | R4*D**-F927-**** | 1990 | Downlight | 58.5 | 2016-07-20 | 2017-08-09 | High | 2 | #N/A | 58.5 | #N/A | #N/A
WAC Lighting | R4*D**-F930-**** | 1990 | Downlight | 58.5 | 2016-07-20 | 2017-08-09 | High | 2 | #N/A | 58.5 | #N/A | #N/A
WAC Lighting | R4*D**-F935-**** | 1990 | Downlight | 58.5 | 2016-07-20 | 2017-08-09 | High | 2 | #N/A | 58.5 | #N/A | #N/A
WAC Lighting | R4*D**-F940-**** | 1990 | Downlight | 58.5 | 2016-07-20 | 2017-08-09 | High | 2 | #N/A | 58.5 | #N/A | #N/A
WAC Lighting | R4*D**-N927-**** | 1990 | Downlight | 58.5 | 2016-07-20 | 2017-08-09 | High | 2 | #N/A | 58.5 | #N/A | #N/A
WAC Lighting | R4*D**-N930-**** | 1990 | Downlight | 58.5 | 2016-07-20 | 2017-08-09 | High | 2 | #N/A | 58.5 | #N/A | #N/A
WAC Lighting | R4*D**-N935-**** | 1990 | Downlight | 58.5 | 2016-07-20 | 2017-08-09 | High | 2 | #N/A | 58.5 | #N/A | #N/A
WAC Lighting | R4*D**-N940-**** | 1990 | Downlight | 58.5 | 2016-07-20 | 2017-08-09 | High | 2 | #N/A | 58.5 | #N/A | #N/A
WAC Lighting | R4*D**-W927-**** | 1990 | Downlight | 58.5 | 2016-07-20 | 2017-08-09 | High | 2 | #N/A | 58.5 | #N/A | #N/A
WAC Lighting | R4*D**-W930-**** | 1990 | Downlight | 58.5 | 2016-07-20 | 2017-08-09 | High | 2 | #N/A | 58.5 | #N/A | #N/A
WAC Lighting | R4*D**-W935-**** | 1990 | Downlight | 58.5 | 2016-07-20 | 2017-08-09 | High | 2 | #N/A | 58.5 | #N/A | #N/A
WAC Lighting | R4*D**-W940-**** | 1990 | Downlight | 58.5 | 2016-07-20 | 2017-08-09 | High | 2 | #N/A | 58.5 | #N/A | #N/A
Lithonia Lighting | EVO [SQ¦CYL¦WW¦blank] [27¦30¦35¦40]/45 6AR [LSS¦LD¦LS] [ND¦MD¦WD¦MWD] [MVOLT¦120¦277] [EZ1¦EZ10¦EZB¦GZ1¦GZ10] [CP¦NLTAIR2] [blank¦90CRI] | 3001 | Downlight | 58.5 | 2015-07-17 | 2016-12-22 | High | 2 | #N/A | 58.5 | #N/A | #N/A
Green Creative | LE5090##-BDIM120V**/ADR#** | 3100 | Downlight | 58.5 | 2019-10-10 | 2019-10-03 | High | 2 | #N/A | 58.5 | #N/A | #N/A
Prescolite | MD8LED12Lzzzz8-8MD12Lxxxxx/yyyyy | 10410 | Downlight | 58.5 | 2013-03-27 | 2016-06-08 | High | 2 | #N/A | 58.5 | #N/A | #N/A
Prescolite | MD8LED12Lzzzz8-8MD12Lxxxxx/yyyyy | 10410 | Downlight | 58.5 | 2013-03-27 | 2016-06-08 | High | 2 | #N/A | 58.5 | #N/A | #N/A
Prescolite | MD8LED12Lzzzz8-8MD12Lxxxxx/yyyyy | 10410 | Downlight | 58.5 | 2013-03-27 | 2016-06-08 | High | 2 | #N/A | 58.5 | #N/A | #N/A
Prescolite | MD8LED12Lzzzz8-8MD12Lxxxxx/yyyyy | 10410 | Downlight | 58.5 | 2013-03-27 | 2016-06-08 | High | 2 | #N/A | 58.5 | #N/A | #N/A
Satco NUVO | 62/1313 | 1260 | Downlight | 58.6 | 2019-09-05 | 2019-09-10 | High | 2 | #N/A | 58.6 | #N/A | #N/A
SATCO/NUVO | 62/1268 | 1260 | Downlight | 58.6 | 2018-07-30 | 2018-09-26 | High | 2 | #N/A | 58.6 | #N/A | #N/A
Liteline | ALR4-2627W | 1348 | Downlight | 58.6 | 2015-11-26 | 2016-04-22 | High | 2 | #N/A | 58.6 | #N/A | #N/A
Liteline | ALR6-2627W | 1348 | Downlight | 58.6 | 2015-11-26 | 2016-04-22 | High | 2 | #N/A | 58.6 | #N/A | #N/A
Focal Point LLC | FLC33Dâ€SOâ€2100Lâ€120Vâ€L11â€T / LC33â€SOâ€2100Lâ€927Kâ€DNSâ€WFLâ€WDâ€NP | 1437 | Downlight | 58.7 | 2020-05-20 | 2020-06-05 | High | 2 | #N/A | 58.7 | #N/A | #N/A
GEN V COMMERCIAL | V40FCR [U¦1¦2] 30 [30K¦35K¦40K¦50K] F4060 [SCL¦SGC¦WHT] [SDM¦ZDM¦TDM¦PF¦REM] | 2124 | Downlight | 58.7 | 2022-11-01 | 2022-12-16 | High | 2 | #N/A | 58.7 | #N/A | #N/A
Dals | CFLEDR10-CC-** | 1000 | Downlight | 58.8 | 2020-06-01 | 2020-11-13 | High | 2 | #N/A | 58.8 | #N/A | #N/A
Dals | CFLEDSQ10-CC-** | 1000 | Downlight | 58.8 | 2020-06-01 | 2020-11-13 | High | 2 | #N/A | 58.8 | #N/A | #N/A
LOTUS LED LIGHTS | LL6R-40K | 1000 | Downlight | 58.8 | 2019-01-02 | 2019-01-21 | High | 2 | #N/A | 58.8 | #N/A | #N/A
Nora Lighting | NOXAC-63627WW/HL | 1000 | Downlight | 58.8 | 2021-09-03 | 2021-09-22 | High | 2 | #N/A | 58.8 | #N/A | #N/A
Nora Lighting | NOXAC-63630WW/HL | 1000 | Downlight | 58.8 | 2021-09-03 | 2021-09-22 | High | 2 | #N/A | 58.8 | #N/A | #N/A
Nora Lighting | NOXAC-63640WW/HL | 1000 | Downlight | 58.8 | 2021-09-03 | 2021-09-22 | High | 2 | #N/A | 58.8 | #N/A | #N/A
Focal Point | FLC3W-RO-1500L-120-LD1-T-CP / LC3-RO-1500L-27K-WWS-CD-NP | 1157 | Downlight | 58.8 | 2017-05-01 | 2017-05-23 | High | 2 | #N/A | 58.8 | #N/A | #N/A
Essentia by Cree | S-DL4-A-34L-27K-* | 2029 | Downlight | 58.8 | 2016-06-01 | 2016-12-20 | High | 2 | #N/A | 58.8 | #N/A | #N/A
SQL6 | SQL6630KCMVDCXWCLRB | 2483 | Downlight | 58.8 | 2019-06-19 | 2019-06-27 | High | 2 | #N/A | 58.8 | #N/A | #N/A
Green Creative | [Blank¦SPFT*#]LE1590##[ELD-EDALIUNV¦ELD-SDALIUNV]**/AD*#** | 1060 | Downlight | 58.9 | 2021-10-30 | 2022-04-04 | High | 2 | #N/A | 58.9 | #N/A | #N/A
Essentia by Cree | S-DL6-A-24L-27K-* | 1373 | Downlight | 58.9 | 2016-06-01 | 2016-12-20 | High | 2 | #N/A | 58.9 | #N/A | #N/A
WAC Lighting | DC-WS05-S927S-** | 1590 | Downlight | 58.9 | 2018-11-29 | 2018-11-15 | High | 2 | #N/A | 58.9 | #N/A | #N/A
WAC Lighting | DC-WS05-S930S-** | 1590 | Downlight | 58.9 | 2018-11-29 | 2018-11-15 | High | 2 | #N/A | 58.9 | #N/A | #N/A
WAC Lighting | DC-WS05-S935S-** | 1590 | Downlight | 58.9 | 2018-11-29 | 2018-11-15 | High | 2 | #N/A | 58.9 | #N/A | #N/A
WAC Lighting | DC-WS05-S940S-** | 1590 | Downlight | 58.9 | 2018-11-29 | 2018-11-15 | High | 2 | #N/A | 58.9 | #N/A | #N/A
Lithonia Lighting | EVO [SQ¦CYL¦WW¦blank] [27¦30¦35¦40]/30 6AR [LSS¦LD¦LS] [ND¦MD¦WD¦MWD] [MVOLT¦120¦277] [EZ1¦EZ10¦EZB¦GZ1¦GZ10] [CP¦NLTAIR2] [blank¦90CRI] | 2157 | Downlight | 58.9 | 2015-07-17 | 2016-12-20 | High | 2 | #N/A | 58.9 | #N/A | #N/A
DMF Lighting | DCD1MXX9YYZ | 1634 | Downlight | 59 | 2016-01-07 | 2016-03-28 | High | 2 | #N/A | 59 | #N/A | #N/A
Intense Lighting | SD8DRL7359D101FL/[ICS430,ICS432][C,HZ,W]* | 2219 | Downlight | 59 | 2020-11-01 | 2021-04-21 | High | 2 | #N/A | 59 | #N/A | #N/A
Intense Lighting | SD8DRL7359D101NF/[ICS430,ICS432][C,HZ,W]* | 2219 | Downlight | 59 | 2020-11-01 | 2021-04-21 | High | 2 | #N/A | 59 | #N/A | #N/A
Intense Lighting | SD8DRL7359D101WF/[ICS430,ICS432][C,HZ,W]* | 2219 | Downlight | 59 | 2020-11-01 | 2021-04-21 | High | 2 | #N/A | 59 | #N/A | #N/A
Intense Lighting | SD8DRL7409D101FL/[ICS430,ICS432][C,HZ,W]* | 2219 | Downlight | 59 | 2020-11-01 | 2021-04-21 | High | 2 | #N/A | 59 | #N/A | #N/A
Intense Lighting | SD8DRL7409D101NF/[ICS430,ICS432][C,HZ,W]* | 2219 | Downlight | 59 | 2020-11-01 | 2021-04-21 | High | 2 | #N/A | 59 | #N/A | #N/A
Intense Lighting | SD8DRL7409D101WF/[ICS430,ICS432][C,HZ,W]* | 2219 | Downlight | 59 | 2020-11-01 | 2021-04-21 | High | 2 | #N/A | 59 | #N/A | #N/A
Intense Lighting | SD4DSL7359D101FL/[ICS430,ICS432][C,HZ,W]* | 2219 | Downlight | 59 | 2020-11-01 | 2021-04-21 | High | 2 | #N/A | 59 | #N/A | #N/A
Intense Lighting | SD4DSL7359D101NF/[ICS430,ICS432][C,HZ,W]* | 2219 | Downlight | 59 | 2020-11-01 | 2021-04-21 | High | 2 | #N/A | 59 | #N/A | #N/A
Intense Lighting | SD4DSL7359D101WF/[ICS430,ICS432][C,HZ,W]* | 2219 | Downlight | 59 | 2020-11-01 | 2021-04-21 | High | 2 | #N/A | 59 | #N/A | #N/A
Intense Lighting | SD4DSL7409D101FL/[ICS430,ICS432][C,HZ,W]* | 2219 | Downlight | 59 | 2020-11-01 | 2021-04-21 | High | 2 | #N/A | 59 | #N/A | #N/A
Intense Lighting | SD4DSL7409D101NF/[ICS430,ICS432][C,HZ,W]* | 2219 | Downlight | 59 | 2020-11-01 | 2021-04-21 | High | 2 | #N/A | 59 | #N/A | #N/A
Intense Lighting | SD4DSL7409D101WF/[ICS430,ICS432][C,HZ,W]* | 2219 | Downlight | 59 | 2020-11-01 | 2021-04-21 | High | 2 | #N/A | 59 | #N/A | #N/A
Intense Lighting | SD8DRRL7359D101FL/[ICS430,ICS432][C,HZ,W]* | 2219 | Downlight | 59 | 2020-11-01 | 2021-04-21 | High | 2 | #N/A | 59 | #N/A | #N/A
Intense Lighting | SD8DRRL7359D101NF/[ICS430,ICS432][C,HZ,W]* | 2219 | Downlight | 59 | 2020-11-01 | 2021-04-21 | High | 2 | #N/A | 59 | #N/A | #N/A
Intense Lighting | SD8DRRL7359D101WF/[ICS430,ICS432][C,HZ,W]* | 2219 | Downlight | 59 | 2020-11-01 | 2021-04-21 | High | 2 | #N/A | 59 | #N/A | #N/A
Intense Lighting | SD8DRRL7409D101FL/[ICS430,ICS432][C,HZ,W]* | 2219 | Downlight | 59 | 2020-11-01 | 2021-04-21 | High | 2 | #N/A | 59 | #N/A | #N/A
Intense Lighting | SD8DRRL7409D101NF/[ICS430,ICS432][C,HZ,W]* | 2219 | Downlight | 59 | 2020-11-01 | 2021-04-21 | High | 2 | #N/A | 59 | #N/A | #N/A
Intense Lighting | SD8DRRL7409D101WF/[ICS430,ICS432][C,HZ,W]* | 2219 | Downlight | 59 | 2020-11-01 | 2021-04-21 | High | 2 | #N/A | 59 | #N/A | #N/A
Intense Lighting | SD6DRL7359D101FL/[ICS430,ICS432][C,HZ,W]* | 2219 | Downlight | 59 | 2020-11-01 | 2021-04-21 | High | 2 | #N/A | 59 | #N/A | #N/A
Intense Lighting | SD6DRL7359D101NF/[ICS430,ICS432][C,HZ,W]* | 2219 | Downlight | 59 | 2020-11-01 | 2021-04-21 | High | 2 | #N/A | 59 | #N/A | #N/A
Intense Lighting | SD6DRL7359D101WF/[ICS430,ICS432][C,HZ,W]* | 2219 | Downlight | 59 | 2020-11-01 | 2021-04-21 | High | 2 | #N/A | 59 | #N/A | #N/A
Intense Lighting | SD6DRL7409D101FL/[ICS430,ICS432][C,HZ,W]* | 2219 | Downlight | 59 | 2020-11-01 | 2021-04-21 | High | 2 | #N/A | 59 | #N/A | #N/A
Intense Lighting | SD6DRL7409D101NF/[ICS430,ICS432][C,HZ,W]* | 2219 | Downlight | 59 | 2020-11-01 | 2021-04-21 | High | 2 | #N/A | 59 | #N/A | #N/A
Intense Lighting | SD6DRL7409D101WF/[ICS430,ICS432][C,HZ,W]* | 2219 | Downlight | 59 | 2020-11-01 | 2021-04-21 | High | 2 | #N/A | 59 | #N/A | #N/A
Intense Lighting | SD4DRL7359D101FL/[ICS430,ICS432][C,HZ,W]* | 2219 | Downlight | 59 | 2020-11-01 | 2021-04-21 | High | 2 | #N/A | 59 | #N/A | #N/A
Intense Lighting | SD4DRL7359D101NF/[ICS430,ICS432][C,HZ,W]* | 2219 | Downlight | 59 | 2020-11-01 | 2021-04-21 | High | 2 | #N/A | 59 | #N/A | #N/A
Intense Lighting | SD4DRL7359D101WF/[ICS430,ICS432][C,HZ,W]* | 2219 | Downlight | 59 | 2020-11-01 | 2021-04-21 | High | 2 | #N/A | 59 | #N/A | #N/A
Intense Lighting | SD4DRL7409D101FL/[ICS430,ICS432][C,HZ,W]* | 2219 | Downlight | 59 | 2020-11-01 | 2021-04-21 | High | 2 | #N/A | 59 | #N/A | #N/A
Intense Lighting | SD4DRL7409D101NF/[ICS430,ICS432][C,HZ,W]* | 2219 | Downlight | 59 | 2020-11-01 | 2021-04-21 | High | 2 | #N/A | 59 | #N/A | #N/A
Intense Lighting | SD4DRL7409D101WF/[ICS430,ICS432][C,HZ,W]* | 2219 | Downlight | 59 | 2020-11-01 | 2021-04-21 | High | 2 | #N/A | 59 | #N/A | #N/A
Intense Lighting | SD6DRRL7359D101FL/[ICS430,ICS432][C,HZ,W]* | 2219 | Downlight | 59 | 2020-11-01 | 2021-04-21 | High | 2 | #N/A | 59 | #N/A | #N/A
Intense Lighting | SD6DRRL7359D101NF/[ICS430,ICS432][C,HZ,W]* | 2219 | Downlight | 59 | 2020-11-01 | 2021-04-21 | High | 2 | #N/A | 59 | #N/A | #N/A
Intense Lighting | SD6DRRL7359D101WF/[ICS430,ICS432][C,HZ,W]* | 2219 | Downlight | 59 | 2020-11-01 | 2021-04-21 | High | 2 | #N/A | 59 | #N/A | #N/A
Intense Lighting | SD6DRRL7409D101FL/[ICS430,ICS432][C,HZ,W]* | 2219 | Downlight | 59 | 2020-11-01 | 2021-04-21 | High | 2 | #N/A | 59 | #N/A | #N/A
Intense Lighting | SD6DRRL7409D101NF/[ICS430,ICS432][C,HZ,W]* | 2219 | Downlight | 59 | 2020-11-01 | 2021-04-21 | High | 2 | #N/A | 59 | #N/A | #N/A
Intense Lighting | SD6DRRL7409D101WF/[ICS430,ICS432][C,HZ,W]* | 2219 | Downlight | 59 | 2020-11-01 | 2021-04-21 | High | 2 | #N/A | 59 | #N/A | #N/A
Intense Lighting | SD4DRRL7359D101FL/[ICS430,ICS432][C,HZ,W]* | 2219 | Downlight | 59 | 2020-11-01 | 2021-04-21 | High | 2 | #N/A | 59 | #N/A | #N/A
Intense Lighting | SD4DRRL7359D101NF/[ICS430,ICS432][C,HZ,W]* | 2219 | Downlight | 59 | 2020-11-01 | 2021-04-21 | High | 2 | #N/A | 59 | #N/A | #N/A
Intense Lighting | SD4DRRL7359D101WF/[ICS430,ICS432][C,HZ,W]* | 2219 | Downlight | 59 | 2020-11-01 | 2021-04-21 | High | 2 | #N/A | 59 | #N/A | #N/A
Intense Lighting | SD4DRRL7409D101FL/[ICS430,ICS432][C,HZ,W]* | 2219 | Downlight | 59 | 2020-11-01 | 2021-04-21 | High | 2 | #N/A | 59 | #N/A | #N/A
Intense Lighting | SD4DRRL7409D101NF/[ICS430,ICS432][C,HZ,W]* | 2219 | Downlight | 59 | 2020-11-01 | 2021-04-21 | High | 2 | #N/A | 59 | #N/A | #N/A
Intense Lighting | SD4DRRL7409D101WF/[ICS430,ICS432][C,HZ,W]* | 2219 | Downlight | 59 | 2020-11-01 | 2021-04-21 | High | 2 | #N/A | 59 | #N/A | #N/A
LOTUS LED LIGHTS | LL6S-27K | 1004 | Downlight | 59.1 | 2018-10-29 | 2018-10-25 | High | 2 | #N/A | 59.1 | #N/A | #N/A
Nora Lighting | NMRT2-1F1L1527S**/NMRG2-11*#L15 | 1006 | Downlight | 59.2 | 2020-04-01 | 2022-12-19 | High | 2 | #N/A | 59.2 | #N/A | #N/A
Nora Lighting | NMRT2-1F1L1530F**/NMRG2-11*#L15 | 1006 | Downlight | 59.2 | 2020-04-01 | 2022-12-19 | High | 2 | #N/A | 59.2 | #N/A | #N/A
Nora Lighting | NMRT2-1F1L1530M**/NMRG2-11*#L15 | 1006 | Downlight | 59.2 | 2020-04-01 | 2022-12-19 | High | 2 | #N/A | 59.2 | #N/A | #N/A
Nora Lighting | NMRT2-1F1L1530S**/NMRG2-11*#L15 | 1006 | Downlight | 59.2 | 2020-04-01 | 2022-12-19 | High | 2 | #N/A | 59.2 | #N/A | #N/A
Nora Lighting | NMRT2-1F1L1535F**/NMRG2-11*#L15 | 1006 | Downlight | 59.2 | 2020-04-01 | 2022-12-19 | High | 2 | #N/A | 59.2 | #N/A | #N/A
Nora Lighting | NMRT2-1F1L1535M**/NMRG2-11*#L15 | 1006 | Downlight | 59.2 | 2020-04-01 | 2022-12-19 | High | 2 | #N/A | 59.2 | #N/A | #N/A
Nora Lighting | NMRT2-1F1L1535S**/NMRG2-11*#L15 | 1006 | Downlight | 59.2 | 2020-04-01 | 2022-12-19 | High | 2 | #N/A | 59.2 | #N/A | #N/A
Nora Lighting | NMRT2-1F1L1540F**/NMRG2-11*#L15 | 1006 | Downlight | 59.2 | 2020-04-01 | 2022-12-19 | High | 2 | #N/A | 59.2 | #N/A | #N/A
Nora Lighting | NMRT2-1F1L1540M**/NMRG2-11*#L15 | 1006 | Downlight | 59.2 | 2020-04-01 | 2022-12-19 | High | 2 | #N/A | 59.2 | #N/A | #N/A
Nora Lighting | NMRT2-1F1L1540S**/NMRG2-11*#L15 | 1006 | Downlight | 59.2 | 2020-04-01 | 2022-12-19 | High | 2 | #N/A | 59.2 | #N/A | #N/A
Nora Lighting | NMRT2-11L1535S**/NMRG2-11*#L15 | 1006 | Downlight | 59.2 | 2020-04-01 | 2022-12-19 | High | 2 | #N/A | 59.2 | #N/A | #N/A
Nora Lighting | NMRT2-11L1540F**/NMRG2-11*#L15 | 1006 | Downlight | 59.2 | 2020-04-01 | 2022-12-19 | High | 2 | #N/A | 59.2 | #N/A | #N/A
Nora Lighting | NMRT2-11L1540M**/NMRG2-11*#L15 | 1006 | Downlight | 59.2 | 2020-04-01 | 2022-12-19 | High | 2 | #N/A | 59.2 | #N/A | #N/A
Nora Lighting | NMRT2-11L1540S**/NMRG2-11*#L15 | 1006 | Downlight | 59.2 | 2020-04-01 | 2022-12-19 | High | 2 | #N/A | 59.2 | #N/A | #N/A
Nora Lighting | NMRT2-13L1527F**/NMRG2-13*#L15 | 1006 | Downlight | 59.2 | 2020-04-01 | 2022-12-19 | High | 2 | #N/A | 59.2 | #N/A | #N/A
Nora Lighting | NMRT2-13L1527M**/NMRG2-13*#L15 | 1006 | Downlight | 59.2 | 2020-04-01 | 2022-12-19 | High | 2 | #N/A | 59.2 | #N/A | #N/A
Nora Lighting | NMRT2-13L1527S**/NMRG2-13*#L15 | 1006 | Downlight | 59.2 | 2020-04-01 | 2022-12-19 | High | 2 | #N/A | 59.2 | #N/A | #N/A
Nora Lighting | NMRT2-13L1530F**/NMRG2-13*#L15 | 1006 | Downlight | 59.2 | 2020-04-01 | 2022-12-19 | High | 2 | #N/A | 59.2 | #N/A | #N/A
Nora Lighting | NMRT2-12L1527F**/NMRG2-12*#L15 | 1006 | Downlight | 59.2 | 2020-04-01 | 2022-12-19 | High | 2 | #N/A | 59.2 | #N/A | #N/A
Nora Lighting | NMRT2-12L1527M**/NMRG2-12*#L15 | 1006 | Downlight | 59.2 | 2020-04-01 | 2022-12-19 | High | 2 | #N/A | 59.2 | #N/A | #N/A
Nora Lighting | NMRT2-12L1527S**/NMRG2-12*#L15 | 1006 | Downlight | 59.2 | 2020-04-01 | 2022-12-19 | High | 2 | #N/A | 59.2 | #N/A | #N/A
Nora Lighting | NMRT2-12L1530F**/NMRG2-12*#L15 | 1006 | Downlight | 59.2 | 2020-04-01 | 2022-12-19 | High | 2 | #N/A | 59.2 | #N/A | #N/A
Nora Lighting | NMRT2-12L1530M**/NMRG2-12*#L15 | 1006 | Downlight | 59.2 | 2020-04-01 | 2022-12-19 | High | 2 | #N/A | 59.2 | #N/A | #N/A
Nora Lighting | NMRT2-12L1530S**/NMRG2-12*#L15 | 1006 | Downlight | 59.2 | 2020-04-01 | 2022-12-19 | High | 2 | #N/A | 59.2 | #N/A | #N/A
Nora Lighting | NMRT2-13L1530M**/NMRG2-13*#L15 | 1006 | Downlight | 59.2 | 2020-04-01 | 2022-12-19 | High | 2 | #N/A | 59.2 | #N/A | #N/A
Nora Lighting | NMRT2-13L1530S**/NMRG2-13*#L15 | 1006 | Downlight | 59.2 | 2020-04-01 | 2022-12-19 | High | 2 | #N/A | 59.2 | #N/A | #N/A
Nora Lighting | NMRT2-13L1535F**/NMRG2-13*#L15 | 1006 | Downlight | 59.2 | 2020-04-01 | 2022-12-19 | High | 2 | #N/A | 59.2 | #N/A | #N/A
Nora Lighting | NMRT2-13L1535M**/NMRG2-13*#L15 | 1006 | Downlight | 59.2 | 2020-04-01 | 2022-12-19 | High | 2 | #N/A | 59.2 | #N/A | #N/A
Nora Lighting | NMRT2-13L1535S**/NMRG2-13*#L15 | 1006 | Downlight | 59.2 | 2020-04-01 | 2022-12-19 | High | 2 | #N/A | 59.2 | #N/A | #N/A
Nora Lighting | NMRT2-13L1540F**/NMRG2-13*#L15 | 1006 | Downlight | 59.2 | 2020-04-01 | 2022-12-19 | High | 2 | #N/A | 59.2 | #N/A | #N/A
Nora Lighting | NMRT2-13L1540M**/NMRG2-13*#L15 | 1006 | Downlight | 59.2 | 2020-04-01 | 2022-12-19 | High | 2 | #N/A | 59.2 | #N/A | #N/A
Nora Lighting | NMRT2-13L1540S**/NMRG2-13*#L15 | 1006 | Downlight | 59.2 | 2020-04-01 | 2022-12-19 | High | 2 | #N/A | 59.2 | #N/A | #N/A
Nora Lighting | NMRT2-12L1535F**/NMRG2-12*#L15 | 1006 | Downlight | 59.2 | 2020-04-01 | 2022-12-19 | High | 2 | #N/A | 59.2 | #N/A | #N/A
Nora Lighting | NMRT2-12L1535M**/NMRG2-12*#L15 | 1006 | Downlight | 59.2 | 2020-04-01 | 2022-12-19 | High | 2 | #N/A | 59.2 | #N/A | #N/A
Nora Lighting | NMRT2-12L1535S**/NMRG2-12*#L15 | 1006 | Downlight | 59.2 | 2020-04-01 | 2022-12-19 | High | 2 | #N/A | 59.2 | #N/A | #N/A
Nora Lighting | NMRT2-12L1540F**/NMRG2-12*#L15 | 1006 | Downlight | 59.2 | 2020-04-01 | 2022-12-19 | High | 2 | #N/A | 59.2 | #N/A | #N/A
Nora Lighting | NMRT2-12L1540M**/NMRG2-12*#L15 | 1006 | Downlight | 59.2 | 2020-04-01 | 2022-12-19 | High | 2 | #N/A | 59.2 | #N/A | #N/A
Nora Lighting | NMRT2-12L1540S**/NMRG2-12*#L15 | 1006 | Downlight | 59.2 | 2020-04-01 | 2022-12-19 | High | 2 | #N/A | 59.2 | #N/A | #N/A
Nora Lighting | NMRT2-1F1L1527F**/NMRG2-11*#L15 | 1006 | Downlight | 59.2 | 2020-04-01 | 2022-12-19 | High | 2 | #N/A | 59.2 | #N/A | #N/A
Nora Lighting | NMRT2-1F1L1527M**/NMRG2-11*#L15 | 1006 | Downlight | 59.2 | 2020-04-01 | 2022-12-19 | High | 2 | #N/A | 59.2 | #N/A | #N/A
Nora Lighting | NMRT2-11L1527F**/NMRG2-11*#L15 | 1006 | Downlight | 59.2 | 2020-04-01 | 2022-12-19 | High | 2 | #N/A | 59.2 | #N/A | #N/A
Nora Lighting | NMRT2-11L1527M**/NMRG2-11*#L15 | 1006 | Downlight | 59.2 | 2020-04-01 | 2022-12-19 | High | 2 | #N/A | 59.2 | #N/A | #N/A
Nora Lighting | NMRT2-11L1527S**/NMRG2-11*#L15 | 1006 | Downlight | 59.2 | 2020-04-01 | 2022-12-19 | High | 2 | #N/A | 59.2 | #N/A | #N/A
Nora Lighting | NMRT2-11L1530F**/NMRG2-11*#L15 | 1006 | Downlight | 59.2 | 2020-04-01 | 2022-12-19 | High | 2 | #N/A | 59.2 | #N/A | #N/A
Nora Lighting | NMRT2-11L1530M**/NMRG2-11*#L15 | 1006 | Downlight | 59.2 | 2020-04-01 | 2022-12-19 | High | 2 | #N/A | 59.2 | #N/A | #N/A
Nora Lighting | NMRT2-11L1530S**/NMRG2-11*#L15 | 1006 | Downlight | 59.2 | 2020-04-01 | 2022-12-19 | High | 2 | #N/A | 59.2 | #N/A | #N/A
Nora Lighting | NMRT2-11L1535F**/NMRG2-11*#L15 | 1006 | Downlight | 59.2 | 2020-04-01 | 2022-12-19 | High | 2 | #N/A | 59.2 | #N/A | #N/A
Nora Lighting | NMRT2-11L1535M**/NMRG2-11*#L15 | 1006 | Downlight | 59.2 | 2020-04-01 | 2022-12-19 | High | 2 | #N/A | 59.2 | #N/A | #N/A
Nora Lighting | NMRT2-1F3L1527F**/NMRG2-13*#L15 | 1006 | Downlight | 59.2 | 2020-04-01 | 2022-12-19 | High | 2 | #N/A | 59.2 | #N/A | #N/A
Nora Lighting | NMRT2-1F3L1527M**/NMRG2-13*#L15 | 1006 | Downlight | 59.2 | 2020-04-01 | 2022-12-19 | High | 2 | #N/A | 59.2 | #N/A | #N/A
Nora Lighting | NMRT2-1F3L1527S**/NMRG2-13*#L15 | 1006 | Downlight | 59.2 | 2020-04-01 | 2022-12-19 | High | 2 | #N/A | 59.2 | #N/A | #N/A
Nora Lighting | NMRT2-1F3L1530F**/NMRG2-13*#L15 | 1006 | Downlight | 59.2 | 2020-04-01 | 2022-12-19 | High | 2 | #N/A | 59.2 | #N/A | #N/A
Nora Lighting | NMRT2-1F3L1530M**/NMRG2-13*#L15 | 1006 | Downlight | 59.2 | 2020-04-01 | 2022-12-19 | High | 2 | #N/A | 59.2 | #N/A | #N/A
Nora Lighting | NMRT2-1F3L1530S**/NMRG2-13*#L15 | 1006 | Downlight | 59.2 | 2020-04-01 | 2022-12-19 | High | 2 | #N/A | 59.2 | #N/A | #N/A
Nora Lighting | NMRT2-1F3L1535F**/NMRG2-13*#L15 | 1006 | Downlight | 59.2 | 2020-04-01 | 2022-12-19 | High | 2 | #N/A | 59.2 | #N/A | #N/A
Nora Lighting | NMRT2-1F3L1535M**/NMRG2-13*#L15 | 1006 | Downlight | 59.2 | 2020-04-01 | 2022-12-19 | High | 2 | #N/A | 59.2 | #N/A | #N/A
Nora Lighting | NMRT2-1F3L1535S**/NMRG2-13*#L15 | 1006 | Downlight | 59.2 | 2020-04-01 | 2022-12-19 | High | 2 | #N/A | 59.2 | #N/A | #N/A
Nora Lighting | NMRT2-1F3L1540F**/NMRG2-13*#L15 | 1006 | Downlight | 59.2 | 2020-04-01 | 2022-12-19 | High | 2 | #N/A | 59.2 | #N/A | #N/A
Nora Lighting | NMRT2-1F3L1540M**/NMRG2-13*#L15 | 1006 | Downlight | 59.2 | 2020-04-01 | 2022-12-19 | High | 2 | #N/A | 59.2 | #N/A | #N/A
Nora Lighting | NMRT2-1F3L1540S**/NMRG2-13*#L15 | 1006 | Downlight | 59.2 | 2020-04-01 | 2022-12-19 | High | 2 | #N/A | 59.2 | #N/A | #N/A
Nora Lighting | NMRT2-1F2L1527F**/NMRG2-12*#L15 | 1006 | Downlight | 59.2 | 2020-04-01 | 2022-12-19 | High | 2 | #N/A | 59.2 | #N/A | #N/A
Nora Lighting | NMRT2-1F2L1527M**/NMRG2-12*#L15 | 1006 | Downlight | 59.2 | 2020-04-01 | 2022-12-19 | High | 2 | #N/A | 59.2 | #N/A | #N/A
Nora Lighting | NMRT2-1F2L1527S**/NMRG2-12*#L15 | 1006 | Downlight | 59.2 | 2020-04-01 | 2022-12-19 | High | 2 | #N/A | 59.2 | #N/A | #N/A
Nora Lighting | NMRT2-1F2L1530F**/NMRG2-12*#L15 | 1006 | Downlight | 59.2 | 2020-04-01 | 2022-12-19 | High | 2 | #N/A | 59.2 | #N/A | #N/A
Nora Lighting | NMRT2-1F2L1530M**/NMRG2-12*#L15 | 1006 | Downlight | 59.2 | 2020-04-01 | 2022-12-19 | High | 2 | #N/A | 59.2 | #N/A | #N/A
Nora Lighting | NMRT2-1F2L1530S**/NMRG2-12*#L15 | 1006 | Downlight | 59.2 | 2020-04-01 | 2022-12-19 | High | 2 | #N/A | 59.2 | #N/A | #N/A
Nora Lighting | NMRT2-1F2L1535F**/NMRG2-12*#L15 | 1006 | Downlight | 59.2 | 2020-04-01 | 2022-12-19 | High | 2 | #N/A | 59.2 | #N/A | #N/A
Nora Lighting | NMRT2-1F2L1535M**/NMRG2-12*#L15 | 1006 | Downlight | 59.2 | 2020-04-01 | 2022-12-19 | High | 2 | #N/A | 59.2 | #N/A | #N/A
Nora Lighting | NMRT2-1F2L1535S**/NMRG2-12*#L15 | 1006 | Downlight | 59.2 | 2020-04-01 | 2022-12-19 | High | 2 | #N/A | 59.2 | #N/A | #N/A
Nora Lighting | NMRT2-1F2L1540F**/NMRG2-12*#L15 | 1006 | Downlight | 59.2 | 2020-04-01 | 2022-12-19 | High | 2 | #N/A | 59.2 | #N/A | #N/A
Nora Lighting | NMRT2-1F2L1540M**/NMRG2-12*#L15 | 1006 | Downlight | 59.2 | 2020-04-01 | 2022-12-19 | High | 2 | #N/A | 59.2 | #N/A | #N/A
Nora Lighting | NMRT2-1F2L1540S**/NMRG2-12*#L15 | 1006 | Downlight | 59.2 | 2020-04-01 | 2022-12-19 | High | 2 | #N/A | 59.2 | #N/A | #N/A
WAC | R4FRDL-WD-**** | 1125 | Downlight | 59.2 | 2022-03-18 | 2022-05-11 | High | 2 | #N/A | 59.2 | #N/A | #N/A
WAC | R4FRDT-WD-**** | 1125 | Downlight | 59.2 | 2022-03-18 | 2022-05-11 | High | 2 | #N/A | 59.2 | #N/A | #N/A
AISPIRE | A1RT-D46M-DW**** | 1125 | Downlight | 59.2 | 2022-03-18 | 2022-05-11 | High | 2 | #N/A | 59.2 | #N/A | #N/A
AISPIRE | A1RT-D47M-DW**** | 1125 | Downlight | 59.2 | 2022-03-18 | 2022-05-11 | High | 2 | #N/A | 59.2 | #N/A | #N/A
WAC | R4FSDL-WD-**** | 1125 | Downlight | 59.2 | 2022-03-18 | 2022-05-11 | High | 2 | #N/A | 59.2 | #N/A | #N/A
WAC | R4FSDT-WD-**** | 1125 | Downlight | 59.2 | 2022-03-18 | 2022-05-11 | High | 2 | #N/A | 59.2 | #N/A | #N/A
AISPIRE | A1RT-D56M-DW**** | 1125 | Downlight | 59.2 | 2022-03-18 | 2022-05-11 | High | 2 | #N/A | 59.2 | #N/A | #N/A
AISPIRE | A1RT-D57M-DW**** | 1125 | Downlight | 59.2 | 2022-03-18 | 2022-05-11 | High | 2 | #N/A | 59.2 | #N/A | #N/A
Essentia by Cree | S-DL4-A-42L-27K-* | 2480 | Downlight | 59.2 | 2016-06-01 | 2016-12-20 | High | 2 | #N/A | 59.2 | #N/A | #N/A
Troy-CSL Lighting Inc. | GSD-3-27-90-*-**-**-**-NL-NL | 1186 | Downlight | 59.3 | 2019-12-31 | 2020-01-06 | High | 2 | #N/A | 59.3 | #N/A | #N/A
Intense | IHOL-S4DRM2279-DIM-40/IRDS400-SF | 1035 | Downlight | 59.4 | 2016-11-30 | 2017-02-07 | High | 2 | #N/A | 59.4 | #N/A | #N/A
Lightolier | C3RA15940NSE1/C3RACD* | 1253 | Downlight | 59.4 | 2019-09-13 | 2020-05-21 | High | 2 | #N/A | 59.4 | #N/A | #N/A
Lightolier | C3RA15940NSE1/C3RACL* | 1253 | Downlight | 59.4 | 2019-09-13 | 2020-05-21 | High | 2 | #N/A | 59.4 | #N/A | #N/A
Lightolier | C3RA15940NSE1/C3RAWH* | 1253 | Downlight | 59.4 | 2019-09-13 | 2020-05-21 | High | 2 | #N/A | 59.4 | #N/A | #N/A
Lightolier | C3RA15940NSZ10U/C3RACC* | 1253 | Downlight | 59.4 | 2019-09-13 | 2020-05-21 | High | 2 | #N/A | 59.4 | #N/A | #N/A
Lightolier | C3RA15940NSZ10U/C3RACD* | 1253 | Downlight | 59.4 | 2019-09-13 | 2020-05-21 | High | 2 | #N/A | 59.4 | #N/A | #N/A
Lightolier | C3RA15940NSZ10U/C3RACL* | 1253 | Downlight | 59.4 | 2019-09-13 | 2020-05-21 | High | 2 | #N/A | 59.4 | #N/A | #N/A
Lightolier | C3RA15940NSZ10U/C3RAWH* | 1253 | Downlight | 59.4 | 2019-09-13 | 2020-05-21 | High | 2 | #N/A | 59.4 | #N/A | #N/A
Lightolier | C3RA15940SPE1/C3RACC* | 1253 | Downlight | 59.4 | 2019-09-13 | 2020-05-21 | High | 2 | #N/A | 59.4 | #N/A | #N/A
Lightolier | C3RA15940SPE1/C3RACD* | 1253 | Downlight | 59.4 | 2019-09-13 | 2020-05-21 | High | 2 | #N/A | 59.4 | #N/A | #N/A
Lightolier | C3RA15940SPE1/C3RACL* | 1253 | Downlight | 59.4 | 2019-09-13 | 2020-05-21 | High | 2 | #N/A | 59.4 | #N/A | #N/A
Lightolier | C3RA15940SPE1/C3RAWH* | 1253 | Downlight | 59.4 | 2019-09-13 | 2020-05-21 | High | 2 | #N/A | 59.4 | #N/A | #N/A
Lightolier | C3RA15940SPZ10U/C3RACC* | 1253 | Downlight | 59.4 | 2019-09-13 | 2020-05-21 | High | 2 | #N/A | 59.4 | #N/A | #N/A
Lightolier | C3RA15940SPZ10U/C3RACD* | 1253 | Downlight | 59.4 | 2019-09-13 | 2020-05-21 | High | 2 | #N/A | 59.4 | #N/A | #N/A
Lightolier | C3RA15940SPZ10U/C3RACL* | 1253 | Downlight | 59.4 | 2019-09-13 | 2020-05-21 | High | 2 | #N/A | 59.4 | #N/A | #N/A
Lightolier | C3RA15940SPZ10U/C3RAWH* | 1253 | Downlight | 59.4 | 2019-09-13 | 2020-05-21 | High | 2 | #N/A | 59.4 | #N/A | #N/A
Lightolier | C3RA15927FLE1/C3RACC* | 1253 | Downlight | 59.4 | 2019-09-13 | 2020-05-21 | High | 2 | #N/A | 59.4 | #N/A | #N/A
Lightolier | C3RA15927FLE1/C3RACD* | 1253 | Downlight | 59.4 | 2019-09-13 | 2020-05-21 | High | 2 | #N/A | 59.4 | #N/A | #N/A
Lightolier | C3RA15927FLE1/C3RACL* | 1253 | Downlight | 59.4 | 2019-09-13 | 2020-05-21 | High | 2 | #N/A | 59.4 | #N/A | #N/A
Lightolier | C3RA15927FLE1/C3RAWH* | 1253 | Downlight | 59.4 | 2019-09-13 | 2020-05-21 | High | 2 | #N/A | 59.4 | #N/A | #N/A
Lightolier | C3RA15927FLZ10U/C3RACC* | 1253 | Downlight | 59.4 | 2019-09-13 | 2020-05-21 | High | 2 | #N/A | 59.4 | #N/A | #N/A
Lightolier | C3RA15927FLZ10U/C3RACD* | 1253 | Downlight | 59.4 | 2019-09-13 | 2020-05-21 | High | 2 | #N/A | 59.4 | #N/A | #N/A
Lightolier | C3RA15927FLZ10U/C3RACL* | 1253 | Downlight | 59.4 | 2019-09-13 | 2020-05-21 | High | 2 | #N/A | 59.4 | #N/A | #N/A
Lightolier | C3RA15927FLZ10U/C3RAWH* | 1253 | Downlight | 59.4 | 2019-09-13 | 2020-05-21 | High | 2 | #N/A | 59.4 | #N/A | #N/A
Lightolier | C3RA15927NFE1/C3RACC* | 1253 | Downlight | 59.4 | 2019-09-13 | 2020-05-21 | High | 2 | #N/A | 59.4 | #N/A | #N/A
Lightolier | C3RA15927NFE1/C3RACD* | 1253 | Downlight | 59.4 | 2019-09-13 | 2020-05-21 | High | 2 | #N/A | 59.4 | #N/A | #N/A
Lightolier | C3RA15927NFE1/C3RACL* | 1253 | Downlight | 59.4 | 2019-09-13 | 2020-05-21 | High | 2 | #N/A | 59.4 | #N/A | #N/A
Lightolier | C3RA15927NFE1/C3RAWH* | 1253 | Downlight | 59.4 | 2019-09-13 | 2020-05-21 | High | 2 | #N/A | 59.4 | #N/A | #N/A
Lightolier | C3RA15927NFZ10U/C3RACC* | 1253 | Downlight | 59.4 | 2019-09-13 | 2020-05-21 | High | 2 | #N/A | 59.4 | #N/A | #N/A
Lightolier | C3RA15927NFZ10U/C3RACD* | 1253 | Downlight | 59.4 | 2019-09-13 | 2020-05-21 | High | 2 | #N/A | 59.4 | #N/A | #N/A
Lightolier | C3RA15927NFZ10U/C3RACL* | 1253 | Downlight | 59.4 | 2019-09-13 | 2020-05-21 | High | 2 | #N/A | 59.4 | #N/A | #N/A
Lightolier | C3RA15927NFZ10U/C3RAWH* | 1253 | Downlight | 59.4 | 2019-09-13 | 2020-05-21 | High | 2 | #N/A | 59.4 | #N/A | #N/A
Lightolier | C3RA15927NSE1/C3RACC* | 1253 | Downlight | 59.4 | 2019-09-13 | 2020-05-21 | High | 2 | #N/A | 59.4 | #N/A | #N/A
Lightolier | C3RA15927NSE1/C3RACD* | 1253 | Downlight | 59.4 | 2019-09-13 | 2020-05-21 | High | 2 | #N/A | 59.4 | #N/A | #N/A
Lightolier | C3RA15927NSE1/C3RACL* | 1253 | Downlight | 59.4 | 2019-09-13 | 2020-05-21 | High | 2 | #N/A | 59.4 | #N/A | #N/A
Lightolier | C3RA15927NSE1/C3RAWH* | 1253 | Downlight | 59.4 | 2019-09-13 | 2020-05-21 | High | 2 | #N/A | 59.4 | #N/A | #N/A
Lightolier | C3RA15927NSZ10U/C3RACC* | 1253 | Downlight | 59.4 | 2019-09-13 | 2020-05-21 | High | 2 | #N/A | 59.4 | #N/A | #N/A
Lightolier | C3RA15927NSZ10U/C3RACD* | 1253 | Downlight | 59.4 | 2019-09-13 | 2020-05-21 | High | 2 | #N/A | 59.4 | #N/A | #N/A
Lightolier | C3RA15927NSZ10U/C3RACL* | 1253 | Downlight | 59.4 | 2019-09-13 | 2020-05-21 | High | 2 | #N/A | 59.4 | #N/A | #N/A
Lightolier | C3RA15927NSZ10U/C3RAWH* | 1253 | Downlight | 59.4 | 2019-09-13 | 2020-05-21 | High | 2 | #N/A | 59.4 | #N/A | #N/A
Lightolier | C3RA15927SPE1/C3RACC* | 1253 | Downlight | 59.4 | 2019-09-13 | 2020-05-21 | High | 2 | #N/A | 59.4 | #N/A | #N/A
Lightolier | C3RA15927SPE1/C3RACD* | 1253 | Downlight | 59.4 | 2019-09-13 | 2020-05-21 | High | 2 | #N/A | 59.4 | #N/A | #N/A
Lightolier | C3RA15927SPE1/C3RACL* | 1253 | Downlight | 59.4 | 2019-09-13 | 2020-05-21 | High | 2 | #N/A | 59.4 | #N/A | #N/A
Lightolier | C3RA15927SPE1/C3RAWH* | 1253 | Downlight | 59.4 | 2019-09-13 | 2020-05-21 | High | 2 | #N/A | 59.4 | #N/A | #N/A
Lightolier | C3RA15927SPZ10U/C3RACC* | 1253 | Downlight | 59.4 | 2019-09-13 | 2020-05-21 | High | 2 | #N/A | 59.4 | #N/A | #N/A
Lightolier | C3RA15927SPZ10U/C3RACD* | 1253 | Downlight | 59.4 | 2019-09-13 | 2020-05-21 | High | 2 | #N/A | 59.4 | #N/A | #N/A
Lightolier | C3RA15927SPZ10U/C3RACL* | 1253 | Downlight | 59.4 | 2019-09-13 | 2020-05-21 | High | 2 | #N/A | 59.4 | #N/A | #N/A
Lightolier | C3RA15927SPZ10U/C3RAWH* | 1253 | Downlight | 59.4 | 2019-09-13 | 2020-05-21 | High | 2 | #N/A | 59.4 | #N/A | #N/A
Lightolier | C3RA15930FLE1/C3RACC* | 1253 | Downlight | 59.4 | 2019-09-13 | 2020-05-21 | High | 2 | #N/A | 59.4 | #N/A | #N/A
Lightolier | C3RA15930FLE1/C3RACD* | 1253 | Downlight | 59.4 | 2019-09-13 | 2020-05-21 | High | 2 | #N/A | 59.4 | #N/A | #N/A
Lightolier | C3RA15930FLE1/C3RACL* | 1253 | Downlight | 59.4 | 2019-09-13 | 2020-05-21 | High | 2 | #N/A | 59.4 | #N/A | #N/A
Lightolier | C3RA15930FLE1/C3RAWH* | 1253 | Downlight | 59.4 | 2019-09-13 | 2020-05-21 | High | 2 | #N/A | 59.4 | #N/A | #N/A
Lightolier | C3RA15930FLZ10U/C3RACC* | 1253 | Downlight | 59.4 | 2019-09-13 | 2020-05-21 | High | 2 | #N/A | 59.4 | #N/A | #N/A
Lightolier | C3RA15930FLZ10U/C3RACD* | 1253 | Downlight | 59.4 | 2019-09-13 | 2020-05-21 | High | 2 | #N/A | 59.4 | #N/A | #N/A
Lightolier | C3RA15930FLZ10U/C3RACL* | 1253 | Downlight | 59.4 | 2019-09-13 | 2020-05-21 | High | 2 | #N/A | 59.4 | #N/A | #N/A
Lightolier | C3RA15930FLZ10U/C3RAWH* | 1253 | Downlight | 59.4 | 2019-09-13 | 2020-05-21 | High | 2 | #N/A | 59.4 | #N/A | #N/A
Lightolier | C3RA15930NFE1/C3RACC* | 1253 | Downlight | 59.4 | 2019-09-13 | 2020-05-21 | High | 2 | #N/A | 59.4 | #N/A | #N/A
Lightolier | C3RA15930NFE1/C3RACD* | 1253 | Downlight | 59.4 | 2019-09-13 | 2020-05-21 | High | 2 | #N/A | 59.4 | #N/A | #N/A
Lightolier | C3RA15930NFE1/C3RACL* | 1253 | Downlight | 59.4 | 2019-09-13 | 2020-05-21 | High | 2 | #N/A | 59.4 | #N/A | #N/A
Lightolier | C3RA15930NFE1/C3RAWH* | 1253 | Downlight | 59.4 | 2019-09-13 | 2020-05-21 | High | 2 | #N/A | 59.4 | #N/A | #N/A
Lightolier | C3RA15930NFZ10U/C3RACC* | 1253 | Downlight | 59.4 | 2019-09-13 | 2020-05-21 | High | 2 | #N/A | 59.4 | #N/A | #N/A
Lightolier | C3RA15930NFZ10U/C3RACD* | 1253 | Downlight | 59.4 | 2019-09-13 | 2020-05-21 | High | 2 | #N/A | 59.4 | #N/A | #N/A
Lightolier | C3RA15930NFZ10U/C3RACL* | 1253 | Downlight | 59.4 | 2019-09-13 | 2020-05-21 | High | 2 | #N/A | 59.4 | #N/A | #N/A
Lightolier | C3RA15930NFZ10U/C3RAWH* | 1253 | Downlight | 59.4 | 2019-09-13 | 2020-05-21 | High | 2 | #N/A | 59.4 | #N/A | #N/A
Lightolier | C3RA15930NSE1/C3RACC* | 1253 | Downlight | 59.4 | 2019-09-13 | 2020-05-21 | High | 2 | #N/A | 59.4 | #N/A | #N/A
Lightolier | C3RA15930NSE1/C3RACD* | 1253 | Downlight | 59.4 | 2019-09-13 | 2020-05-21 | High | 2 | #N/A | 59.4 | #N/A | #N/A
Lightolier | C3RA15930NSE1/C3RACL* | 1253 | Downlight | 59.4 | 2019-09-13 | 2020-05-21 | High | 2 | #N/A | 59.4 | #N/A | #N/A
Lightolier | C3RA15930NSE1/C3RAWH* | 1253 | Downlight | 59.4 | 2019-09-13 | 2020-05-21 | High | 2 | #N/A | 59.4 | #N/A | #N/A
Lightolier | C3RA15930NSZ10U/C3RACC* | 1253 | Downlight | 59.4 | 2019-09-13 | 2020-05-21 | High | 2 | #N/A | 59.4 | #N/A | #N/A
Lightolier | C3RA15930NSZ10U/C3RACD* | 1253 | Downlight | 59.4 | 2019-09-13 | 2020-05-21 | High | 2 | #N/A | 59.4 | #N/A | #N/A
Lightolier | C3RA15930NSZ10U/C3RACL* | 1253 | Downlight | 59.4 | 2019-09-13 | 2020-05-21 | High | 2 | #N/A | 59.4 | #N/A | #N/A
Lightolier | C3RA15930NSZ10U/C3RAWH* | 1253 | Downlight | 59.4 | 2019-09-13 | 2020-05-21 | High | 2 | #N/A | 59.4 | #N/A | #N/A
Lightolier | C3RA15930SPE1/C3RACC* | 1253 | Downlight | 59.4 | 2019-09-13 | 2020-05-21 | High | 2 | #N/A | 59.4 | #N/A | #N/A
Lightolier | C3RA15930SPE1/C3RACD* | 1253 | Downlight | 59.4 | 2019-09-13 | 2020-05-21 | High | 2 | #N/A | 59.4 | #N/A | #N/A
Lightolier | C3RA15930SPE1/C3RACL* | 1253 | Downlight | 59.4 | 2019-09-13 | 2020-05-21 | High | 2 | #N/A | 59.4 | #N/A | #N/A
Lightolier | C3RA15930SPE1/C3RAWH* | 1253 | Downlight | 59.4 | 2019-09-13 | 2020-05-21 | High | 2 | #N/A | 59.4 | #N/A | #N/A
Lightolier | C3RA15930SPZ10U/C3RACC* | 1253 | Downlight | 59.4 | 2019-09-13 | 2020-05-21 | High | 2 | #N/A | 59.4 | #N/A | #N/A
Lightolier | C3RA15930SPZ10U/C3RACD* | 1253 | Downlight | 59.4 | 2019-09-13 | 2020-05-21 | High | 2 | #N/A | 59.4 | #N/A | #N/A
Lightolier | C3RA15930SPZ10U/C3RACL* | 1253 | Downlight | 59.4 | 2019-09-13 | 2020-05-21 | High | 2 | #N/A | 59.4 | #N/A | #N/A
Lightolier | C3RA15930SPZ10U/C3RAWH* | 1253 | Downlight | 59.4 | 2019-09-13 | 2020-05-21 | High | 2 | #N/A | 59.4 | #N/A | #N/A
Lightolier | C3RA15935FLE1/C3RACC* | 1253 | Downlight | 59.4 | 2019-09-13 | 2020-05-21 | High | 2 | #N/A | 59.4 | #N/A | #N/A
Lightolier | C3RA15935FLE1/C3RACD* | 1253 | Downlight | 59.4 | 2019-09-13 | 2020-05-21 | High | 2 | #N/A | 59.4 | #N/A | #N/A
Lightolier | C3RA15935FLE1/C3RACL* | 1253 | Downlight | 59.4 | 2019-09-13 | 2020-05-21 | High | 2 | #N/A | 59.4 | #N/A | #N/A
Lightolier | C3RA15935FLE1/C3RAWH* | 1253 | Downlight | 59.4 | 2019-09-13 | 2020-05-21 | High | 2 | #N/A | 59.4 | #N/A | #N/A
Lightolier | C3RA15935FLZ10U/C3RACC* | 1253 | Downlight | 59.4 | 2019-09-13 | 2020-05-21 | High | 2 | #N/A | 59.4 | #N/A | #N/A
Lightolier | C3RA15935FLZ10U/C3RACD* | 1253 | Downlight | 59.4 | 2019-09-13 | 2020-05-21 | High | 2 | #N/A | 59.4 | #N/A | #N/A
Lightolier | C3RA15935FLZ10U/C3RACL* | 1253 | Downlight | 59.4 | 2019-09-13 | 2020-05-21 | High | 2 | #N/A | 59.4 | #N/A | #N/A
Lightolier | C3RA15935FLZ10U/C3RAWH* | 1253 | Downlight | 59.4 | 2019-09-13 | 2020-05-21 | High | 2 | #N/A | 59.4 | #N/A | #N/A
Lightolier | C3RA15935NFE1/C3RACC* | 1253 | Downlight | 59.4 | 2019-09-13 | 2020-05-21 | High | 2 | #N/A | 59.4 | #N/A | #N/A
Lightolier | C3RA15935NFE1/C3RACD* | 1253 | Downlight | 59.4 | 2019-09-13 | 2020-05-21 | High | 2 | #N/A | 59.4 | #N/A | #N/A
Lightolier | C3RA15935NFE1/C3RACL* | 1253 | Downlight | 59.4 | 2019-09-13 | 2020-05-21 | High | 2 | #N/A | 59.4 | #N/A | #N/A
Lightolier | C3RA15935NFE1/C3RAWH* | 1253 | Downlight | 59.4 | 2019-09-13 | 2020-05-21 | High | 2 | #N/A | 59.4 | #N/A | #N/A
Lightolier | C3RA15935NFZ10U/C3RACC* | 1253 | Downlight | 59.4 | 2019-09-13 | 2020-05-21 | High | 2 | #N/A | 59.4 | #N/A | #N/A
Lightolier | C3RA15935NFZ10U/C3RACD* | 1253 | Downlight | 59.4 | 2019-09-13 | 2020-05-21 | High | 2 | #N/A | 59.4 | #N/A | #N/A
Lightolier | C3RA15935NFZ10U/C3RACL* | 1253 | Downlight | 59.4 | 2019-09-13 | 2020-05-21 | High | 2 | #N/A | 59.4 | #N/A | #N/A
Lightolier | C3RA15935NFZ10U/C3RAWH* | 1253 | Downlight | 59.4 | 2019-09-13 | 2020-05-21 | High | 2 | #N/A | 59.4 | #N/A | #N/A
Lightolier | C3RA15935NSE1/C3RACC* | 1253 | Downlight | 59.4 | 2019-09-13 | 2020-05-21 | High | 2 | #N/A | 59.4 | #N/A | #N/A
Lightolier | C3RA15935NSE1/C3RACD* | 1253 | Downlight | 59.4 | 2019-09-13 | 2020-05-21 | High | 2 | #N/A | 59.4 | #N/A | #N/A
Lightolier | C3RA15935NSE1/C3RACL* | 1253 | Downlight | 59.4 | 2019-09-13 | 2020-05-21 | High | 2 | #N/A | 59.4 | #N/A | #N/A
Lightolier | C3RA15935NSE1/C3RAWH* | 1253 | Downlight | 59.4 | 2019-09-13 | 2020-05-21 | High | 2 | #N/A | 59.4 | #N/A | #N/A
Lightolier | C3RA15935NSZ10U/C3RACC* | 1253 | Downlight | 59.4 | 2019-09-13 | 2020-05-21 | High | 2 | #N/A | 59.4 | #N/A | #N/A
Lightolier | C3RA15935NSZ10U/C3RACD* | 1253 | Downlight | 59.4 | 2019-09-13 | 2020-05-21 | High | 2 | #N/A | 59.4 | #N/A | #N/A
Lightolier | C3RA15935NSZ10U/C3RACL* | 1253 | Downlight | 59.4 | 2019-09-13 | 2020-05-21 | High | 2 | #N/A | 59.4 | #N/A | #N/A
Lightolier | C3RA15935NSZ10U/C3RAWH* | 1253 | Downlight | 59.4 | 2019-09-13 | 2020-05-21 | High | 2 | #N/A | 59.4 | #N/A | #N/A
Lightolier | C3RA15935SPE1/C3RACC* | 1253 | Downlight | 59.4 | 2019-09-13 | 2020-05-21 | High | 2 | #N/A | 59.4 | #N/A | #N/A
Lightolier | C3RA15935SPE1/C3RACD* | 1253 | Downlight | 59.4 | 2019-09-13 | 2020-05-21 | High | 2 | #N/A | 59.4 | #N/A | #N/A
Lightolier | C3RA15935SPE1/C3RACL* | 1253 | Downlight | 59.4 | 2019-09-13 | 2020-05-21 | High | 2 | #N/A | 59.4 | #N/A | #N/A
Lightolier | C3RA15935SPE1/C3RAWH* | 1253 | Downlight | 59.4 | 2019-09-13 | 2020-05-21 | High | 2 | #N/A | 59.4 | #N/A | #N/A
Lightolier | C3RA15935SPZ10U/C3RACC* | 1253 | Downlight | 59.4 | 2019-09-13 | 2020-05-21 | High | 2 | #N/A | 59.4 | #N/A | #N/A
Lightolier | C3RA15935SPZ10U/C3RACD* | 1253 | Downlight | 59.4 | 2019-09-13 | 2020-05-21 | High | 2 | #N/A | 59.4 | #N/A | #N/A
Lightolier | C3RA15935SPZ10U/C3RACL* | 1253 | Downlight | 59.4 | 2019-09-13 | 2020-05-21 | High | 2 | #N/A | 59.4 | #N/A | #N/A
Lightolier | C3RA15935SPZ10U/C3RAWH* | 1253 | Downlight | 59.4 | 2019-09-13 | 2020-05-21 | High | 2 | #N/A | 59.4 | #N/A | #N/A
Lightolier | C3RA15940FLE1/C3RACC* | 1253 | Downlight | 59.4 | 2019-09-13 | 2020-05-21 | High | 2 | #N/A | 59.4 | #N/A | #N/A
Lightolier | C3RA15940FLE1/C3RACD* | 1253 | Downlight | 59.4 | 2019-09-13 | 2020-05-21 | High | 2 | #N/A | 59.4 | #N/A | #N/A
Lightolier | C3RA15940FLE1/C3RACL* | 1253 | Downlight | 59.4 | 2019-09-13 | 2020-05-21 | High | 2 | #N/A | 59.4 | #N/A | #N/A
Lightolier | C3RA15940FLE1/C3RAWH* | 1253 | Downlight | 59.4 | 2019-09-13 | 2020-05-21 | High | 2 | #N/A | 59.4 | #N/A | #N/A
Lightolier | C3RA15940FLZ10U/C3RACC* | 1253 | Downlight | 59.4 | 2019-09-13 | 2020-05-21 | High | 2 | #N/A | 59.4 | #N/A | #N/A
Lightolier | C3RA15940FLZ10U/C3RACD* | 1253 | Downlight | 59.4 | 2019-09-13 | 2020-05-21 | High | 2 | #N/A | 59.4 | #N/A | #N/A
Lightolier | C3RA15940FLZ10U/C3RACL* | 1253 | Downlight | 59.4 | 2019-09-13 | 2020-05-21 | High | 2 | #N/A | 59.4 | #N/A | #N/A
Lightolier | C3RA15940FLZ10U/C3RAWH* | 1253 | Downlight | 59.4 | 2019-09-13 | 2020-05-21 | High | 2 | #N/A | 59.4 | #N/A | #N/A
Lightolier | C3RA15940NFE1/C3RACC* | 1253 | Downlight | 59.4 | 2019-09-13 | 2020-05-21 | High | 2 | #N/A | 59.4 | #N/A | #N/A
Lightolier | C3RA15940NFE1/C3RACD* | 1253 | Downlight | 59.4 | 2019-09-13 | 2020-05-21 | High | 2 | #N/A | 59.4 | #N/A | #N/A
Lightolier | C3RA15940NFE1/C3RACL* | 1253 | Downlight | 59.4 | 2019-09-13 | 2020-05-21 | High | 2 | #N/A | 59.4 | #N/A | #N/A
Lightolier | C3RA15940NFE1/C3RAWH* | 1253 | Downlight | 59.4 | 2019-09-13 | 2020-05-21 | High | 2 | #N/A | 59.4 | #N/A | #N/A
Lightolier | C3RA15940NFZ10U/C3RACC* | 1253 | Downlight | 59.4 | 2019-09-13 | 2020-05-21 | High | 2 | #N/A | 59.4 | #N/A | #N/A
Lightolier | C3RA15940NFZ10U/C3RACD* | 1253 | Downlight | 59.4 | 2019-09-13 | 2020-05-21 | High | 2 | #N/A | 59.4 | #N/A | #N/A
Lightolier | C3RA15940NFZ10U/C3RACL* | 1253 | Downlight | 59.4 | 2019-09-13 | 2020-05-21 | High | 2 | #N/A | 59.4 | #N/A | #N/A
Lightolier | C3RA15940NFZ10U/C3RAWH* | 1253 | Downlight | 59.4 | 2019-09-13 | 2020-05-21 | High | 2 | #N/A | 59.4 | #N/A | #N/A
Lightolier | C3RA15940NSE1/C3RACC* | 1253 | Downlight | 59.4 | 2019-09-13 | 2020-05-21 | High | 2 | #N/A | 59.4 | #N/A | #N/A
Lightolier | P3RA15927FLC**E1 | 1253 | Downlight | 59.4 | 2019-09-13 | 2020-05-24 | High | 2 | #N/A | 59.4 | #N/A | #N/A
Lightolier | P3RA15927FLC*E1 | 1253 | Downlight | 59.4 | 2019-09-13 | 2020-05-24 | High | 2 | #N/A | 59.4 | #N/A | #N/A
Lightolier | P3RA15927FLC**Z10U | 1253 | Downlight | 59.4 | 2019-09-13 | 2020-05-24 | High | 2 | #N/A | 59.4 | #N/A | #N/A
Lightolier | P3RA15927FLC*Z10U | 1253 | Downlight | 59.4 | 2019-09-13 | 2020-05-24 | High | 2 | #N/A | 59.4 | #N/A | #N/A
Lightolier | P3RA15927FLWH*E1 | 1253 | Downlight | 59.4 | 2019-09-13 | 2020-05-24 | High | 2 | #N/A | 59.4 | #N/A | #N/A
Lightolier | P3RA15927FLWHE1 | 1253 | Downlight | 59.4 | 2019-09-13 | 2020-05-24 | High | 2 | #N/A | 59.4 | #N/A | #N/A
Lightolier | P3RA15927FLWH*Z10U | 1253 | Downlight | 59.4 | 2019-09-13 | 2020-05-24 | High | 2 | #N/A | 59.4 | #N/A | #N/A
Lightolier | P3RA15927FLWHZ10U | 1253 | Downlight | 59.4 | 2019-09-13 | 2020-05-24 | High | 2 | #N/A | 59.4 | #N/A | #N/A
Lightolier | P3RA15927NFC**E1 | 1253 | Downlight | 59.4 | 2019-09-13 | 2020-05-24 | High | 2 | #N/A | 59.4 | #N/A | #N/A
Lightolier | P3RA15927NFC*E1 | 1253 | Downlight | 59.4 | 2019-09-13 | 2020-05-24 | High | 2 | #N/A | 59.4 | #N/A | #N/A
Lightolier | P3RA15927NFC**Z10U | 1253 | Downlight | 59.4 | 2019-09-13 | 2020-05-24 | High | 2 | #N/A | 59.4 | #N/A | #N/A
Lightolier | P3RA15927NFC*Z10U | 1253 | Downlight | 59.4 | 2019-09-13 | 2020-05-24 | High | 2 | #N/A | 59.4 | #N/A | #N/A
Lightolier | P3RA15927NFWH*E1 | 1253 | Downlight | 59.4 | 2019-09-13 | 2020-05-24 | High | 2 | #N/A | 59.4 | #N/A | #N/A
Lightolier | P3RA15927NFWHE1 | 1253 | Downlight | 59.4 | 2019-09-13 | 2020-05-24 | High | 2 | #N/A | 59.4 | #N/A | #N/A
Lightolier | P3RA15927NFWH*Z10U | 1253 | Downlight | 59.4 | 2019-09-13 | 2020-05-24 | High | 2 | #N/A | 59.4 | #N/A | #N/A
Lightolier | P3RA15927NFWHZ10U | 1253 | Downlight | 59.4 | 2019-09-13 | 2020-05-24 | High | 2 | #N/A | 59.4 | #N/A | #N/A
Lightolier | P3RA15927NSC**E1 | 1253 | Downlight | 59.4 | 2019-09-13 | 2020-05-24 | High | 2 | #N/A | 59.4 | #N/A | #N/A
Lightolier | P3RA15927NSC*E1 | 1253 | Downlight | 59.4 | 2019-09-13 | 2020-05-24 | High | 2 | #N/A | 59.4 | #N/A | #N/A
Lightolier | P3RA15927NSC**Z10U | 1253 | Downlight | 59.4 | 2019-09-13 | 2020-05-24 | High | 2 | #N/A | 59.4 | #N/A | #N/A
Lightolier | P3RA15927NSC*Z10U | 1253 | Downlight | 59.4 | 2019-09-13 | 2020-05-24 | High | 2 | #N/A | 59.4 | #N/A | #N/A
Lightolier | P3RA15927NSWH*E1 | 1253 | Downlight | 59.4 | 2019-09-13 | 2020-05-24 | High | 2 | #N/A | 59.4 | #N/A | #N/A
Lightolier | P3RA15927NSWHE1 | 1253 | Downlight | 59.4 | 2019-09-13 | 2020-05-24 | High | 2 | #N/A | 59.4 | #N/A | #N/A
Lightolier | P3RA15927NSWH*Z10U | 1253 | Downlight | 59.4 | 2019-09-13 | 2020-05-24 | High | 2 | #N/A | 59.4 | #N/A | #N/A
Lightolier | P3RA15927NSWHZ10U | 1253 | Downlight | 59.4 | 2019-09-13 | 2020-05-24 | High | 2 | #N/A | 59.4 | #N/A | #N/A
Lightolier | P3RA15927SPC**E1 | 1253 | Downlight | 59.4 | 2019-09-13 | 2020-05-24 | High | 2 | #N/A | 59.4 | #N/A | #N/A
Lightolier | P3RA15927SPC*E1 | 1253 | Downlight | 59.4 | 2019-09-13 | 2020-05-24 | High | 2 | #N/A | 59.4 | #N/A | #N/A
Lightolier | P3RA15927SPC**Z10U | 1253 | Downlight | 59.4 | 2019-09-13 | 2020-05-24 | High | 2 | #N/A | 59.4 | #N/A | #N/A
Lightolier | P3RA15927SPC*Z10U | 1253 | Downlight | 59.4 | 2019-09-13 | 2020-05-24 | High | 2 | #N/A | 59.4 | #N/A | #N/A
Lightolier | P3RA15927SPWH*E1 | 1253 | Downlight | 59.4 | 2019-09-13 | 2020-05-24 | High | 2 | #N/A | 59.4 | #N/A | #N/A
Lightolier | P3RA15927SPWHE1 | 1253 | Downlight | 59.4 | 2019-09-13 | 2020-05-24 | High | 2 | #N/A | 59.4 | #N/A | #N/A
Lightolier | P3RA15927SPWH*Z10U | 1253 | Downlight | 59.4 | 2019-09-13 | 2020-05-24 | High | 2 | #N/A | 59.4 | #N/A | #N/A
Lightolier | P3RA15927SPWHZ10U | 1253 | Downlight | 59.4 | 2019-09-13 | 2020-05-24 | High | 2 | #N/A | 59.4 | #N/A | #N/A
Lightolier | P3RA15930FLC**E1 | 1253 | Downlight | 59.4 | 2019-09-13 | 2020-05-24 | High | 2 | #N/A | 59.4 | #N/A | #N/A
Lightolier | P3RA15930FLC*E1 | 1253 | Downlight | 59.4 | 2019-09-13 | 2020-05-24 | High | 2 | #N/A | 59.4 | #N/A | #N/A
Lightolier | P3RA15930FLC**Z10U | 1253 | Downlight | 59.4 | 2019-09-13 | 2020-05-24 | High | 2 | #N/A | 59.4 | #N/A | #N/A
Lightolier | P3RA15930FLC*Z10U | 1253 | Downlight | 59.4 | 2019-09-13 | 2020-05-24 | High | 2 | #N/A | 59.4 | #N/A | #N/A
Lightolier | P3RA15930FLWH*E1 | 1253 | Downlight | 59.4 | 2019-09-13 | 2020-05-24 | High | 2 | #N/A | 59.4 | #N/A | #N/A
Lightolier | P3RA15930FLWHE1 | 1253 | Downlight | 59.4 | 2019-09-13 | 2020-05-24 | High | 2 | #N/A | 59.4 | #N/A | #N/A
Lightolier | P3RA15930FLWH*Z10U | 1253 | Downlight | 59.4 | 2019-09-13 | 2020-05-24 | High | 2 | #N/A | 59.4 | #N/A | #N/A
Lightolier | P3RA15930FLWHZ10U | 1253 | Downlight | 59.4 | 2019-09-13 | 2020-05-24 | High | 2 | #N/A | 59.4 | #N/A | #N/A
Lightolier | P3RA15930NFC**E1 | 1253 | Downlight | 59.4 | 2019-09-13 | 2020-05-24 | High | 2 | #N/A | 59.4 | #N/A | #N/A
Lightolier | P3RA15930NFC*E1 | 1253 | Downlight | 59.4 | 2019-09-13 | 2020-05-24 | High | 2 | #N/A | 59.4 | #N/A | #N/A
Lightolier | P3RA15930NFC**Z10U | 1253 | Downlight | 59.4 | 2019-09-13 | 2020-05-24 | High | 2 | #N/A | 59.4 | #N/A | #N/A
Lightolier | P3RA15930NFC*Z10U | 1253 | Downlight | 59.4 | 2019-09-13 | 2020-05-24 | High | 2 | #N/A | 59.4 | #N/A | #N/A
Lightolier | P3RA15930NFWH*E1 | 1253 | Downlight | 59.4 | 2019-09-13 | 2020-05-24 | High | 2 | #N/A | 59.4 | #N/A | #N/A
Lightolier | P3RA15930NFWHE1 | 1253 | Downlight | 59.4 | 2019-09-13 | 2020-05-24 | High | 2 | #N/A | 59.4 | #N/A | #N/A
Lightolier | P3RA15930NFWH*Z10U | 1253 | Downlight | 59.4 | 2019-09-13 | 2020-05-24 | High | 2 | #N/A | 59.4 | #N/A | #N/A
Lightolier | P3RA15930NFWHZ10U | 1253 | Downlight | 59.4 | 2019-09-13 | 2020-05-24 | High | 2 | #N/A | 59.4 | #N/A | #N/A
Lightolier | P3RA15930NSC**E1 | 1253 | Downlight | 59.4 | 2019-09-13 | 2020-05-24 | High | 2 | #N/A | 59.4 | #N/A | #N/A
Lightolier | P3RA15930NSC*E1 | 1253 | Downlight | 59.4 | 2019-09-13 | 2020-05-24 | High | 2 | #N/A | 59.4 | #N/A | #N/A
Lightolier | P3RA15930NSC**Z10U | 1253 | Downlight | 59.4 | 2019-09-13 | 2020-05-24 | High | 2 | #N/A | 59.4 | #N/A | #N/A
Lightolier | P3RA15930NSC*Z10U | 1253 | Downlight | 59.4 | 2019-09-13 | 2020-05-24 | High | 2 | #N/A | 59.4 | #N/A | #N/A
Lightolier | P3RA15930NSWH*E1 | 1253 | Downlight | 59.4 | 2019-09-13 | 2020-05-24 | High | 2 | #N/A | 59.4 | #N/A | #N/A
Lightolier | P3RA15930NSWHE1 | 1253 | Downlight | 59.4 | 2019-09-13 | 2020-05-24 | High | 2 | #N/A | 59.4 | #N/A | #N/A
Lightolier | P3RA15930NSWH*Z10U | 1253 | Downlight | 59.4 | 2019-09-13 | 2020-05-24 | High | 2 | #N/A | 59.4 | #N/A | #N/A
Lightolier | P3RA15930NSWHZ10U | 1253 | Downlight | 59.4 | 2019-09-13 | 2020-05-24 | High | 2 | #N/A | 59.4 | #N/A | #N/A
Lightolier | P3RA15930SPC**E1 | 1253 | Downlight | 59.4 | 2019-09-13 | 2020-05-24 | High | 2 | #N/A | 59.4 | #N/A | #N/A
Lightolier | P3RA15930SPC*E1 | 1253 | Downlight | 59.4 | 2019-09-13 | 2020-05-24 | High | 2 | #N/A | 59.4 | #N/A | #N/A
Lightolier | P3RA15930SPC**Z10U | 1253 | Downlight | 59.4 | 2019-09-13 | 2020-05-24 | High | 2 | #N/A | 59.4 | #N/A | #N/A
Lightolier | P3RA15930SPC*Z10U | 1253 | Downlight | 59.4 | 2019-09-13 | 2020-05-24 | High | 2 | #N/A | 59.4 | #N/A | #N/A
Lightolier | P3RA15930SPWH*E1 | 1253 | Downlight | 59.4 | 2019-09-13 | 2020-05-24 | High | 2 | #N/A | 59.4 | #N/A | #N/A
Lightolier | P3RA15930SPWHE1 | 1253 | Downlight | 59.4 | 2019-09-13 | 2020-05-24 | High | 2 | #N/A | 59.4 | #N/A | #N/A
Lightolier | P3RA15930SPWH*Z10U | 1253 | Downlight | 59.4 | 2019-09-13 | 2020-05-24 | High | 2 | #N/A | 59.4 | #N/A | #N/A
Lightolier | P3RA15930SPWHZ10U | 1253 | Downlight | 59.4 | 2019-09-13 | 2020-05-24 | High | 2 | #N/A | 59.4 | #N/A | #N/A
Lightolier | P3RA15935FLC**E1 | 1253 | Downlight | 59.4 | 2019-09-13 | 2020-05-24 | High | 2 | #N/A | 59.4 | #N/A | #N/A
Lightolier | P3RA15935FLC*E1 | 1253 | Downlight | 59.4 | 2019-09-13 | 2020-05-24 | High | 2 | #N/A | 59.4 | #N/A | #N/A
Lightolier | P3RA15935FLC**Z10U | 1253 | Downlight | 59.4 | 2019-09-13 | 2020-05-24 | High | 2 | #N/A | 59.4 | #N/A | #N/A
Lightolier | P3RA15935FLC*Z10U | 1253 | Downlight | 59.4 | 2019-09-13 | 2020-05-24 | High | 2 | #N/A | 59.4 | #N/A | #N/A
Lightolier | P3RA15935FLWH*E1 | 1253 | Downlight | 59.4 | 2019-09-13 | 2020-05-24 | High | 2 | #N/A | 59.4 | #N/A | #N/A
Lightolier | P3RA15935FLWHE1 | 1253 | Downlight | 59.4 | 2019-09-13 | 2020-05-24 | High | 2 | #N/A | 59.4 | #N/A | #N/A
Lightolier | P3RA15935FLWH*Z10U | 1253 | Downlight | 59.4 | 2019-09-13 | 2020-05-24 | High | 2 | #N/A | 59.4 | #N/A | #N/A
Lightolier | P3RA15935FLWHZ10U | 1253 | Downlight | 59.4 | 2019-09-13 | 2020-05-24 | High | 2 | #N/A | 59.4 | #N/A | #N/A
Lightolier | P3RA15935NFC**E1 | 1253 | Downlight | 59.4 | 2019-09-13 | 2020-05-24 | High | 2 | #N/A | 59.4 | #N/A | #N/A
Lightolier | P3RA15935NFC*E1 | 1253 | Downlight | 59.4 | 2019-09-13 | 2020-05-24 | High | 2 | #N/A | 59.4 | #N/A | #N/A
Lightolier | P3RA15935NFC**Z10U | 1253 | Downlight | 59.4 | 2019-09-13 | 2020-05-24 | High | 2 | #N/A | 59.4 | #N/A | #N/A
Lightolier | P3RA15935NFC*Z10U | 1253 | Downlight | 59.4 | 2019-09-13 | 2020-05-24 | High | 2 | #N/A | 59.4 | #N/A | #N/A
Lightolier | P3RA15935NFWH*E1 | 1253 | Downlight | 59.4 | 2019-09-13 | 2020-05-24 | High | 2 | #N/A | 59.4 | #N/A | #N/A
Lightolier | P3RA15935NFWHE1 | 1253 | Downlight | 59.4 | 2019-09-13 | 2020-05-24 | High | 2 | #N/A | 59.4 | #N/A | #N/A
Lightolier | P3RA15935NFWH*Z10U | 1253 | Downlight | 59.4 | 2019-09-13 | 2020-05-24 | High | 2 | #N/A | 59.4 | #N/A | #N/A
Lightolier | P3RA15935NFWHZ10U | 1253 | Downlight | 59.4 | 2019-09-13 | 2020-05-24 | High | 2 | #N/A | 59.4 | #N/A | #N/A
Lightolier | P3RA15935NSC**E1 | 1253 | Downlight | 59.4 | 2019-09-13 | 2020-05-24 | High | 2 | #N/A | 59.4 | #N/A | #N/A
Lightolier | P3RA15935NSC*E1 | 1253 | Downlight | 59.4 | 2019-09-13 | 2020-05-24 | High | 2 | #N/A | 59.4 | #N/A | #N/A
Lightolier | P3RA15935NSC**Z10U | 1253 | Downlight | 59.4 | 2019-09-13 | 2020-05-24 | High | 2 | #N/A | 59.4 | #N/A | #N/A
Lightolier | P3RA15935NSC*Z10U | 1253 | Downlight | 59.4 | 2019-09-13 | 2020-05-24 | High | 2 | #N/A | 59.4 | #N/A | #N/A
Lightolier | P3RA15935NSWH*E1 | 1253 | Downlight | 59.4 | 2019-09-13 | 2020-05-24 | High | 2 | #N/A | 59.4 | #N/A | #N/A
Lightolier | P3RA15935NSWHE1 | 1253 | Downlight | 59.4 | 2019-09-13 | 2020-05-24 | High | 2 | #N/A | 59.4 | #N/A | #N/A
Lightolier | P3RA15935NSWH*Z10U | 1253 | Downlight | 59.4 | 2019-09-13 | 2020-05-24 | High | 2 | #N/A | 59.4 | #N/A | #N/A
Lightolier | P3RA15935NSWHZ10U | 1253 | Downlight | 59.4 | 2019-09-13 | 2020-05-24 | High | 2 | #N/A | 59.4 | #N/A | #N/A
Lightolier | P3RA15935SPC**E1 | 1253 | Downlight | 59.4 | 2019-09-13 | 2020-05-24 | High | 2 | #N/A | 59.4 | #N/A | #N/A
Lightolier | P3RA15935SPC*E1 | 1253 | Downlight | 59.4 | 2019-09-13 | 2020-05-24 | High | 2 | #N/A | 59.4 | #N/A | #N/A
Lightolier | P3RA15935SPC**Z10U | 1253 | Downlight | 59.4 | 2019-09-13 | 2020-05-24 | High | 2 | #N/A | 59.4 | #N/A | #N/A
Lightolier | P3RA15935SPC*Z10U | 1253 | Downlight | 59.4 | 2019-09-13 | 2020-05-24 | High | 2 | #N/A | 59.4 | #N/A | #N/A
Lightolier | P3RA15935SPWH*E1 | 1253 | Downlight | 59.4 | 2019-09-13 | 2020-05-24 | High | 2 | #N/A | 59.4 | #N/A | #N/A
Lightolier | P3RA15935SPWHE1 | 1253 | Downlight | 59.4 | 2019-09-13 | 2020-05-24 | High | 2 | #N/A | 59.4 | #N/A | #N/A
Lightolier | P3RA15935SPWH*Z10U | 1253 | Downlight | 59.4 | 2019-09-13 | 2020-05-24 | High | 2 | #N/A | 59.4 | #N/A | #N/A
Lightolier | P3RA15935SPWHZ10U | 1253 | Downlight | 59.4 | 2019-09-13 | 2020-05-24 | High | 2 | #N/A | 59.4 | #N/A | #N/A
Lightolier | P3RA15940FLC**E1 | 1253 | Downlight | 59.4 | 2019-09-13 | 2020-05-24 | High | 2 | #N/A | 59.4 | #N/A | #N/A
Lightolier | P3RA15940FLC*E1 | 1253 | Downlight | 59.4 | 2019-09-13 | 2020-05-24 | High | 2 | #N/A | 59.4 | #N/A | #N/A
Lightolier | P3RA15940FLC**Z10U | 1253 | Downlight | 59.4 | 2019-09-13 | 2020-05-24 | High | 2 | #N/A | 59.4 | #N/A | #N/A
Lightolier | P3RA15940FLC*Z10U | 1253 | Downlight | 59.4 | 2019-09-13 | 2020-05-24 | High | 2 | #N/A | 59.4 | #N/A | #N/A
Lightolier | P3RA15940FLWH*E1 | 1253 | Downlight | 59.4 | 2019-09-13 | 2020-05-24 | High | 2 | #N/A | 59.4 | #N/A | #N/A
Lightolier | P3RA15940FLWHE1 | 1253 | Downlight | 59.4 | 2019-09-13 | 2020-05-24 | High | 2 | #N/A | 59.4 | #N/A | #N/A
Lightolier | P3RA15940FLWH*Z10U | 1253 | Downlight | 59.4 | 2019-09-13 | 2020-05-24 | High | 2 | #N/A | 59.4 | #N/A | #N/A
Lightolier | P3RA15940FLWHZ10U | 1253 | Downlight | 59.4 | 2019-09-13 | 2020-05-24 | High | 2 | #N/A | 59.4 | #N/A | #N/A
Lightolier | P3RA15940NFC**E1 | 1253 | Downlight | 59.4 | 2019-09-13 | 2020-05-24 | High | 2 | #N/A | 59.4 | #N/A | #N/A
Lightolier | P3RA15940NFC*E1 | 1253 | Downlight | 59.4 | 2019-09-13 | 2020-05-24 | High | 2 | #N/A | 59.4 | #N/A | #N/A
Lightolier | P3RA15940NFC**Z10U | 1253 | Downlight | 59.4 | 2019-09-13 | 2020-05-24 | High | 2 | #N/A | 59.4 | #N/A | #N/A
Lightolier | P3RA15940NFC*Z10U | 1253 | Downlight | 59.4 | 2019-09-13 | 2020-05-24 | High | 2 | #N/A | 59.4 | #N/A | #N/A
Lightolier | P3RA15940NFWH*E1 | 1253 | Downlight | 59.4 | 2019-09-13 | 2020-05-24 | High | 2 | #N/A | 59.4 | #N/A | #N/A
Lightolier | P3RA15940NFWHE1 | 1253 | Downlight | 59.4 | 2019-09-13 | 2020-05-24 | High | 2 | #N/A | 59.4 | #N/A | #N/A
Lightolier | P3RA15940NFWH*Z10U | 1253 | Downlight | 59.4 | 2019-09-13 | 2020-05-24 | High | 2 | #N/A | 59.4 | #N/A | #N/A
Lightolier | P3RA15940NFWHZ10U | 1253 | Downlight | 59.4 | 2019-09-13 | 2020-05-24 | High | 2 | #N/A | 59.4 | #N/A | #N/A
Lightolier | P3RA15940NSC**E1 | 1253 | Downlight | 59.4 | 2019-09-13 | 2020-05-24 | High | 2 | #N/A | 59.4 | #N/A | #N/A
Lightolier | P3RA15940NSC*E1 | 1253 | Downlight | 59.4 | 2019-09-13 | 2020-05-24 | High | 2 | #N/A | 59.4 | #N/A | #N/A
Lightolier | P3RA15940NSC**Z10U | 1253 | Downlight | 59.4 | 2019-09-13 | 2020-05-24 | High | 2 | #N/A | 59.4 | #N/A | #N/A
Lightolier | P3RA15940NSC*Z10U | 1253 | Downlight | 59.4 | 2019-09-13 | 2020-05-24 | High | 2 | #N/A | 59.4 | #N/A | #N/A
Lightolier | P3RA15940NSWH*E1 | 1253 | Downlight | 59.4 | 2019-09-13 | 2020-05-24 | High | 2 | #N/A | 59.4 | #N/A | #N/A
Lightolier | P3RA15940NSWHE1 | 1253 | Downlight | 59.4 | 2019-09-13 | 2020-05-24 | High | 2 | #N/A | 59.4 | #N/A | #N/A
Lightolier | P3RA15940NSWH*Z10U | 1253 | Downlight | 59.4 | 2019-09-13 | 2020-05-24 | High | 2 | #N/A | 59.4 | #N/A | #N/A
Lightolier | P3RA15940NSWHZ10U | 1253 | Downlight | 59.4 | 2019-09-13 | 2020-05-24 | High | 2 | #N/A | 59.4 | #N/A | #N/A
Lightolier | P3RA15940SPC**E1 | 1253 | Downlight | 59.4 | 2019-09-13 | 2020-05-24 | High | 2 | #N/A | 59.4 | #N/A | #N/A
Lightolier | P3RA15940SPC*E1 | 1253 | Downlight | 59.4 | 2019-09-13 | 2020-05-24 | High | 2 | #N/A | 59.4 | #N/A | #N/A
Lightolier | P3RA15940SPC**Z10U | 1253 | Downlight | 59.4 | 2019-09-13 | 2020-05-24 | High | 2 | #N/A | 59.4 | #N/A | #N/A
Lightolier | P3RA15940SPC*Z10U | 1253 | Downlight | 59.4 | 2019-09-13 | 2020-05-24 | High | 2 | #N/A | 59.4 | #N/A | #N/A
Lightolier | P3RA15940SPWH*E1 | 1253 | Downlight | 59.4 | 2019-09-13 | 2020-05-24 | High | 2 | #N/A | 59.4 | #N/A | #N/A
Lightolier | P3RA15940SPWHE1 | 1253 | Downlight | 59.4 | 2019-09-13 | 2020-05-24 | High | 2 | #N/A | 59.4 | #N/A | #N/A
Lightolier | P3RA15940SPWH*Z10U | 1253 | Downlight | 59.4 | 2019-09-13 | 2020-05-24 | High | 2 | #N/A | 59.4 | #N/A | #N/A
Lightolier | P3RA15940SPWHZ10U | 1253 | Downlight | 59.4 | 2019-09-13 | 2020-05-24 | High | 2 | #N/A | 59.4 | #N/A | #N/A
Green Creative | [Blank¦SPFT*#]LE4090##[XT010UNV¦ELD-E010UNV¦ELD-S010UNV]**/AD*#** | 2850 | Downlight | 59.4 | 2021-10-30 | 2022-03-25 | High | 2 | #N/A | 59.4 | #N/A | #N/A
Gotham | EVO [ ¦LW¦WW¦SQ¦SQLW] [27¦30¦35¦40¦50]/80 6[AR¦WR] [ ¦FL] [VND¦ND¦MD¦MWD¦WD] [ ¦LD¦LSS¦LS] [MVOLT¦120¦277] [ ¦CP¦HAO] [ ¦EL¦ELR] | 4590 | Downlight | 59.4 | 2017-12-21 | 2018-01-12 | High | 2 | #N/A | 59.4 | #N/A | #N/A
Gotham | EVO [ ¦LW¦WW¦SQ¦SQLW] [27¦30¦35¦40¦50]/80 6[AR¦WR] [ ¦FL] [VND¦ND¦MD¦MWD¦WD] [ ¦LD¦LSS¦LS] [MVOLT¦120¦277] [EZ1¦EZ10¦EZB¦GZ1¦GZ10] [ ¦CRI90] [ ¦CP¦HAO] [ ¦EL¦ELR] [ ¦NLTAIR2] | 4590 | Downlight | 59.4 | 2017-12-21 | 2018-01-12 | High | 2 | #N/A | 59.4 | #N/A | #N/A
Best Lighting Products | DL9-11L-KFS-BZ | 1100 | Downlight | 59.5 | 2021-03-20 | 2021-03-28 | High | 2 | #N/A | 59.5 | #N/A | #N/A
Best Lighting Products | DL9-11L-KFS-N | 1100 | Downlight | 59.5 | 2021-03-20 | 2021-03-28 | High | 2 | #N/A | 59.5 | #N/A | #N/A
Best Lighting Products | DL9-11L-KFS-WH | 1100 | Downlight | 59.5 | 2021-03-20 | 2021-03-28 | High | 2 | #N/A | 59.5 | #N/A | #N/A
Satco | S9340 | 1100 | Downlight | 59.5 | 2016-05-25 | 2016-05-25 | High | 2 | #N/A | 59.5 | #N/A | #N/A
Satco | S9692 | 1100 | Downlight | 59.5 | 2016-05-25 | 2016-05-25 | High | 2 | #N/A | 59.5 | #N/A | #N/A
SATCO/NUVO | S29340 | 1100 | Downlight | 59.5 | 2018-04-13 | 2018-04-20 | High | 2 | #N/A | 59.5 | #N/A | #N/A
Home Decorators Collection | KSI0001LX-01/*** | 1368 | Downlight | 59.5 | 2021-09-22 | 2022-06-20 | High | 2 | #N/A | 59.5 | #N/A | #N/A
Focal Point LLC | FLC33W-SO-1500L-120V-L11-T / LC33-SO-1500L-35K-WWT-CD-NP | 1536 | Downlight | 59.5 | 2020-05-20 | 2020-06-05 | High | 2 | #N/A | 59.5 | #N/A | #N/A
Prescolite | LTR-#*D-*-ML30L-DM1 + LTR-#*D-T-ML##K#****** | 2100 | Downlight | 59.5 | 2019-07-12 | 2020-03-13 | High | 2 | #N/A | 59.5 | #N/A | #N/A
Prescolite | LTC-#*D-*-30L###**-DM1****** | 2100 | Downlight | 59.5 | 2019-07-12 | 2020-03-13 | High | 2 | #N/A | 59.5 | #N/A | #N/A
Utopia | LAD##*-70L/##-UNV-###-*** | 4188 | Downlight | 59.5 | 2018-09-01 | 2018-10-25 | High | 2 | #N/A | 59.5 | #N/A | #N/A
Nora Lighting | NC-831L8035DSF | 6148 | Downlight | 59.5 | 2016-07-01 | 2016-09-16 | High | 2 | #N/A | 59.5 | #N/A | #N/A
Gotham | ICO [ ¦SQADJ¦SQADJ¦[27¦30¦35¦40]/20 4AR [T00¦T30¦T40] [LD¦LSS] [10D¦15D¦20D¦25D¦30D¦35D¦40D¦45D¦50D] [EZ10¦ECOD] [ ¦90]CRI | 1130 | Downlight | 59.6 | 2020-04-06 | 2020-05-04 | High | 2 | #N/A | 59.6 | #N/A | #N/A
Gotham | MYO 1X [27¦30¦35¦40]K 1500LM [15¦20¦25¦30¦35¦40¦45¦WW]D [BBL¦BWH¦BSG¦BWS¦BRR¦BAZ¦BMD¦BAP¦BMP¦BIO¦BAC¦RAL] BVL [TRBL¦TRW] [blank¦FL] MVOLT UGZ [blank¦ICAT¦CP] | 1581 | Downlight | 59.6 | 2018-04-01 | 2018-04-26 | High | 2 | #N/A | 59.6 | #N/A | #N/A
Essentia by Cree | S-DL6-A-42L-30K-* | 2561 | Downlight | 59.6 | 2016-06-01 | 2016-12-20 | High | 2 | #N/A | 59.6 | #N/A | #N/A
Gotham | MYO 2X [27¦30¦35¦40]K 1500LM [15¦20¦25¦30¦35¦40¦45¦WW]D [BBL¦BWH¦BSG¦BWS¦BRR¦BAZ¦BMD¦BAP¦BMP¦BIO¦BAC¦RAL] BVL [TRBL¦TRW] [blank¦FL] MVOLT UGZ [blank¦ICAT¦CP] | 3162 | Downlight | 59.6 | 2018-04-01 | 2018-04-26 | High | 2 | #N/A | 59.6 | #N/A | #N/A
Gotham | MYO 3X [27¦30¦35¦40]K 1500LM [15¦20¦25¦30¦35¦40¦45¦WW]D [BBL¦BWH¦BSG¦BWS¦BRR¦BAZ¦BMD¦BAP¦BMP¦BIO¦BAC¦RAL] BVL [TRBL¦TRW] [blank¦FL] MVOLT UGZ [blank¦ICAT¦CP] | 4743 | Downlight | 59.6 | 2018-04-01 | 2018-04-26 | High | 2 | #N/A | 59.6 | #N/A | #N/A
Green Creative | [Blank¦SPFT*#]LE3090##[XT010UNV¦ELD-E010UNV¦ELD-S010UNV]**/AD*#** | 2240 | Downlight | 59.7 | 2021-10-30 | 2022-03-29 | High | 2 | #N/A | 59.7 | #N/A | #N/A
Halo | SMD6S129SWH*-EM | 1100 | Downlight | 59.8 | 2021-11-18 | 2021-12-06 | High | 2 | #N/A | 59.8 | #N/A | #N/A
Halo | SMD6S129SWH*-EM-* | 1100 | Downlight | 59.8 | 2021-11-18 | 2021-12-06 | High | 2 | #N/A | 59.8 | #N/A | #N/A
Aculux | AX3 [A¦AR] 20LM [27¦30¦35¦40]K [80¦90]CRI [12¦24¦35¦50]D [DMXR¦DALI¦EZ1¦EZB¦FPC] [MVOLT¦120] [ ¦ CP] [ ¦ICAT] | 1526 | Downlight | 59.8 | 2015-09-01 | 2016-05-17 | High | 2 | #N/A | 59.8 | #N/A | #N/A
CREE, Inc. | KR6-20L-27K-120V-xxx | 1626 | Downlight | 59.8 | 2013-06-01 | 2017-03-21 | High | 2 | #N/A | 59.8 | #N/A | #N/A
Focal Point LLC | FLC3D-RT-2100L-120V-L11-T / LC3-RT-2100L-927K-DNS-WFL-WD-NP | 1470 | Downlight | 59.9 | 2020-05-20 | 2020-06-05 | High | 2 | #N/A | 59.9 | #N/A | #N/A
PORTFOLIO | LD6C70[D010¦D010TR] EU6C7090[27¦30¦35¦40¦50] 6LB[N¦M¦W¦S]#[LI¦MW¦WMH¦WH¦H] | 4570 | Downlight | 59.9 | 2022-08-01 | 2022-08-26 | High | 2 | #N/A | 59.9 | #N/A | #N/A
PORTFOLIO | LD4C70[D010¦D010TR] EU4C7090[27¦30¦35¦40¦50] 4LB[N¦M¦W¦S]#[LI¦MW¦WMH¦WH¦H] | 4570 | Downlight | 59.9 | 2022-08-01 | 2022-08-26 | High | 2 | #N/A | 59.9 | #N/A | #N/A
Prescolite | MD8LED6Lzzzz8-8MD6Lxxxxx/yyyyy | 5361 | Downlight | 59.9 | 2013-02-01 | 2016-06-08 | High | 2 | #N/A | 59.9 | #N/A | #N/A
Prescolite | MD8LED6Lzzzz8-8MD6Lxxxxx/yyyyy | 5361 | Downlight | 59.9 | 2013-02-01 | 2016-06-08 | High | 2 | #N/A | 59.9 | #N/A | #N/A
Prescolite | MD8LED6Lzzzz8-8MD6Lxxxxx/yyyyy | 5361 | Downlight | 59.9 | 2013-03-27 | 2016-06-08 | High | 2 | #N/A | 59.9 | #N/A | #N/A
Prescolite | MD8LED6Lzzzz8-8MD6Lxxxxx/yyyyy | 5361 | Downlight | 59.9 | 2013-03-27 | 2016-06-08 | High | 2 | #N/A | 59.9 | #N/A | #N/A
Westgate | FML-R10-17W-##K-** | 1020 | Downlight | 60 | 2017-09-02 | 2018-08-22 | High | 2 | #N/A | 60 | #N/A | #N/A
LED LIGHTING | SLH-R9-18TD-L1-27-2835-SM | 1080 | Downlight | 60 | 2018-05-16 | 2018-06-01 | High | 2 | #N/A | 60 | #N/A | #N/A
Luminus | PPLP903 | 1200 | Downlight | 60 | 2017-01-01 | 2017-08-03 | High | 2 | #N/A | 60 | #N/A | #N/A
BULBRITE | LED20DL/9/927/WHRD/J/D | 1200 | Downlight | 60 | 2018-01-01 | 2018-06-07 | High | 2 | #N/A | 60 | #N/A | #N/A
BULBRITE | LED20DL/9/927/WHSQ/J/D | 1200 | Downlight | 60 | 2018-01-01 | 2018-06-07 | High | 2 | #N/A | 60 | #N/A | #N/A
ESL Vision | ESL-DDSK-R9-20W-127-WH | 1200 | Downlight | 60 | 2017-01-01 | 2017-08-24 | High | 2 | #N/A | 60 | #N/A | #N/A
Elite Lighting | RL991-1200L-DIMTR-120-40K-90-WH | 1200 | Downlight | 60 | 2017-01-01 | 2018-01-06 | High | 2 | #N/A | 60 | #N/A | #N/A
Elite Lighting | RL995-1200L-DIMTR-120-30K-90-WH | 1200 | Downlight | 60 | 2017-01-01 | 2018-01-06 | High | 2 | #N/A | 60 | #N/A | #N/A
Elite Lighting | RL995-1200L-DIMTR-120-40K-90-WH | 1200 | Downlight | 60 | 2017-01-01 | 2018-01-06 | High | 2 | #N/A | 60 | #N/A | #N/A
Earthtronics | MP011200309 | 1200 | Downlight | 60 | 2017-01-01 | 2017-11-03 | High | 2 | #N/A | 60 | #N/A | #N/A
Earthtronics | MP011200409WH2 | 1200 | Downlight | 60 | 2018-01-01 | 2018-05-12 | High | 2 | #N/A | 60 | #N/A | #N/A
Earthtronics | MP021200309 | 1200 | Downlight | 60 | 2017-01-01 | 2017-11-03 | High | 2 | #N/A | 60 | #N/A | #N/A
Earthtronics | MP021200409WH2 | 1200 | Downlight | 60 | 2018-01-01 | 2018-05-12 | High | 2 | #N/A | 60 | #N/A | #N/A
Green Creative | 20SMPR9DIM/930 | 1200 | Downlight | 60 | 2017-01-01 | 2017-03-29 | High | 2 | #N/A | 60 | #N/A | #N/A
GREENCREATIVE | 20SMPR9DIM/930/277V | 1200 | Downlight | 60 | 2017-12-15 | 2017-12-14 | High | 2 | #N/A | 60 | #N/A | #N/A
GREENCREATIVE | 20SMPS9DIM/930/277V | 1200 | Downlight | 60 | 2017-12-15 | 2017-12-14 | High | 2 | #N/A | 60 | #N/A | #N/A
MAXIM | 57714WT** | 1200 | Downlight | 60 | 2017-08-31 | 2017-08-31 | High | 2 | #N/A | 60 | #N/A | #N/A
MAXIM | 57724WT** | 1200 | Downlight | 60 | 2017-08-31 | 2017-08-31 | High | 2 | #N/A | 60 | #N/A | #N/A
MaxLite | SDLS820CSWJ | 1200 | Downlight | 60 | 2019-07-24 | 2019-06-24 | High | 2 | #N/A | 60 | #N/A | #N/A
RAB | DLS0032 | 1200 | Downlight | 60 | 2019-12-25 | 2020-01-07 | High | 2 | #N/A | 60 | #N/A | #N/A
RAB | DLS0044 | 1200 | Downlight | 60 | 2019-12-25 | 2020-01-07 | High | 2 | #N/A | 60 | #N/A | #N/A
RAB | DLS0047 | 1200 | Downlight | 60 | 2020-01-15 | 2020-01-21 | High | 2 | #N/A | 60 | #N/A | #N/A
Superior LifeÂ®â€‚â€‚â€‚ | 83888 | 1200 | Downlight | 60 | 2017-01-01 | 2017-05-19 | High | 2 | #N/A | 60 | #N/A | #N/A
Superior LifeÂ®â€‚â€‚â€‚ | 83889 | 1200 | Downlight | 60 | 2017-01-01 | 2017-05-19 | High | 2 | #N/A | 60 | #N/A | #N/A
Verbatim | 99982 | 1200 | Downlight | 60 | 2017-01-01 | 2018-01-06 | High | 2 | #N/A | 60 | #N/A | #N/A
Verbatim | 99983 | 1200 | Downlight | 60 | 2017-01-01 | 2018-01-06 | High | 2 | #N/A | 60 | #N/A | #N/A
Verbatim | 99984 | 1200 | Downlight | 60 | 2017-01-01 | 2018-01-06 | High | 2 | #N/A | 60 | #N/A | #N/A
AFX | EGRF12LAJD1** | 1320 | Downlight | 60 | 2021-06-23 | 2021-07-18 | High | 2 | #N/A | 60 | #N/A | #N/A
Westgate | FML-R12-22W-##K-** | 1320 | Downlight | 60 | 2017-09-02 | 2018-08-22 | High | 2 | #N/A | 60 | #N/A | #N/A
Westgate | FML-S12-22W-##K-** | 1320 | Downlight | 60 | 2017-09-02 | 2018-08-22 | High | 2 | #N/A | 60 | #N/A | #N/A
LED LIGHTING | SLH-R12-24TD-L1-27-2835-SM | 1440 | Downlight | 60 | 2018-05-16 | 2018-06-01 | High | 2 | #N/A | 60 | #N/A | #N/A
Run Bison | LJC-BMTD-G113CY25W-927-##-5# | 1500 | Downlight | 60 | 2021-11-10 | 2021-12-08 | High | 2 | #N/A | 60 | #N/A | #N/A
HENGTE | LJC-BMTD-G113CY25W-927-##-5# | 1500 | Downlight | 60 | 2021-11-10 | 2021-12-08 | High | 2 | #N/A | 60 | #N/A | #N/A
Allen+Roth | 899423 | 1500 | Downlight | 60 | 2020-04-18 | 2020-05-12 | High | 2 | #N/A | 60 | #N/A | #N/A
Allen+Roth | 899424 | 1500 | Downlight | 60 | 2020-04-18 | 2020-05-12 | High | 2 | #N/A | 60 | #N/A | #N/A
Lightolier | C2*15927FLLU**/C2***** | 1500 | Downlight | 60 | 2021-09-01 | 2021-09-23 | High | 2 | #N/A | 60 | #N/A | #N/A
Lightolier | C2*15927FLUPZU**/C2***** | 1500 | Downlight | 60 | 2021-09-01 | 2021-09-23 | High | 2 | #N/A | 60 | #N/A | #N/A
Lightolier | C2*15927NFLU**/C2***** | 1500 | Downlight | 60 | 2021-09-01 | 2021-09-23 | High | 2 | #N/A | 60 | #N/A | #N/A
Lightolier | C2*15927NFUPZU**/C2***** | 1500 | Downlight | 60 | 2021-09-01 | 2021-09-23 | High | 2 | #N/A | 60 | #N/A | #N/A
Lightolier | C2*15927NSLU**/C2***** | 1500 | Downlight | 60 | 2021-09-01 | 2021-09-23 | High | 2 | #N/A | 60 | #N/A | #N/A
Lightolier | C2*15927NSUPZU**/C2***** | 1500 | Downlight | 60 | 2021-09-01 | 2021-09-23 | High | 2 | #N/A | 60 | #N/A | #N/A
Lightolier | C2*15927SPLU**/C2***** | 1500 | Downlight | 60 | 2021-09-01 | 2021-09-23 | High | 2 | #N/A | 60 | #N/A | #N/A
Lightolier | C2*15927SPUPZU**/C2***** | 1500 | Downlight | 60 | 2021-09-01 | 2021-09-23 | High | 2 | #N/A | 60 | #N/A | #N/A
Lightolier | C2*15930FLLU**/C2***** | 1500 | Downlight | 60 | 2021-09-01 | 2021-09-23 | High | 2 | #N/A | 60 | #N/A | #N/A
Lightolier | C2*15930FLUPZU**/C2***** | 1500 | Downlight | 60 | 2021-09-01 | 2021-09-23 | High | 2 | #N/A | 60 | #N/A | #N/A
Lightolier | C2*15930NFLU**/C2***** | 1500 | Downlight | 60 | 2021-09-01 | 2021-09-23 | High | 2 | #N/A | 60 | #N/A | #N/A
Lightolier | C2*15930NFUPZU**/C2***** | 1500 | Downlight | 60 | 2021-09-01 | 2021-09-23 | High | 2 | #N/A | 60 | #N/A | #N/A
Lightolier | C2*15930NSLU**/C2***** | 1500 | Downlight | 60 | 2021-09-01 | 2021-09-23 | High | 2 | #N/A | 60 | #N/A | #N/A
Lightolier | C2*15930NSUPZU**/C2***** | 1500 | Downlight | 60 | 2021-09-01 | 2021-09-23 | High | 2 | #N/A | 60 | #N/A | #N/A
Lightolier | C2*15930SPLU**/C2***** | 1500 | Downlight | 60 | 2021-09-01 | 2021-09-23 | High | 2 | #N/A | 60 | #N/A | #N/A
Lightolier | C2*15930SPUPZU**/C2***** | 1500 | Downlight | 60 | 2021-09-01 | 2021-09-23 | High | 2 | #N/A | 60 | #N/A | #N/A
Lightolier | C2*15935FLLU**/C2***** | 1500 | Downlight | 60 | 2021-09-01 | 2021-09-23 | High | 2 | #N/A | 60 | #N/A | #N/A
Lightolier | C2*15935FLUPZU**/C2***** | 1500 | Downlight | 60 | 2021-09-01 | 2021-09-23 | High | 2 | #N/A | 60 | #N/A | #N/A
Lightolier | C2*15935NFLU**/C2***** | 1500 | Downlight | 60 | 2021-09-01 | 2021-09-23 | High | 2 | #N/A | 60 | #N/A | #N/A
Lightolier | C2*15935NFUPZU**/C2***** | 1500 | Downlight | 60 | 2021-09-01 | 2021-09-23 | High | 2 | #N/A | 60 | #N/A | #N/A
Lightolier | C2*15935NSLU**/C2***** | 1500 | Downlight | 60 | 2021-09-01 | 2021-09-23 | High | 2 | #N/A | 60 | #N/A | #N/A
Lightolier | C2*15935NSUPZU**/C2***** | 1500 | Downlight | 60 | 2021-09-01 | 2021-09-23 | High | 2 | #N/A | 60 | #N/A | #N/A
Lightolier | C2*15935SPLU**/C2***** | 1500 | Downlight | 60 | 2021-09-01 | 2021-09-23 | High | 2 | #N/A | 60 | #N/A | #N/A
Lightolier | C2*15935SPUPZU**/C2***** | 1500 | Downlight | 60 | 2021-09-01 | 2021-09-23 | High | 2 | #N/A | 60 | #N/A | #N/A
Lightolier | C2*15940FLLU**/C2***** | 1500 | Downlight | 60 | 2021-09-01 | 2021-09-23 | High | 2 | #N/A | 60 | #N/A | #N/A
Lightolier | C2*15940FLUPZU**/C2***** | 1500 | Downlight | 60 | 2021-09-01 | 2021-09-23 | High | 2 | #N/A | 60 | #N/A | #N/A
Lightolier | C2*15940NFLU**/C2***** | 1500 | Downlight | 60 | 2021-09-01 | 2021-09-23 | High | 2 | #N/A | 60 | #N/A | #N/A
Lightolier | C2*15940NFUPZU**/C2***** | 1500 | Downlight | 60 | 2021-09-01 | 2021-09-23 | High | 2 | #N/A | 60 | #N/A | #N/A
Lightolier | C2*15940NSLU**/C2***** | 1500 | Downlight | 60 | 2021-09-01 | 2021-09-23 | High | 2 | #N/A | 60 | #N/A | #N/A
Lightolier | C2*15940NSUPZU**/C2***** | 1500 | Downlight | 60 | 2021-09-01 | 2021-09-23 | High | 2 | #N/A | 60 | #N/A | #N/A
Lightolier | C2*15940SPLU**/C2***** | 1500 | Downlight | 60 | 2021-09-01 | 2021-09-23 | High | 2 | #N/A | 60 | #N/A | #N/A
Lightolier | C2*15940SPUPZU**/C2***** | 1500 | Downlight | 60 | 2021-09-01 | 2021-09-23 | High | 2 | #N/A | 60 | #N/A | #N/A
Amax | LED-SM10DL-**-W | 1800 | Downlight | 60 | 2017-08-25 | 2017-08-24 | High | 2 | #N/A | 60 | #N/A | #N/A
Amax | LED-SM11DL-**-W | 1800 | Downlight | 60 | 2017-08-25 | 2017-08-24 | High | 2 | #N/A | 60 | #N/A | #N/A
Canarm | LED-CP9D10-WT | 1800 | Downlight | 60 | 2019-11-29 | 2019-12-03 | High | 2 | #N/A | 60 | #N/A | #N/A
Prescolite | LC6ML+6LCML24L#K9 | 1920 | Downlight | 60 | 2016-09-16 | 2020-11-25 | High | 2 | #N/A | 60 | #N/A | #N/A
Amax | LED-SM13DL-**-W | 2400 | Downlight | 60 | 2017-08-25 | 2017-08-24 | High | 2 | #N/A | 60 | #N/A | #N/A
Amax | LED-SM15DL-**-W | 2400 | Downlight | 60 | 2017-08-25 | 2017-08-24 | High | 2 | #N/A | 60 | #N/A | #N/A
METEOR | SS8-45-278 | 2700 | Downlight | 60 | 2019-12-03 | 2019-12-13 | High | 2 | #N/A | 60 | #N/A | #N/A
METEOR | SS8-45-308 | 2700 | Downlight | 60 | 2019-12-03 | 2019-12-13 | High | 2 | #N/A | 60 | #N/A | #N/A
METEOR | SS8-45-358 | 2700 | Downlight | 60 | 2019-12-03 | 2019-12-13 | High | 2 | #N/A | 60 | #N/A | #N/A
METEOR | SS8-45-408 | 2700 | Downlight | 60 | 2019-12-03 | 2019-12-13 | High | 2 | #N/A | 60 | #N/A | #N/A
METEOR | SS8-45-508 | 2700 | Downlight | 60 | 2019-12-03 | 2019-12-13 | High | 2 | #N/A | 60 | #N/A | #N/A
FDL | FDFM-18W-LED-3K-120V-D | 1075 | Downlight | 60.1 | 2018-03-30 | 2018-01-30 | High | 2 | #N/A | 60.1 | #N/A | #N/A
Prescolite | LTR-#*D-*-ML25L-DM1 + LTR-#*D-T-ML##K#****** | 1700 | Downlight | 60.1 | 2019-07-12 | 2020-03-13 | High | 2 | #N/A | 60.1 | #N/A | #N/A
Prescolite | LTC-#*D-*-25L###**-DM1****** | 1700 | Downlight | 60.1 | 2019-07-12 | 2020-03-13 | High | 2 | #N/A | 60.1 | #N/A | #N/A
LSI Industries Inc. | LAD[6¦8] [BLANK¦R¦SQ] [28L¦32L¦33L] UNV DIM1 [27¦30¦35¦40] BLANK [SP¦NF¦MF¦FL¦WF] [TR¦TSQ] [6¦8] [R¦RWW¦RFL¦B¦RL¦FX¦AJ¦WW] [BLANK¦SF] [HAZ¦SPC] [WH¦BL] | 1962 | Downlight | 60.1 | 2018-06-05 | 2018-06-18 | High | 2 | #N/A | 60.1 | #N/A | #N/A
ConTech Lighting | [27K,30K,35K,40K,27KC,30KC,35KC,40KC][12D1,MVD2][C,H,CNH][_,E][FC,RS,ECP12,ECP27,RIG34]-[P,B,S] | 12000 | Downlight | 60.1 | 2016-12-06 | 2017-08-29 | High | 2 | #N/A | 60.1 | #N/A | #N/A
Liton | LCALDX6320-DUN-T35 | 1813 | Downlight | 60.2 | 2015-10-01 | 2016-06-03 | High | 2 | #N/A | 60.2 | #N/A | #N/A
PORTFOLIO | LD6C65[D010¦D010TR] EU6C6590[27¦30¦35¦40¦50] 6LB[N¦M¦W¦S]#[LI¦MW¦WMH¦WH¦H] | 4241 | Downlight | 60.2 | 2022-08-01 | 2022-08-26 | High | 2 | #N/A | 60.2 | #N/A | #N/A
PORTFOLIO | LD4C65[D010¦D010TR] EU4C6590[27¦30¦35¦40¦50] 4LB[N¦M¦W¦S]#[LI¦MW¦WMH¦WH¦H] | 4241 | Downlight | 60.2 | 2022-08-01 | 2022-08-26 | High | 2 | #N/A | 60.2 | #N/A | #N/A
Focal Point | FLC33W-SO-1500L-120-LD1-T-CP / LC33-SDO-1500L-930K-WWT-WH-WH | 1177 | Downlight | 60.3 | 2017-05-01 | 2017-05-23 | High | 2 | #N/A | 60.3 | #N/A | #N/A
Liteline | ALR6-3435W | 1874 | Downlight | 60.3 | 2015-11-26 | 2016-04-22 | High | 2 | #N/A | 60.3 | #N/A | #N/A
PORTFOLIO | LSR4B40[D010¦D010TR] EC4B304090[27¦30¦35¦40¦50] 4LB[N¦M¦W]#[LI¦MW¦WMH¦WH¦H] | 2594 | Downlight | 60.3256 | 2017-09-21 | 2017-09-22 | High | 2 | #N/A | 60.3256 | #N/A | #N/A
YOTI;ECOELER | CDR616D-###**-20 | 1000 | Downlight | 60.4 | 2020-09-01 | 2020-09-29 | High | 2 | #N/A | 60.4 | #N/A | #N/A
FLC4D | FLC4D-RT-2500L-120V-L11-T-CP / LC4RT-2500L-27K-DN-FL2-WD-NP | 2013 | Downlight | 60.4 | 2019-06-20 | 2019-06-26 | High | 2 | #N/A | 60.4 | #N/A | #N/A
GE Current, a Daintree company | LRC6RB40********827PQ | 3200 | Downlight | 60.4 | 2018-01-01 | 2018-09-11 | High | 2 | #N/A | 60.4 | #N/A | #N/A
GE Current, a Daintree company | LRC8RB40********827PQ | 3200 | Downlight | 60.4 | 2022-03-10 | 2022-03-11 | High | 2 | #N/A | 60.4 | #N/A | #N/A
GE Current, a Daintree company | LRC10RB40********827PQ | 3200 | Downlight | 60.4 | 2022-03-10 | 2022-03-11 | High | 2 | #N/A | 60.4 | #N/A | #N/A
GE Current, a Daintree company | LRC12RB40********827PQ | 3200 | Downlight | 60.4 | 2022-03-10 | 2022-03-11 | High | 2 | #N/A | 60.4 | #N/A | #N/A
Dals | 7109-27K-** | 1150 | Downlight | 60.5 | 2018-11-11 | 2018-11-14 | High | 2 | #N/A | 60.5 | #N/A | #N/A
Dals | 7109SQ-27K-** | 1150 | Downlight | 60.5 | 2018-11-11 | 2018-11-14 | High | 2 | #N/A | 60.5 | #N/A | #N/A
METEOR Lighting | AS6-60-309 | 3630 | Downlight | 60.5 | 2020-08-03 | 2020-03-13 | High | 2 | #N/A | 60.5 | #N/A | #N/A
METEOR Lighting | AS6-60-358 | 3630 | Downlight | 60.5 | 2020-08-03 | 2020-03-13 | High | 2 | #N/A | 60.5 | #N/A | #N/A
METEOR Lighting | AS6-60-359 | 3630 | Downlight | 60.5 | 2020-08-03 | 2020-03-13 | High | 2 | #N/A | 60.5 | #N/A | #N/A
METEOR Lighting | AS6-60-408 | 3630 | Downlight | 60.5 | 2020-08-03 | 2020-03-13 | High | 2 | #N/A | 60.5 | #N/A | #N/A
Satco NUVO | 62/1310 | 1000 | Downlight | 60.6 | 2019-09-05 | 2019-09-10 | High | 2 | #N/A | 60.6 | #N/A | #N/A
NICOR | DLE82120#KRD** | 2000 | Downlight | 60.6 | 2019-01-05 | 2019-01-22 | High | 2 | #N/A | 60.6 | #N/A | #N/A
RENO | RENO-8-S33W-3K- ** | 2000 | Downlight | 60.6 | 2017-03-05 | 2017-03-08 | High | 2 | #N/A | 60.6 | #N/A | #N/A
Gotham | ICO [ ¦SQ¦ADJ¦SQADJ¦CYL] [27¦30¦35¦40]/25 4AR [T00¦T30¦T40] [ ¦FL] [LSS¦LD][10D¦15D¦20D¦25D¦30D¦35D¦40D¦45D¦50D] [MVOLT¦120¦277] | 2028 | Downlight | 60.6 | 2015-07-07 | 2018-07-30 | High | 2 | #N/A | 60.6 | #N/A | #N/A
Focal Point LLC | FLC33Dâ€SOâ€2100Lâ€120Vâ€L11â€T / LC33â€SDOâ€2100Lâ€927Kâ€DSSâ€SWFLâ€WDâ€NP | 1489 | Downlight | 60.7 | 2020-05-20 | 2020-06-05 | High | 2 | #N/A | 60.7 | #N/A | #N/A
Nora Lighting | NC2-###L2527**** | 1774 | Downlight | 60.7 | 2017-12-15 | 2018-04-30 | High | 2 | #N/A | 60.7 | #N/A | #N/A
Liton | LHALD640C105UE-DUN/LRALD6XXX350-T35 | 2699 | Downlight | 60.7 | 2015-10-01 | 2016-06-03 | High | 2 | #N/A | 60.7 | #N/A | #N/A
Nora Lighting | NC-631L8030H** | 6366 | Downlight | 60.7 | 2016-07-01 | 2016-09-16 | High | 2 | #N/A | 60.7 | #N/A | #N/A
Gotham | ICO [ ¦SQ¦ADJ¦SQADJ] [27¦30¦35¦40]/45 4AR [T00¦T30¦T40] [ ¦FL] [LSS¦LD][10D¦15D¦20D¦25D¦30D¦35D¦40D¦45D¦50D] [MVOLT¦120¦277] | 3101 | Downlight | 60.8 | 2015-07-07 | 2018-07-30 | High | 2 | #N/A | 60.8 | #N/A | #N/A
ConTech Lighting | SMTR727KCMVD2-** | 1012 | Downlight | 61 | 2018-12-07 | 2018-12-17 | High | 2 | #N/A | 61 | #N/A | #N/A
ConTech Lighting | SMTR730KCMVD2-** | 1012 | Downlight | 61 | 2018-12-07 | 2018-12-17 | High | 2 | #N/A | 61 | #N/A | #N/A
Halo Commercial | PD620ED010-PDM6A927 | 1323 | Downlight | 61 | 2015-02-27 | 2016-07-06 | High | 2 | #N/A | 61 | #N/A | #N/A
Standard | LED/CL12/EDGELIT/22W/##K/FM/RND/**/STD | 1342 | Downlight | 61 | 2018-12-03 | 2019-02-04 | High | 2 | #N/A | 61 | #N/A | #N/A
Juno | IC1LED G4 14LM [27¦30¦35¦40]K 90CRI [ ¦WFL] 120 FRPC [ ¦CP] | 1075 | Downlight | 61.1 | 2017-01-01 | 2020-07-29 | High | 2 | #N/A | 61.1 | #N/A | #N/A
luxrite | LR23594 | 1100 | Downlight | 61.1 | 2020-12-11 | 2020-12-23 | High | 2 | #N/A | 61.1 | #N/A | #N/A
luxrite | LR23595 | 1100 | Downlight | 61.1 | 2020-12-11 | 2020-12-23 | High | 2 | #N/A | 61.1 | #N/A | #N/A
American Lighting | SF9-3CCT-** | 1100 | Downlight | 61.1 | 2020-12-03 | 2020-12-15 | High | 2 | #N/A | 61.1 | #N/A | #N/A
Archipelago | LDLL09-18-S3 | 1100 | Downlight | 61.1 | 2022-03-18 | 2022-04-28 | High | 2 | #N/A | 61.1 | #N/A | #N/A
FDL | FDFM-18W-LED-5CCT-120V-D | 1100 | Downlight | 61.1 | 2021-12-21 | 2022-02-22 | High | 2 | #N/A | 61.1 | #N/A | #N/A
FDL | FDFM-18W-LED-5CCT-120V-D-SQ | 1100 | Downlight | 61.1 | 2021-12-21 | 2022-02-22 | High | 2 | #N/A | 61.1 | #N/A | #N/A
LOTUS LED LIGHTS | LL6SR-27K | 1100 | Downlight | 61.1 | 2018-12-17 | 2018-12-26 | High | 2 | #N/A | 61.1 | #N/A | #N/A
RENO | RENO-S7R-MCCT-** | 1100 | Downlight | 61.1 | 2022-06-25 | 2022-07-26 | High | 2 | #N/A | 61.1 | #N/A | #N/A
Portor Lighting | PT-DLSM-R-9I-18W-3CCT | 1100 | Downlight | 61.1 | 2020-05-28 | 2020-06-18 | High | 2 | #N/A | 61.1 | #N/A | #N/A
Portor Lighting | PT-DLSM-S-9I-18W-3CCT | 1100 | Downlight | 61.1 | 2020-05-28 | 2020-06-18 | High | 2 | #N/A | 61.1 | #N/A | #N/A
HONG YAO | HY-SMD-R9-18W-3CCT | 1100 | Downlight | 61.1 | 2022-01-07 | 2022-01-13 | High | 2 | #N/A | 61.1 | #N/A | #N/A
ConTech Lighting | K4SA*327KC[MVD,12D3,MVD4]F-[BLANK,CP,ER] | 1234 | Downlight | 61.1 | 2020-11-05 | 2020-12-03 | High | 2 | #N/A | 61.1 | #N/A | #N/A
ConTech Lighting | K4SA*330KC[MVD,12D3,MVD4]F-[BLANK,CP,ER] | 1234 | Downlight | 61.1 | 2020-11-05 | 2020-12-03 | High | 2 | #N/A | 61.1 | #N/A | #N/A
ConTech Lighting | K4SA*335KC[MVD,12D3,MVD4]F-[BLANK,CP,ER] | 1234 | Downlight | 61.1 | 2020-11-05 | 2020-12-03 | High | 2 | #N/A | 61.1 | #N/A | #N/A
ConTech Lighting | K4SA*340KC[MVD,12D3,MVD4]F-[BLANK,CP,ER] | 1234 | Downlight | 61.1 | 2020-11-05 | 2020-12-03 | High | 2 | #N/A | 61.1 | #N/A | #N/A
Utopia | LAD##*-50L/##-UNV-###-***-** | 2884 | Downlight | 61.1 | 2018-09-01 | 2018-10-25 | High | 2 | #N/A | 61.1 | #N/A | #N/A
MKS | MKS/NDL/WW/20.1W/30K/** | 1230 | Downlight | 61.2 | 2019-01-01 | 2019-04-08 | High | 2 | #N/A | 61.2 | #N/A | #N/A
Halo Commercial | PR4FS12D010 PR4M12MD9FS[MW¦MMS¦BZ] | 1282 | Downlight | 61.3 | 2019-12-19 | 2020-01-15 | High | 2 | #N/A | 61.3 | #N/A | #N/A
Focal Point LLC | FLC3W-RO-2100L-120V-L11-T / LC3-RO-2100L-927K-WWT-CD-NP | 1565 | Downlight | 61.3 | 2020-05-20 | 2020-06-05 | High | 2 | #N/A | 61.3 | #N/A | #N/A
FLC44D | FLC44D-SO-2500L-120V-L11-T-CP / LC44-SDO-2500L-927K-DN-FL1-CD-NP | 2021 | Downlight | 61.3 | 2019-06-20 | 2019-06-26 | High | 2 | #N/A | 61.3 | #N/A | #N/A
Green Creative | [Blank¦SPFT*#]LE3090##[ELD-EDALIUNV¦ELD-SDALIUNV]**/AD*#** | 2300 | Downlight | 61.3 | 2021-10-30 | 2022-04-04 | High | 2 | #N/A | 61.3 | #N/A | #N/A
Green Creative | LE3090##DIM120V**/ADR#** | 2450 | Downlight | 61.3 | 2019-08-10 | 2019-08-08 | High | 2 | #N/A | 61.3 | #N/A | #N/A
ConTech Lighting | SMTS627KCMVD2-** | 1020 | Downlight | 61.4 | 2018-12-07 | 2018-12-17 | High | 2 | #N/A | 61.4 | #N/A | #N/A
WAC Lighting | R2SD1T-N827-**(22W) | 1350 | Downlight | 61.4 | 2017-08-23 | 2018-04-30 | High | 2 | #N/A | 61.4 | #N/A | #N/A
WAC Lighting | R2SD1T-N830-**(22W) | 1350 | Downlight | 61.4 | 2017-08-23 | 2018-04-30 | High | 2 | #N/A | 61.4 | #N/A | #N/A
WAC Lighting | R2SD1T-N835-**(22W) | 1350 | Downlight | 61.4 | 2017-08-23 | 2018-04-30 | High | 2 | #N/A | 61.4 | #N/A | #N/A
WAC Lighting | R2SD1T-N840-**(22W) | 1350 | Downlight | 61.4 | 2017-08-23 | 2018-04-30 | High | 2 | #N/A | 61.4 | #N/A | #N/A
Intense | IHOL-4DRM2279-DIM-40/IRD400HZ-SF | 1481 | Downlight | 61.4 | 2016-11-30 | 2017-02-07 | High | 2 | #N/A | 61.4 | #N/A | #N/A
Prescolite | LTR-#*D-*-SL15L-DM1 + LTR-#*D-T-SL##K#****** | 1100 | Downlight | 61.5 | 2019-07-12 | 2020-03-13 | High | 2 | #N/A | 61.5 | #N/A | #N/A
Prescolite | LTC-#*D-*-15L###**-DM1****** | 1100 | Downlight | 61.5 | 2019-07-12 | 2020-03-13 | High | 2 | #N/A | 61.5 | #N/A | #N/A
CANARMNA | LW12A19 | 1230 | Downlight | 61.5 | 2017-09-29 | 2017-10-05 | High | 2 | #N/A | 61.5 | #N/A | #N/A
Liteline | ALR4-2630W | 1415 | Downlight | 61.5 | 2015-11-26 | 2016-04-22 | High | 2 | #N/A | 61.5 | #N/A | #N/A
Liteline | ALR6-2630W | 1415 | Downlight | 61.5 | 2015-11-26 | 2016-04-22 | High | 2 | #N/A | 61.5 | #N/A | #N/A
Dals | CFLEDR14-CC-** | 1600 | Downlight | 61.5 | 2020-06-01 | 2020-11-13 | High | 2 | #N/A | 61.5 | #N/A | #N/A
Dals | CFLEDSQ14-CC-** | 1600 | Downlight | 61.5 | 2020-06-01 | 2020-11-13 | High | 2 | #N/A | 61.5 | #N/A | #N/A
Satco | 62/1515 | 1600 | Downlight | 61.5 | 2019-10-15 | 2019-10-17 | High | 2 | #N/A | 61.5 | #N/A | #N/A
Satco | 62/1519 | 1600 | Downlight | 61.5 | 2019-10-15 | 2019-10-17 | High | 2 | #N/A | 61.5 | #N/A | #N/A
Prescolite | MD8LED3Lzzzz8-8MD3Lxxxxx/yyyyy | 2717 | Downlight | 61.5 | 2013-03-27 | 2016-06-08 | High | 2 | #N/A | 61.5 | #N/A | #N/A
Prescolite | MD8LED3Lzzzz8-8MD3Lxxxxx/yyyyy | 2717 | Downlight | 61.5 | 2013-03-27 | 2016-06-08 | High | 2 | #N/A | 61.5 | #N/A | #N/A
Prescolite | MD8LED3Lzzzz8-8MD3Lxxxxx/yyyyy | 2717 | Downlight | 61.5 | 2013-03-27 | 2016-06-08 | High | 2 | #N/A | 61.5 | #N/A | #N/A
Prescolite | MD8LED3Lzzzz8-8MD3Lxxxxx/yyyyy | 2717 | Downlight | 61.5 | 2013-03-27 | 2016-06-08 | High | 2 | #N/A | 61.5 | #N/A | #N/A
HELIOS LIGHTING | 4R15L-30K-**-** | 1170 | Downlight | 61.6 | 2020-07-28 | 2020-08-10 | High | 2 | #N/A | 61.6 | #N/A | #N/A
HELIOS LIGHTING | 4R15L-30K-**-**-DM1 | 1170 | Downlight | 61.6 | 2020-07-28 | 2020-08-10 | High | 2 | #N/A | 61.6 | #N/A | #N/A
HELIOS LIGHTING | 4R15L-35K-**-** | 1170 | Downlight | 61.6 | 2020-07-28 | 2020-08-10 | High | 2 | #N/A | 61.6 | #N/A | #N/A
HELIOS LIGHTING | 4R15L-35K-**-**-DM1 | 1170 | Downlight | 61.6 | 2020-07-28 | 2020-08-10 | High | 2 | #N/A | 61.6 | #N/A | #N/A
HELIOS LIGHTING | 4R15L-40K-**-** | 1170 | Downlight | 61.6 | 2020-07-28 | 2020-08-10 | High | 2 | #N/A | 61.6 | #N/A | #N/A
HELIOS LIGHTING | 4R15L-40K-**-**-DM1 | 1170 | Downlight | 61.6 | 2020-07-28 | 2020-08-10 | High | 2 | #N/A | 61.6 | #N/A | #N/A
HELIOS LIGHTING | 4S15L-30K-**-** | 1170 | Downlight | 61.6 | 2020-07-28 | 2020-08-10 | High | 2 | #N/A | 61.6 | #N/A | #N/A
HELIOS LIGHTING | 4S15L-30K-**-**-DM1 | 1170 | Downlight | 61.6 | 2020-07-28 | 2020-08-10 | High | 2 | #N/A | 61.6 | #N/A | #N/A
HELIOS LIGHTING | 4S15L-35K-**-** | 1170 | Downlight | 61.6 | 2020-07-28 | 2020-08-10 | High | 2 | #N/A | 61.6 | #N/A | #N/A
HELIOS LIGHTING | 4S15L-35K-**-**-DM1 | 1170 | Downlight | 61.6 | 2020-07-28 | 2020-08-10 | High | 2 | #N/A | 61.6 | #N/A | #N/A
HELIOS LIGHTING | 4S15L-40K-**-** | 1170 | Downlight | 61.6 | 2020-07-28 | 2020-08-10 | High | 2 | #N/A | 61.6 | #N/A | #N/A
HELIOS LIGHTING | 4S15L-40K-**-**-DM1 | 1170 | Downlight | 61.6 | 2020-07-28 | 2020-08-10 | High | 2 | #N/A | 61.6 | #N/A | #N/A
PORTFOLIO | LD2B20[D010¦D010TR] EU2B20NFL2590[35¦40] 2LB[D¦SW¦DL¦CS¦LCS¦SQC¦SQLC]#[LI¦MW¦WMH¦WH¦H] | 1232 | Downlight | 61.6 | 2017-07-26 | 2017-07-28 | High | 2 | #N/A | 61.6 | #N/A | #N/A
PORTFOLIO | LDSQ6A15D010TE ESQ6A15827 6LSQxxx | 1342 | Downlight | 61.6 | 2015-12-05 | 2016-08-08 | High | 2 | #N/A | 61.6 | #N/A | #N/A
NICOR | ADL4-10&&-UNV with ADL4-10&&-MDL-#K-$$ | 1725 | Downlight | 61.6 | 2016-01-22 | 2016-01-20 | High | 2 | #N/A | 61.6 | #N/A | #N/A
NICOR | ADL4-10&&-UNV with ADL4-10&&-MDL-#K-$$ | 1725 | Downlight | 61.6 | 2016-01-22 | 2016-01-20 | High | 2 | #N/A | 61.6 | #N/A | #N/A
NICOR | ADL4-10&&-UNV with ADL4-10&&-MDL-#K-$$ | 1725 | Downlight | 61.6 | 2016-01-22 | 2016-01-20 | High | 2 | #N/A | 61.6 | #N/A | #N/A
Nora Lighting | NRM2-###L2527*** | 1740 | Downlight | 61.6 | 2017-12-15 | 2018-04-30 | High | 2 | #N/A | 61.6 | #N/A | #N/A
Gotham | ICO [ ¦SQADJ¦SQADJ¦[27¦30¦35¦40]/40 4AR [T00¦T30¦T40] [LD¦LSS] [10D¦15D¦20D¦25D¦30D¦35D¦40D¦45D¦50D] [EZ10¦ECOD] [ ¦90]CRI | 2508 | Downlight | 61.6 | 2020-04-06 | 2020-05-04 | High | 2 | #N/A | 61.6 | #N/A | #N/A
Essentia by Cree | S-DL8-42L-27K_S-DL8T-M-SSC | 2586 | Downlight | 61.6 | 2016-07-03 | 2016-08-11 | High | 2 | #N/A | 61.6 | #N/A | #N/A
Essentia by Cree | S-DL8-42L-27K_S-DL8T-N-SSC | 2586 | Downlight | 61.6 | 2016-07-03 | 2016-08-11 | High | 2 | #N/A | 61.6 | #N/A | #N/A
Essentia by Cree | S-DL8-42L-27K_S-DL8T-W-SSC | 2586 | Downlight | 61.6 | 2016-07-03 | 2016-08-11 | High | 2 | #N/A | 61.6 | #N/A | #N/A
Essentia by Cree | S-DL8-42L-27K_S-DL8T-WW-SSC | 2586 | Downlight | 61.6 | 2016-07-03 | 2016-08-11 | High | 2 | #N/A | 61.6 | #N/A | #N/A
Essentia by Cree | S-DL8-42L-30K_S-DL8T-N-SSC | 2586 | Downlight | 61.6 | 2016-07-03 | 2016-08-11 | High | 2 | #N/A | 61.6 | #N/A | #N/A
Essentia by Cree | S-DL8-42L-30K_S-DL8T-W-SSC | 2586 | Downlight | 61.6 | 2016-07-03 | 2016-08-11 | High | 2 | #N/A | 61.6 | #N/A | #N/A
Essentia by Cree | S-DL8-42L-30K_S-DL8T-WW-SSC | 2586 | Downlight | 61.6 | 2016-07-03 | 2016-08-11 | High | 2 | #N/A | 61.6 | #N/A | #N/A
Essentia by Cree | S-DL8-42L-35K_S-DL8T-M-SSC | 2586 | Downlight | 61.6 | 2016-07-03 | 2016-08-11 | High | 2 | #N/A | 61.6 | #N/A | #N/A
Essentia by Cree | S-DL8-42L-35K_S-DL8T-N-SSC | 2586 | Downlight | 61.6 | 2016-07-03 | 2016-08-11 | High | 2 | #N/A | 61.6 | #N/A | #N/A
Essentia by Cree | S-DL8-42L-35K_S-DL8T-W-SSC | 2586 | Downlight | 61.6 | 2016-07-03 | 2016-08-11 | High | 2 | #N/A | 61.6 | #N/A | #N/A
Essentia by Cree | S-DL8-42L-35K_S-DL8T-WW-SSC | 2586 | Downlight | 61.6 | 2016-07-03 | 2016-08-11 | High | 2 | #N/A | 61.6 | #N/A | #N/A
Essentia by Cree | S-DL8-42L-40K_S-DL8T-M-SSC | 2586 | Downlight | 61.6 | 2016-07-03 | 2016-08-11 | High | 2 | #N/A | 61.6 | #N/A | #N/A
Essentia by Cree | S-DL8-42L-40K_S-DL8T-N-SSC | 2586 | Downlight | 61.6 | 2016-07-03 | 2016-08-11 | High | 2 | #N/A | 61.6 | #N/A | #N/A
Essentia by Cree | S-DL8-42L-40K_S-DL8T-W-SSC | 2586 | Downlight | 61.6 | 2016-07-03 | 2016-08-11 | High | 2 | #N/A | 61.6 | #N/A | #N/A
Essentia by Cree | S-DL8-42L-40K_S-DL8T-WW-SSC | 2586 | Downlight | 61.6 | 2016-07-03 | 2016-08-11 | High | 2 | #N/A | 61.6 | #N/A | #N/A
Eseentia by Cree | S-DL6-42L-35K_S-DL6T-WW-SSC | 2586 | Downlight | 61.6 | 2016-07-03 | 2016-08-11 | High | 2 | #N/A | 61.6 | #N/A | #N/A
Eseentia by Cree | S-DL8-42L-30K_S-DL8T-M-SSC | 2586 | Downlight | 61.6 | 2016-07-03 | 2016-08-11 | High | 2 | #N/A | 61.6 | #N/A | #N/A
Essentia by Cree | S-DL4-42L-27K_S-DL4T-M-SSC | 2586 | Downlight | 61.6 | 2016-07-03 | 2016-08-11 | High | 2 | #N/A | 61.6 | #N/A | #N/A
Essentia by Cree | S-DL4-42L-27K_S-DL4T-N-SSC | 2586 | Downlight | 61.6 | 2016-07-03 | 2016-08-11 | High | 2 | #N/A | 61.6 | #N/A | #N/A
Essentia by Cree | S-DL4-42L-27K_S-DL4T-W-SSC | 2586 | Downlight | 61.6 | 2016-07-03 | 2016-08-11 | High | 2 | #N/A | 61.6 | #N/A | #N/A
Essentia by Cree | S-DL4-42L-30K_S-DL4T-M-SSC | 2586 | Downlight | 61.6 | 2016-07-03 | 2016-08-11 | High | 2 | #N/A | 61.6 | #N/A | #N/A
Essentia by Cree | S-DL4-42L-30K_S-DL4T-N-SSC | 2586 | Downlight | 61.6 | 2016-07-03 | 2016-08-11 | High | 2 | #N/A | 61.6 | #N/A | #N/A
Essentia by Cree | S-DL4-42L-30K_S-DL4T-W-SSC | 2586 | Downlight | 61.6 | 2016-07-03 | 2016-08-11 | High | 2 | #N/A | 61.6 | #N/A | #N/A
Essentia by Cree | S-DL4-42L-35K_S-DL4T-M-SSC | 2586 | Downlight | 61.6 | 2016-07-03 | 2016-08-11 | High | 2 | #N/A | 61.6 | #N/A | #N/A
Essentia by Cree | S-DL4-42L-35K_S-DL4T-N-SSC | 2586 | Downlight | 61.6 | 2016-07-03 | 2016-08-11 | High | 2 | #N/A | 61.6 | #N/A | #N/A
Essentia by Cree | S-DL4-42L-35K_S-DL4T-W-SSC | 2586 | Downlight | 61.6 | 2016-07-03 | 2016-08-11 | High | 2 | #N/A | 61.6 | #N/A | #N/A
Essentia by Cree | S-DL4-42L-40K_S-DL4T-M-SSC | 2586 | Downlight | 61.6 | 2016-07-03 | 2016-08-11 | High | 2 | #N/A | 61.6 | #N/A | #N/A
Essentia by Cree | S-DL4-42L-40K_S-DL4T-N-SSC | 2586 | Downlight | 61.6 | 2016-07-03 | 2016-08-11 | High | 2 | #N/A | 61.6 | #N/A | #N/A
Essentia by Cree | S-DL4-42L-40K_S-DL4T-W-SSC | 2586 | Downlight | 61.6 | 2016-07-03 | 2016-08-11 | High | 2 | #N/A | 61.6 | #N/A | #N/A
Essentia by Cree | S-DL6-42L-27K_S-DL6T-M-SSC | 2586 | Downlight | 61.6 | 2016-07-03 | 2016-08-11 | High | 2 | #N/A | 61.6 | #N/A | #N/A
Essentia by Cree | S-DL6-42L-27K_S-DL6T-N-SSC | 2586 | Downlight | 61.6 | 2016-07-03 | 2016-08-11 | High | 2 | #N/A | 61.6 | #N/A | #N/A
Essentia by Cree | S-DL6-42L-27K_S-DL6T-W-SSC | 2586 | Downlight | 61.6 | 2016-07-03 | 2016-08-11 | High | 2 | #N/A | 61.6 | #N/A | #N/A
Essentia by Cree | S-DL6-42L-27K_S-DL6T-WW-SSC | 2586 | Downlight | 61.6 | 2016-07-03 | 2016-08-11 | High | 2 | #N/A | 61.6 | #N/A | #N/A
Essentia by Cree | S-DL6-42L-27K_S-DL6T-WW-SSC | 2586 | Downlight | 61.6 | 2016-07-03 | 2017-01-05 | High | 2 | #N/A | 61.6 | #N/A | #N/A
Essentia by Cree | S-DL6-42L-30K_S-DL6T-M-SSC | 2586 | Downlight | 61.6 | 2016-07-03 | 2016-08-11 | High | 2 | #N/A | 61.6 | #N/A | #N/A
Essentia by Cree | S-DL6-42L-30K_S-DL6T-N-SSC | 2586 | Downlight | 61.6 | 2016-07-03 | 2016-08-11 | High | 2 | #N/A | 61.6 | #N/A | #N/A
Essentia by Cree | S-DL6-42L-30K_S-DL6T-W-SSC | 2586 | Downlight | 61.6 | 2016-07-03 | 2016-08-11 | High | 2 | #N/A | 61.6 | #N/A | #N/A
Essentia by Cree | S-DL6-42L-30K_S-DL6T-WW-SSC | 2586 | Downlight | 61.6 | 2016-07-03 | 2016-08-11 | High | 2 | #N/A | 61.6 | #N/A | #N/A
Essentia by Cree | S-DL6-42L-35K_S-DL6T-M-SSC | 2586 | Downlight | 61.6 | 2016-07-03 | 2016-08-11 | High | 2 | #N/A | 61.6 | #N/A | #N/A
Essentia by Cree | S-DL6-42L-35K_S-DL6T-N-SSC | 2586 | Downlight | 61.6 | 2016-07-03 | 2016-08-11 | High | 2 | #N/A | 61.6 | #N/A | #N/A
Essentia by Cree | S-DL6-42L-35K_S-DL6T-W-SSC | 2586 | Downlight | 61.6 | 2016-07-03 | 2016-08-11 | High | 2 | #N/A | 61.6 | #N/A | #N/A
Essentia by Cree | S-DL6-42L-40K_S-DL6T-M-SSC | 2586 | Downlight | 61.6 | 2016-07-03 | 2016-08-11 | High | 2 | #N/A | 61.6 | #N/A | #N/A
Essentia by Cree | S-DL6-42L-40K_S-DL6T-N-SSC | 2586 | Downlight | 61.6 | 2016-07-03 | 2016-08-11 | High | 2 | #N/A | 61.6 | #N/A | #N/A
Essentia by Cree | S-DL6-42L-40K_S-DL6T-W-SSC | 2586 | Downlight | 61.6 | 2016-07-03 | 2016-08-11 | High | 2 | #N/A | 61.6 | #N/A | #N/A
Essentia by Cree | S-DL6-42L-40K_S-DL6T-WW-SSC | 2586 | Downlight | 61.6 | 2016-07-03 | 2016-08-11 | High | 2 | #N/A | 61.6 | #N/A | #N/A
GE Current, a Daintree company | LRC8R**40********827VQ | 2600 | Downlight | 61.6 | 2022-03-10 | 2022-03-11 | High | 2 | #N/A | 61.6 | #N/A | #N/A
GE Current, a Daintree company | LRC10R**40********827VQ | 2600 | Downlight | 61.6 | 2022-03-10 | 2022-03-11 | High | 2 | #N/A | 61.6 | #N/A | #N/A
GE Current, a Daintree company | LRC12R**40********827VQ | 2600 | Downlight | 61.6 | 2022-03-10 | 2022-03-11 | High | 2 | #N/A | 61.6 | #N/A | #N/A
GE Current, a Daintree company | LRC6R**40********827VQ | 2600 | Downlight | 61.6 | 2017-10-01 | 2017-11-02 | High | 2 | #N/A | 61.6 | #N/A | #N/A
NICOR | ADL6-10&&-UNV with ADL6-10&&-MDL-#K-$$ | 3388 | Downlight | 61.6 | 2016-01-21 | 2016-01-20 | High | 2 | #N/A | 61.6 | #N/A | #N/A
NICOR | ADL6-10&&-UNV with ADL6-10&&-MDL-#K-$$ | 3388 | Downlight | 61.6 | 2016-01-21 | 2016-01-20 | High | 2 | #N/A | 61.6 | #N/A | #N/A
NICOR | ADL6-10&&-UNV with ADL6-10&&-MDL-#K-$$ | 3388 | Downlight | 61.6 | 2016-01-21 | 2016-01-20 | High | 2 | #N/A | 61.6 | #N/A | #N/A
PORTFOLIO | LD6C50[D010¦D010TR] EU6C5090[27¦30¦35¦40¦50] 6LB[N¦M¦W¦S]#[LI¦MW¦WMH¦WH¦H] | 3464 | Downlight | 61.6 | 2022-08-01 | 2022-08-26 | High | 2 | #N/A | 61.6 | #N/A | #N/A
PORTFOLIO | LD4C50[D010¦D010TR] EU4C5090[27¦30¦35¦40¦50] 4LB[N¦M¦W¦S]#[LI¦MW¦WMH¦WH¦H] | 3464 | Downlight | 61.6 | 2022-08-01 | 2022-08-25 | High | 2 | #N/A | 61.6 | #N/A | #N/A
Spex Lighting | SL-SLM6-CCT5-90 | 1032 | Downlight | 61.7 | 2021-01-01 | 2021-01-27 | High | 2 | #N/A | 61.7 | #N/A | #N/A
Trenz Lighting | TL-SLM6-CCT5-90 | 1032 | Downlight | 61.7 | 2021-01-01 | 2021-01-27 | High | 2 | #N/A | 61.7 | #N/A | #N/A
Liteline | SLM6-16W-CCT | 1032 | Downlight | 61.7 | 2021-01-01 | 2021-01-27 | High | 2 | #N/A | 61.7 | #N/A | #N/A
Lumenpulse Lighting | LCR[N¦S]-ESR-[FD¦SH]-[120¦277]-[R¦S]-L20-[27¦30¦35¦40]K-80-[NS¦N¦NFR¦VW¦M¦MFR¦W¦WFR¦VWFR]-[DA1¦DA2¦PDA1¦PDA2¦PH¦PPH2¦CA]-[SB¦MB¦DB¦DR]-MWH-[RD¦SR¦TLR¦SQ¦TLS]-[MWH¦MBK¦NKS¦CC¦SP]-[RM¦NC¦PC¦IC¦IC/AT]-[1¦2]-[blank¦EBB¦EBI¦WET]-[NA¦CL¦PD] | 1233 | Downlight | 61.7 | 2019-11-11 | 2019-11-12 | High | 2 | #N/A | 61.7 | #N/A | #N/A
LOTUS LED LIGHTS | LL6R-50K | 1050 | Downlight | 61.8 | 2019-01-02 | 2019-01-21 | High | 2 | #N/A | 61.8 | #N/A | #N/A
LOTUS LED LIGHTS | LL6S-30K | 1050 | Downlight | 61.8 | 2018-10-29 | 2018-10-25 | High | 2 | #N/A | 61.8 | #N/A | #N/A
Green Creative | [Blank¦SPFT*#]LE2590##[XT010UNV¦ELD-E010UNV¦ELD-S010UNV]**/AD*#** | 1980 | Downlight | 61.9 | 2021-10-30 | 2022-03-25 | High | 2 | #N/A | 61.9 | #N/A | #N/A
Essentia by Cree | S-DL8-A-42L-27K-* | 2711 | Downlight | 61.9 | 2016-06-01 | 2016-12-20 | High | 2 | #N/A | 61.9 | #N/A | #N/A
Atlantic Lighting | LED12-VR70-##K-#-#**-*** / 12VR10M-**-**-** | 4628 | Downlight | 61.9 | 2015-11-25 | 2019-10-31 | High | 2 | #N/A | 61.9 | #N/A | #N/A
Atlantic Lighting | LED10M-VR70-##K-#-#**-*** / 10VRMPR-**-**-** | 4628 | Downlight | 61.9 | 2015-11-25 | 2019-10-31 | High | 2 | #N/A | 61.9 | #N/A | #N/A
Atlantic Lighting | LED10M-VR70-##K-#-#**-*** / 10VRMPR-**-**-** | 4628 | Downlight | 61.9 | 2015-11-25 | 2019-10-31 | High | 2 | #N/A | 61.9 | #N/A | #N/A
WAC Lighting | DS-WS05-F927S-** | 1550 | Downlight | 62 | 2018-11-29 | 2018-11-15 | High | 2 | #N/A | 62 | #N/A | #N/A
WAC Lighting | DS-WS05-F930S-** | 1550 | Downlight | 62 | 2018-11-29 | 2018-11-15 | High | 2 | #N/A | 62 | #N/A | #N/A
WAC Lighting | DS-WS05-F935S-** | 1550 | Downlight | 62 | 2018-11-29 | 2018-11-15 | High | 2 | #N/A | 62 | #N/A | #N/A
WAC Lighting | DS-WS05-F940S-** | 1550 | Downlight | 62 | 2018-11-29 | 2018-11-15 | High | 2 | #N/A | 62 | #N/A | #N/A
WAC Lighting | DS-WS05-N927S-** | 1550 | Downlight | 62 | 2018-11-29 | 2018-11-15 | High | 2 | #N/A | 62 | #N/A | #N/A
WAC Lighting | DS-WS05-N930S-** | 1550 | Downlight | 62 | 2018-11-29 | 2018-11-15 | High | 2 | #N/A | 62 | #N/A | #N/A
WAC Lighting | DS-WS05-N935S-** | 1550 | Downlight | 62 | 2018-11-29 | 2018-11-15 | High | 2 | #N/A | 62 | #N/A | #N/A
WAC Lighting | DS-WS05-N940S-** | 1550 | Downlight | 62 | 2018-11-29 | 2018-11-15 | High | 2 | #N/A | 62 | #N/A | #N/A
WAC Lighting | DS-WS05-S927S-** | 1550 | Downlight | 62 | 2018-11-29 | 2018-11-15 | High | 2 | #N/A | 62 | #N/A | #N/A
WAC Lighting | DS-WS05-S930S-** | 1550 | Downlight | 62 | 2018-11-29 | 2018-11-15 | High | 2 | #N/A | 62 | #N/A | #N/A
WAC Lighting | DS-WS05-S935S-** | 1550 | Downlight | 62 | 2018-11-29 | 2018-11-15 | High | 2 | #N/A | 62 | #N/A | #N/A
WAC Lighting | DS-WS05-S940S-** | 1550 | Downlight | 62 | 2018-11-29 | 2018-11-15 | High | 2 | #N/A | 62 | #N/A | #N/A
WAC Lighting | DS-WE05-F927S-** | 1550 | Downlight | 62 | 2018-11-29 | 2018-11-15 | High | 2 | #N/A | 62 | #N/A | #N/A
WAC Lighting | DS-WE05-F930S-** | 1550 | Downlight | 62 | 2018-11-29 | 2018-11-15 | High | 2 | #N/A | 62 | #N/A | #N/A
WAC Lighting | DS-WE05-F935S-** | 1550 | Downlight | 62 | 2018-11-29 | 2018-11-15 | High | 2 | #N/A | 62 | #N/A | #N/A
WAC Lighting | DS-WE05-F940S-** | 1550 | Downlight | 62 | 2018-11-29 | 2018-11-15 | High | 2 | #N/A | 62 | #N/A | #N/A
WAC Lighting | DS-WE05-N927S-** | 1550 | Downlight | 62 | 2018-11-29 | 2018-11-15 | High | 2 | #N/A | 62 | #N/A | #N/A
WAC Lighting | DS-WE05-N930S-** | 1550 | Downlight | 62 | 2018-11-29 | 2018-11-15 | High | 2 | #N/A | 62 | #N/A | #N/A
WAC Lighting | DS-WE05-N935S-** | 1550 | Downlight | 62 | 2018-11-29 | 2018-11-15 | High | 2 | #N/A | 62 | #N/A | #N/A
WAC Lighting | DS-WE05-N940S-** | 1550 | Downlight | 62 | 2018-11-29 | 2018-11-15 | High | 2 | #N/A | 62 | #N/A | #N/A
WAC Lighting | DS-WE05-S927S-** | 1550 | Downlight | 62 | 2018-11-29 | 2018-11-15 | High | 2 | #N/A | 62 | #N/A | #N/A
WAC Lighting | DS-WE05-S930S-** | 1550 | Downlight | 62 | 2018-11-29 | 2018-11-15 | High | 2 | #N/A | 62 | #N/A | #N/A
WAC Lighting | DS-WE05-S935S-** | 1550 | Downlight | 62 | 2018-11-29 | 2018-11-15 | High | 2 | #N/A | 62 | #N/A | #N/A
WAC Lighting | DS-WE05-S940S-** | 1550 | Downlight | 62 | 2018-11-29 | 2018-11-15 | High | 2 | #N/A | 62 | #N/A | #N/A
WAC Lighting | DS-PD05-F927-** | 1550 | Downlight | 62 | 2018-11-29 | 2018-11-15 | High | 2 | #N/A | 62 | #N/A | #N/A
WAC Lighting | DS-PD05-F930-** | 1550 | Downlight | 62 | 2018-11-29 | 2018-11-15 | High | 2 | #N/A | 62 | #N/A | #N/A
WAC Lighting | DS-PD05-F935-** | 1550 | Downlight | 62 | 2018-11-29 | 2018-11-15 | High | 2 | #N/A | 62 | #N/A | #N/A
WAC Lighting | DS-PD05-F940-** | 1550 | Downlight | 62 | 2018-11-29 | 2018-11-15 | High | 2 | #N/A | 62 | #N/A | #N/A
WAC Lighting | DS-PD05-N927-** | 1550 | Downlight | 62 | 2018-11-29 | 2018-11-15 | High | 2 | #N/A | 62 | #N/A | #N/A
WAC Lighting | DS-PD05-N930-** | 1550 | Downlight | 62 | 2018-11-29 | 2018-11-15 | High | 2 | #N/A | 62 | #N/A | #N/A
WAC Lighting | DS-PD05-N935-** | 1550 | Downlight | 62 | 2018-11-29 | 2018-11-15 | High | 2 | #N/A | 62 | #N/A | #N/A
WAC Lighting | DS-PD05-N940-** | 1550 | Downlight | 62 | 2018-11-29 | 2018-11-15 | High | 2 | #N/A | 62 | #N/A | #N/A
WAC Lighting | DS-PD05-S927-** | 1550 | Downlight | 62 | 2018-11-29 | 2018-11-15 | High | 2 | #N/A | 62 | #N/A | #N/A
WAC Lighting | DS-PD05-S930-** | 1550 | Downlight | 62 | 2018-11-29 | 2018-11-15 | High | 2 | #N/A | 62 | #N/A | #N/A
WAC Lighting | DS-PD05-S935-** | 1550 | Downlight | 62 | 2018-11-29 | 2018-11-15 | High | 2 | #N/A | 62 | #N/A | #N/A
WAC Lighting | DS-PD05-S940-** | 1550 | Downlight | 62 | 2018-11-29 | 2018-11-15 | High | 2 | #N/A | 62 | #N/A | #N/A
WAC Lighting | DC-PD05-F927-** | 1550 | Downlight | 62 | 2018-11-29 | 2018-11-15 | High | 2 | #N/A | 62 | #N/A | #N/A
WAC Lighting | DC-PD05-F930-** | 1550 | Downlight | 62 | 2018-11-29 | 2018-11-15 | High | 2 | #N/A | 62 | #N/A | #N/A
WAC Lighting | DC-PD05-F935-** | 1550 | Downlight | 62 | 2018-11-29 | 2018-11-15 | High | 2 | #N/A | 62 | #N/A | #N/A
WAC Lighting | DC-PD05-F940-** | 1550 | Downlight | 62 | 2018-11-29 | 2018-11-15 | High | 2 | #N/A | 62 | #N/A | #N/A
WAC Lighting | DC-WS05-N927S-** | 1550 | Downlight | 62 | 2018-11-29 | 2018-11-15 | High | 2 | #N/A | 62 | #N/A | #N/A
WAC Lighting | DC-WS05-N930S-** | 1550 | Downlight | 62 | 2018-11-29 | 2018-11-15 | High | 2 | #N/A | 62 | #N/A | #N/A
WAC Lighting | DC-WS05-N935S-** | 1550 | Downlight | 62 | 2018-11-29 | 2018-11-15 | High | 2 | #N/A | 62 | #N/A | #N/A
WAC Lighting | DC-WS05-N940S-** | 1550 | Downlight | 62 | 2018-11-29 | 2018-11-15 | High | 2 | #N/A | 62 | #N/A | #N/A
WAC Lighting | DC-PD05-N927-** | 1550 | Downlight | 62 | 2018-11-29 | 2018-11-15 | High | 2 | #N/A | 62 | #N/A | #N/A
WAC Lighting | DC-PD05-N930-** | 1550 | Downlight | 62 | 2018-11-29 | 2018-11-15 | High | 2 | #N/A | 62 | #N/A | #N/A
WAC Lighting | DC-PD05-N935-** | 1550 | Downlight | 62 | 2018-11-29 | 2018-11-15 | High | 2 | #N/A | 62 | #N/A | #N/A
WAC Lighting | DC-PD05-N940-** | 1550 | Downlight | 62 | 2018-11-29 | 2018-11-15 | High | 2 | #N/A | 62 | #N/A | #N/A
WAC Lighting | DC-PD05-S927-** | 1550 | Downlight | 62 | 2018-11-29 | 2018-11-15 | High | 2 | #N/A | 62 | #N/A | #N/A
WAC Lighting | DC-PD05-S930-** | 1550 | Downlight | 62 | 2018-11-29 | 2018-11-15 | High | 2 | #N/A | 62 | #N/A | #N/A
WAC Lighting | DC-PD05-S935-** | 1550 | Downlight | 62 | 2018-11-29 | 2018-11-15 | High | 2 | #N/A | 62 | #N/A | #N/A
WAC Lighting | DC-PD05-S940-** | 1550 | Downlight | 62 | 2018-11-29 | 2018-11-15 | High | 2 | #N/A | 62 | #N/A | #N/A
WAC Lighting | DC-WE05-F927S-** | 1550 | Downlight | 62 | 2018-11-29 | 2018-11-15 | High | 2 | #N/A | 62 | #N/A | #N/A
WAC Lighting | DC-WE05-F930S-** | 1550 | Downlight | 62 | 2018-11-29 | 2018-11-15 | High | 2 | #N/A | 62 | #N/A | #N/A
WAC Lighting | DC-WE05-F935S-** | 1550 | Downlight | 62 | 2018-11-29 | 2018-11-15 | High | 2 | #N/A | 62 | #N/A | #N/A
WAC Lighting | DC-WE05-F940S-** | 1550 | Downlight | 62 | 2018-11-29 | 2018-11-15 | High | 2 | #N/A | 62 | #N/A | #N/A
WAC Lighting | DC-WE05-N927S-** | 1550 | Downlight | 62 | 2018-11-29 | 2018-11-15 | High | 2 | #N/A | 62 | #N/A | #N/A
WAC Lighting | DC-WE05-N930S-** | 1550 | Downlight | 62 | 2018-11-29 | 2018-11-15 | High | 2 | #N/A | 62 | #N/A | #N/A
WAC Lighting | DC-WE05-N935S-** | 1550 | Downlight | 62 | 2018-11-29 | 2018-11-15 | High | 2 | #N/A | 62 | #N/A | #N/A
WAC Lighting | DC-WE05-N940S-** | 1550 | Downlight | 62 | 2018-11-29 | 2018-11-15 | High | 2 | #N/A | 62 | #N/A | #N/A
WAC Lighting | DS-CD05-F927-** | 1550 | Downlight | 62 | 2018-11-29 | 2018-11-15 | High | 2 | #N/A | 62 | #N/A | #N/A
WAC Lighting | DS-CD05-F930-** | 1550 | Downlight | 62 | 2018-11-29 | 2018-11-15 | High | 2 | #N/A | 62 | #N/A | #N/A
WAC Lighting | DS-CD05-F935-** | 1550 | Downlight | 62 | 2018-11-29 | 2018-11-15 | High | 2 | #N/A | 62 | #N/A | #N/A
WAC Lighting | DS-CD05-F940-** | 1550 | Downlight | 62 | 2018-11-29 | 2018-11-15 | High | 2 | #N/A | 62 | #N/A | #N/A
WAC Lighting | DS-CD05-N927-** | 1550 | Downlight | 62 | 2018-11-29 | 2018-11-15 | High | 2 | #N/A | 62 | #N/A | #N/A
WAC Lighting | DS-CD05-N930-** | 1550 | Downlight | 62 | 2018-11-29 | 2018-11-15 | High | 2 | #N/A | 62 | #N/A | #N/A
WAC Lighting | DS-CD05-N935-** | 1550 | Downlight | 62 | 2018-11-29 | 2018-11-15 | High | 2 | #N/A | 62 | #N/A | #N/A
WAC Lighting | DS-CD05-N940-** | 1550 | Downlight | 62 | 2018-11-29 | 2018-11-15 | High | 2 | #N/A | 62 | #N/A | #N/A
WAC Lighting | DS-CD05-S927-** | 1550 | Downlight | 62 | 2018-11-29 | 2018-11-15 | High | 2 | #N/A | 62 | #N/A | #N/A
WAC Lighting | DS-CD05-S930-** | 1550 | Downlight | 62 | 2018-11-29 | 2018-11-15 | High | 2 | #N/A | 62 | #N/A | #N/A
WAC Lighting | DS-CD05-S935-** | 1550 | Downlight | 62 | 2018-11-29 | 2018-11-15 | High | 2 | #N/A | 62 | #N/A | #N/A
WAC Lighting | DS-CD05-S940-** | 1550 | Downlight | 62 | 2018-11-29 | 2018-11-15 | High | 2 | #N/A | 62 | #N/A | #N/A
WAC Lighting | DC-WE05-S927S-** | 1550 | Downlight | 62 | 2018-11-29 | 2018-11-15 | High | 2 | #N/A | 62 | #N/A | #N/A
WAC Lighting | DC-WE05-S930S-** | 1550 | Downlight | 62 | 2018-11-29 | 2018-11-15 | High | 2 | #N/A | 62 | #N/A | #N/A
WAC Lighting | DC-WE05-S935S-** | 1550 | Downlight | 62 | 2018-11-29 | 2018-11-15 | High | 2 | #N/A | 62 | #N/A | #N/A
WAC Lighting | DC-WE05-S940S-** | 1550 | Downlight | 62 | 2018-11-29 | 2018-11-15 | High | 2 | #N/A | 62 | #N/A | #N/A
WAC Lighting | DC-CD05-F927-** | 1550 | Downlight | 62 | 2018-11-29 | 2018-11-15 | High | 2 | #N/A | 62 | #N/A | #N/A
WAC Lighting | DC-CD05-F930-** | 1550 | Downlight | 62 | 2018-11-29 | 2018-11-15 | High | 2 | #N/A | 62 | #N/A | #N/A
WAC Lighting | DC-CD05-F935-** | 1550 | Downlight | 62 | 2018-11-29 | 2018-11-15 | High | 2 | #N/A | 62 | #N/A | #N/A
WAC Lighting | DC-CD05-F940-** | 1550 | Downlight | 62 | 2018-11-29 | 2018-11-15 | High | 2 | #N/A | 62 | #N/A | #N/A
WAC Lighting | DC-CD05-N927-** | 1550 | Downlight | 62 | 2018-11-29 | 2018-11-15 | High | 2 | #N/A | 62 | #N/A | #N/A
WAC Lighting | DC-CD05-N930-** | 1550 | Downlight | 62 | 2018-11-29 | 2018-11-15 | High | 2 | #N/A | 62 | #N/A | #N/A
WAC Lighting | DC-CD05-N935-** | 1550 | Downlight | 62 | 2018-11-29 | 2018-11-15 | High | 2 | #N/A | 62 | #N/A | #N/A
WAC Lighting | DC-CD05-N940-** | 1550 | Downlight | 62 | 2018-11-29 | 2018-11-15 | High | 2 | #N/A | 62 | #N/A | #N/A
WAC Lighting | DC-CD05-S927-** | 1550 | Downlight | 62 | 2018-11-29 | 2018-11-15 | High | 2 | #N/A | 62 | #N/A | #N/A
WAC Lighting | DC-CD05-S930-** | 1550 | Downlight | 62 | 2018-11-29 | 2018-11-15 | High | 2 | #N/A | 62 | #N/A | #N/A
WAC Lighting | DC-CD05-S935-** | 1550 | Downlight | 62 | 2018-11-29 | 2018-11-15 | High | 2 | #N/A | 62 | #N/A | #N/A
WAC Lighting | DC-CD05-S940-** | 1550 | Downlight | 62 | 2018-11-29 | 2018-11-15 | High | 2 | #N/A | 62 | #N/A | #N/A
WAC Lighting | DC-WS05-F927S-** | 1550 | Downlight | 62 | 2018-11-29 | 2018-11-15 | High | 2 | #N/A | 62 | #N/A | #N/A
WAC Lighting | DC-WS05-F930S-** | 1550 | Downlight | 62 | 2018-11-29 | 2018-11-15 | High | 2 | #N/A | 62 | #N/A | #N/A
WAC Lighting | DC-WS05-F935S-** | 1550 | Downlight | 62 | 2018-11-29 | 2018-11-15 | High | 2 | #N/A | 62 | #N/A | #N/A
WAC Lighting | DC-WS05-F940S-** | 1550 | Downlight | 62 | 2018-11-29 | 2018-11-15 | High | 2 | #N/A | 62 | #N/A | #N/A
MKS | 89281-MKS | 1873 | Downlight | 62 | 2019-10-01 | 2019-11-26 | High | 2 | #N/A | 62 | #N/A | #N/A
PORTFOLIO | LD6C45[D010¦D010TR] EU6C4590[27¦30¦35¦40¦50] 6LB[N¦M¦W¦S]#[LI¦MW¦WMH¦WH¦H] | 3030 | Downlight | 62.1 | 2022-08-01 | 2022-08-26 | High | 2 | #N/A | 62.1 | #N/A | #N/A
PORTFOLIO | LD4C45[D010¦D010TR] EU4C4590[27¦30¦35¦40¦50] 4LB[N¦M¦W¦S]#[LI¦MW¦WMH¦WH¦H] | 3030 | Downlight | 62.1 | 2022-08-01 | 2022-08-25 | High | 2 | #N/A | 62.1 | #N/A | #N/A
TCP | FMS09CCT | 1120 | Downlight | 62.2 | 2021-09-24 | 2021-10-21 | High | 2 | #N/A | 62.2 | #N/A | #N/A
Amax | LED-SMA9DL-* | 1150 | Downlight | 62.2 | 2018-07-12 | 2018-07-17 | High | 2 | #N/A | 62.2 | #N/A | #N/A
Satco | S9343 | 1150 | Downlight | 62.2 | 2016-05-25 | 2016-05-25 | High | 2 | #N/A | 62.2 | #N/A | #N/A
SATCO/NUVO | S29336 | 1150 | Downlight | 62.2 | 2018-04-13 | 2018-04-20 | High | 2 | #N/A | 62.2 | #N/A | #N/A
SATCO/NUVO | S29343 | 1150 | Downlight | 62.2 | 2018-04-13 | 2018-04-20 | High | 2 | #N/A | 62.2 | #N/A | #N/A
SATCO/NUVO | S29690 | 1150 | Downlight | 62.2 | 2018-04-13 | 2018-04-20 | High | 2 | #N/A | 62.2 | #N/A | #N/A
Halo | SMD6S129SWHE*-EM | 1140 | Downlight | 62.3 | 2021-11-18 | 2021-12-10 | High | 2 | #N/A | 62.3 | #N/A | #N/A
Halo | SMD6S129SWHE*-EM-* | 1140 | Downlight | 62.3 | 2021-11-18 | 2021-12-10 | High | 2 | #N/A | 62.3 | #N/A | #N/A
GEN V COMMERCIAL | V40FCR [U¦1¦2] 20 [30K¦35K¦40K¦50K] F4060 [SCL¦SGC¦WHT] [SDM¦ZDM¦TDM¦PF¦REM] | 1147 | Downlight | 62.3 | 2022-11-01 | 2022-12-09 | High | 2 | #N/A | 62.3 | #N/A | #N/A
Focal Point | FLCS33-SO-1100L-27K-LS-120-L11-T-CP / LCS33-SO-AA | 1155 | Downlight | 62.3 | 2017-05-11 | 2017-05-25 | High | 2 | #N/A | 62.3 | #N/A | #N/A
LSI Industries Inc. | LAD [4¦6¦8] [BLANK¦R¦SQ] [22L¦24L¦25L] UNV DIM1 [27¦30¦35¦40] BLANK [SP¦NF¦MF¦FL¦WF] [TR¦TSQ] [4¦6¦8] [R¦RWW¦RFL¦B¦RL¦FX¦AJ¦WW] [BLANK¦SF] [HAZ¦SPC] [WH¦BL] | 1379 | Downlight | 62.3 | 2018-06-05 | 2018-06-18 | High | 2 | #N/A | 62.3 | #N/A | #N/A
Lumenpulse Lighting | LCR[N¦S]-ESR-[FD¦SH]-[120¦277]-[R¦S]-L20-[27¦30¦35¦40]K-90-[VW¦M¦MFR¦W¦WFR¦VWFR]-[DA1¦DA2¦PDA1¦PDA2¦PH¦PPH2¦CA]-[SB¦MB¦DB¦DR]-[MWH¦MBK¦NKS¦DCH¦BCH]-[RD¦SR¦TLR¦SQ¦TLS]-[MWH¦MBK¦NKS¦CC¦SP]-[PC¦IC¦IC/AT]-[1¦2]-[blank¦EBB¦EBI¦WET]-NA | 1385 | Downlight | 62.3 | 2019-11-11 | 2019-11-12 | High | 2 | #N/A | 62.3 | #N/A | #N/A
Lumenpulse Lighting | LCR[N¦S]-ESR-[FD¦SH]-[120¦277]-[R¦S]-L20-[27¦30¦35¦40]K-90-[VW¦M¦MFR¦W¦WFR¦VWFR]-[DA1¦DA2¦PDA1¦PDA2¦PH¦PPH2¦CA]-[SB¦MB¦DB¦DR]-MWH-[RD¦SR¦TLR¦SQ¦TLS]-[MWH¦MBK¦NKS¦CC¦SP]-[RM¦NC]-[1¦2]-[blank¦EBB¦EBI¦WET]-NA | 1385 | Downlight | 62.3 | 2019-11-11 | 2019-11-12 | High | 2 | #N/A | 62.3 | #N/A | #N/A
RAB Lighting Inc | ND6R20D + NDLED6RD-XXXXXX-S-# | 1812 | Downlight | 62.3 | 2015-08-28 | 2015-09-22 | High | 2 | #N/A | 62.3 | #N/A | #N/A
WAC Lighting | DS-WS05-F927A-** | 1560 | Downlight | 62.4 | 2018-11-29 | 2018-11-15 | High | 2 | #N/A | 62.4 | #N/A | #N/A
WAC Lighting | DS-WS05-F927B-** | 1560 | Downlight | 62.4 | 2018-11-29 | 2018-11-15 | High | 2 | #N/A | 62.4 | #N/A | #N/A
WAC Lighting | DS-WS05-F930A-** | 1560 | Downlight | 62.4 | 2018-11-29 | 2018-11-15 | High | 2 | #N/A | 62.4 | #N/A | #N/A
WAC Lighting | DS-WS05-F930B-** | 1560 | Downlight | 62.4 | 2018-11-29 | 2018-11-15 | High | 2 | #N/A | 62.4 | #N/A | #N/A
WAC Lighting | DS-WS05-F935A-** | 1560 | Downlight | 62.4 | 2018-11-29 | 2018-11-15 | High | 2 | #N/A | 62.4 | #N/A | #N/A
WAC Lighting | DS-WS05-F935B-** | 1560 | Downlight | 62.4 | 2018-11-29 | 2018-11-15 | High | 2 | #N/A | 62.4 | #N/A | #N/A
WAC Lighting | DS-WS05-F940A-** | 1560 | Downlight | 62.4 | 2018-11-29 | 2018-11-15 | High | 2 | #N/A | 62.4 | #N/A | #N/A
WAC Lighting | DS-WS05-F940B-** | 1560 | Downlight | 62.4 | 2018-11-29 | 2018-11-15 | High | 2 | #N/A | 62.4 | #N/A | #N/A
WAC Lighting | DS-WE05-F927A-** | 1560 | Downlight | 62.4 | 2018-11-29 | 2018-11-15 | High | 2 | #N/A | 62.4 | #N/A | #N/A
WAC Lighting | DS-WE05-F927B-** | 1560 | Downlight | 62.4 | 2018-11-29 | 2018-11-15 | High | 2 | #N/A | 62.4 | #N/A | #N/A
WAC Lighting | DS-WE05-F930A-** | 1560 | Downlight | 62.4 | 2018-11-29 | 2018-11-15 | High | 2 | #N/A | 62.4 | #N/A | #N/A
WAC Lighting | DS-WE05-F930B-** | 1560 | Downlight | 62.4 | 2018-11-29 | 2018-11-15 | High | 2 | #N/A | 62.4 | #N/A | #N/A
WAC Lighting | DS-WE05-F935A-** | 1560 | Downlight | 62.4 | 2018-11-29 | 2018-11-15 | High | 2 | #N/A | 62.4 | #N/A | #N/A
WAC Lighting | DS-WE05-F935B-** | 1560 | Downlight | 62.4 | 2018-11-29 | 2018-11-15 | High | 2 | #N/A | 62.4 | #N/A | #N/A
WAC Lighting | DS-WE05-F940A-** | 1560 | Downlight | 62.4 | 2018-11-29 | 2018-11-15 | High | 2 | #N/A | 62.4 | #N/A | #N/A
WAC Lighting | DS-WE05-F940B-** | 1560 | Downlight | 62.4 | 2018-11-29 | 2018-11-15 | High | 2 | #N/A | 62.4 | #N/A | #N/A
WAC Lighting | DC-WE05-F927A-** | 1560 | Downlight | 62.4 | 2018-11-29 | 2018-11-15 | High | 2 | #N/A | 62.4 | #N/A | #N/A
WAC Lighting | DC-WE05-F927B-** | 1560 | Downlight | 62.4 | 2018-11-29 | 2018-11-15 | High | 2 | #N/A | 62.4 | #N/A | #N/A
WAC Lighting | DC-WE05-F930A-** | 1560 | Downlight | 62.4 | 2018-11-29 | 2018-11-15 | High | 2 | #N/A | 62.4 | #N/A | #N/A
WAC Lighting | DC-WE05-F930B-** | 1560 | Downlight | 62.4 | 2018-11-29 | 2018-11-15 | High | 2 | #N/A | 62.4 | #N/A | #N/A
WAC Lighting | DC-WE05-F935A-** | 1560 | Downlight | 62.4 | 2018-11-29 | 2018-11-15 | High | 2 | #N/A | 62.4 | #N/A | #N/A
WAC Lighting | DC-WE05-F935B-** | 1560 | Downlight | 62.4 | 2018-11-29 | 2018-11-15 | High | 2 | #N/A | 62.4 | #N/A | #N/A
WAC Lighting | DC-WE05-F940A-** | 1560 | Downlight | 62.4 | 2018-11-29 | 2018-11-15 | High | 2 | #N/A | 62.4 | #N/A | #N/A
WAC Lighting | DC-WE05-F940B-** | 1560 | Downlight | 62.4 | 2018-11-29 | 2018-11-15 | High | 2 | #N/A | 62.4 | #N/A | #N/A
WAC Lighting | DC-WS05-F927A-** | 1560 | Downlight | 62.4 | 2018-11-29 | 2018-11-15 | High | 2 | #N/A | 62.4 | #N/A | #N/A
WAC Lighting | DC-WS05-F927B-** | 1560 | Downlight | 62.4 | 2018-11-29 | 2018-11-15 | High | 2 | #N/A | 62.4 | #N/A | #N/A
WAC Lighting | DC-WS05-F930A-** | 1560 | Downlight | 62.4 | 2018-11-29 | 2018-11-15 | High | 2 | #N/A | 62.4 | #N/A | #N/A
WAC Lighting | DC-WS05-F930B-** | 1560 | Downlight | 62.4 | 2018-11-29 | 2018-11-15 | High | 2 | #N/A | 62.4 | #N/A | #N/A
WAC Lighting | DC-WS05-F935A-** | 1560 | Downlight | 62.4 | 2018-11-29 | 2018-11-15 | High | 2 | #N/A | 62.4 | #N/A | #N/A
WAC Lighting | DC-WS05-F935B-** | 1560 | Downlight | 62.4 | 2018-11-29 | 2018-11-15 | High | 2 | #N/A | 62.4 | #N/A | #N/A
WAC Lighting | DC-WS05-F940A-** | 1560 | Downlight | 62.4 | 2018-11-29 | 2018-11-15 | High | 2 | #N/A | 62.4 | #N/A | #N/A
WAC Lighting | DC-WS05-F940B-** | 1560 | Downlight | 62.4 | 2018-11-29 | 2018-11-15 | High | 2 | #N/A | 62.4 | #N/A | #N/A
Liteline | ALR6-3440W | 1940 | Downlight | 62.4 | 2015-11-26 | 2016-04-22 | High | 2 | #N/A | 62.4 | #N/A | #N/A
TRANS GLOBE | LED-30097 WH | 1000 | Downlight | 62.5 | 2019-09-23 | 2019-10-01 | High | 2 | #N/A | 62.5 | #N/A | #N/A
Greenlux | FM7-049-16WH83 | 1000 | Downlight | 62.5 | 2019-09-13 | 2019-09-17 | High | 2 | #N/A | 62.5 | #N/A | #N/A
Liteline | SLMB4HO-RGBTW-WH-#KT | 1000 | Downlight | 62.5 | 2021-01-11 | 2021-01-18 | High | 2 | #N/A | 62.5 | #N/A | #N/A
Liteline | SLMB4HO-RGBTW-WZ-WH | 1000 | Downlight | 62.5 | 2021-01-11 | 2021-01-18 | High | 2 | #N/A | 62.5 | #N/A | #N/A
Satco | S9788-*####-*#### | 1000 | Downlight | 62.5 | 2016-11-17 | 2016-11-17 | High | 2 | #N/A | 62.5 | #N/A | #N/A
RAB | DLS0126(DSK34-6R16927120BNS) | 1000 | Downlight | 62.5 | 2021-10-14 | 2021-11-05 | High | 2 | #N/A | 62.5 | #N/A | #N/A
FDL | FDLED-8-18W-5CCT-120V | 1125 | Downlight | 62.5 | 2022-03-11 | 2022-03-17 | High | 2 | #N/A | 62.5 | #N/A | #N/A
ETI | 565788## | 1250 | Downlight | 62.5 | 2020-04-01 | 2020-04-09 | High | 2 | #N/A | 62.5 | #N/A | #N/A
Essentia by Cree | S-DL4-A-24L-27K-* | 1437 | Downlight | 62.5 | 2016-06-01 | 2016-12-20 | High | 2 | #N/A | 62.5 | #N/A | #N/A
Elite Lighting | RL1175-1500L-DIMTR-120-##K-90-** | 1500 | Downlight | 62.5 | 2020-07-04 | 2020-07-24 | High | 2 | #N/A | 62.5 | #N/A | #N/A
Green Creative | PXCYL#/**/LEM90##/KDIM010UNV/**/**/** | 1970 | Downlight | 62.5 | 2021-10-30 | 2021-11-29 | High | 2 | #N/A | 62.5 | #N/A | #N/A
Green Creative | PXCYL#/**/LEM90##/KDIM120V/**/**/** | 1970 | Downlight | 62.5 | 2021-10-30 | 2021-11-29 | High | 2 | #N/A | 62.5 | #N/A | #N/A
Prescolite | LC8ML+8LCML24L#K9 | 2000 | Downlight | 62.5 | 2016-09-16 | 2020-11-25 | High | 2 | #N/A | 62.5 | #N/A | #N/A
Nora Lighting | NLOPAC-R8T2427** | 2000 | Downlight | 62.5 | 2019-02-01 | 2019-01-08 | High | 2 | #N/A | 62.5 | #N/A | #N/A
Nora Lighting | NLOPAC-R8T2430** | 2000 | Downlight | 62.5 | 2019-02-01 | 2019-01-08 | High | 2 | #N/A | 62.5 | #N/A | #N/A
Nora Lighting | NLOPAC-R8T2440** | 2000 | Downlight | 62.5 | 2019-02-01 | 2019-01-08 | High | 2 | #N/A | 62.5 | #N/A | #N/A
Nora Lighting | NLOPAC-R8T2450** | 2000 | Downlight | 62.5 | 2019-02-01 | 2019-01-08 | High | 2 | #N/A | 62.5 | #N/A | #N/A
PORTFOLIO | LDSQ6A20D010TE ESQ6A20827 6LSQxxx | 2012 | Downlight | 62.5 | 2015-12-05 | 2016-08-08 | High | 2 | #N/A | 62.5 | #N/A | #N/A
Nora Lighting | NYLM-5C30XyyLE4 | 2032 | Downlight | 62.5 | 2016-07-15 | 2016-08-24 | High | 2 | #N/A | 62.5 | #N/A | #N/A
DMF Lighting | DCD3M-30927FL | 2500 | Downlight | 62.5 | 2019-12-01 | 2020-02-23 | High | 2 | #N/A | 62.5 | #N/A | #N/A
DMF Lighting | DCD3M-30927NF | 2500 | Downlight | 62.5 | 2019-12-01 | 2020-02-23 | High | 2 | #N/A | 62.5 | #N/A | #N/A
DMF Lighting | DCD3M-30927NS | 2500 | Downlight | 62.5 | 2019-12-01 | 2020-02-23 | High | 2 | #N/A | 62.5 | #N/A | #N/A
DMF Lighting | DCD3M-30927SP | 2500 | Downlight | 62.5 | 2019-12-01 | 2020-02-23 | High | 2 | #N/A | 62.5 | #N/A | #N/A
DMF Lighting | DCD3M-30927WF | 2500 | Downlight | 62.5 | 2019-12-01 | 2020-02-23 | High | 2 | #N/A | 62.5 | #N/A | #N/A
DMF Lighting | DCD3M-30930FL | 2500 | Downlight | 62.5 | 2019-12-01 | 2020-02-23 | High | 2 | #N/A | 62.5 | #N/A | #N/A
DMF Lighting | DCD3M-30930NF | 2500 | Downlight | 62.5 | 2019-12-01 | 2020-02-23 | High | 2 | #N/A | 62.5 | #N/A | #N/A
DMF Lighting | DCD3M-30930NS | 2500 | Downlight | 62.5 | 2019-12-01 | 2020-02-23 | High | 2 | #N/A | 62.5 | #N/A | #N/A
DMF Lighting | DCD3M-30930SP | 2500 | Downlight | 62.5 | 2019-12-01 | 2020-02-23 | High | 2 | #N/A | 62.5 | #N/A | #N/A
DMF Lighting | DCD3M-30930WF | 2500 | Downlight | 62.5 | 2019-12-01 | 2020-02-23 | High | 2 | #N/A | 62.5 | #N/A | #N/A
DMF Lighting | DCD3M-30935FL | 2500 | Downlight | 62.5 | 2019-12-01 | 2020-02-23 | High | 2 | #N/A | 62.5 | #N/A | #N/A
DMF Lighting | DCD3M-30935NF | 2500 | Downlight | 62.5 | 2019-12-01 | 2020-02-23 | High | 2 | #N/A | 62.5 | #N/A | #N/A
DMF Lighting | DCD3M-30935NS | 2500 | Downlight | 62.5 | 2019-12-01 | 2020-02-23 | High | 2 | #N/A | 62.5 | #N/A | #N/A
DMF Lighting | DCD3M-30935SP | 2500 | Downlight | 62.5 | 2019-12-01 | 2020-02-23 | High | 2 | #N/A | 62.5 | #N/A | #N/A
DMF Lighting | DCD3M-30935WF | 2500 | Downlight | 62.5 | 2019-12-01 | 2020-02-23 | High | 2 | #N/A | 62.5 | #N/A | #N/A
DMF Lighting | DCD3M-30940FL | 2500 | Downlight | 62.5 | 2019-12-01 | 2020-02-23 | High | 2 | #N/A | 62.5 | #N/A | #N/A
DMF Lighting | DCD3M-30940NF | 2500 | Downlight | 62.5 | 2019-12-01 | 2020-02-23 | High | 2 | #N/A | 62.5 | #N/A | #N/A
DMF Lighting | DCD3M-30940NS | 2500 | Downlight | 62.5 | 2019-12-01 | 2020-02-23 | High | 2 | #N/A | 62.5 | #N/A | #N/A
DMF Lighting | DCD3M-30940SP | 2500 | Downlight | 62.5 | 2019-12-01 | 2020-02-23 | High | 2 | #N/A | 62.5 | #N/A | #N/A
DMF Lighting | DCD3M-30940WF | 2500 | Downlight | 62.5 | 2019-12-01 | 2020-02-23 | High | 2 | #N/A | 62.5 | #N/A | #N/A
DMF Lighting | DCD4M-259xxbb* | 2500 | Downlight | 62.5 | 2020-01-01 | 2020-02-07 | High | 2 | #N/A | 62.5 | #N/A | #N/A
DMF Lighting | DCD4M-358xxbb* | 2500 | Downlight | 62.5 | 2020-01-01 | 2020-02-07 | High | 2 | #N/A | 62.5 | #N/A | #N/A
Royal Pacific | 8545**-90-3K | 1314 | Downlight | 62.6 | 2021-01-15 | 2021-01-14 | High | 2 | #N/A | 62.6 | #N/A | #N/A
Royal Pacific | 8545**-90-4K | 1314 | Downlight | 62.6 | 2021-01-15 | 2021-01-14 | High | 2 | #N/A | 62.6 | #N/A | #N/A
Halo Commercial | HC430D010 HM434 9[27¦30¦35¦40] 41[ND¦MD¦WD¦RWW][C¦F¦W¦BB¦WB] | 1633 | Downlight | 62.6 | 2018-11-15 | 2018-12-17 | High | 2 | #N/A | 62.6 | #N/A | #N/A
Nora Lighting | NLCBS-4*##1027*** / NHSIC-410LE4* | 1009 | Downlight | 62.7 | 2017-10-01 | 2017-10-10 | High | 2 | #N/A | 62.7 | #N/A | #N/A
RAB Lighting Inc | ND4R12D + NDLED4RD-******-S | 1216 | Downlight | 62.7 | 2015-08-28 | 2015-09-22 | High | 2 | #N/A | 62.7 | #N/A | #N/A
GE Current, a Daintree company | LRCC08R060********830V1 | 4112 | Downlight | 62.7 | 2022-11-04 | 2022-11-14 | High | 2 | #N/A | 62.7 | #N/A | #N/A
GE Current, a Daintree company | LRCC08R060********835V1 | 4112 | Downlight | 62.7 | 2022-11-04 | 2022-11-14 | High | 2 | #N/A | 62.7 | #N/A | #N/A
GE Current, a Daintree company | LRCC08R060********840V1 | 4112 | Downlight | 62.7 | 2022-11-04 | 2022-11-14 | High | 2 | #N/A | 62.7 | #N/A | #N/A
GE Current, a Daintree company | LRCC08R060********850V1 | 4112 | Downlight | 62.7 | 2022-11-04 | 2022-11-14 | High | 2 | #N/A | 62.7 | #N/A | #N/A
GE Current, a Daintree company | LRCC10R060********827V1 | 4112 | Downlight | 62.7 | 2022-11-04 | 2022-11-14 | High | 2 | #N/A | 62.7 | #N/A | #N/A
GE Current, a Daintree company | LRCC10R060********830V1 | 4112 | Downlight | 62.7 | 2022-11-04 | 2022-11-14 | High | 2 | #N/A | 62.7 | #N/A | #N/A
GE Current, a Daintree company | LRCC10R060********835V1 | 4112 | Downlight | 62.7 | 2022-11-04 | 2022-11-14 | High | 2 | #N/A | 62.7 | #N/A | #N/A
GE Current, a Daintree company | LRCC10R060********840V1 | 4112 | Downlight | 62.7 | 2022-11-04 | 2022-11-14 | High | 2 | #N/A | 62.7 | #N/A | #N/A
GE Current, a Daintree company | LRCC10R060********850V1 | 4112 | Downlight | 62.7 | 2022-11-04 | 2022-11-14 | High | 2 | #N/A | 62.7 | #N/A | #N/A
GE Current, a Daintree company | LRCC12R060********827V1 | 4112 | Downlight | 62.7 | 2022-11-04 | 2022-11-14 | High | 2 | #N/A | 62.7 | #N/A | #N/A
GE Current, a Daintree company | LRCC12R060********830V1 | 4112 | Downlight | 62.7 | 2022-11-04 | 2022-11-14 | High | 2 | #N/A | 62.7 | #N/A | #N/A
GE Current, a Daintree company | LRCC12R060********835V1 | 4112 | Downlight | 62.7 | 2022-11-04 | 2022-11-14 | High | 2 | #N/A | 62.7 | #N/A | #N/A
GE Current, a Daintree company | LRCC12R060********840V1 | 4112 | Downlight | 62.7 | 2022-11-04 | 2022-11-14 | High | 2 | #N/A | 62.7 | #N/A | #N/A
GE Current, a Daintree company | LRCC12R060********850V1 | 4112 | Downlight | 62.7 | 2022-11-04 | 2022-11-14 | High | 2 | #N/A | 62.7 | #N/A | #N/A
GE Current, a Daintree company | LRCC06R060********827V1 | 4112 | Downlight | 62.7 | 2022-11-04 | 2022-11-14 | High | 2 | #N/A | 62.7 | #N/A | #N/A
GE Current, a Daintree company | LRCC06R060********830V1 | 4112 | Downlight | 62.7 | 2022-11-04 | 2022-11-14 | High | 2 | #N/A | 62.7 | #N/A | #N/A
GE Current, a Daintree company | LRCC06R060********835V1 | 4112 | Downlight | 62.7 | 2022-11-04 | 2022-11-14 | High | 2 | #N/A | 62.7 | #N/A | #N/A
GE Current, a Daintree company | LRCC06R060********840V1 | 4112 | Downlight | 62.7 | 2022-11-04 | 2022-11-14 | High | 2 | #N/A | 62.7 | #N/A | #N/A
GE Current, a Daintree company | LRCC06R060********850V1 | 4112 | Downlight | 62.7 | 2022-11-04 | 2022-11-14 | High | 2 | #N/A | 62.7 | #N/A | #N/A
GE Current, a Daintree company | LRCC08R060********827V1 | 4112 | Downlight | 62.7 | 2022-11-04 | 2022-11-14 | High | 2 | #N/A | 62.7 | #N/A | #N/A
Hampton Bay | JJU3011L-4/*** | 1256 | Downlight | 62.8 | 2020-01-01 | 2018-12-26 | High | 2 | #N/A | 62.8 | #N/A | #N/A
Nora Lighting | NYLM-3C27XyyLE4 | 1397 | Downlight | 62.8 | 2016-07-15 | 2016-08-24 | High | 2 | #N/A | 62.8 | #N/A | #N/A
CREE, Inc. | KR6-30L-27K-120V-xxx | 2450 | Downlight | 62.8 | 2013-06-01 | 2017-07-13 | High | 2 | #N/A | 62.8 | #N/A | #N/A
PORTFOLIO | LD4B40[D010¦D010TR] EU4B304090[27¦30¦35¦40¦50] 4LB[M¦W¦S]#[LI¦MW¦WMH¦WH¦H] | 2594 | Downlight | 62.8 | 2017-06-30 | 2017-07-10 | High | 2 | #N/A | 62.8 | #N/A | #N/A
Gotham | MYO 1X [27¦30¦35¦40]K 1000LM [15¦20¦25¦30¦35¦40¦45¦WW]D [BBL¦BWH¦BSG¦BWS¦BRR¦BAZ¦BMD¦BAP¦BMP¦BIO¦BAC¦RAL] BVL [TRBL¦TRW] [blank¦FL] MVOLT UGZ [blank¦ICAT¦CP] | 1011 | Downlight | 62.9 | 2018-04-01 | 2018-04-26 | High | 2 | #N/A | 62.9 | #N/A | #N/A
Juno Lighting | JSBC 7IN 30K 90CRI WH CP4 | 1100 | Downlight | 62.9 | 2022-06-24 | 2022-06-24 | High | 2 | #N/A | 62.9 | #N/A | #N/A
Juno Lighting | JSBC 7IN 30K 90CRI WH M6 | 1100 | Downlight | 62.9 | 2022-06-24 | 2022-06-24 | High | 2 | #N/A | 62.9 | #N/A | #N/A
Juno Lighting | JSBC 7IN 40K 90CRI WH CP4 | 1100 | Downlight | 62.9 | 2022-06-24 | 2022-06-24 | High | 2 | #N/A | 62.9 | #N/A | #N/A
Juno Lighting | JSBC 7IN 40K 90CRI WH M6 | 1100 | Downlight | 62.9 | 2022-06-24 | 2022-06-24 | High | 2 | #N/A | 62.9 | #N/A | #N/A
Green Creative | LE2590##-BDIM120V**/ADR#** | 1950 | Downlight | 62.9 | 2019-10-10 | 2019-10-03 | High | 2 | #N/A | 62.9 | #N/A | #N/A
Gotham | MYO 2X [27¦30¦35¦40]K 1000LM [15¦20¦25¦30¦35¦40¦45¦WW]D [BBL¦BWH¦BSG¦BWS¦BRR¦BAZ¦BMD¦BAP¦BMP¦BIO¦BAC¦RAL] BVL [TRBL¦TRW] [blank¦FL] MVOLT UGZ [blank¦ICAT¦CP] | 2022 | Downlight | 62.9 | 2018-04-01 | 2018-04-25 | High | 2 | #N/A | 62.9 | #N/A | #N/A
Lithonia Lighting | LDN[4¦6][ ¦SQ¦CYL] [27¦30¦35¦40¦50]/30 L[O4¦W4¦S4¦SW4¦O6¦W6¦S6¦SW6]AR [LSS¦LD¦LS] [MVOLT¦120¦277] DIM[1¦10] | 2151 | Downlight | 62.9 | 2016-08-01 | 2017-01-24 | High | 2 | #N/A | 62.9 | #N/A | #N/A
Halo Commercial | PD630D010-PDM6A8##-61V[C¦G¦H¦W¦BB¦WB] | 2221 | Downlight | 62.9 | 2015-02-27 | 2017-03-02 | High | 2 | #N/A | 62.9 | #N/A | #N/A
LEDRA Brands | NU4-[RD¦RDT]-XTM19-40LM-[27K¦30K¦35K¦40K]-83-[HE40¦HE60¦HE80¦S20¦S30¦S60¦D40¦D50¦D60¦NL]-[120¦277]-[DIM10¦DIM10Z]-[NC¦RET]-WH-WH-ES | 2640 | Downlight | 62.9 | 2018-04-20 | 2018-04-23 | High | 2 | #N/A | 62.9 | #N/A | #N/A
Gotham | MYO 3X [27¦30¦35¦40]K 1000LM [15¦20¦25¦30¦35¦40¦45¦WW]D [BBL¦BWH¦BSG¦BWS¦BRR¦BAZ¦BMD¦BAP¦BMP¦BIO¦BAC¦RAL] BVL [TRBL¦TRW] [blank¦FL] MVOLT UGZ [blank¦ICAT¦CP] | 3033 | Downlight | 62.9 | 2018-04-01 | 2018-04-26 | High | 2 | #N/A | 62.9 | #N/A | #N/A
Prescolite | LTR-#*D-*-XL70L-DM1 + LTR-#*D-T-XL##K#****** | 4400 | Downlight | 62.9 | 2019-07-12 | 2020-03-13 | High | 2 | #N/A | 62.9 | #N/A | #N/A
Prescolite | LTC-#*D-*-70L###**-DM1****** | 4400 | Downlight | 62.9 | 2019-07-12 | 2020-03-13 | High | 2 | #N/A | 62.9 | #N/A | #N/A
Nora Lighting | NLOPAC-R6TW* | 1008 | Downlight | 63 | 2022-06-20 | 2022-05-10 | High | 2 | #N/A | 63 | #N/A | #N/A
ESL Vision | ESL-NP-DDSK-S11-**-27 | 1450 | Downlight | 63 | 2019-01-13 | 2019-01-11 | High | 2 | #N/A | 63 | #N/A | #N/A
Progress Lighting | P8147-20-30K | 1035 | Downlight | 63.1 | 2017-02-28 | 2017-03-03 | High | 2 | #N/A | 63.1 | #N/A | #N/A
SATCO/NUVO | S29339 | 1167 | Downlight | 63.1 | 2018-04-13 | 2018-04-20 | High | 2 | #N/A | 63.1 | #N/A | #N/A
Nora Lighting | NELOCAC-11RP927W | 1408 | Downlight | 63.1 | 2020-11-10 | 2020-11-12 | High | 2 | #N/A | 63.1 | #N/A | #N/A
Nora Lighting | NELOCAC-11RP930W | 1408 | Downlight | 63.1 | 2020-11-10 | 2020-11-12 | High | 2 | #N/A | 63.1 | #N/A | #N/A
Nora Lighting | NELOCAC-11RP935W | 1408 | Downlight | 63.1 | 2020-11-10 | 2020-11-12 | High | 2 | #N/A | 63.1 | #N/A | #N/A
Nora Lighting | NELOCAC-11RP940W | 1408 | Downlight | 63.1 | 2020-11-10 | 2020-11-12 | High | 2 | #N/A | 63.1 | #N/A | #N/A
Nora Lighting | NELOCAC-11RP950W | 1408 | Downlight | 63.1 | 2020-11-10 | 2020-11-12 | High | 2 | #N/A | 63.1 | #N/A | #N/A
PORTFOLIO | LDSQA4A 18927 DLT LAR25NF 4LSQA1H | 1793 | Downlight | 63.1 | 2015-11-10 | 2016-02-19 | High | 2 | #N/A | 63.1 | #N/A | #N/A
PORTFOLIO | LDSQA4A 18927 DMX LAR25NF 4LSQA1H | 1793 | Downlight | 63.1 | 2015-11-10 | 2016-02-19 | High | 2 | #N/A | 63.1 | #N/A | #N/A
PORTFOLIO | LDSQA4A 18930 D010TE LAR25NF 4LSQA1H | 1793 | Downlight | 63.1 | 2015-11-10 | 2016-02-19 | High | 2 | #N/A | 63.1 | #N/A | #N/A
PORTFOLIO | LDSQA4A 18930 DL3 LAR25NF 4LSQA1H | 1793 | Downlight | 63.1 | 2015-11-10 | 2016-02-19 | High | 2 | #N/A | 63.1 | #N/A | #N/A
PORTFOLIO | LDSQA4A 18930 DLT LAR25NF 4LSQA1H | 1793 | Downlight | 63.1 | 2015-11-10 | 2016-02-19 | High | 2 | #N/A | 63.1 | #N/A | #N/A
PORTFOLIO | LDSQA4A 18930 DMX LAR25NF 4LSQA1H | 1793 | Downlight | 63.1 | 2015-11-10 | 2016-02-19 | High | 2 | #N/A | 63.1 | #N/A | #N/A
Nora Lighting | NIOB-2RNDC##X*****/HL | 1802 | Downlight | 63.1 | 2020-02-11 | 2020-02-19 | High | 2 | #N/A | 63.1 | #N/A | #N/A
Elite Lighting | RL991-1200L-DIMTR-120-30K/40K/50K-90-** | 1200 | Downlight | 63.2 | 2019-08-04 | 2019-08-12 | High | 2 | #N/A | 63.2 | #N/A | #N/A
Elite Lighting | RL995-1200L-DIMTR-120-30K/40K/50K-90-** | 1200 | Downlight | 63.2 | 2019-08-04 | 2019-08-12 | High | 2 | #N/A | 63.2 | #N/A | #N/A
NICOR | REL811202KRDWH | 1200 | Downlight | 63.2 | 2022-04-28 | 2022-05-16 | High | 2 | #N/A | 63.2 | #N/A | #N/A
NICOR | REL811203KRDWH | 1200 | Downlight | 63.2 | 2022-04-28 | 2022-05-16 | High | 2 | #N/A | 63.2 | #N/A | #N/A
NICOR | REL811204KRDWH | 1200 | Downlight | 63.2 | 2022-04-28 | 2022-05-16 | High | 2 | #N/A | 63.2 | #N/A | #N/A
NICOR | REL811205KRDWH | 1200 | Downlight | 63.2 | 2022-04-28 | 2022-05-16 | High | 2 | #N/A | 63.2 | #N/A | #N/A
NICOR | REL81120SRDWH | 1200 | Downlight | 63.2 | 2022-03-31 | 2022-06-08 | High | 2 | #N/A | 63.2 | #N/A | #N/A
NICOR LED | DSE921202KSQWH | 1200 | Downlight | 63.2 | 2018-08-31 | 2018-12-21 | High | 2 | #N/A | 63.2 | #N/A | #N/A
NICOR | DSE93120SRDWH | 1200 | Downlight | 63.2 | 2022-02-28 | 2022-03-30 | High | 2 | #N/A | 63.2 | #N/A | #N/A
NICOR | DSE93120SSQWH | 1200 | Downlight | 63.2 | 2022-02-28 | 2022-03-30 | High | 2 | #N/A | 63.2 | #N/A | #N/A
WAC Lighting | MT-3LD211NA-F927-** | 1390 | Downlight | 63.2 | 2016-05-15 | 2017-06-30 | High | 2 | #N/A | 63.2 | #N/A | #N/A
WAC Lighting | MT-3LD211NA-F930-** | 1390 | Downlight | 63.2 | 2016-05-15 | 2017-06-30 | High | 2 | #N/A | 63.2 | #N/A | #N/A
WAC Lighting | MT-3LD211NA-F935-** | 1390 | Downlight | 63.2 | 2016-05-15 | 2017-06-30 | High | 2 | #N/A | 63.2 | #N/A | #N/A
WAC Lighting | MT-3LD211NA-F940-** | 1390 | Downlight | 63.2 | 2016-05-15 | 2017-06-30 | High | 2 | #N/A | 63.2 | #N/A | #N/A
WAC Lighting | MT-3LD211NA-W927-** | 1390 | Downlight | 63.2 | 2016-05-15 | 2017-06-30 | High | 2 | #N/A | 63.2 | #N/A | #N/A
WAC Lighting | MT-3LD211NA-W930-** | 1390 | Downlight | 63.2 | 2016-05-15 | 2017-06-30 | High | 2 | #N/A | 63.2 | #N/A | #N/A
WAC Lighting | MT-3LD211NA-W935-** | 1390 | Downlight | 63.2 | 2016-05-15 | 2017-06-30 | High | 2 | #N/A | 63.2 | #N/A | #N/A
WAC Lighting | MT-3LD211NA-W940-** | 1390 | Downlight | 63.2 | 2016-05-15 | 2017-06-30 | High | 2 | #N/A | 63.2 | #N/A | #N/A
WAC Lighting | MT-3LD211R-F927-** | 1390 | Downlight | 63.2 | 2016-05-15 | 2017-06-30 | High | 2 | #N/A | 63.2 | #N/A | #N/A
WAC Lighting | MT-3LD211R-F930-** | 1390 | Downlight | 63.2 | 2016-05-15 | 2017-06-30 | High | 2 | #N/A | 63.2 | #N/A | #N/A
WAC Lighting | MT-3LD211R-F935-** | 1390 | Downlight | 63.2 | 2016-05-15 | 2017-06-30 | High | 2 | #N/A | 63.2 | #N/A | #N/A
WAC Lighting | MT-3LD211R-F940-** | 1390 | Downlight | 63.2 | 2016-05-15 | 2017-06-30 | High | 2 | #N/A | 63.2 | #N/A | #N/A
WAC Lighting | MT-3LD211R-W927-** | 1390 | Downlight | 63.2 | 2016-05-15 | 2017-06-30 | High | 2 | #N/A | 63.2 | #N/A | #N/A
WAC Lighting | MT-3LD211R-W930-** | 1390 | Downlight | 63.2 | 2016-05-15 | 2017-06-30 | High | 2 | #N/A | 63.2 | #N/A | #N/A
WAC Lighting | MT-3LD211R-W935-** | 1390 | Downlight | 63.2 | 2016-05-15 | 2017-06-30 | High | 2 | #N/A | 63.2 | #N/A | #N/A
WAC Lighting | MT-3LD211R-W940-** | 1390 | Downlight | 63.2 | 2016-05-15 | 2017-06-30 | High | 2 | #N/A | 63.2 | #N/A | #N/A
Williams Downlighting | 6PR-TL-L20/###-DIM1-UNV-L-*-*F-WH-AD-WET/CC | 1438 | Downlight | 63.2 | 2018-08-01 | 2018-08-09 | High | 2 | #N/A | 63.2 | #N/A | #N/A
FLC4D | FLC4D-RT-2500L-120V-L11-T-CP / LC4-RT-2500L-927K-DN-FL2-CD-NP | 1592 | Downlight | 63.2 | 2019-06-20 | 2019-06-26 | High | 2 | #N/A | 63.2 | #N/A | #N/A
Intense Lighting | IHOL-S4DRWD3-DIM-[SP,NF,FL,WF]/IRDS40x** | 1800 | Downlight | 63.2 | 2019-05-01 | 2019-05-13 | High | 2 | #N/A | 63.2 | #N/A | #N/A
Green Creative | [Blank¦SPFT*#]LEL90##[DIM010UNV¦KDIM010UNV]**/AD*#** | 3790 | Downlight | 63.2 | 2020-09-15 | 2020-09-30 | High | 2 | #N/A | 63.2 | #N/A | #N/A
Green Creative | [Blank¦SPFT*#]LEL90##KDIM120V**/AD*#** | 3790 | Downlight | 63.2 | 2020-09-15 | 2020-09-29 | High | 2 | #N/A | 63.2 | #N/A | #N/A
Lithonia Lighting | EVO [SQ¦CYL¦WW¦blank] [27¦30¦35¦40]/15 6AR [LSS¦LD¦LS] [ND¦MD¦WD¦MWD] [MVOLT¦120¦277] [EZ1¦EZ10¦EZB¦GZ1¦GZ10] [CP¦NLTAIR2] [blank¦90CRI] | 1082 | Downlight | 63.3 | 2015-07-17 | 2016-12-20 | High | 2 | #N/A | 63.3 | #N/A | #N/A
Halo | SMD6R129SWH*-EM | 1140 | Downlight | 63.3 | 2021-11-18 | 2021-12-06 | High | 2 | #N/A | 63.3 | #N/A | #N/A
Halo | SMD6R129SWH*-EM-* | 1140 | Downlight | 63.3 | 2021-11-18 | 2021-12-06 | High | 2 | #N/A | 63.3 | #N/A | #N/A
Aculux | INIT3 D 15LM [27¦30¦35¦40]K 80CRI [18¦25¦35¦50]D [UGZ¦EZ1¦GZ1] [120¦MVOLT] [blank¦ICAT] [blank¦CP] | 1180 | Downlight | 63.3 | 2020-03-01 | 2020-04-13 | High | 2 | #N/A | 63.3 | #N/A | #N/A
Lithonia Lighting | EVO [SQ¦CYL¦WW¦blank] [27¦30¦35¦40]/20 6AR [LSS¦LD¦LS] [ND¦MD¦WD¦MWD] [MVOLT¦120¦277] [EZ1¦EZ10¦EZB¦GZ1¦GZ10] [CP¦NLTAIR2] [blank¦90CRI] | 1430 | Downlight | 63.3 | 2015-07-17 | 2016-12-20 | High | 2 | #N/A | 63.3 | #N/A | #N/A
WAC Lighting | PD-22754-** | 1900 | Downlight | 63.3 | 2020-05-01 | 2020-04-10 | High | 2 | #N/A | 63.3 | #N/A | #N/A
WAC Lighting | MT-3LD311NA-F927-** | 2090 | Downlight | 63.3 | 2016-05-15 | 2017-06-30 | High | 2 | #N/A | 63.3 | #N/A | #N/A
WAC Lighting | MT-3LD311NA-F930-** | 2090 | Downlight | 63.3 | 2016-05-15 | 2017-06-30 | High | 2 | #N/A | 63.3 | #N/A | #N/A
WAC Lighting | MT-3LD311NA-F935-** | 2090 | Downlight | 63.3 | 2016-05-15 | 2017-06-30 | High | 2 | #N/A | 63.3 | #N/A | #N/A
WAC Lighting | MT-3LD311NA-F940-** | 2090 | Downlight | 63.3 | 2016-05-15 | 2017-06-30 | High | 2 | #N/A | 63.3 | #N/A | #N/A
WAC Lighting | MT-3LD311NA-W927-** | 2090 | Downlight | 63.3 | 2016-05-15 | 2017-06-30 | High | 2 | #N/A | 63.3 | #N/A | #N/A
WAC Lighting | MT-3LD311NA-W930-** | 2090 | Downlight | 63.3 | 2016-05-15 | 2017-06-30 | High | 2 | #N/A | 63.3 | #N/A | #N/A
WAC Lighting | MT-3LD311NA-W935-** | 2090 | Downlight | 63.3 | 2016-05-15 | 2017-06-30 | High | 2 | #N/A | 63.3 | #N/A | #N/A
WAC Lighting | MT-3LD311NA-W940-** | 2090 | Downlight | 63.3 | 2016-05-15 | 2017-06-30 | High | 2 | #N/A | 63.3 | #N/A | #N/A
WAC Lighting | MT-3LD311R-F927-** | 2090 | Downlight | 63.3 | 2016-05-15 | 2017-06-30 | High | 2 | #N/A | 63.3 | #N/A | #N/A
WAC Lighting | MT-3LD311R-F930-** | 2090 | Downlight | 63.3 | 2016-05-15 | 2017-06-30 | High | 2 | #N/A | 63.3 | #N/A | #N/A
WAC Lighting | MT-3LD311R-F935-** | 2090 | Downlight | 63.3 | 2016-05-15 | 2017-06-30 | High | 2 | #N/A | 63.3 | #N/A | #N/A
WAC Lighting | MT-3LD311R-F940-** | 2090 | Downlight | 63.3 | 2016-05-15 | 2017-06-30 | High | 2 | #N/A | 63.3 | #N/A | #N/A
WAC Lighting | MT-3LD311R-W927-** | 2090 | Downlight | 63.3 | 2016-05-15 | 2017-06-30 | High | 2 | #N/A | 63.3 | #N/A | #N/A
WAC Lighting | MT-3LD311R-W930-** | 2090 | Downlight | 63.3 | 2016-05-15 | 2017-06-30 | High | 2 | #N/A | 63.3 | #N/A | #N/A
WAC Lighting | MT-3LD311R-W935-** | 2090 | Downlight | 63.3 | 2016-05-15 | 2017-06-30 | High | 2 | #N/A | 63.3 | #N/A | #N/A
WAC Lighting | MT-3LD311R-W940-** | 2090 | Downlight | 63.3 | 2016-05-15 | 2017-06-30 | High | 2 | #N/A | 63.3 | #N/A | #N/A
Gotham | MYO 3X [27¦30¦35¦40]K 750LM [15¦20¦25¦30¦35¦40¦45¦WW]D [BBL¦BWH¦BSG¦BWS¦BRR¦BAZ¦BMD¦BAP¦BMP¦BIO¦BAC¦RAL] BVL [TRBL¦TRW] [blank¦FL] MVOLT UGZ [blank¦ICAT¦CP] | 2181 | Downlight | 63.3 | 2018-04-01 | 2018-04-25 | High | 2 | #N/A | 63.3 | #N/A | #N/A
Intense Lighting | SD4DSL727D101FL/[ICS430,ICS432][C,HZ,W]* | 2367 | Downlight | 63.3 | 2020-11-01 | 2021-04-21 | High | 2 | #N/A | 63.3 | #N/A | #N/A
Intense Lighting | SD4DSL727D101NF/[ICS430,ICS432][C,HZ,W]* | 2367 | Downlight | 63.3 | 2020-11-01 | 2021-04-21 | High | 2 | #N/A | 63.3 | #N/A | #N/A
Intense Lighting | SD4DSL727D101WF/[ICS430,ICS432][C,HZ,W]* | 2367 | Downlight | 63.3 | 2020-11-01 | 2021-04-21 | High | 2 | #N/A | 63.3 | #N/A | #N/A
Intense Lighting | SD4DSL730D101FL/[ICS430,ICS432][C,HZ,W]* | 2367 | Downlight | 63.3 | 2020-11-01 | 2021-04-21 | High | 2 | #N/A | 63.3 | #N/A | #N/A
Intense Lighting | SD4DSL730D101NF/[ICS430,ICS432][C,HZ,W]* | 2367 | Downlight | 63.3 | 2020-11-01 | 2021-04-21 | High | 2 | #N/A | 63.3 | #N/A | #N/A
Intense Lighting | SD4DSL730D101WF/[ICS430,ICS432][C,HZ,W]* | 2367 | Downlight | 63.3 | 2020-11-01 | 2021-04-21 | High | 2 | #N/A | 63.3 | #N/A | #N/A
Intense Lighting | SD4DSL735D101FL/[ICS430,ICS432][C,HZ,W]* | 2367 | Downlight | 63.3 | 2020-11-01 | 2021-04-21 | High | 2 | #N/A | 63.3 | #N/A | #N/A
Intense Lighting | SD4DSL735D101NF/[ICS430,ICS432][C,HZ,W]* | 2367 | Downlight | 63.3 | 2020-11-01 | 2021-04-21 | High | 2 | #N/A | 63.3 | #N/A | #N/A
Intense Lighting | SD4DSL735D101WF/[ICS430,ICS432][C,HZ,W]* | 2367 | Downlight | 63.3 | 2020-11-01 | 2021-04-21 | High | 2 | #N/A | 63.3 | #N/A | #N/A
Intense Lighting | SD4DSL740D101FL/[ICS430,ICS432][C,HZ,W]* | 2367 | Downlight | 63.3 | 2020-11-01 | 2021-04-21 | High | 2 | #N/A | 63.3 | #N/A | #N/A
Intense Lighting | SD4DSL740D101NF/[ICS430,ICS432][C,HZ,W]* | 2367 | Downlight | 63.3 | 2020-11-01 | 2021-04-21 | High | 2 | #N/A | 63.3 | #N/A | #N/A
Intense Lighting | SD4DSL740D101WF/[ICS430,ICS432][C,HZ,W]* | 2367 | Downlight | 63.3 | 2020-11-01 | 2021-04-21 | High | 2 | #N/A | 63.3 | #N/A | #N/A
Intense Lighting | SD4DRL727D101FL/[ICS430,ICS432][C,HZ,W]* | 2367 | Downlight | 63.3 | 2020-11-01 | 2021-04-21 | High | 2 | #N/A | 63.3 | #N/A | #N/A
Intense Lighting | SD4DRL727D101NF/[ICS430,ICS432][C,HZ,W]* | 2367 | Downlight | 63.3 | 2020-11-01 | 2021-04-21 | High | 2 | #N/A | 63.3 | #N/A | #N/A
Intense Lighting | SD4DRL727D101WF/[ICS430,ICS432][C,HZ,W]* | 2367 | Downlight | 63.3 | 2020-11-01 | 2021-04-21 | High | 2 | #N/A | 63.3 | #N/A | #N/A
Intense Lighting | SD4DRL730D101FL/[ICS430,ICS432][C,HZ,W]* | 2367 | Downlight | 63.3 | 2020-11-01 | 2021-04-21 | High | 2 | #N/A | 63.3 | #N/A | #N/A
Intense Lighting | SD4DRL730D101NF/[ICS430,ICS432][C,HZ,W]* | 2367 | Downlight | 63.3 | 2020-11-01 | 2021-04-21 | High | 2 | #N/A | 63.3 | #N/A | #N/A
Intense Lighting | SD4DRL730D101WF/[ICS430,ICS432][C,HZ,W]* | 2367 | Downlight | 63.3 | 2020-11-01 | 2021-04-21 | High | 2 | #N/A | 63.3 | #N/A | #N/A
Intense Lighting | SD4DRL735D101FL/[ICS430,ICS432][C,HZ,W]* | 2367 | Downlight | 63.3 | 2020-11-01 | 2021-04-21 | High | 2 | #N/A | 63.3 | #N/A | #N/A
Intense Lighting | SD4DRL735D101NF/[ICS430,ICS432][C,HZ,W]* | 2367 | Downlight | 63.3 | 2020-11-01 | 2021-04-21 | High | 2 | #N/A | 63.3 | #N/A | #N/A
Intense Lighting | SD4DRL735D101WF/[ICS430,ICS432][C,HZ,W]* | 2367 | Downlight | 63.3 | 2020-11-01 | 2021-04-21 | High | 2 | #N/A | 63.3 | #N/A | #N/A
Intense Lighting | SD4DRL740D101FL/[ICS430,ICS432][C,HZ,W]* | 2367 | Downlight | 63.3 | 2020-11-01 | 2021-04-21 | High | 2 | #N/A | 63.3 | #N/A | #N/A
Intense Lighting | SD4DRL740D101NF/[ICS430,ICS432][C,HZ,W]* | 2367 | Downlight | 63.3 | 2020-11-01 | 2021-04-21 | High | 2 | #N/A | 63.3 | #N/A | #N/A
Intense Lighting | SD4DRL740D101WF/[ICS430,ICS432][C,HZ,W]* | 2367 | Downlight | 63.3 | 2020-11-01 | 2021-04-21 | High | 2 | #N/A | 63.3 | #N/A | #N/A
Intense Lighting | SD4DRRL727D101FL/[ICS430,ICS432][C,HZ,W]* | 2367 | Downlight | 63.3 | 2020-11-01 | 2021-04-21 | High | 2 | #N/A | 63.3 | #N/A | #N/A
Intense Lighting | SD4DRRL727D101NF/[ICS430,ICS432][C,HZ,W]* | 2367 | Downlight | 63.3 | 2020-11-01 | 2021-04-21 | High | 2 | #N/A | 63.3 | #N/A | #N/A
Intense Lighting | SD4DRRL727D101WF/[ICS430,ICS432][C,HZ,W]* | 2367 | Downlight | 63.3 | 2020-11-01 | 2021-04-21 | High | 2 | #N/A | 63.3 | #N/A | #N/A
Intense Lighting | SD4DRRL730D101FL/[ICS430,ICS432][C,HZ,W]* | 2367 | Downlight | 63.3 | 2020-11-01 | 2021-04-21 | High | 2 | #N/A | 63.3 | #N/A | #N/A
Intense Lighting | SD4DRRL730D101NF/[ICS430,ICS432][C,HZ,W]* | 2367 | Downlight | 63.3 | 2020-11-01 | 2021-04-21 | High | 2 | #N/A | 63.3 | #N/A | #N/A
Intense Lighting | SD4DRRL730D101WF/[ICS430,ICS432][C,HZ,W]* | 2367 | Downlight | 63.3 | 2020-11-01 | 2021-04-21 | High | 2 | #N/A | 63.3 | #N/A | #N/A
Intense Lighting | SD4DRRL735D101FL/[ICS430,ICS432][C,HZ,W]* | 2367 | Downlight | 63.3 | 2020-11-01 | 2021-04-21 | High | 2 | #N/A | 63.3 | #N/A | #N/A
Intense Lighting | SD4DRRL735D101NF/[ICS430,ICS432][C,HZ,W]* | 2367 | Downlight | 63.3 | 2020-11-01 | 2021-04-21 | High | 2 | #N/A | 63.3 | #N/A | #N/A
Intense Lighting | SD4DRRL735D101WF/[ICS430,ICS432][C,HZ,W]* | 2367 | Downlight | 63.3 | 2020-11-01 | 2021-04-21 | High | 2 | #N/A | 63.3 | #N/A | #N/A
Intense Lighting | SD4DRRL740D101FL/[ICS430,ICS432][C,HZ,W]* | 2367 | Downlight | 63.3 | 2020-11-01 | 2021-04-21 | High | 2 | #N/A | 63.3 | #N/A | #N/A
Intense Lighting | SD4DRRL740D101NF/[ICS430,ICS432][C,HZ,W]* | 2367 | Downlight | 63.3 | 2020-11-01 | 2021-04-21 | High | 2 | #N/A | 63.3 | #N/A | #N/A
Intense Lighting | SD4DRRL740D101WF/[ICS430,ICS432][C,HZ,W]* | 2367 | Downlight | 63.3 | 2020-11-01 | 2021-04-21 | High | 2 | #N/A | 63.3 | #N/A | #N/A
Halo | HLBQL6099BLE40A*-4* | 3800 | Downlight | 63.3 | 2021-10-15 | 2021-10-20 | High | 2 | #N/A | 63.3 | #N/A | #N/A
Iris | PN3LED12FL40827E XXXX | 1204 | Downlight | 63.4 | 2013-10-31 | 2016-06-16 | High | 2 | #N/A | 63.4 | #N/A | #N/A
Atlantic | COM4-SYL20-27K-U-4CMFR | 1259 | Downlight | 63.4 | 2017-10-20 | 2017-10-26 | High | 2 | #N/A | 63.4 | #N/A | #N/A
Gotham | MYO 2X [27¦30¦35¦40]K 750LM [15¦20¦25¦30¦35¦40¦45¦WW]D [BBL¦BWH¦BSG¦BWS¦BRR¦BAZ¦BMD¦BAP¦BMP¦BIO¦BAC¦RAL] BVL [TRBL¦TRW] [blank¦FL] MVOLT UGZ [blank¦ICAT¦CP] | 1454 | Downlight | 63.4 | 2018-04-01 | 2018-04-25 | High | 2 | #N/A | 63.4 | #N/A | #N/A
Juno | TC20LED G4 20LM [27¦30¦35¦40]K 90CRI MVOLT ZT [ ¦CP] | 1655 | Downlight | 63.4 | 2015-09-01 | 2017-02-16 | High | 2 | #N/A | 63.4 | #N/A | #N/A
NICOR | ADL4-1015-UNV with ADL4-1015-MDL-#K-$$ | 1079 | Downlight | 63.5 | 2016-02-29 | 2016-02-19 | High | 2 | #N/A | 63.5 | #N/A | #N/A
Lutron | FDT3SNHO#403UNJPLSTD00MWSOXX | 1098 | Downlight | 63.5 | 2015-08-27 | 2015-08-28 | High | 2 | #N/A | 63.5 | #N/A | #N/A
Aculux | LN1SQ [A¦D] 12C [27¦30¦35¦40]K 80CRI [R¦T][15¦25¦35¦50]D UGZ MVOLT CP ICAT [BS¦W¦CS¦PTS¦WTS] [WHSF¦BLSF¦FM¦SFM] | 1467 | Downlight | 63.5 | 2019-08-01 | 2019-10-18 | High | 2 | #N/A | 63.5 | #N/A | #N/A
Satco NUVO | 62/1312 | 1050 | Downlight | 63.6 | 2019-09-05 | 2019-09-10 | High | 2 | #N/A | 63.6 | #N/A | #N/A
luxrite | LR23673 | 1400 | Downlight | 63.6 | 2020-09-06 | 2020-09-07 | High | 2 | #N/A | 63.6 | #N/A | #N/A
American Lighting | SF12-3CCT-** | 1400 | Downlight | 63.6 | 2020-12-03 | 2020-12-15 | High | 2 | #N/A | 63.6 | #N/A | #N/A
Elite Lighting | RL1191-1500L-DIMTR-120-30K/40K/50K-90-** | 1400 | Downlight | 63.6 | 2019-09-30 | 2019-10-02 | High | 2 | #N/A | 63.6 | #N/A | #N/A
FDL | FDDL-8-22W-5CCT-** | 1400 | Downlight | 63.6 | 2022-01-25 | 2022-01-25 | High | 2 | #N/A | 63.6 | #N/A | #N/A
FDL | FDFM-22W-LED-5CCT-120V-D | 1400 | Downlight | 63.6 | 2022-01-22 | 2022-01-24 | High | 2 | #N/A | 63.6 | #N/A | #N/A
GM Lighting | GM-RND12-TUN-** | 1400 | Downlight | 63.6 | 2019-10-12 | 2019-10-11 | High | 2 | #N/A | 63.6 | #N/A | #N/A
RENO | RENO-S12R-MCCT-** | 1400 | Downlight | 63.6 | 2022-06-25 | 2022-07-28 | High | 2 | #N/A | 63.6 | #N/A | #N/A
Portor Lighting | PT-DDL-8I-22W-5CCT | 1400 | Downlight | 63.6 | 2021-06-14 | 2021-06-14 | High | 2 | #N/A | 63.6 | #N/A | #N/A
Portor Lighting | PT-DLSM-R-12I-22W-3CCT | 1400 | Downlight | 63.6 | 2020-05-28 | 2020-06-18 | High | 2 | #N/A | 63.6 | #N/A | #N/A
Portor Lighting | PT-DLSM-S-12I-22W-3CCT | 1400 | Downlight | 63.6 | 2020-05-28 | 2020-06-18 | High | 2 | #N/A | 63.6 | #N/A | #N/A
Liteline | ALR6-3450W | 1978 | Downlight | 63.6 | 2015-11-26 | 2016-04-22 | High | 2 | #N/A | 63.6 | #N/A | #N/A
Gotham | EVO4[SC¦WC¦WTRC¦CC¦PC] [27¦30¦35¦40¦50]/35AR [VND¦ND¦MD¦MWD¦WD] [LSS¦LD¦LS] [MVOLT¦120¦277] [EZ1¦EZ10¦GZ1¦GZ10¦EDAB¦EDXB¦ECOS2¦ECOD¦ELV] [JBX¦JBXCC¦RGH] [ ¦ZT] [ ¦E10WCP¦E15WCP] [ ¦90CRI] ****** | 2098 | Downlight | 63.6 | 2019-10-01 | 2019-12-27 | High | 2 | #N/A | 63.6 | #N/A | #N/A
Liteline | RA56-33F-90 | 2103 | Downlight | 63.7 | 2021-01-01 | 2021-01-26 | High | 2 | #N/A | 63.7 | #N/A | #N/A
Intense | IHOL-4DRL327-DIM-40/IRD400HZ-SF | 4021 | Downlight | 63.7 | 2016-11-30 | 2017-02-07 | High | 2 | #N/A | 63.7 | #N/A | #N/A
DMF Lighting | LD299UUXYYT1 | 1059 | Downlight | 63.8 | 2016-07-01 | 2016-09-21 | High | 2 | #N/A | 63.8 | #N/A | #N/A
Williams Downlighting | 4DR-TL-L20/###-DIM1-UNV-R-*-*F-WH-WET/CC | 1258 | Downlight | 63.8 | 2018-08-01 | 2018-08-08 | High | 2 | #N/A | 63.8 | #N/A | #N/A
Lithonia Lighting | EVO [SQ¦CYL¦WW¦blank] [27¦30¦35¦40]/25 6AR [LSS¦LD¦LS] [ND¦MD¦WD¦MWD] [MVOLT¦120¦277] [EZ1¦EZ10¦EZB¦GZ1¦GZ10] [CP¦NLTAIR2] [blank¦90CRI] | 1824 | Downlight | 63.8 | 2015-07-17 | 2016-12-20 | High | 2 | #N/A | 63.8 | #N/A | #N/A
Tech Lighting | E3S[R¦S] [LF¦FF¦WC] - LH [827¦830¦835¦927¦930¦935] [0¦1¦2¦4¦6] D [I¦N¦C] | 1020 | Downlight | 63.9 | 2021-12-01 | 2021-12-08 | High | 2 | #N/A | 63.9 | #N/A | #N/A
NICOR LED | DSK82121202KWH | 1150 | Downlight | 63.9 | 2018-09-11 | 2018-12-14 | High | 2 | #N/A | 63.9 | #N/A | #N/A
TCP | FMR09CCT | 1150 | Downlight | 63.9 | 2020-11-25 | 2020-12-29 | High | 2 | #N/A | 63.9 | #N/A | #N/A
Best Lighting | BL4CLED-28A | 1725 | Downlight | 63.9 | 2019-02-01 | 2019-01-31 | High | 2 | #N/A | 63.9 | #N/A | #N/A
GEN V COMMERCIAL | V40FCR [U¦1¦2] 40 [30K¦35K¦40K¦50K] F4060 [SCL¦SGC¦WHT] [SDM¦ZDM¦TDM¦PF¦REM] | 2572 | Downlight | 63.9 | 2022-11-01 | 2022-12-30 | High | 2 | #N/A | 63.9 | #N/A | #N/A
Atlantic Lighting | LED12-VR85-##K-#-#**-*** / 12VR10M-**-**-** | 5869 | Downlight | 63.9 | 2015-11-25 | 2019-10-31 | High | 2 | #N/A | 63.9 | #N/A | #N/A
Atlantic Lighting | LED12-VR85-##K-#-#**-*** / 12VR10M-**-**-** | 5869 | Downlight | 63.9 | 2015-11-25 | 2019-10-31 | High | 2 | #N/A | 63.9 | #N/A | #N/A
Atlantic Lighting | LED10M-VR85-##K-#-#**-*** / 10VRMPR-**-**-** | 5869 | Downlight | 63.9 | 2015-11-25 | 2019-10-31 | High | 2 | #N/A | 63.9 | #N/A | #N/A
American Lighting | AD8RE-5CCT-WH | 1600 | Downlight | 64 | 2020-04-30 | 2020-05-26 | High | 2 | #N/A | 64 | #N/A | #N/A
Green Creative | PXCYL2/**/LE2090##/OSRDIM010347V/**/**/** | 1600 | Downlight | 64 | 2022-01-20 | 2022-03-03 | High | 2 | #N/A | 64 | #N/A | #N/A
Signcomplex | HTB8-025-AL-5CCT-#D* | 1600 | Downlight | 64 | 2020-04-30 | 2020-06-08 | High | 2 | #N/A | 64 | #N/A | #N/A
RP Lighting+Fans | 4330**-#K-T | 1920 | Downlight | 64 | 2019-03-08 | 2019-03-28 | High | 2 | #N/A | 64 | #N/A | #N/A
RP Lighting+Fans | 4350**-#K-15 | 1920 | Downlight | 64 | 2019-03-06 | 2019-03-20 | High | 2 | #N/A | 64 | #N/A | #N/A
CANARMNA | LW14A40 | 2560 | Downlight | 64 | 2017-09-29 | 2017-10-05 | High | 2 | #N/A | 64 | #N/A | #N/A
Atlantic Lighting | LED12-VR55-##K-#-#**-*** / 12VR10M-**-**-** | 3850 | Downlight | 64 | 2015-11-25 | 2019-10-31 | High | 2 | #N/A | 64 | #N/A | #N/A
Atlantic Lighting | LED10M-VR55-##K-#-#**-*** / 10VRMPR-**-**-** | 3850 | Downlight | 64 | 2015-11-25 | 2019-10-31 | High | 2 | #N/A | 64 | #N/A | #N/A
Green Creative | LE1590##DIM120V**/ADR#** | 1250 | Downlight | 64.1 | 2019-08-10 | 2019-08-08 | High | 2 | #N/A | 64.1 | #N/A | #N/A
Intense Lighting | GD2******L330*###SP/****###*-**-** | 1274 | Downlight | 64.1 | 2020-01-01 | 2021-05-10 | High | 2 | #N/A | 64.1 | #N/A | #N/A
Intense Lighting | GD2******L330*###VF/****###*-**-** | 1274 | Downlight | 64.1 | 2020-01-01 | 2021-05-10 | High | 2 | #N/A | 64.1 | #N/A | #N/A
Intense Lighting | GD2******L330*###WF/****###*-**-** | 1274 | Downlight | 64.1 | 2020-01-01 | 2021-05-10 | High | 2 | #N/A | 64.1 | #N/A | #N/A
Intense Lighting | GD2******L335*###FL/****###*-**-** | 1274 | Downlight | 64.1 | 2020-01-01 | 2021-05-10 | High | 2 | #N/A | 64.1 | #N/A | #N/A
Intense Lighting | GD2******L335*###NF/****###*-**-** | 1274 | Downlight | 64.1 | 2020-01-01 | 2021-05-10 | High | 2 | #N/A | 64.1 | #N/A | #N/A
Intense Lighting | GD2******L335*###NS/****###*-**-** | 1274 | Downlight | 64.1 | 2020-01-01 | 2021-05-10 | High | 2 | #N/A | 64.1 | #N/A | #N/A
Intense Lighting | GD2******L335*###SP/****###*-**-** | 1274 | Downlight | 64.1 | 2020-01-01 | 2021-05-10 | High | 2 | #N/A | 64.1 | #N/A | #N/A
Intense Lighting | GD2******L335*###VF/****###*-**-** | 1274 | Downlight | 64.1 | 2020-01-01 | 2021-05-10 | High | 2 | #N/A | 64.1 | #N/A | #N/A
Intense Lighting | GD2******L335*###WF/****###*-**-** | 1274 | Downlight | 64.1 | 2020-01-01 | 2021-05-10 | High | 2 | #N/A | 64.1 | #N/A | #N/A
Intense Lighting | GD2******L340*###FL/****###*-**-** | 1274 | Downlight | 64.1 | 2020-01-01 | 2021-05-10 | High | 2 | #N/A | 64.1 | #N/A | #N/A
Intense Lighting | GD2******L340*###NF/****###*-**-** | 1274 | Downlight | 64.1 | 2020-01-01 | 2021-05-10 | High | 2 | #N/A | 64.1 | #N/A | #N/A
Intense Lighting | GD2******L340*###NS/****###*-**-** | 1274 | Downlight | 64.1 | 2020-01-01 | 2021-05-10 | High | 2 | #N/A | 64.1 | #N/A | #N/A
Intense Lighting | GD2******L340*###SP/****###*-**-** | 1274 | Downlight | 64.1 | 2020-01-01 | 2021-05-10 | High | 2 | #N/A | 64.1 | #N/A | #N/A
Intense Lighting | GD2******L340*###VF/****###*-**-** | 1274 | Downlight | 64.1 | 2020-01-01 | 2021-05-10 | High | 2 | #N/A | 64.1 | #N/A | #N/A
Intense Lighting | GD2******L340*###WF/****###*-**-** | 1274 | Downlight | 64.1 | 2020-01-01 | 2021-05-10 | High | 2 | #N/A | 64.1 | #N/A | #N/A
Intense Lighting | GD2******L330*###FL/****###*-**-** | 1274 | Downlight | 64.1 | 2020-01-01 | 2021-05-10 | High | 2 | #N/A | 64.1 | #N/A | #N/A
Intense Lighting | GD2******L330*###NF/****###*-**-** | 1274 | Downlight | 64.1 | 2020-01-01 | 2021-05-10 | High | 2 | #N/A | 64.1 | #N/A | #N/A
Intense Lighting | GD2******L330*###NS/****###*-**-** | 1274 | Downlight | 64.1 | 2020-01-01 | 2021-05-10 | High | 2 | #N/A | 64.1 | #N/A | #N/A
GE Current, a Daintree company | LRC8RB30********827PQ | 2500 | Downlight | 64.1 | 2022-03-10 | 2022-03-11 | High | 2 | #N/A | 64.1 | #N/A | #N/A
GE Current, a Daintree company | LRC10RB30********827PQ | 2500 | Downlight | 64.1 | 2022-03-10 | 2022-03-11 | High | 2 | #N/A | 64.1 | #N/A | #N/A
GE Current, a Daintree company | LRC12RB30********827PQ | 2500 | Downlight | 64.1 | 2022-03-10 | 2022-03-11 | High | 2 | #N/A | 64.1 | #N/A | #N/A
GE Current, a Daintree company | LRC6RB30********827PQ | 2500 | Downlight | 64.1 | 2018-01-01 | 2018-09-11 | High | 2 | #N/A | 64.1 | #N/A | #N/A
Nora Lighting | NC2-639L####MWSF | 2739 | Downlight | 64.1 | 2019-11-12 | 2019-11-14 | High | 2 | #N/A | 64.1 | #N/A | #N/A
Best Lighting | BL8CLED-52A | 3528 | Downlight | 64.1 | 2019-02-01 | 2019-01-31 | High | 2 | #N/A | 64.1 | #N/A | #N/A
Essentia by Cree | S-DL6-84L-27K_S-DL6T-M-SSC | 5768 | Downlight | 64.1 | 2016-07-03 | 2016-08-11 | High | 2 | #N/A | 64.1 | #N/A | #N/A
Essentia by Cree | S-DL6-84L-27K_S-DL6T-N-SSC | 5768 | Downlight | 64.1 | 2016-07-03 | 2016-08-11 | High | 2 | #N/A | 64.1 | #N/A | #N/A
Essentia by Cree | S-DL6-84L-27K_S-DL6T-W-SSC | 5768 | Downlight | 64.1 | 2016-07-03 | 2016-08-11 | High | 2 | #N/A | 64.1 | #N/A | #N/A
Essentia by Cree | S-DL6-84L-27K_S-DL6T-WW-SSC | 5768 | Downlight | 64.1 | 2016-07-03 | 2016-08-11 | High | 2 | #N/A | 64.1 | #N/A | #N/A
Essentia by Cree | S-DL6-84L-27K_S-DL6T-WW-SSC | 5768 | Downlight | 64.1 | 2016-07-03 | 2016-12-27 | High | 2 | #N/A | 64.1 | #N/A | #N/A
Essentia by Cree | S-DL6-84L-30K_S-DL6T-M-SSC | 5768 | Downlight | 64.1 | 2016-07-03 | 2016-08-11 | High | 2 | #N/A | 64.1 | #N/A | #N/A
Essentia by Cree | S-DL6-84L-30K_S-DL6T-N-SSC | 5768 | Downlight | 64.1 | 2016-07-03 | 2016-08-11 | High | 2 | #N/A | 64.1 | #N/A | #N/A
Essentia by Cree | S-DL6-84L-30K_S-DL6T-W-SSC | 5768 | Downlight | 64.1 | 2016-07-03 | 2016-08-11 | High | 2 | #N/A | 64.1 | #N/A | #N/A
Essentia by Cree | S-DL6-84L-30K_S-DL6T-WW-SSC | 5768 | Downlight | 64.1 | 2016-07-03 | 2016-08-11 | High | 2 | #N/A | 64.1 | #N/A | #N/A
Essentia by Cree | S-DL6-84L-35K_S-DL6T-M-SSC | 5768 | Downlight | 64.1 | 2016-07-03 | 2016-08-11 | High | 2 | #N/A | 64.1 | #N/A | #N/A
Essentia by Cree | S-DL6-84L-35K_S-DL6T-N-SSC | 5768 | Downlight | 64.1 | 2016-07-03 | 2016-08-11 | High | 2 | #N/A | 64.1 | #N/A | #N/A
Essentia by Cree | S-DL6-84L-35K_S-DL6T-W-SSC | 5768 | Downlight | 64.1 | 2016-07-03 | 2016-08-11 | High | 2 | #N/A | 64.1 | #N/A | #N/A
Essentia by Cree | S-DL6-84L-35K_S-DL6T-WW-SSC | 5768 | Downlight | 64.1 | 2016-07-03 | 2016-08-11 | High | 2 | #N/A | 64.1 | #N/A | #N/A
Essentia by Cree | S-DL6-84L-40K_S-DL6T-M-SSC | 5768 | Downlight | 64.1 | 2016-07-03 | 2016-08-11 | High | 2 | #N/A | 64.1 | #N/A | #N/A
Essentia by Cree | S-DL6-84L-40K_S-DL6T-N-SSC | 5768 | Downlight | 64.1 | 2016-07-03 | 2016-08-11 | High | 2 | #N/A | 64.1 | #N/A | #N/A
Essentia by Cree | S-DL6-84L-40K_S-DL6T-W-SSC | 5768 | Downlight | 64.1 | 2016-07-03 | 2016-08-11 | High | 2 | #N/A | 64.1 | #N/A | #N/A
Essentia by Cree | S-DL6-84L-40K_S-DL6T-WW-SSC | 5768 | Downlight | 64.1 | 2016-07-03 | 2016-08-11 | High | 2 | #N/A | 64.1 | #N/A | #N/A
Essentia by Cree | S-DL8-84L-27K_S-DL8T-M-SSC | 5768 | Downlight | 64.1 | 2016-07-03 | 2016-08-11 | High | 2 | #N/A | 64.1 | #N/A | #N/A
Essentia by Cree | S-DL8-84L-27K_S-DL8T-N-SSC | 5768 | Downlight | 64.1 | 2016-07-03 | 2016-08-11 | High | 2 | #N/A | 64.1 | #N/A | #N/A
Essentia by Cree | S-DL8-84L-27K_S-DL8T-W-SSC | 5768 | Downlight | 64.1 | 2016-07-03 | 2016-08-11 | High | 2 | #N/A | 64.1 | #N/A | #N/A
Essentia by Cree | S-DL8-84L-27K_S-DL8T-WW-SSC | 5768 | Downlight | 64.1 | 2016-07-03 | 2016-08-11 | High | 2 | #N/A | 64.1 | #N/A | #N/A
Essentia by Cree | S-DL8-84L-30K_S-DL8T-M-SSC | 5768 | Downlight | 64.1 | 2016-07-03 | 2016-08-11 | High | 2 | #N/A | 64.1 | #N/A | #N/A
Essentia by Cree | S-DL8-84L-30K_S-DL8T-N-SSC | 5768 | Downlight | 64.1 | 2016-07-03 | 2016-08-11 | High | 2 | #N/A | 64.1 | #N/A | #N/A
Essentia by Cree | S-DL8-84L-30K_S-DL8T-W-SSC | 5768 | Downlight | 64.1 | 2016-07-03 | 2016-08-11 | High | 2 | #N/A | 64.1 | #N/A | #N/A
Essentia by Cree | S-DL8-84L-30K_S-DL8T-WW-SSC | 5768 | Downlight | 64.1 | 2016-07-03 | 2016-08-11 | High | 2 | #N/A | 64.1 | #N/A | #N/A
Essentia by Cree | S-DL8-84L-35K_S-DL8T-M-SSC | 5768 | Downlight | 64.1 | 2016-07-03 | 2016-08-11 | High | 2 | #N/A | 64.1 | #N/A | #N/A
Essentia by Cree | S-DL8-84L-35K_S-DL8T-N-SSC | 5768 | Downlight | 64.1 | 2016-07-03 | 2016-08-11 | High | 2 | #N/A | 64.1 | #N/A | #N/A
Essentia by Cree | S-DL8-84L-35K_S-DL8T-W-SSC | 5768 | Downlight | 64.1 | 2016-07-03 | 2016-08-11 | High | 2 | #N/A | 64.1 | #N/A | #N/A
Essentia by Cree | S-DL8-84L-35K_S-DL8T-WW-SSC | 5768 | Downlight | 64.1 | 2016-07-03 | 2016-08-11 | High | 2 | #N/A | 64.1 | #N/A | #N/A
Essentia by Cree | S-DL8-84L-40K_S-DL8T-M-SSC | 5768 | Downlight | 64.1 | 2016-07-03 | 2016-08-11 | High | 2 | #N/A | 64.1 | #N/A | #N/A
Essentia by Cree | S-DL8-84L-40K_S-DL8T-N-SSC | 5768 | Downlight | 64.1 | 2016-07-03 | 2016-08-11 | High | 2 | #N/A | 64.1 | #N/A | #N/A
Essentia by Cree | S-DL8-84L-40K_S-DL8T-W-SSC | 5768 | Downlight | 64.1 | 2016-07-03 | 2016-08-11 | High | 2 | #N/A | 64.1 | #N/A | #N/A
Essentia by Cree | S-DL8-84L-40K_S-DL8T-WW-SSC | 5768 | Downlight | 64.1 | 2016-07-03 | 2016-08-11 | High | 2 | #N/A | 64.1 | #N/A | #N/A
Portor Lighting | PT-DLSM2-R-9I-18W-5CCT | 1155 | Downlight | 64.2 | 2022-06-02 | 2022-07-06 | High | 2 | #N/A | 64.2 | #N/A | #N/A
Halo | HC620D010 HM612 9[27¦30¦35¦40] 61**[ND¦MD¦WD¦RWW][C¦F¦W¦BB¦WB] | 1310 | Downlight | 64.2 | 2019-05-31 | 2019-07-10 | High | 2 | #N/A | 64.2 | #N/A | #N/A
Halo | HCC6S20D010[MW¦MB¦BZ¦SL] HM612 9[27¦30¦35¦40] 61[ND¦MD¦WD¦RWW][C¦F¦W¦BB¦WB] | 1310 | Downlight | 64.2 | 2019-05-31 | 2021-09-30 | High | 2 | #N/A | 64.2 | #N/A | #N/A
Green Creative | LE5090##DIM120V**/ADR#** | 3400 | Downlight | 64.2 | 2019-08-01 | 2019-08-02 | High | 2 | #N/A | 64.2 | #N/A | #N/A
RP Lighting | 8536-1**-90-3K | 1029 | Downlight | 64.3 | 2022-02-24 | 2022-05-13 | High | 2 | #N/A | 64.3 | #N/A | #N/A
Nora Lighting | NLOPAC-R6509T2427** | 1070 | Downlight | 64.3 | 2020-09-02 | 2020-09-11 | High | 2 | #N/A | 64.3 | #N/A | #N/A
Nora Lighting | NLOPAC-R6509T2430** | 1070 | Downlight | 64.3 | 2020-09-02 | 2020-09-11 | High | 2 | #N/A | 64.3 | #N/A | #N/A
Nora Lighting | NLOPAC-R6509T2440** | 1070 | Downlight | 64.3 | 2020-09-02 | 2020-09-11 | High | 2 | #N/A | 64.3 | #N/A | #N/A
Nora Lighting | NLOPAC-R6509T2450** | 1070 | Downlight | 64.3 | 2020-09-02 | 2020-09-11 | High | 2 | #N/A | 64.3 | #N/A | #N/A
Nora Lighting | NC-431L2027HZXSF | 1617 | Downlight | 64.3 | 2013-06-01 | 2016-06-08 | High | 2 | #N/A | 64.3 | #N/A | #N/A
Focal Point | FLC4D-RO-1000L-120-L11-T-xx/LC4-RD-1000L-30K-DN-yy-zz | 3051 | Downlight | 64.3 | 2016-02-12 | 2016-06-09 | High | 2 | #N/A | 64.3 | #N/A | #N/A
Hampton Bay | JXR3011L-2/*** | 1159 | Downlight | 64.4 | 2020-01-17 | 2020-01-16 | High | 2 | #N/A | 64.4 | #N/A | #N/A
MKS | MKS/MDL/4/20.5W/30K/WH | 1321 | Downlight | 64.4 | 2018-01-01 | 2018-05-15 | High | 2 | #N/A | 64.4 | #N/A | #N/A
Lithonia Lighting | FMFL 30840 CAML [OA¦BZ¦BN¦WH] | 2415 | Downlight | 64.4 | 2020-08-05 | 2020-09-04 | High | 2 | #N/A | 64.4 | #N/A | #N/A
Prescolite | LTR-#*D-*-VL60L-DM1 + LTR-#*D-T-VL##K#****** | 3800 | Downlight | 64.4 | 2019-07-12 | 2020-03-13 | High | 2 | #N/A | 64.4 | #N/A | #N/A
Prescolite | LTC-#*D-*-06L###**-DM1****** | 3800 | Downlight | 64.4 | 2019-07-12 | 2020-03-13 | High | 2 | #N/A | 64.4 | #N/A | #N/A
MAXIM | 57647**** | 1000 | Downlight | 64.5 | 2017-12-25 | 2018-03-13 | High | 2 | #N/A | 64.5 | #N/A | #N/A
Commercial Electric | 308339035 | 1000 | Downlight | 64.5 | 2018-12-30 | 2018-12-28 | High | 2 | #N/A | 64.5 | #N/A | #N/A
Lightolier | L6R20A*E1VA / L6R208**VA / L6S** | 1159 | Downlight | 64.5 | 2017-06-02 | 2017-06-09 | High | 2 | #N/A | 64.5 | #N/A | #N/A
PORTFOLIO | LSR4B20[D010¦D010TR] EC4B102090[27¦30¦35¦40¦50] 4LB[N¦M¦W]#[LI¦MW¦WMH¦WH¦H] | 1289 | Downlight | 64.5 | 2017-08-30 | 2017-10-02 | High | 2 | #N/A | 64.5 | #N/A | #N/A
PORTFOLIO | LD4B20[D010¦D010TR] EU4B102090[27¦30¦35¦40¦50] 4LB[M¦W¦S]#[LI¦MW¦WMH¦WH¦H] | 1289 | Downlight | 64.5 | 2016-11-28 | 2016-12-07 | High | 2 | #N/A | 64.5 | #N/A | #N/A
Halo Commercial | PR4FS24D010 PR4M24MD8FS[MW¦MMS¦BZ] | 2504 | Downlight | 64.5 | 2019-12-31 | 2020-01-15 | High | 2 | #N/A | 64.5 | #N/A | #N/A
Liteline | ALR4-2635W | 1485 | Downlight | 64.6 | 2015-11-26 | 2016-04-22 | High | 2 | #N/A | 64.6 | #N/A | #N/A
Liteline | ALR6-2635W | 1485 | Downlight | 64.6 | 2015-11-26 | 2016-04-22 | High | 2 | #N/A | 64.6 | #N/A | #N/A
Troy-CSL Lighting Inc. | LP3-40-**-4 | 1892 | Downlight | 64.6 | 2017-12-01 | 2017-12-07 | High | 2 | #N/A | 64.6 | #N/A | #N/A
Lumenpulse Lighting | LCR[N¦S]-ESR-[FD¦SH]-[120¦277]-[R¦S]-L30-[27¦30¦35¦40]K-80-[VW¦M¦MFR¦W¦WFR¦VWFR]-[DA1¦DA2¦PDA1¦PDA2¦PH¦PPH2¦CA]-[SB¦MB¦DB¦DR]-MWH-[RD¦SR¦TLR¦SQ¦TLS]-[MWH¦MBK¦NKS¦CC¦SP]-[RM¦NC]-[1¦2]-[blank¦EBB¦EBI¦WET]-[NA¦CL¦PD] | 1963 | Downlight | 64.6 | 2019-11-11 | 2019-11-12 | High | 2 | #N/A | 64.6 | #N/A | #N/A
NICOR LED | CDL6-230-120-27K-XX | 2298 | Downlight | 64.6 | 2015-10-29 | 2015-11-03 | High | 2 | #N/A | 64.6 | #N/A | #N/A
Indy | LA4 33LM ##K ### G3 80CRI *** | 2319 | Downlight | 64.6 | 2016-12-01 | 2017-02-09 | High | 2 | #N/A | 64.6 | #N/A | #N/A
PORTFOLIO | LD6C35[D010¦D010TR] EU6C3590[27¦30¦35¦40¦50] 6LB[N¦M¦W¦S]#[LI¦MW¦WMH¦WH¦H] | 2519 | Downlight | 64.6 | 2022-08-01 | 2022-08-26 | High | 2 | #N/A | 64.6 | #N/A | #N/A
PORTFOLIO | LD4C35[D010¦D010TR] EU4C3590[27¦30¦35¦40¦50] 4LB[N¦M¦W¦S]#[LI¦MW¦WMH¦WH¦H] | 2519 | Downlight | 64.6 | 2022-08-01 | 2022-08-24 | High | 2 | #N/A | 64.6 | #N/A | #N/A
Atlantic Lighting | LED10M-VR100-##K-#-#**-*** / 10VRMPR-**-**-** | 6843 | Downlight | 64.6 | 2015-11-25 | 2019-10-31 | High | 2 | #N/A | 64.6 | #N/A | #N/A
Atlantic Lighting | LED12-VR100-##K-#-#**-*** / 12VR10M-**-**-** | 6843 | Downlight | 64.6 | 2015-11-25 | 2019-10-31 | High | 2 | #N/A | 64.6 | #N/A | #N/A
LOTUS LED LIGHTS | LL6S-40K | 1100 | Downlight | 64.7 | 2018-10-29 | 2018-10-25 | High | 2 | #N/A | 64.7 | #N/A | #N/A
LOTUS LED LIGHTS | LL6S-50K | 1100 | Downlight | 64.7 | 2018-10-29 | 2018-10-25 | High | 2 | #N/A | 64.7 | #N/A | #N/A
NaturaLED | LED7FMC-110L830 | 1100 | Downlight | 64.7 | 2016-11-15 | 2016-11-28 | High | 2 | #N/A | 64.7 | #N/A | #N/A
Liteline | ALR8-3427W | 2011 | Downlight | 64.7 | 2015-11-26 | 2016-04-22 | High | 2 | #N/A | 64.7 | #N/A | #N/A
Rayon Lighting | RVP-0452-60-4R/RPA4-30 | 3750 | Downlight | 64.7 | 2019-06-30 | 2019-10-31 | High | 2 | #N/A | 64.7 | #N/A | #N/A
PORTFOLIO | LSR4B20[D010¦D010TR] EC4B102080[27¦30¦35¦40¦50] 4LB[N¦M¦W]#[LI¦MW¦WMH¦WH¦H] | 1295 | Downlight | 64.8 | 2017-08-30 | 2017-10-02 | High | 2 | #N/A | 64.8 | #N/A | #N/A
PORTFOLIO | LD4B20[D010¦D010TR] EU4B102080## 4LB[N¦M¦W¦S]#[LI¦MW¦WMH¦WH¦H] | 1295 | Downlight | 64.8 | 2016-11-28 | 2016-12-07 | High | 2 | #N/A | 64.8 | #N/A | #N/A
PORTFOLIO | LD6B20[D010¦D010TR] EU6B102080## 6LB[N¦M¦W¦S]#[LI¦MW¦WMH¦WH¦H] | 1303 | Downlight | 64.8 | 2016-11-28 | 2016-12-08 | High | 2 | #N/A | 64.8 | #N/A | #N/A
PORTFOLIO | LSR6B20[D010¦D010TR][MB¦P¦SL¦BZ] EC6B102080## 6LB[N¦M¦W¦S]#[LI¦MW¦WMH¦WH¦H] | 1303 | Downlight | 64.8 | 2016-11-28 | 2016-12-08 | High | 2 | #N/A | 64.8 | #N/A | #N/A
KODA, Horizon Brands | LM030004 | 1490 | Downlight | 64.8 | 2020-06-07 | 2020-07-13 | High | 2 | #N/A | 64.8 | #N/A | #N/A
Nora Lighting | NMRT2-1F1L2527F**/NMRG2-11*#L25 | 1621 | Downlight | 64.8 | 2020-04-01 | 2022-12-19 | High | 2 | #N/A | 64.8 | #N/A | #N/A
Nora Lighting | NMRT2-1F1L2527M**/NMRG2-11*#L25 | 1621 | Downlight | 64.8 | 2020-04-01 | 2022-12-19 | High | 2 | #N/A | 64.8 | #N/A | #N/A
Nora Lighting | NMRT2-1F1L2527S**/NMRG2-11*#L25 | 1621 | Downlight | 64.8 | 2020-04-01 | 2022-12-19 | High | 2 | #N/A | 64.8 | #N/A | #N/A
Nora Lighting | NMRT2-1F1L2530F**/NMRG2-11*#L25 | 1621 | Downlight | 64.8 | 2020-04-01 | 2022-12-19 | High | 2 | #N/A | 64.8 | #N/A | #N/A
Nora Lighting | NMRT2-1F1L2530M**/NMRG2-11*#L25 | 1621 | Downlight | 64.8 | 2020-04-01 | 2022-12-19 | High | 2 | #N/A | 64.8 | #N/A | #N/A
Nora Lighting | NMRT2-1F1L2530S**/NMRG2-11*#L25 | 1621 | Downlight | 64.8 | 2020-04-01 | 2022-12-19 | High | 2 | #N/A | 64.8 | #N/A | #N/A
Nora Lighting | NMRT2-1F1L2535F**/NMRG2-11*#L25 | 1621 | Downlight | 64.8 | 2020-04-01 | 2022-12-19 | High | 2 | #N/A | 64.8 | #N/A | #N/A
Nora Lighting | NMRT2-11L2527F**/NMRG2-11*#L25 | 1621 | Downlight | 64.8 | 2020-04-01 | 2022-12-19 | High | 2 | #N/A | 64.8 | #N/A | #N/A
Nora Lighting | NMRT2-11L2527M**/NMRG2-11*#L25 | 1621 | Downlight | 64.8 | 2020-04-01 | 2022-12-19 | High | 2 | #N/A | 64.8 | #N/A | #N/A
Nora Lighting | NMRT2-11L2527S**/NMRG2-11*#L25 | 1621 | Downlight | 64.8 | 2020-04-01 | 2022-12-19 | High | 2 | #N/A | 64.8 | #N/A | #N/A
Nora Lighting | NMRT2-11L2530F**/NMRG2-11*#L25 | 1621 | Downlight | 64.8 | 2020-04-01 | 2022-12-19 | High | 2 | #N/A | 64.8 | #N/A | #N/A
Nora Lighting | NMRT2-11L2530M**/NMRG2-11*#L25 | 1621 | Downlight | 64.8 | 2020-04-01 | 2022-12-19 | High | 2 | #N/A | 64.8 | #N/A | #N/A
Nora Lighting | NMRT2-11L2530S**/NMRG2-11*#L25 | 1621 | Downlight | 64.8 | 2020-04-01 | 2022-12-19 | High | 2 | #N/A | 64.8 | #N/A | #N/A
Nora Lighting | NMRT2-11L2535F**/NMRG2-11*#L25 | 1621 | Downlight | 64.8 | 2020-04-01 | 2022-12-19 | High | 2 | #N/A | 64.8 | #N/A | #N/A
Nora Lighting | NMRT2-11L2535M**/NMRG2-11*#L25 | 1621 | Downlight | 64.8 | 2020-04-01 | 2022-12-19 | High | 2 | #N/A | 64.8 | #N/A | #N/A
Nora Lighting | NMRT2-11L2535S**/NMRG2-11*#L25 | 1621 | Downlight | 64.8 | 2020-04-01 | 2022-12-19 | High | 2 | #N/A | 64.8 | #N/A | #N/A
Nora Lighting | NMRT2-11L2540F**/NMRG2-11*#L25 | 1621 | Downlight | 64.8 | 2020-04-01 | 2022-12-19 | High | 2 | #N/A | 64.8 | #N/A | #N/A
Nora Lighting | NMRT2-11L2540M**/NMRG2-11*#L25 | 1621 | Downlight | 64.8 | 2020-04-01 | 2022-12-19 | High | 2 | #N/A | 64.8 | #N/A | #N/A
Nora Lighting | NMRT2-11L2540S**/NMRG2-11*#L25 | 1621 | Downlight | 64.8 | 2020-04-01 | 2022-12-19 | High | 2 | #N/A | 64.8 | #N/A | #N/A
Nora Lighting | NMRT2-12L2540S**/NMRG2-12*#L25 | 1621 | Downlight | 64.8 | 2020-04-01 | 2022-12-19 | High | 2 | #N/A | 64.8 | #N/A | #N/A
Nora Lighting | NMRT2-13L2527F**/NMRG2-13*#L25 | 1621 | Downlight | 64.8 | 2020-04-01 | 2022-12-19 | High | 2 | #N/A | 64.8 | #N/A | #N/A
Nora Lighting | NMRT2-13L2527M**/NMRG2-13*#L25 | 1621 | Downlight | 64.8 | 2020-04-01 | 2022-12-19 | High | 2 | #N/A | 64.8 | #N/A | #N/A
Nora Lighting | NMRT2-13L2527S**/NMRG2-13*#L25 | 1621 | Downlight | 64.8 | 2020-04-01 | 2022-12-19 | High | 2 | #N/A | 64.8 | #N/A | #N/A
Nora Lighting | NMRT2-13L2530F**/NMRG2-13*#L25 | 1621 | Downlight | 64.8 | 2020-04-01 | 2022-12-19 | High | 2 | #N/A | 64.8 | #N/A | #N/A
Nora Lighting | NMRT2-13L2530M**/NMRG2-13*#L25 | 1621 | Downlight | 64.8 | 2020-04-01 | 2022-12-19 | High | 2 | #N/A | 64.8 | #N/A | #N/A
Nora Lighting | NMRT2-13L2530S**/NMRG2-13*#L25 | 1621 | Downlight | 64.8 | 2020-04-01 | 2022-12-19 | High | 2 | #N/A | 64.8 | #N/A | #N/A
Nora Lighting | NMRT2-13L2535F**/NMRG2-13*#L25 | 1621 | Downlight | 64.8 | 2020-04-01 | 2022-12-19 | High | 2 | #N/A | 64.8 | #N/A | #N/A
Nora Lighting | NMRT2-13L2535M**/NMRG2-13*#L25 | 1621 | Downlight | 64.8 | 2020-04-01 | 2022-12-19 | High | 2 | #N/A | 64.8 | #N/A | #N/A
Nora Lighting | NMRT2-13L2535S**/NMRG2-13*#L25 | 1621 | Downlight | 64.8 | 2020-04-01 | 2022-12-19 | High | 2 | #N/A | 64.8 | #N/A | #N/A
Nora Lighting | NMRT2-12L2527F**/NMRG2-12*#L25 | 1621 | Downlight | 64.8 | 2020-04-01 | 2022-12-19 | High | 2 | #N/A | 64.8 | #N/A | #N/A
Nora Lighting | NMRT2-12L2527M**/NMRG2-12*#L25 | 1621 | Downlight | 64.8 | 2020-04-01 | 2022-12-19 | High | 2 | #N/A | 64.8 | #N/A | #N/A
Nora Lighting | NMRT2-12L2527S**/NMRG2-12*#L25 | 1621 | Downlight | 64.8 | 2020-04-01 | 2022-12-19 | High | 2 | #N/A | 64.8 | #N/A | #N/A
Nora Lighting | NMRT2-12L2530F**/NMRG2-12*#L25 | 1621 | Downlight | 64.8 | 2020-04-01 | 2022-12-19 | High | 2 | #N/A | 64.8 | #N/A | #N/A
Nora Lighting | NMRT2-12L2530M**/NMRG2-12*#L25 | 1621 | Downlight | 64.8 | 2020-04-01 | 2022-12-19 | High | 2 | #N/A | 64.8 | #N/A | #N/A
Nora Lighting | NMRT2-12L2530S**/NMRG2-12*#L25 | 1621 | Downlight | 64.8 | 2020-04-01 | 2022-12-19 | High | 2 | #N/A | 64.8 | #N/A | #N/A
Nora Lighting | NMRT2-12L2535F**/NMRG2-12*#L25 | 1621 | Downlight | 64.8 | 2020-04-01 | 2022-12-19 | High | 2 | #N/A | 64.8 | #N/A | #N/A
Nora Lighting | NMRT2-12L2535M**/NMRG2-12*#L25 | 1621 | Downlight | 64.8 | 2020-04-01 | 2022-12-19 | High | 2 | #N/A | 64.8 | #N/A | #N/A
Nora Lighting | NMRT2-12L2535S**/NMRG2-12*#L25 | 1621 | Downlight | 64.8 | 2020-04-01 | 2022-12-19 | High | 2 | #N/A | 64.8 | #N/A | #N/A
Nora Lighting | NMRT2-12L2540F**/NMRG2-12*#L25 | 1621 | Downlight | 64.8 | 2020-04-01 | 2022-12-19 | High | 2 | #N/A | 64.8 | #N/A | #N/A
Nora Lighting | NMRT2-12L2540M**/NMRG2-12*#L25 | 1621 | Downlight | 64.8 | 2020-04-01 | 2022-12-19 | High | 2 | #N/A | 64.8 | #N/A | #N/A
Nora Lighting | NMRT2-13L2540F**/NMRG2-13*#L25 | 1621 | Downlight | 64.8 | 2020-04-01 | 2022-12-19 | High | 2 | #N/A | 64.8 | #N/A | #N/A
Nora Lighting | NMRT2-13L2540M**/NMRG2-13*#L25 | 1621 | Downlight | 64.8 | 2020-04-01 | 2022-12-19 | High | 2 | #N/A | 64.8 | #N/A | #N/A
Nora Lighting | NMRT2-13L2540S**/NMRG2-13*#L25 | 1621 | Downlight | 64.8 | 2020-04-01 | 2022-12-19 | High | 2 | #N/A | 64.8 | #N/A | #N/A
Nora Lighting | NMRT2-1F3L2527F**/NMRG2-13*#L25 | 1621 | Downlight | 64.8 | 2020-04-01 | 2022-12-19 | High | 2 | #N/A | 64.8 | #N/A | #N/A
Nora Lighting | NMRT2-1F3L2527M**/NMRG2-13*#L25 | 1621 | Downlight | 64.8 | 2020-04-01 | 2022-12-19 | High | 2 | #N/A | 64.8 | #N/A | #N/A
Nora Lighting | NMRT2-1F3L2527S**/NMRG2-13*#L25 | 1621 | Downlight | 64.8 | 2020-04-01 | 2022-12-19 | High | 2 | #N/A | 64.8 | #N/A | #N/A
Nora Lighting | NMRT2-1F3L2530F**/NMRG2-13*#L25 | 1621 | Downlight | 64.8 | 2020-04-01 | 2022-12-19 | High | 2 | #N/A | 64.8 | #N/A | #N/A
Nora Lighting | NMRT2-1F3L2530M**/NMRG2-13*#L25 | 1621 | Downlight | 64.8 | 2020-04-01 | 2022-12-19 | High | 2 | #N/A | 64.8 | #N/A | #N/A
Nora Lighting | NMRT2-1F3L2530S**/NMRG2-13*#L25 | 1621 | Downlight | 64.8 | 2020-04-01 | 2022-12-19 | High | 2 | #N/A | 64.8 | #N/A | #N/A
Nora Lighting | NMRT2-1F3L2535F**/NMRG2-13*#L25 | 1621 | Downlight | 64.8 | 2020-04-01 | 2022-12-19 | High | 2 | #N/A | 64.8 | #N/A | #N/A
Nora Lighting | NMRT2-1F3L2535M**/NMRG2-13*#L25 | 1621 | Downlight | 64.8 | 2020-04-01 | 2022-12-19 | High | 2 | #N/A | 64.8 | #N/A | #N/A
Nora Lighting | NMRT2-1F3L2535S**/NMRG2-13*#L25 | 1621 | Downlight | 64.8 | 2020-04-01 | 2022-12-19 | High | 2 | #N/A | 64.8 | #N/A | #N/A
Nora Lighting | NMRT2-1F3L2540F**/NMRG2-13*#L25 | 1621 | Downlight | 64.8 | 2020-04-01 | 2022-12-19 | High | 2 | #N/A | 64.8 | #N/A | #N/A
Nora Lighting | NMRT2-1F3L2540M**/NMRG2-13*#L25 | 1621 | Downlight | 64.8 | 2020-04-01 | 2022-12-19 | High | 2 | #N/A | 64.8 | #N/A | #N/A
Nora Lighting | NMRT2-1F3L2540S**/NMRG2-13*#L25 | 1621 | Downlight | 64.8 | 2020-04-01 | 2022-12-19 | High | 2 | #N/A | 64.8 | #N/A | #N/A
Nora Lighting | NMRT2-1F1L2535M**/NMRG2-11*#L25 | 1621 | Downlight | 64.8 | 2020-04-01 | 2022-12-19 | High | 2 | #N/A | 64.8 | #N/A | #N/A
Nora Lighting | NMRT2-1F1L2535S**/NMRG2-11*#L25 | 1621 | Downlight | 64.8 | 2020-04-01 | 2022-12-19 | High | 2 | #N/A | 64.8 | #N/A | #N/A
Nora Lighting | NMRT2-1F1L2540F**/NMRG2-11*#L25 | 1621 | Downlight | 64.8 | 2020-04-01 | 2022-12-19 | High | 2 | #N/A | 64.8 | #N/A | #N/A
Nora Lighting | NMRT2-1F1L2540M**/NMRG2-11*#L25 | 1621 | Downlight | 64.8 | 2020-04-01 | 2022-12-19 | High | 2 | #N/A | 64.8 | #N/A | #N/A
Nora Lighting | NMRT2-1F1L2540S**/NMRG2-11*#L25 | 1621 | Downlight | 64.8 | 2020-04-01 | 2022-12-19 | High | 2 | #N/A | 64.8 | #N/A | #N/A
Nora Lighting | NMRT2-1F2L2527F**/NMRG2-12*#L25 | 1621 | Downlight | 64.8 | 2020-04-01 | 2022-12-19 | High | 2 | #N/A | 64.8 | #N/A | #N/A
Nora Lighting | NMRT2-1F2L2527M**/NMRG2-12*#L25 | 1621 | Downlight | 64.8 | 2020-04-01 | 2022-12-19 | High | 2 | #N/A | 64.8 | #N/A | #N/A
Nora Lighting | NMRT2-1F2L2527S**/NMRG2-12*#L25 | 1621 | Downlight | 64.8 | 2020-04-01 | 2022-12-19 | High | 2 | #N/A | 64.8 | #N/A | #N/A
Nora Lighting | NMRT2-1F2L2530F**/NMRG2-12*#L25 | 1621 | Downlight | 64.8 | 2020-04-01 | 2022-12-19 | High | 2 | #N/A | 64.8 | #N/A | #N/A
Nora Lighting | NMRT2-1F2L2530M**/NMRG2-12*#L25 | 1621 | Downlight | 64.8 | 2020-04-01 | 2022-12-19 | High | 2 | #N/A | 64.8 | #N/A | #N/A
Nora Lighting | NMRT2-1F2L2530S**/NMRG2-12*#L25 | 1621 | Downlight | 64.8 | 2020-04-01 | 2022-12-19 | High | 2 | #N/A | 64.8 | #N/A | #N/A
Nora Lighting | NMRT2-1F2L2535F**/NMRG2-12*#L25 | 1621 | Downlight | 64.8 | 2020-04-01 | 2022-12-19 | High | 2 | #N/A | 64.8 | #N/A | #N/A
Nora Lighting | NMRT2-1F2L2535M**/NMRG2-12*#L25 | 1621 | Downlight | 64.8 | 2020-04-01 | 2022-12-19 | High | 2 | #N/A | 64.8 | #N/A | #N/A
Nora Lighting | NMRT2-1F2L2535S**/NMRG2-12*#L25 | 1621 | Downlight | 64.8 | 2020-04-01 | 2022-12-19 | High | 2 | #N/A | 64.8 | #N/A | #N/A
Nora Lighting | NMRT2-1F2L2540F**/NMRG2-12*#L25 | 1621 | Downlight | 64.8 | 2020-04-01 | 2022-12-19 | High | 2 | #N/A | 64.8 | #N/A | #N/A
Nora Lighting | NMRT2-1F2L2540M**/NMRG2-12*#L25 | 1621 | Downlight | 64.8 | 2020-04-01 | 2022-12-19 | High | 2 | #N/A | 64.8 | #N/A | #N/A
Nora Lighting | NMRT2-1F2L2540S**/NMRG2-12*#L25 | 1621 | Downlight | 64.8 | 2020-04-01 | 2022-12-19 | High | 2 | #N/A | 64.8 | #N/A | #N/A
Lightolier | C4L30950[M¦W][Z10U¦E1¦L1U¦SOLU¦LDU¦LTEU¦DMXU¦DU¦RAU][¦R¦RH] / C4[RDL¦RCW¦RDW¦RWW¦SDLNM][CD¦CC¦WH¦CL] | 1901 | Downlight | 64.8 | 2022-06-14 | 2022-08-04 | High | 2 | #N/A | 64.8 | #N/A | #N/A
Lightolier | C4[C¦CSQ][S¦W¦P][DL¦DW¦WW]30927[M¦W][Z10U¦E1¦L1U¦SOLU¦LDU¦LTEU¦DMXU¦DU¦RAU][CD¦CC¦WH¦CL][A¦B¦W¦RAL#] | 1901 | Downlight | 64.8 | 2022-06-14 | 2022-08-04 | High | 2 | #N/A | 64.8 | #N/A | #N/A
Lightolier | C4[C¦CSQ][S¦W¦P][DL¦DW¦WW]30930[M¦W][Z10U¦E1¦L1U¦SOLU¦LDU¦LTEU¦DMXU¦DU¦RAU][CD¦CC¦WH¦CL][A¦B¦W¦RAL#] | 1901 | Downlight | 64.8 | 2022-06-14 | 2022-08-04 | High | 2 | #N/A | 64.8 | #N/A | #N/A
Lightolier | C4[C¦CSQ][S¦W¦P][DL¦DW¦WW]30935[M¦W][Z10U¦E1¦L1U¦SOLU¦LDU¦LTEU¦DMXU¦DU¦RAU][CD¦CC¦WH¦CL][A¦B¦W¦RAL#] | 1901 | Downlight | 64.8 | 2022-06-14 | 2022-08-04 | High | 2 | #N/A | 64.8 | #N/A | #N/A
Lightolier | C4[C¦CSQ][S¦W¦P][DL¦DW¦WW]30940[M¦W][Z10U¦E1¦L1U¦SOLU¦LDU¦LTEU¦DMXU¦DU¦RAU][CD¦CC¦WH¦CL][A¦B¦W¦RAL#] | 1901 | Downlight | 64.8 | 2022-06-14 | 2022-08-04 | High | 2 | #N/A | 64.8 | #N/A | #N/A
Lightolier | C4[C¦CSQ][S¦W¦P][DL¦DW¦WW]30950[M¦W][Z10U¦E1¦L1U¦SOLU¦LDU¦LTEU¦DMXU¦DU¦RAU][CD¦CC¦WH¦CL][A¦B¦W¦RAL#] | 1901 | Downlight | 64.8 | 2022-06-14 | 2022-08-04 | High | 2 | #N/A | 64.8 | #N/A | #N/A
Lightolier | C4L30927[M¦W][Z10U¦E1¦L1U¦SOLU¦LDU¦LTEU¦DMXU¦DU¦RAU][¦R¦RH] / C4[RDL¦RCW¦RDW¦RWW¦SDLNM][CD¦CC¦WH¦CL] | 1901 | Downlight | 64.8 | 2022-06-14 | 2022-08-04 | High | 2 | #N/A | 64.8 | #N/A | #N/A
Lightolier | C4L30930[M¦W][Z10U¦E1¦L1U¦SOLU¦LDU¦LTEU¦DMXU¦DU¦RAU][¦R¦RH] / C4[RDL¦RCW¦RDW¦RWW¦SDLNM][CD¦CC¦WH¦CL] | 1901 | Downlight | 64.8 | 2022-06-14 | 2022-08-04 | High | 2 | #N/A | 64.8 | #N/A | #N/A
Lightolier | C4L30935[M¦W][Z10U¦E1¦L1U¦SOLU¦LDU¦LTEU¦DMXU¦DU¦RAU][¦R¦RH] / C4[RDL¦RCW¦RDW¦RWW¦SDLNM][CD¦CC¦WH¦CL] | 1901 | Downlight | 64.8 | 2022-06-14 | 2022-08-04 | High | 2 | #N/A | 64.8 | #N/A | #N/A
Lightolier | C4L30940[M¦W][Z10U¦E1¦L1U¦SOLU¦LDU¦LTEU¦DMXU¦DU¦RAU][¦R¦RH] / C4[RDL¦RCW¦RDW¦RWW¦SDLNM][CD¦CC¦WH¦CL] | 1901 | Downlight | 64.8 | 2022-06-14 | 2022-08-04 | High | 2 | #N/A | 64.8 | #N/A | #N/A
Intense Lighting | IHOL-S4DRWD4-DIM-[SP,NF,FL,WF]/IRDS40x** | 2300 | Downlight | 64.8 | 2019-05-01 | 2019-05-13 | High | 2 | #N/A | 64.8 | #N/A | #N/A
Gotham | ICO [ ¦SQ¦ADJ¦SQADJ] [27¦30¦35¦40]/40 4AR [T00¦T30¦T40] [ ¦FL] [LSS¦LD][10D¦15D¦20D¦25D¦30D¦35D¦40D¦45D¦50D] [MVOLT¦120¦277] | 2830 | Downlight | 64.8 | 2015-07-07 | 2018-07-30 | High | 2 | #N/A | 64.8 | #N/A | #N/A
Prescolite | LTR-#*D-*-XL90L-DM1 + LTR-#*D-T-XL##K#****** | 6400 | Downlight | 64.8 | 2019-07-12 | 2020-03-13 | High | 2 | #N/A | 64.8 | #N/A | #N/A
Liteharbor | BL8-FM9-**(3500K) | 1200 | Downlight | 64.9 | 2018-04-24 | 2019-12-17 | High | 2 | #N/A | 64.9 | #N/A | #N/A
Liteharbor | BL8-FM9-**(3500K) | 1200 | Downlight | 64.9 | 2021-04-01 | 2021-05-02 | High | 2 | #N/A | 64.9 | #N/A | #N/A
Liteharbor | BL8-FM9-**(4000K) | 1200 | Downlight | 64.9 | 2018-04-24 | 2019-12-17 | High | 2 | #N/A | 64.9 | #N/A | #N/A
Liteharbor | BL8-FM9-**(4000K) | 1200 | Downlight | 64.9 | 2021-04-01 | 2021-05-02 | High | 2 | #N/A | 64.9 | #N/A | #N/A
Liteharbor | BL8-FM9-**(5000K) | 1200 | Downlight | 64.9 | 2018-04-24 | 2019-12-17 | High | 2 | #N/A | 64.9 | #N/A | #N/A
Liteharbor | BL8-FM9-**(5000K) | 1200 | Downlight | 64.9 | 2021-04-01 | 2021-05-02 | High | 2 | #N/A | 64.9 | #N/A | #N/A
Liteharbor | BL8-FM9-**(3000K) | 1200 | Downlight | 64.9 | 2018-04-24 | 2019-12-17 | High | 2 | #N/A | 64.9 | #N/A | #N/A
Liteharbor | BL8-FM9-**(3000K) | 1200 | Downlight | 64.9 | 2021-04-01 | 2021-05-02 | High | 2 | #N/A | 64.9 | #N/A | #N/A
Satco | S9339 | 1200 | Downlight | 64.9 | 2016-05-24 | 2016-05-24 | High | 2 | #N/A | 64.9 | #N/A | #N/A
Satco | S9682 | 1200 | Downlight | 64.9 | 2016-06-10 | 2016-06-10 | High | 2 | #N/A | 64.9 | #N/A | #N/A
Satco | S9690 | 1200 | Downlight | 64.9 | 2016-05-24 | 2016-05-24 | High | 2 | #N/A | 64.9 | #N/A | #N/A
SATCO/NUVO | S29358 | 1200 | Downlight | 64.9 | 2018-07-01 | 2018-10-22 | High | 2 | #N/A | 64.9 | #N/A | #N/A
PORTFOLIO | LD6B40[D010¦D010TR] EU6B305090[27¦30¦35¦40¦50] 6LB[M¦W¦N¦S]#[LI¦MW¦WMH¦WH¦H] | 2687 | Downlight | 64.9 | 2017-06-06 | 2017-06-06 | High | 2 | #N/A | 64.9 | #N/A | #N/A
Commercial Electric | JJU3011LM/*** | 1170 | Downlight | 65 | 2019-06-01 | 2019-05-23 | High | 2 | #N/A | 65 | #N/A | #N/A
Commercial Electric | JJU3011LM-2/*** | 1170 | Downlight | 65 | 2018-12-25 | 2018-12-26 | High | 2 | #N/A | 65 | #N/A | #N/A
ETI | 565787## | 1300 | Downlight | 65 | 2020-04-01 | 2020-04-09 | High | 2 | #N/A | 65 | #N/A | #N/A
Liron Lighting | LED2CD20W00K27V-4IN | 1300 | Downlight | 65 | 2022-01-02 | 2019-09-13 | High | 2 | #N/A | 65 | #N/A | #N/A
Luminiz | DS109103CT** | 1300 | Downlight | 65 | 2021-07-01 | 2021-09-02 | High | 2 | #N/A | 65 | #N/A | #N/A
PORTFOLIO | LDSQA4A 18827 DLT LAR15SP 4LSQAL1H | 1853 | Downlight | 65 | 2015-11-10 | 2016-02-19 | High | 2 | #N/A | 65 | #N/A | #N/A
PORTFOLIO | LDSQA4A 18827 DMX LAR15SP 4LSQA1H | 1853 | Downlight | 65 | 2015-11-10 | 2016-02-19 | High | 2 | #N/A | 65 | #N/A | #N/A
PORTFOLIO | LDSQA4A 18827 DMX LAR15SP 4LSQAL1H | 1853 | Downlight | 65 | 2015-11-10 | 2016-02-19 | High | 2 | #N/A | 65 | #N/A | #N/A
PORTFOLIO | LDSQA4A 18830 D010TE LAR15SP 4LSQA1H | 1853 | Downlight | 65 | 2015-11-10 | 2016-02-19 | High | 2 | #N/A | 65 | #N/A | #N/A
PORTFOLIO | LDSQA4A 18830 D010TE LAR15SP 4LSQAL1H | 1853 | Downlight | 65 | 2015-11-10 | 2016-02-19 | High | 2 | #N/A | 65 | #N/A | #N/A
PORTFOLIO | LDSQA4A 18830 DLT LAR15SP 4LSQA1H | 1853 | Downlight | 65 | 2015-11-10 | 2016-02-19 | High | 2 | #N/A | 65 | #N/A | #N/A
PORTFOLIO | LDSQA4A 18830 DLT LAR15SP 4LSQAL1H | 1853 | Downlight | 65 | 2015-11-10 | 2016-02-19 | High | 2 | #N/A | 65 | #N/A | #N/A
PORTFOLIO | LDSQA4A 18830 DMX LAR15SP 4LSQA1H | 1853 | Downlight | 65 | 2015-11-10 | 2016-02-19 | High | 2 | #N/A | 65 | #N/A | #N/A
PORTFOLIO | LDSQA4A 18830 DMX LAR15SP 4LSQAL1H | 1853 | Downlight | 65 | 2015-11-10 | 2016-02-19 | High | 2 | #N/A | 65 | #N/A | #N/A
PORTFOLIO | LDSQA4A 18835 D010TE LAR15SP 4LSQAL1H | 1853 | Downlight | 65 | 2015-11-10 | 2016-02-19 | High | 2 | #N/A | 65 | #N/A | #N/A
PORTFOLIO | LDSQA4A 18835 DLT LAR15SP 4LSQAL1H | 1853 | Downlight | 65 | 2015-11-10 | 2016-02-19 | High | 2 | #N/A | 65 | #N/A | #N/A
PORTFOLIO | LDSQA4A 18835 DMX LAR15SP 4LSQAL1H | 1853 | Downlight | 65 | 2015-11-10 | 2016-02-19 | High | 2 | #N/A | 65 | #N/A | #N/A
PORTFOLIO | LDSQA4A 18827 D010TE LAR15SP 4LSQA1H | 1853 | Downlight | 65 | 2015-11-10 | 2016-02-19 | High | 2 | #N/A | 65 | #N/A | #N/A
PORTFOLIO | LDSQA4A 18827 D010TE LAR15SP 4LSQAL1H | 1853 | Downlight | 65 | 2015-11-10 | 2016-02-19 | High | 2 | #N/A | 65 | #N/A | #N/A
PORTFOLIO | LDSQA4A 18827 DLT LAR15SP 4LSQA1H | 1853 | Downlight | 65 | 2015-11-10 | 2016-02-19 | High | 2 | #N/A | 65 | #N/A | #N/A
Dals | HPD8-CC-** | 2600 | Downlight | 65 | 2021-01-01 | 2021-09-21 | High | 2 | #N/A | 65 | #N/A | #N/A
Dals | HPD8-CC-V-** | 2600 | Downlight | 65 | 2021-01-01 | 2022-01-27 | High | 2 | #N/A | 65 | #N/A | #N/A
Green Creative | [Blank¦SPFT*#]LEL97##[DIM010UNV¦KDIM010UNV]**/AD*#** | 3900 | Downlight | 65 | 2020-12-04 | 2020-12-11 | High | 2 | #N/A | 65 | #N/A | #N/A
Green Creative | [Blank¦SPFT*#]LEL97##KDIM120V**/AD*#** | 3900 | Downlight | 65 | 2020-12-04 | 2020-12-11 | High | 2 | #N/A | 65 | #N/A | #N/A
Generation Lighting | 14827RD-15 | 1029 | Downlight | 65.1 | 2022-10-24 | 2022-10-25 | High | 2 | #N/A | 65.1 | #N/A | #N/A
MKS | MKS/ADL/4/20.3W/27K/** | 1321 | Downlight | 65.1 | 2019-01-01 | 2019-04-29 | High | 2 | #N/A | 65.1 | #N/A | #N/A
Sistemalux | 8218-HO-XXX-XX-XXX-XX | 2030 | Downlight | 65.1 | 2015-11-16 | 2015-12-04 | High | 2 | #N/A | 65.1 | #N/A | #N/A
Intense Lighting | IHOL-S4DRWD5-DIM-[SP,NF,FL,WF]/IRDS40x** | 2800 | Downlight | 65.1 | 2019-05-01 | 2019-05-13 | High | 2 | #N/A | 65.1 | #N/A | #N/A
Nora Lighting | NLOCAC-8R345MPW | 1110 | Downlight | 65.2 | 2018-10-30 | 2019-02-06 | High | 2 | #N/A | 65.2 | #N/A | #N/A
WAC Lighting | R2SD1T-F827-**(22W) | 1435 | Downlight | 65.2 | 2017-08-23 | 2018-04-30 | High | 2 | #N/A | 65.2 | #N/A | #N/A
WAC Lighting | R2SD1T-F830-**(22W) | 1435 | Downlight | 65.2 | 2017-08-23 | 2018-04-30 | High | 2 | #N/A | 65.2 | #N/A | #N/A
WAC Lighting | R2SD1T-F835-**(22W) | 1435 | Downlight | 65.2 | 2017-08-23 | 2018-04-30 | High | 2 | #N/A | 65.2 | #N/A | #N/A
WAC Lighting | R2SD1T-F840-**(22W) | 1435 | Downlight | 65.2 | 2017-08-23 | 2018-04-30 | High | 2 | #N/A | 65.2 | #N/A | #N/A
PORTFOLIO | LD8A15D010TE ER8A15930D2W 8LN#H | 1442 | Downlight | 65.2 | 2016-11-15 | 2016-12-16 | High | 2 | #N/A | 65.2 | #N/A | #N/A
ARTIKA | FM05-EUR-****** | 1500 | Downlight | 65.2 | 2022-12-14 | 2022-12-14 | High | 2 | #N/A | 65.2 | #N/A | #N/A
ARTIKA | FM05-EUR-MG | 1500 | Downlight | 65.2 | 2022-12-14 | 2022-12-14 | High | 2 | #N/A | 65.2 | #N/A | #N/A
GMLIGHTING | GM-RND12-27-** | 1500 | Downlight | 65.2 | 2018-10-20 | 2018-10-23 | High | 2 | #N/A | 65.2 | #N/A | #N/A
GMLIGHTING | GM-SLD-12-27-** | 1500 | Downlight | 65.2 | 2018-10-20 | 2018-10-16 | High | 2 | #N/A | 65.2 | #N/A | #N/A
Liteline | ALR4-2640W | 1500 | Downlight | 65.2 | 2015-11-26 | 2016-04-22 | High | 2 | #N/A | 65.2 | #N/A | #N/A
Liteline | ALR6-2640W | 1500 | Downlight | 65.2 | 2015-11-26 | 2016-04-22 | High | 2 | #N/A | 65.2 | #N/A | #N/A
Indy | [L6¦LRM6¦LLP4¦LRT6¦L8¦LRM8¦LRT8¦LRT9¦LRT10¦LRT12] 90LM [27¦30¦35¦40¦50]K [MVOLT¦120¦277] G4 [80¦90¦97]CRI [FD¦DALI¦DMX¦EZI¦EZ10¦EZB¦ZT¦GZ1¦AE1BN¦AE2**] [HN¦HM¦HW¦P¦NPR¦WPR] [CS¦CSS¦CD] | 5716 | Downlight | 65.2 | 2021-02-01 | 2021-02-26 | High | 2 | #N/A | 65.2 | #N/A | #N/A
Liteline | RA35M-2L-9G-90 | 1175 | Downlight | 65.3 | 2019-11-01 | 2019-12-19 | High | 2 | #N/A | 65.3 | #N/A | #N/A
Lightolier | C3L209##SE1 / C3SDL*CC* | 1282 | Downlight | 65.3 | 2019-09-13 | 2019-09-06 | High | 2 | #N/A | 65.3 | #N/A | #N/A
Lightolier | C3L209##SZ10U / C3SDL*CC* | 1282 | Downlight | 65.3 | 2019-09-13 | 2019-09-06 | High | 2 | #N/A | 65.3 | #N/A | #N/A
Lithonia Lighting | LDN[4¦6][ ¦SQ¦CYL] [27¦30¦35¦40¦50]/15 L[O4¦W4¦S4¦SW4¦O6¦W6¦S6¦SW6]AR [LSS¦LD¦LS] [MVOLT¦120¦277] DIM[1¦10] | 1332 | Downlight | 65.3 | 2016-08-01 | 2017-01-25 | High | 2 | #N/A | 65.3 | #N/A | #N/A
Gotham | ICO [ ¦SQ¦ADJ¦SQADJ¦CYL] [27¦30¦35¦40]/30 4AR [T00¦T30¦T40] [ ¦FL] [LSS¦LD][10D¦15D¦20D¦25D¦30D¦35D¦40D¦45D¦50D] [MVOLT¦120¦277] | 2213 | Downlight | 65.3 | 2015-07-07 | 2018-07-30 | High | 2 | #N/A | 65.3 | #N/A | #N/A
Indy | SD4 40LM [27¦30¦35¦40]K MVOLT G5 80CRI [F¦BP¦CP¦D¦CS¦CSS¦CD¦PF¦WET¦FM] | 3329 | Downlight | 65.3 | 2016-12-01 | 2017-02-09 | High | 2 | #N/A | 65.3 | #N/A | #N/A
Juno | JSBT 6IN SWW2 90CRI PIR MW M6 | 1000 | Downlight | 65.4 | 2022-02-20 | 2022-04-06 | High | 2 | #N/A | 65.4 | #N/A | #N/A
HOMI | HM05-PS12-24W120-3CCT-*SA | 1570 | Downlight | 65.4 | 2021-04-29 | 2021-06-24 | High | 2 | #N/A | 65.4 | #N/A | #N/A
Stanpro | CRK12-S24W-A-3C** | 1570 | Downlight | 65.4 | 2022-05-18 | 2022-05-18 | High | 2 | #N/A | 65.4 | #N/A | #N/A
TCP | FMS12CCT | 1570 | Downlight | 65.4 | 2021-05-31 | 2021-07-29 | High | 2 | #N/A | 65.4 | #N/A | #N/A
Green Creative | [Blank¦SPFT*#]LEM90##[DIM010UNV¦KDIM010UNV]**/AD*#** | 2060 | Downlight | 65.4 | 2020-09-15 | 2020-09-30 | High | 2 | #N/A | 65.4 | #N/A | #N/A
Green Creative | [Blank¦SPFT*#]LEM90##KDIM120V**/AD*#** | 2060 | Downlight | 65.4 | 2020-09-15 | 2020-09-29 | High | 2 | #N/A | 65.4 | #N/A | #N/A
Gotham | EVO6 [27¦30¦35¦40¦50]/175 [AR¦WR] [ ¦FL] [VND¦ND¦MD¦MWD¦WD] [LSS¦LD¦LS][MVOLT¦120¦277][EZ1¦EZ10¦EZB¦GZ1¦GZ10] [ ¦90CRI] [OPTIONS] | 11470 | Downlight | 65.4 | 2017-12-21 | 2018-01-12 | High | 2 | #N/A | 65.4 | #N/A | #N/A
Gotham | EVO [ ¦LW¦WW¦SQ¦SQLW] [27¦30¦35¦40¦50]/175 6[AR¦WR] [ ¦FL] [VND¦ND¦MD¦MWD¦WD] [ ¦LD¦LSS¦LS] [MVOLT¦120¦277] [ ¦CP] [ ¦EL¦ELR] | 11470 | Downlight | 65.4 | 2017-12-21 | 2018-01-12 | High | 2 | #N/A | 65.4 | #N/A | #N/A
Intense | MXG2PSD2L127DIM36BBSLWB | 1016 | Downlight | 65.5 | 2019-09-15 | 2019-10-08 | High | 2 | #N/A | 65.5 | #N/A | #N/A
GE Current, a Daintree company | LRC8RB15********827PQ | 1245 | Downlight | 65.5 | 2018-01-01 | 2018-09-11 | High | 2 | #N/A | 65.5 | #N/A | #N/A
GE Current, a Daintree company | LRC10RB15********827PQ | 1245 | Downlight | 65.5 | 2018-01-01 | 2018-09-11 | High | 2 | #N/A | 65.5 | #N/A | #N/A
GE Current, a Daintree company | LRC12RB15********827PQ | 1245 | Downlight | 65.5 | 2018-01-01 | 2018-09-11 | High | 2 | #N/A | 65.5 | #N/A | #N/A
GE Current, a Daintree company | LRC6RB15********827PQ | 1245 | Downlight | 65.5 | 2018-01-01 | 2018-09-11 | High | 2 | #N/A | 65.5 | #N/A | #N/A
Prescolite | LC4SL+4LCSL18L27K9 | 1440 | Downlight | 65.5 | 2017-07-22 | 2020-11-25 | High | 2 | #N/A | 65.5 | #N/A | #N/A
Prescolite | LC4SL+4LCSL18L30K9 | 1440 | Downlight | 65.5 | 2017-07-22 | 2020-11-25 | High | 2 | #N/A | 65.5 | #N/A | #N/A
Prescolite | LC4SL+4LCSL18L35K9 | 1440 | Downlight | 65.5 | 2017-07-22 | 2020-11-25 | High | 2 | #N/A | 65.5 | #N/A | #N/A
Prescolite | LC4SL+4LCSL18L40K9 | 1440 | Downlight | 65.5 | 2017-07-22 | 2020-11-25 | High | 2 | #N/A | 65.5 | #N/A | #N/A
Prescolite | LC4SL+4LCSL18L50K9 | 1440 | Downlight | 65.5 | 2017-07-22 | 2020-11-25 | High | 2 | #N/A | 65.5 | #N/A | #N/A
WAC Lighting | FM-616G2-930-** | 1050 | Downlight | 65.6 | 2017-10-23 | 2017-12-28 | High | 2 | #N/A | 65.6 | #N/A | #N/A
WAC Lighting | FM-616G2-935-** | 1050 | Downlight | 65.6 | 2017-10-23 | 2017-12-28 | High | 2 | #N/A | 65.6 | #N/A | #N/A
WAC Lighting | FM-616G2-940-** | 1050 | Downlight | 65.6 | 2017-10-23 | 2017-12-28 | High | 2 | #N/A | 65.6 | #N/A | #N/A
WAC Lighting | CI-FM-616G2-930-** | 1050 | Downlight | 65.6 | 2019-02-01 | 2019-02-20 | High | 2 | #N/A | 65.6 | #N/A | #N/A
WAC Lighting | CI-FM-616G2-935-** | 1050 | Downlight | 65.6 | 2019-02-01 | 2019-02-20 | High | 2 | #N/A | 65.6 | #N/A | #N/A
WAC Lighting | CI-FM-616G2-940-** | 1050 | Downlight | 65.6 | 2019-02-01 | 2019-02-20 | High | 2 | #N/A | 65.6 | #N/A | #N/A
Troy-CSL Lighting Inc. | WS-IC-2780-S1 | 1053 | Downlight | 65.6 | 2020-03-01 | 2020-05-29 | High | 2 | #N/A | 65.6 | #N/A | #N/A
Troy-CSL Lighting Inc. | WS-IC-3080-S1 | 1053 | Downlight | 65.6 | 2020-03-01 | 2020-05-29 | High | 2 | #N/A | 65.6 | #N/A | #N/A
Troy-CSL Lighting Inc. | WS-IC-3580-S1 | 1053 | Downlight | 65.6 | 2020-03-01 | 2020-05-29 | High | 2 | #N/A | 65.6 | #N/A | #N/A
Troy-CSL Lighting Inc. | WS-IC-4080-S1 | 1053 | Downlight | 65.6 | 2020-03-01 | 2020-05-29 | High | 2 | #N/A | 65.6 | #N/A | #N/A
LANBOT | LBT-3/12XDPL | 1574 | Downlight | 65.6 | 2022-10-26 | 2022-10-26 | High | 2 | #N/A | 65.6 | #N/A | #N/A
Liton | CR4L17SW-T[30,35,40] | 1759 | Downlight | 65.6 | 2017-01-01 | 2017-03-03 | High | 2 | #N/A | 65.6 | #N/A | #N/A
SATCO¦NUVO | 62/1781 | 2100 | Downlight | 65.6 | 2022-12-02 | 2022-12-02 | High | 2 | #N/A | 65.6 | #N/A | #N/A
Halo | HLBQL6099FSE010*-6* | 5500 | Downlight | 65.6 | 2021-10-30 | 2021-12-02 | High | 2 | #N/A | 65.6 | #N/A | #N/A
Intense | IHOL-4DRL127-DIM-40/IRD400HZ-SF | 2436 | Downlight | 65.7 | 2016-11-30 | 2017-02-07 | High | 2 | #N/A | 65.7 | #N/A | #N/A
Aculux | AX2 [A¦D] 08LM [27¦30¦35¦40]K 80CRI [18¦24¦35¦45]D [FPC 120¦ZT MVOLT] CP ICAT | 1000 | Downlight | 65.8 | 2014-05-14 | 2014-09-23 | High | 2 | #N/A | 65.8 | #N/A | #N/A
Aculux | IC207Lv-8x-y-z | 1000 | Downlight | 65.8 | 2014-05-14 | 2017-02-09 | High | 2 | #N/A | 65.8 | #N/A | #N/A
NICOR | ADL4-1015-UNV with ADL4-1015-MDL-#K-$$ | 1119 | Downlight | 65.8 | 2016-02-29 | 2016-02-19 | High | 2 | #N/A | 65.8 | #N/A | #N/A
NICOR | ADL4-1015-UNV with ADL4-1015-MDL-#K-$$ | 1119 | Downlight | 65.8 | 2016-02-29 | 2016-02-19 | High | 2 | #N/A | 65.8 | #N/A | #N/A
Liteline | SLMPRO6S-27K-** | 1125 | Downlight | 65.8 | 2016-05-01 | 2016-09-20 | High | 2 | #N/A | 65.8 | #N/A | #N/A
Lightolier | C4*DL308##*Z10U*** | 2058 | Downlight | 65.8 | 2017-04-20 | 2017-04-14 | High | 2 | #N/A | 65.8 | #N/A | #N/A
Lightolier | C4L308##*LU / C4SDL***** | 2058 | Downlight | 65.8 | 2016-10-06 | 2018-06-28 | High | 2 | #N/A | 65.8 | #N/A | #N/A
Lightolier | C4L308##*Z10U / C4SDL***** | 2058 | Downlight | 65.8 | 2016-10-06 | 2018-06-25 | High | 2 | #N/A | 65.8 | #N/A | #N/A
Lightolier | C4L308***Z10UR*/ C4SDLWC** | 2058 | Downlight | 65.8 | 2017-12-08 | 2018-01-05 | High | 2 | #N/A | 65.8 | #N/A | #N/A
Essentia by Cree | S-DL8-A-34L-27K-* | 2230 | Downlight | 65.8 | 2016-06-01 | 2016-12-20 | High | 2 | #N/A | 65.8 | #N/A | #N/A
Prescolite | LC4SL+4LCSL14L27K9 | 1120 | Downlight | 65.9 | 2017-07-22 | 2020-11-25 | High | 2 | #N/A | 65.9 | #N/A | #N/A
Prescolite | LC4SL+4LCSL14L30K9 | 1120 | Downlight | 65.9 | 2017-07-22 | 2020-11-25 | High | 2 | #N/A | 65.9 | #N/A | #N/A
Prescolite | LC4SL+4LCSL14L35K9 | 1120 | Downlight | 65.9 | 2017-07-22 | 2020-11-25 | High | 2 | #N/A | 65.9 | #N/A | #N/A
Prescolite | LC4SL+4LCSL14L40K9 | 1120 | Downlight | 65.9 | 2017-07-22 | 2020-11-25 | High | 2 | #N/A | 65.9 | #N/A | #N/A
Prescolite | LC4SL+4LCSL14L50K9 | 1120 | Downlight | 65.9 | 2017-07-22 | 2020-11-25 | High | 2 | #N/A | 65.9 | #N/A | #N/A
Gotham | ICO2[blank¦SQ¦SC¦WC¦PC¦CC¦STRC¦WTRC¦PTRC] [27¦30¦35¦40¦50]/15[AR¦PR¦WTR¦GR¦WR¦BR¦BZR] [blank¦FL] [blank¦LSS¦LD] [15¦20¦25¦30¦35¦40¦45¦50¦55]D MVOLT UGZ [blank¦RGH¦SGB¦SGBPR¦JBXCC¦SGBCC] [ ¦PCAN] [blank¦S2¦S4¦S6¦S8¦S10¦S12] [ ¦90CRI] [ ¦ICAT] [ ¦CP] ***** | 1276 | Downlight | 65.9 | 2020-03-01 | 2020-03-30 | High | 2 | #N/A | 65.9 | #N/A | #N/A
Envision | LED-SLDSKR-12-22W-27K** | 1450 | Downlight | 65.9 | 2021-09-03 | 2021-09-07 | High | 2 | #N/A | 65.9 | #N/A | #N/A
Envision | LED-SLDSKR-12-22W-30K** | 1450 | Downlight | 65.9 | 2021-09-03 | 2021-09-07 | High | 2 | #N/A | 65.9 | #N/A | #N/A
Envision | LED-SLDSKR-12-22W-35K** | 1450 | Downlight | 65.9 | 2021-09-03 | 2021-09-07 | High | 2 | #N/A | 65.9 | #N/A | #N/A
Envision | LED-SLDSKR-12-22W-40K** | 1450 | Downlight | 65.9 | 2021-09-03 | 2021-09-07 | High | 2 | #N/A | 65.9 | #N/A | #N/A
Envision | LED-SLDSKR-12-22W-50K** | 1450 | Downlight | 65.9 | 2021-09-03 | 2021-09-07 | High | 2 | #N/A | 65.9 | #N/A | #N/A
Indy | LA4 28LM ##K ### G3 80CRI *** | 1655 | Downlight | 65.9 | 2016-12-01 | 2017-02-09 | High | 2 | #N/A | 65.9 | #N/A | #N/A
LITON Lighting | CH852UE-D10 with CR8L54**-T30(CRTR8L48**-T30) | 3625 | Downlight | 65.9 | 2020-01-10 | 2020-01-20 | High | 2 | #N/A | 65.9 | #N/A | #N/A
NICOR | ADL8-10&&-UNV with ADL8-10&&-MDL-#K-$$ | 3625 | Downlight | 65.9 | 2016-01-22 | 2016-01-20 | High | 2 | #N/A | 65.9 | #N/A | #N/A
Liteline | SLMPRO6-27K-** | 1122 | Downlight | 66 | 2016-05-01 | 2016-09-20 | High | 2 | #N/A | 66 | #N/A | #N/A
Intense Lighting | LC4DFL5/LCT4D*T*279 | 1133 | Downlight | 66 | 2018-04-01 | 2018-07-05 | High | 2 | #N/A | 66 | #N/A | #N/A
Nora Lighting | NFLIN-S81527WWLE3 | 1320 | Downlight | 66 | 2018-08-27 | 2018-08-31 | High | 2 | #N/A | 66 | #N/A | #N/A
Elite Lighting | RL870-2000L-DIMTR-120-27K-90-** | 1650 | Downlight | 66 | 2019-07-07 | 2019-07-11 | High | 2 | #N/A | 66 | #N/A | #N/A
PORTFOLIO | LD8A20D010TE ER8A20930D2W 8LN#H | 1567 | Downlight | 66.1 | 2016-11-15 | 2016-12-16 | High | 2 | #N/A | 66.1 | #N/A | #N/A
Green Creative | [Blank¦SPFT*#]LE2590##[LUT-1UNV¦LUT-5UNV¦LUT-L3DUNV]**/AD*#** | 2050 | Downlight | 66.1 | 2021-10-30 | 2022-04-06 | High | 2 | #N/A | 66.1 | #N/A | #N/A
Green Creative | LE2590##DIM120V**/ADR#** | 2050 | Downlight | 66.1 | 2019-08-01 | 2019-08-02 | High | 2 | #N/A | 66.1 | #N/A | #N/A
Green Creative | 45CDLA9.5/827/277V | 2975 | Downlight | 66.1 | 2016-03-20 | 2016-04-27 | High | 2 | #N/A | 66.1 | #N/A | #N/A
Nora Lighting | NC2-###L4527**** | 3646 | Downlight | 66.1 | 2017-12-15 | 2018-05-30 | High | 2 | #N/A | 66.1 | #N/A | #N/A
PORTFOLIO | LD8B70D010TE ER8B507090[27¦30¦35¦40¦50] 8LB[N¦M¦W¦S]#[LI¦MW¦WMH¦WH¦H] | 4918 | Downlight | 66.1 | 2018-12-31 | 2019-01-23 | High | 2 | #N/A | 66.1 | #N/A | #N/A
NADAIR | SL6-1125SQ-#**3K** | 1125 | Downlight | 66.2 | 2018-06-30 | 2018-07-11 | High | 2 | #N/A | 66.2 | #N/A | #N/A
EnviroLite | EV612941Y30 | 1278 | Downlight | 66.2 | 2014-09-01 | 2016-05-02 | High | 2 | #N/A | 66.2 | #N/A | #N/A
Focal Point | FLC44D-SO-1000L-120-L11-T-xx/LC44-SQ-1000L-30K-DN-yy-zz | 1988 | Downlight | 66.2 | 2016-02-12 | 2016-06-10 | High | 2 | #N/A | 66.2 | #N/A | #N/A
HELIOS LIGHTING | 6R30L-30K-AN-NCT -DM1 | 2250 | Downlight | 66.2 | 2020-07-28 | 2020-08-10 | High | 2 | #N/A | 66.2 | #N/A | #N/A
HELIOS LIGHTING | 6R30L-30K-**-**-DM1 | 2250 | Downlight | 66.2 | 2020-07-28 | 2020-08-10 | High | 2 | #N/A | 66.2 | #N/A | #N/A
HELIOS LIGHTING | 6R30L-35K-AN-NCT -DM1 | 2250 | Downlight | 66.2 | 2020-07-28 | 2020-08-10 | High | 2 | #N/A | 66.2 | #N/A | #N/A
HELIOS LIGHTING | 6R30L-35K-**-**-DM1 | 2250 | Downlight | 66.2 | 2020-07-28 | 2020-08-10 | High | 2 | #N/A | 66.2 | #N/A | #N/A
HELIOS LIGHTING | 6R30L-40K-AN-NCT -DM1 | 2250 | Downlight | 66.2 | 2020-07-28 | 2020-08-10 | High | 2 | #N/A | 66.2 | #N/A | #N/A
HELIOS LIGHTING | 6R30L-40K-**-**-DM1 | 2250 | Downlight | 66.2 | 2020-07-28 | 2020-08-10 | High | 2 | #N/A | 66.2 | #N/A | #N/A
HELIOS LIGHTING | 6S30L-30K-**-**-DM1 | 2250 | Downlight | 66.2 | 2020-07-28 | 2020-08-10 | High | 2 | #N/A | 66.2 | #N/A | #N/A
HELIOS LIGHTING | 6S30L-35K-**-**-DM1 | 2250 | Downlight | 66.2 | 2020-07-28 | 2020-08-10 | High | 2 | #N/A | 66.2 | #N/A | #N/A
HELIOS LIGHTING | 6S30L-40K-**-**-DM1 | 2250 | Downlight | 66.2 | 2020-07-28 | 2020-08-10 | High | 2 | #N/A | 66.2 | #N/A | #N/A
Halo | HC640D010 HM634 9[27¦30¦35¦40] 61**[ND¦MD¦WD¦RWW][C¦F¦W¦BB¦WB] | 2695 | Downlight | 66.2 | 2019-05-31 | 2019-07-11 | High | 2 | #N/A | 66.2 | #N/A | #N/A
Halo | HCC6S40D010[MW¦MB¦BZ¦SL] HM634C 9[27¦30¦35¦40] 61[ND¦MD¦WD¦RWW][C¦F¦W¦BB¦WB] | 2695 | Downlight | 66.2 | 2019-05-31 | 2021-09-30 | High | 2 | #N/A | 66.2 | #N/A | #N/A
Halo Commercial | HC880D010 HM86080 9[27¦30¦35¦40] 81[ND¦MD¦WD¦RWW][C¦F¦W¦BB¦WB] | 4552 | Downlight | 66.2 | 2019-12-16 | 2019-12-18 | High | 2 | #N/A | 66.2 | #N/A | #N/A
Atlantic | COM4-SYL15-27K-U-4CMFR | 1001 | Downlight | 66.3 | 2017-10-20 | 2017-10-26 | High | 2 | #N/A | 66.3 | #N/A | #N/A
Halo | HLB6099FS1EMWR | 1061 | Downlight | 66.3 | 2018-07-01 | 2018-06-29 | High | 2 | #N/A | 66.3 | #N/A | #N/A
Gotham | ICO [ ¦SQ¦ADJ¦SQADJ¦CYL] [27¦30¦35¦40]/20 4AR [T00¦T30¦T40] [ ¦FL] [LSS¦LD][10D¦15D¦20D¦25D¦30D¦35D¦40D¦45D¦50D] [MVOLT¦120¦277] | 1476 | Downlight | 66.3 | 2015-07-07 | 2018-07-30 | High | 2 | #N/A | 66.3 | #N/A | #N/A
LEDRA Brands | NU4-[RD¦RDT]-XTM19-33LM-[27K¦30K¦35K¦40K]-83-[HE40¦HE60¦HE80¦S20¦S30¦S60¦D40¦D50¦D60¦NL]-[120¦277]-[DIM10¦DIM10Z]-[NC¦RET]-WH-WH-ES | 2168 | Downlight | 66.3 | 2018-04-20 | 2018-04-23 | High | 2 | #N/A | 66.3 | #N/A | #N/A
Nora Lighting | NC2-###L3527**** | 2865 | Downlight | 66.3 | 2017-12-15 | 2018-05-30 | High | 2 | #N/A | 66.3 | #N/A | #N/A
Liton | CR8L54SW-T[30,35,40] | 3616 | Downlight | 66.3 | 2017-01-01 | 2017-03-03 | High | 2 | #N/A | 66.3 | #N/A | #N/A
CREE, Inc. | KR8-80L-10V-FR w/KR8-00L-15D-30K-SSGC-xx | 7829 | Downlight | 66.3 | 2015-09-21 | 2015-10-07 | High | 2 | #N/A | 66.3 | #N/A | #N/A
GE Current, a Daintree company | LRXR618927MD | 1460 | Downlight | 66.4 | 2018-09-15 | 2018-10-15 | High | 2 | #N/A | 66.4 | #N/A | #N/A
Liteline | ALR10-3427W | 2065 | Downlight | 66.4 | 2015-11-26 | 2016-04-22 | High | 2 | #N/A | 66.4 | #N/A | #N/A
GE Current, a Daintree company | LRC8R**30********827VQ | 2150 | Downlight | 66.4 | 2017-01-02 | 2017-11-02 | High | 2 | #N/A | 66.4 | #N/A | #N/A
GE Current, a Daintree company | LRC10R**30********827VQ | 2150 | Downlight | 66.4 | 2022-03-10 | 2022-03-11 | High | 2 | #N/A | 66.4 | #N/A | #N/A
GE Current, a Daintree company | LRC12R**30********827VQ | 2150 | Downlight | 66.4 | 2022-03-10 | 2022-03-11 | High | 2 | #N/A | 66.4 | #N/A | #N/A
GE Current, a Daintree company | LRC6R**30********827VQ | 2150 | Downlight | 66.4 | 2022-03-10 | 2022-03-11 | High | 2 | #N/A | 66.4 | #N/A | #N/A
Lightolier | C4*DL158##*ELV1*** | 1034 | Downlight | 66.5 | 2017-04-20 | 2017-04-14 | High | 2 | #N/A | 66.5 | #N/A | #N/A
Lightolier | C4*DL158##*Z10U*** | 1034 | Downlight | 66.5 | 2017-04-20 | 2017-04-14 | High | 2 | #N/A | 66.5 | #N/A | #N/A
Lightolier | C4L158##*E1 / C4SDL***** | 1034 | Downlight | 66.5 | 2017-04-20 | 2018-06-27 | High | 2 | #N/A | 66.5 | #N/A | #N/A
Lightolier | C4L158***E1R* / C4SDLWC** | 1034 | Downlight | 66.5 | 2017-12-08 | 2018-01-05 | High | 2 | #N/A | 66.5 | #N/A | #N/A
Lightolier | C4L158##*LU / C4SDL***** | 1034 | Downlight | 66.5 | 2016-10-06 | 2018-06-28 | High | 2 | #N/A | 66.5 | #N/A | #N/A
Lightolier | C4L158##*Z10U / C4SDL***** | 1034 | Downlight | 66.5 | 2016-10-06 | 2018-06-25 | High | 2 | #N/A | 66.5 | #N/A | #N/A
Lightolier | C4L158***Z10UR*/ C4SDLWC** | 1034 | Downlight | 66.5 | 2017-12-08 | 2018-01-05 | High | 2 | #N/A | 66.5 | #N/A | #N/A
Liteline | RA35M-3L-9G-90 | 1763 | Downlight | 66.5 | 2019-11-01 | 2019-12-27 | High | 2 | #N/A | 66.5 | #N/A | #N/A
Prescolite | LBRP-M-LSMLCS9(LBRP-10RD-T-**) | 1995 | Downlight | 66.5 | 2022-03-01 | 2022-03-29 | High | 2 | #N/A | 66.5 | #N/A | #N/A
Prescolite | LBRP-M-LSMLCS9(LBRP-4RD-T-**) | 1995 | Downlight | 66.5 | 2022-03-01 | 2022-03-29 | High | 2 | #N/A | 66.5 | #N/A | #N/A
Prescolite | LBRP-M-LSMLCS9(LBRP-6RD-T-**) | 1995 | Downlight | 66.5 | 2022-03-01 | 2022-03-29 | High | 2 | #N/A | 66.5 | #N/A | #N/A
Prescolite | LBRP-M-LSMLCS9(LBRP-8RD-T-**) | 1995 | Downlight | 66.5 | 2022-03-01 | 2022-03-29 | High | 2 | #N/A | 66.5 | #N/A | #N/A
PORTFOLIO | LAM4B308R##90[27¦30¦35¦40][D010TR¦DE010][Blank¦M][1¦2¦3][MB¦MW¦MMS] | 2126 | Downlight | 66.6 | 2021-01-06 | 2021-02-15 | High | 2 | #N/A | 66.6 | #N/A | #N/A
Juno | JSBT 6IN SWW2 90CRI WL MW M6 | 1000 | Downlight | 66.7 | 2022-02-20 | 2022-04-06 | High | 2 | #N/A | 66.7 | #N/A | #N/A
AFX | EGRF08LAJD1** | 1000 | Downlight | 66.7 | 2021-06-23 | 2021-07-18 | High | 2 | #N/A | 66.7 | #N/A | #N/A
luxrite | LR23847 | 1000 | Downlight | 66.7 | 2021-12-14 | 2021-01-13 | High | 2 | #N/A | 66.7 | #N/A | #N/A
Amax | LED-7DLP-WT | 1000 | Downlight | 66.7 | 2020-07-02 | 2020-07-06 | High | 2 | #N/A | 66.7 | #N/A | #N/A
Amax | LED-SM6DL/XX | 1000 | Downlight | 66.7 | 2016-08-10 | 2016-08-12 | High | 2 | #N/A | 66.7 | #N/A | #N/A
ASD | ASD-LDLOBR-6D15AC-WH | 1000 | Downlight | 66.7 | 2022-05-01 | 2022-05-18 | High | 2 | #N/A | 66.7 | #N/A | #N/A
ASD | ASD-LDLOBS-6D15AC-WH | 1000 | Downlight | 66.7 | 2022-05-01 | 2022-05-10 | High | 2 | #N/A | 66.7 | #N/A | #N/A
ConTech Lighting | SMTR727KMVD2-** | 1000 | Downlight | 66.7 | 2018-12-07 | 2018-12-17 | High | 2 | #N/A | 66.7 | #N/A | #N/A
ConTech Lighting | SMTS627KMVD2-** | 1000 | Downlight | 66.7 | 2018-12-07 | 2018-12-17 | High | 2 | #N/A | 66.7 | #N/A | #N/A
CNA | LED DP-6-1000L-27K | 1000 | Downlight | 66.7 | 2017-04-26 | 2017-05-03 | High | 2 | #N/A | 66.7 | #N/A | #N/A
Luminus | PPJ162 | 1000 | Downlight | 66.7 | 2018-09-21 | 2018-10-11 | High | 2 | #N/A | 66.7 | #N/A | #N/A
Luminus | PPS162CC | 1000 | Downlight | 66.7 | 2020-06-30 | 2020-09-02 | High | 2 | #N/A | 66.7 | #N/A | #N/A
Canarm | LED-CP7D10-WT | 1000 | Downlight | 66.7 | 2019-11-29 | 2019-12-02 | High | 2 | #N/A | 66.7 | #N/A | #N/A
Canarm | LED-SM6DL-WT-* | 1000 | Downlight | 66.7 | 2019-11-04 | 2019-11-11 | High | 2 | #N/A | 66.7 | #N/A | #N/A
Canarm | LED-SM6DL-WT-*-27K | 1000 | Downlight | 66.7 | 2017-04-03 | 2017-04-01 | High | 2 | #N/A | 66.7 | #N/A | #N/A
Canarm | LED-SM6DL-XX-YYY | 1000 | Downlight | 66.7 | 2016-08-20 | 2016-08-18 | High | 2 | #N/A | 66.7 | #N/A | #N/A
CANARMNA | DL11A15FC5** | 1000 | Downlight | 66.7 | 2022-05-05 | 2022-05-06 | High | 2 | #N/A | 66.7 | #N/A | #N/A
CANARMNA | DL11A15SC5** | 1000 | Downlight | 66.7 | 2022-05-05 | 2022-05-06 | High | 2 | #N/A | 66.7 | #N/A | #N/A
TRANS GLOBE | LED-50016JA8 WH | 1000 | Downlight | 66.7 | 2018-01-16 | 2018-01-15 | High | 2 | #N/A | 66.7 | #N/A | #N/A
EELighting | DR-R7514MW-15W30K-120277V-010V-CRI90 | 1000 | Downlight | 66.7 | 2020-11-11 | 2020-12-02 | High | 2 | #N/A | 66.7 | #N/A | #N/A
energy efficient lighting | DL-LED-6-900-15-3000K | 1000 | Downlight | 66.7 | 2019-01-12 | 2019-01-11 | High | 2 | #N/A | 66.7 | #N/A | #N/A
ESL Vision | ESL-CCR-S56-15W-140 | 1000 | Downlight | 66.7 | 2016-12-15 | 2016-12-09 | High | 2 | #N/A | 66.7 | #N/A | #N/A
Elite Lighting | RL271-1000L-DIMTR-120-#K-90-SHZ-** | 1000 | Downlight | 66.7 | 2019-05-24 | 2019-07-23 | High | 2 | #N/A | 66.7 | #N/A | #N/A
ULTRA THIN | UTLED-6-S15W-3K** | 1000 | Downlight | 66.7 | 2016-01-11 | 2016-01-11 | High | 2 | #N/A | 66.7 | #N/A | #N/A
ULTRA THIN | UTLED-6-S15W-3K**-SQ | 1000 | Downlight | 66.7 | 2016-01-11 | 2016-01-11 | High | 2 | #N/A | 66.7 | #N/A | #N/A
Davis Lighting | P810013-028-30 | 1000 | Downlight | 66.7 | 2022-05-24 | 2022-05-24 | High | 2 | #N/A | 66.7 | #N/A | #N/A
Recesso by Dolan Designs | RL02-15W24-##-*, RL02-15W38-##-* | 1000 | Downlight | 66.7 | 2020-05-14 | 2020-06-08 | High | 2 | #N/A | 66.7 | #N/A | #N/A
Recesso by Dolan Designs | RLM04-15W38-##-*, RLM04-15W24-##-* | 1000 | Downlight | 66.7 | 2020-05-14 | 2020-06-15 | High | 2 | #N/A | 66.7 | #N/A | #N/A
Dals | DDP4-CC-** | 1000 | Downlight | 66.7 | 2021-12-01 | 2022-07-07 | High | 2 | #N/A | 66.7 | #N/A | #N/A
Globalux Lighting | LDL4-6-15-120D-927-** | 1000 | Downlight | 66.7 | 2021-09-27 | 2022-06-14 | High | 2 | #N/A | 66.7 | #N/A | #N/A
Globalux Lighting | LDL4-6-15-120D-930-** | 1000 | Downlight | 66.7 | 2021-09-27 | 2022-06-14 | High | 2 | #N/A | 66.7 | #N/A | #N/A
Globalux Lighting | LDL4-6-15-120D-935-** | 1000 | Downlight | 66.7 | 2021-09-27 | 2022-06-14 | High | 2 | #N/A | 66.7 | #N/A | #N/A
Globalux Lighting | LDL4-6-15-120D-940-** | 1000 | Downlight | 66.7 | 2021-09-27 | 2022-06-14 | High | 2 | #N/A | 66.7 | #N/A | #N/A
Globalux Lighting | LDL4-6-15-120D-950-** | 1000 | Downlight | 66.7 | 2021-09-27 | 2022-06-14 | High | 2 | #N/A | 66.7 | #N/A | #N/A
MEEK, Twinkle, Twcctcorp | CL-4RDGB15W120V-3CCT-A | 1000 | Downlight | 66.7 | 2022-07-14 | 2022-08-08 | High | 2 | #N/A | 66.7 | #N/A | #N/A
FDL | FDLED-6-B15W-5CCT-** | 1000 | Downlight | 66.7 | 2022-03-06 | 2022-03-07 | High | 2 | #N/A | 66.7 | #N/A | #N/A
FDL | FDLED-6-R15W-5CCT | 1000 | Downlight | 66.7 | 2022-03-06 | 2022-03-07 | High | 2 | #N/A | 66.7 | #N/A | #N/A
FDL | FDTL-LED-4-15W-5CCT-** | 1000 | Downlight | 66.7 | 2021-12-16 | 2022-01-19 | High | 2 | #N/A | 66.7 | #N/A | #N/A
Galaxy Lighting | L646127*** | 1000 | Downlight | 66.7 | 2022-05-30 | 2022-02-17 | High | 2 | #N/A | 66.7 | #N/A | #N/A
Galaxy Lighting | L646130*** | 1000 | Downlight | 66.7 | 2021-05-21 | 2022-02-17 | High | 2 | #N/A | 66.7 | #N/A | #N/A
Galaxy Lighting | L646135*** | 1000 | Downlight | 66.7 | 2022-05-30 | 2022-02-17 | High | 2 | #N/A | 66.7 | #N/A | #N/A
Galaxy Lighting | L646140*** | 1000 | Downlight | 66.7 | 2021-05-21 | 2022-02-17 | High | 2 | #N/A | 66.7 | #N/A | #N/A
Galaxy Lighting | L646150*** | 1000 | Downlight | 66.7 | 2022-05-30 | 2022-02-17 | High | 2 | #N/A | 66.7 | #N/A | #N/A
Etlin-Daniels | RTFFR56-151-3D-WH | 1000 | Downlight | 66.7 | 2017-09-15 | 2017-09-13 | High | 2 | #N/A | 66.7 | #N/A | #N/A
Etlin-Daniels | RTFRG-151-27D-* | 1000 | Downlight | 66.7 | 2016-10-15 | 2016-10-14 | High | 2 | #N/A | 66.7 | #N/A | #N/A
GreenBeam LED | GBSL-6R-CCT-WH | 1000 | Downlight | 66.7 | 2021-12-14 | 2021-12-14 | High | 2 | #N/A | 66.7 | #N/A | #N/A
GreenBeam LED | GBSL-6S-CCT-WH | 1000 | Downlight | 66.7 | 2021-12-14 | 2021-12-14 | High | 2 | #N/A | 66.7 | #N/A | #N/A
LEDone | LOD-DL6RF-D15W-27K | 1000 | Downlight | 66.7 | 2017-12-22 | 2018-01-22 | High | 2 | #N/A | 66.7 | #N/A | #N/A
Nora Lighting | NLOPAC-R650930A** | 1000 | Downlight | 66.7 | 2017-05-16 | 2017-05-16 | High | 2 | #N/A | 66.7 | #N/A | #N/A
Nora Lighting | NLOPAC-R650940A** | 1000 | Downlight | 66.7 | 2017-05-15 | 2017-05-16 | High | 2 | #N/A | 66.7 | #N/A | #N/A
NSL | LVLDL-08-##-**-R-L | 1000 | Downlight | 66.7 | 2017-03-20 | 2017-04-13 | High | 2 | #N/A | 66.7 | #N/A | #N/A
Milan Lighting Corp | ML614W-5CCT** | 1000 | Downlight | 66.7 | 2022-08-08 | 2022-09-02 | High | 2 | #N/A | 66.7 | #N/A | #N/A
NET ZERO | NZ-6156 2700 | 1000 | Downlight | 66.7 | 2022-01-02 | 2017-08-08 | High | 2 | #N/A | 66.7 | #N/A | #N/A
MORRIS | 72643 | 1000 | Downlight | 66.7 | 2018-05-03 | 2018-05-03 | High | 2 | #N/A | 66.7 | #N/A | #N/A
MORRIS | 72643A | 1000 | Downlight | 66.7 | 2017-01-03 | 2019-05-22 | High | 2 | #N/A | 66.7 | #N/A | #N/A
MORRIS | 72651 | 1000 | Downlight | 66.7 | 2018-05-17 | 2018-05-14 | High | 2 | #N/A | 66.7 | #N/A | #N/A
Luminiz | Light: NG---31#00 / Trim: NG4R**-------- and NG13BF**------ | 1000 | Downlight | 66.7 | 2021-07-01 | 2021-11-26 | High | 2 | #N/A | 66.7 | #N/A | #N/A
Luminiz | Light: NG---313CT / Trim: NG4R**-------- and NG13BF**------ | 1000 | Downlight | 66.7 | 2021-07-01 | 2021-11-26 | High | 2 | #N/A | 66.7 | #N/A | #N/A
Luminiz | Light: NG---41#00 / Trim:TN1-240---** and NG13BF**------ | 1000 | Downlight | 66.7 | 2021-07-01 | 2021-11-26 | High | 2 | #N/A | 66.7 | #N/A | #N/A
Luminiz | Light: NG---413CT / Trim:TN1-240---** and NG13BF**------ | 1000 | Downlight | 66.7 | 2021-07-01 | 2021-11-26 | High | 2 | #N/A | 66.7 | #N/A | #N/A
Magic Lite | LVLDL-08-##-**-R-L | 1000 | Downlight | 66.7 | 2017-03-20 | 2017-04-13 | High | 2 | #N/A | 66.7 | #N/A | #N/A
Light to Lotus | LED-2-S15W-#K** | 1000 | Downlight | 66.7 | 2019-07-23 | 2019-08-20 | High | 2 | #N/A | 66.7 | #N/A | #N/A
Light to Lotus | LED-2-S15W-#K** | 1000 | Downlight | 66.7 | 2019-07-23 | 2019-08-20 | High | 2 | #N/A | 66.7 | #N/A | #N/A
MAXIM | 58712WT** | 1000 | Downlight | 66.7 | 2022-07-01 | 2022-08-24 | High | 2 | #N/A | 66.7 | #N/A | #N/A
MAXIM | 58722WT** | 1000 | Downlight | 66.7 | 2022-07-01 | 2022-08-24 | High | 2 | #N/A | 66.7 | #N/A | #N/A
RP Lighting+Fans | 4350**-#K-11 | 1000 | Downlight | 66.7 | 2019-03-06 | 2019-03-20 | High | 2 | #N/A | 66.7 | #N/A | #N/A
Sarin Energy Solutions | SES-JDL-15-2700 | 1000 | Downlight | 66.7 | 2019-08-01 | 2019-08-05 | High | 2 | #N/A | 66.7 | #N/A | #N/A
Sarin Energy Solutions | SES-JDL-15-3000 | 1000 | Downlight | 66.7 | 2019-08-01 | 2019-08-05 | High | 2 | #N/A | 66.7 | #N/A | #N/A
Progress Lighting | P810015-020-30 | 1000 | Downlight | 66.7 | 2019-02-23 | 2019-02-20 | High | 2 | #N/A | 66.7 | #N/A | #N/A
Portor Lighting | PT-DLSB-R-6I-15W-5CCT | 1000 | Downlight | 66.7 | 2021-08-05 | 2021-08-04 | High | 2 | #N/A | 66.7 | #N/A | #N/A
RAB | DLD0021 | 1000 | Downlight | 66.7 | 2019-11-25 | 2019-12-11 | High | 2 | #N/A | 66.7 | #N/A | #N/A
EPHAN | EPCL-4RDGB15W120V-3CCT-A | 1000 | Downlight | 66.7 | 2022-07-10 | 2022-08-08 | High | 2 | #N/A | 66.7 | #N/A | #N/A
LIGHT THE FUTURE | D316-N-80-XXXX | 1000 | Downlight | 66.7 | 2016-06-10 | 2016-06-10 | High | 2 | #N/A | 66.7 | #N/A | #N/A
LIGHT THE FUTURE | D316-N-80-XXXX | 1000 | Downlight | 66.7 | 2016-06-10 | 2016-06-10 | High | 2 | #N/A | 66.7 | #N/A | #N/A
LIGHT THE FUTURE | D316-N-80-XXXX | 1000 | Downlight | 66.7 | 2016-06-10 | 2016-06-10 | High | 2 | #N/A | 66.7 | #N/A | #N/A
LIGHT THE FUTURE | D316-N-80-XXXX | 1000 | Downlight | 66.7 | 2016-06-10 | 2016-06-10 | High | 2 | #N/A | 66.7 | #N/A | #N/A
LIGHT THE FUTURE | D316-N-80-XXXX | 1000 | Downlight | 66.7 | 2016-06-10 | 2016-06-10 | High | 2 | #N/A | 66.7 | #N/A | #N/A
Stanpro | 68285 | 1000 | Downlight | 66.7 | 2020-07-18 | 2020-07-31 | High | 2 | #N/A | 66.7 | #N/A | #N/A
Lightolier | DL6R11ESCT1W | 1000 | Downlight | 66.7 | 2022-05-01 | 2022-05-12 | High | 2 | #N/A | 66.7 | #N/A | #N/A
Lightolier | DL6RSLMZ10SCTUW | 1000 | Downlight | 66.7 | 2022-05-01 | 2022-05-12 | High | 2 | #N/A | 66.7 | #N/A | #N/A
Topaz | RDL/6SQ/15/5CTS-46 | 1000 | Downlight | 66.7 | 2020-11-29 | 2020-12-18 | High | 2 | #N/A | 66.7 | #N/A | #N/A
Verbatim | 70268 | 1000 | Downlight | 66.7 | 2018-12-27 | 2019-01-30 | High | 2 | #N/A | 66.7 | #N/A | #N/A
Verbatim | 70270 | 1000 | Downlight | 66.7 | 2018-12-27 | 2019-01-30 | High | 2 | #N/A | 66.7 | #N/A | #N/A
Torontoled | COB-DOWNLIGHT-6I-27K | 1000 | Downlight | 66.7 | 2017-04-25 | 2017-04-26 | High | 2 | #N/A | 66.7 | #N/A | #N/A
Topaz | RDL/4GIM/15/5CTS-46 | 1000 | Downlight | 66.7 | 2020-11-29 | 2020-12-18 | High | 2 | #N/A | 66.7 | #N/A | #N/A
LIGHT THE FUTURE | D636-N-*-90-2700 | 1000 | Downlight | 66.7 | 2018-08-28 | 2018-08-29 | High | 2 | #N/A | 66.7 | #N/A | #N/A
LIGHT THE FUTURE | D656-N-90-2700 | 1000 | Downlight | 66.7 | 2017-11-10 | 2017-11-06 | High | 2 | #N/A | 66.7 | #N/A | #N/A
Tamlite Lighting | JBD6-CS | 1000 | Downlight | 66.7 | 2022-09-23 | 2022-09-23 | High | 2 | #N/A | 66.7 | #N/A | #N/A
LIGHT THE FUTURE | D716-N-XXXX | 1000 | Downlight | 66.7 | 2016-03-07 | 2016-03-10 | High | 2 | #N/A | 66.7 | #N/A | #N/A
LIGHT THE FUTURE | D726-CCT-N-90-**-* | 1000 | Downlight | 66.7 | 2022-05-30 | 2022-04-11 | High | 2 | #N/A | 66.7 | #N/A | #N/A
LIGHT THE FUTURE | D726-N-*-80-2700 | 1000 | Downlight | 66.7 | 2018-08-28 | 2018-08-29 | High | 2 | #N/A | 66.7 | #N/A | #N/A
LIGHT THE FUTURE | D836-CCT-N-90-**-* | 1000 | Downlight | 66.7 | 2022-05-30 | 2022-04-11 | High | 2 | #N/A | 66.7 | #N/A | #N/A
LIGHT THE FUTURE | D416-N-KT-XXXX | 1000 | Downlight | 66.7 | 2016-09-05 | 2016-09-02 | High | 2 | #N/A | 66.7 | #N/A | #N/A
LIGHT THE FUTURE | D416-N-KT-XXXX | 1000 | Downlight | 66.7 | 2016-09-05 | 2016-09-02 | High | 2 | #N/A | 66.7 | #N/A | #N/A
LIGHT THE FUTURE | D416-N-KT-XXXX | 1000 | Downlight | 66.7 | 2016-09-05 | 2016-09-02 | High | 2 | #N/A | 66.7 | #N/A | #N/A
LIGHT THE FUTURE | D416-N-XXXX | 1000 | Downlight | 66.7 | 2016-03-07 | 2016-03-10 | High | 2 | #N/A | 66.7 | #N/A | #N/A
WAC | R2FRDL-927-** | 1000 | Downlight | 66.7 | 2022-03-18 | 2022-04-25 | High | 2 | #N/A | 66.7 | #N/A | #N/A
WAC | R2FRDL-930-** | 1000 | Downlight | 66.7 | 2022-03-18 | 2022-04-25 | High | 2 | #N/A | 66.7 | #N/A | #N/A
WAC | R2FRDL-935-** | 1000 | Downlight | 66.7 | 2022-03-18 | 2022-04-25 | High | 2 | #N/A | 66.7 | #N/A | #N/A
WAC | R2FRDL-940-** | 1000 | Downlight | 66.7 | 2022-03-18 | 2022-04-25 | High | 2 | #N/A | 66.7 | #N/A | #N/A
WAC | R2FRDT-927-** | 1000 | Downlight | 66.7 | 2022-03-18 | 2022-04-25 | High | 2 | #N/A | 66.7 | #N/A | #N/A
WAC | R2FRDT-930-** | 1000 | Downlight | 66.7 | 2022-03-18 | 2022-04-25 | High | 2 | #N/A | 66.7 | #N/A | #N/A
WAC | R2FRDT-935-** | 1000 | Downlight | 66.7 | 2022-03-18 | 2022-04-25 | High | 2 | #N/A | 66.7 | #N/A | #N/A
WAC | R2FRDT-940-** | 1000 | Downlight | 66.7 | 2022-03-18 | 2022-04-25 | High | 2 | #N/A | 66.7 | #N/A | #N/A
WAC | R2FSDL-927-** | 1000 | Downlight | 66.7 | 2022-03-18 | 2022-04-25 | High | 2 | #N/A | 66.7 | #N/A | #N/A
WAC | R2FSDL-930-** | 1000 | Downlight | 66.7 | 2022-03-18 | 2022-04-25 | High | 2 | #N/A | 66.7 | #N/A | #N/A
WAC | R2FSDL-935-** | 1000 | Downlight | 66.7 | 2022-03-18 | 2022-04-25 | High | 2 | #N/A | 66.7 | #N/A | #N/A
WAC | R2FSDL-940-** | 1000 | Downlight | 66.7 | 2022-03-18 | 2022-04-25 | High | 2 | #N/A | 66.7 | #N/A | #N/A
WAC | R2FSDT-927-** | 1000 | Downlight | 66.7 | 2022-03-18 | 2022-04-08 | High | 2 | #N/A | 66.7 | #N/A | #N/A
WAC | R2FSDT-927-** | 1000 | Downlight | 66.7 | 2022-03-18 | 2022-04-25 | High | 2 | #N/A | 66.7 | #N/A | #N/A
AISPIRE | A1RS-D46M-27** | 1000 | Downlight | 66.7 | 2022-03-18 | 2022-04-25 | High | 2 | #N/A | 66.7 | #N/A | #N/A
AISPIRE | A1RS-D46M-30** | 1000 | Downlight | 66.7 | 2022-03-18 | 2022-04-25 | High | 2 | #N/A | 66.7 | #N/A | #N/A
AISPIRE | A1RS-D46M-35** | 1000 | Downlight | 66.7 | 2022-03-18 | 2022-04-25 | High | 2 | #N/A | 66.7 | #N/A | #N/A
AISPIRE | A1RS-D46M-40** | 1000 | Downlight | 66.7 | 2022-03-18 | 2022-04-25 | High | 2 | #N/A | 66.7 | #N/A | #N/A
AISPIRE | A1RS-D47M-27** | 1000 | Downlight | 66.7 | 2022-03-18 | 2022-04-25 | High | 2 | #N/A | 66.7 | #N/A | #N/A
AISPIRE | A1RS-D47M-30** | 1000 | Downlight | 66.7 | 2022-03-18 | 2022-04-25 | High | 2 | #N/A | 66.7 | #N/A | #N/A
AISPIRE | A1RS-D47M-35** | 1000 | Downlight | 66.7 | 2022-03-18 | 2022-04-25 | High | 2 | #N/A | 66.7 | #N/A | #N/A
AISPIRE | A1RS-D47M-40** | 1000 | Downlight | 66.7 | 2022-03-18 | 2022-04-25 | High | 2 | #N/A | 66.7 | #N/A | #N/A
AISPIRE | A1RS-D56M-27** | 1000 | Downlight | 66.7 | 2022-03-18 | 2022-04-08 | High | 2 | #N/A | 66.7 | #N/A | #N/A
AISPIRE | A1RS-D56M-27** | 1000 | Downlight | 66.7 | 2022-03-18 | 2022-04-25 | High | 2 | #N/A | 66.7 | #N/A | #N/A
AISPIRE | A1RS-D56M-30** | 1000 | Downlight | 66.7 | 2022-03-18 | 2022-04-25 | High | 2 | #N/A | 66.7 | #N/A | #N/A
AISPIRE | A1RS-D56M-35** | 1000 | Downlight | 66.7 | 2022-03-18 | 2022-04-25 | High | 2 | #N/A | 66.7 | #N/A | #N/A
AISPIRE | A1RS-D56M-40** | 1000 | Downlight | 66.7 | 2022-03-18 | 2022-04-25 | High | 2 | #N/A | 66.7 | #N/A | #N/A
AISPIRE | A1RS-D57M-27** | 1000 | Downlight | 66.7 | 2022-03-18 | 2022-04-25 | High | 2 | #N/A | 66.7 | #N/A | #N/A
AISPIRE | A1RS-D57M-30** | 1000 | Downlight | 66.7 | 2022-03-18 | 2022-04-25 | High | 2 | #N/A | 66.7 | #N/A | #N/A
AISPIRE | A1RS-D57M-35** | 1000 | Downlight | 66.7 | 2022-03-18 | 2022-04-25 | High | 2 | #N/A | 66.7 | #N/A | #N/A
AISPIRE | A1RS-D57M-40** | 1000 | Downlight | 66.7 | 2022-03-18 | 2022-04-25 | High | 2 | #N/A | 66.7 | #N/A | #N/A
WAC | R2FSDT-930-** | 1000 | Downlight | 66.7 | 2022-03-18 | 2022-04-25 | High | 2 | #N/A | 66.7 | #N/A | #N/A
WAC | R2FSDT-935-** | 1000 | Downlight | 66.7 | 2022-03-18 | 2022-04-25 | High | 2 | #N/A | 66.7 | #N/A | #N/A
WAC | R2FSDT-940-** | 1000 | Downlight | 66.7 | 2022-03-18 | 2022-04-25 | High | 2 | #N/A | 66.7 | #N/A | #N/A
MODERN FORMS | FM-4207-** | 1000 | Downlight | 66.7 | 2018-05-01 | 2018-07-17 | High | 2 | #N/A | 66.7 | #N/A | #N/A
MODERN FORMS | FM-4407-** | 1000 | Downlight | 66.7 | 2019-02-01 | 2018-09-28 | High | 2 | #N/A | 66.7 | #N/A | #N/A
DawnRay | DR60SF-** | 1000 | Downlight | 66.7 | 2021-07-04 | 2021-07-18 | High | 2 | #N/A | 66.7 | #N/A | #N/A
DawnRay | DR60RF-** | 1000 | Downlight | 66.7 | 2019-07-03 | 2019-07-03 | High | 2 | #N/A | 66.7 | #N/A | #N/A
DawnRay | DR60RF-** | 1000 | Downlight | 66.7 | 2021-07-04 | 2021-07-18 | High | 2 | #N/A | 66.7 | #N/A | #N/A
Westinghouse | 52380 | 1000 | Downlight | 66.7 | 2021-05-19 | 2021-05-19 | High | 2 | #N/A | 66.7 | #N/A | #N/A
WOSEN | WS-SL-15W | 1000 | Downlight | 66.7 | 2021-09-01 | 2022-01-28 | High | 2 | #N/A | 66.7 | #N/A | #N/A
Amax | LED-9DLP-WT | 1200 | Downlight | 66.7 | 2020-07-02 | 2020-07-06 | High | 2 | #N/A | 66.7 | #N/A | #N/A
BY DESIGN LED | BDL-PL9-18W-30K | 1200 | Downlight | 66.7 | 2019-01-11 | 2019-01-11 | High | 2 | #N/A | 66.7 | #N/A | #N/A
Liron Lighting | LEDCSP18W9IN30K | 1200 | Downlight | 66.7 | 2020-05-01 | 2020-07-06 | High | 2 | #N/A | 66.7 | #N/A | #N/A
Liron Lighting | LEDCSP18W9IN40K | 1200 | Downlight | 66.7 | 2020-05-01 | 2020-07-06 | High | 2 | #N/A | 66.7 | #N/A | #N/A
Liron Lighting | LEDCSP18W9IN50K | 1200 | Downlight | 66.7 | 2020-05-01 | 2020-07-06 | High | 2 | #N/A | 66.7 | #N/A | #N/A
Utilitech | LLEDR6XT/HO/5CCT/V2 | 1200 | Downlight | 66.7 | 2022-09-21 | 2022-09-21 | High | 2 | #N/A | 66.7 | #N/A | #N/A
LOTUS LED LIGHTS | LB8R 30K | 1200 | Downlight | 66.7 | 2017-01-10 | 2017-02-15 | High | 2 | #N/A | 66.7 | #N/A | #N/A
LOTUS LED LIGHTS | LL6SR-30K | 1200 | Downlight | 66.7 | 2018-12-17 | 2018-12-26 | High | 2 | #N/A | 66.7 | #N/A | #N/A
Luminiz | Driver:DR10102 / Light: NG50140#00 / Trim: NGD**--------- and NG8BF**------- | 1200 | Downlight | 66.7 | 2021-07-01 | 2021-10-26 | High | 2 | #N/A | 66.7 | #N/A | #N/A
Utilitech | 1500759 | 1200 | Downlight | 66.7 | 2019-11-04 | 2019-11-04 | High | 2 | #N/A | 66.7 | #N/A | #N/A
Utilitech | 1500760 | 1200 | Downlight | 66.7 | 2019-11-04 | 2019-11-01 | High | 2 | #N/A | 66.7 | #N/A | #N/A
RP LIGHTING +FANS | 8642**-90-#K | 1200 | Downlight | 66.7 | 2019-01-01 | 2019-05-01 | High | 2 | #N/A | 66.7 | #N/A | #N/A
HOMI | HM07-PR9-18W120-30K-MS-SA | 1200 | Downlight | 66.7 | 2019-09-25 | 2019-09-26 | High | 2 | #N/A | 66.7 | #N/A | #N/A
HOMI | HM07-PR9-18W120-3CCT-MS-SA | 1200 | Downlight | 66.7 | 2019-09-25 | 2019-09-26 | High | 2 | #N/A | 66.7 | #N/A | #N/A
HOMI | HM07-PR9-18W120-3CCT-MS-SA | 1200 | Downlight | 66.7 | 2019-09-25 | 2019-09-26 | High | 2 | #N/A | 66.7 | #N/A | #N/A
HOMI | HM07-PR9-18W120-3CCT-MS-SA | 1200 | Downlight | 66.7 | 2019-09-25 | 2019-09-26 | High | 2 | #N/A | 66.7 | #N/A | #N/A
Stanpro | CRK9-S18W-A-3CWH | 1200 | Downlight | 66.7 | 2021-02-28 | 2021-06-13 | High | 2 | #N/A | 66.7 | #N/A | #N/A
SATCO¦NUVO | 62/1789 | 1300 | Downlight | 66.7 | 2022-12-15 | 2022-12-20 | High | 2 | #N/A | 66.7 | #N/A | #N/A
Green Creative | 57868 | 1400 | Downlight | 66.7 | 2018-05-02 | 2018-06-21 | High | 2 | #N/A | 66.7 | #N/A | #N/A
GREENCREATIVE | 21CDLA6/827/277V/R | 1400 | Downlight | 66.7 | 2017-08-02 | 2017-08-10 | High | 2 | #N/A | 66.7 | #N/A | #N/A
Aeralux | AE-DL-IF-06-24W-010-P3050-SD | 1600 | Downlight | 66.7 | 2020-12-30 | 2020-12-30 | High | 2 | #N/A | 66.7 | #N/A | #N/A
Sylvania | 65379 | 1600 | Downlight | 66.7 | 2021-01-15 | 2021-01-24 | High | 2 | #N/A | 66.7 | #N/A | #N/A
Sylvania | 65382 | 1600 | Downlight | 66.7 | 2021-01-15 | 2021-01-24 | High | 2 | #N/A | 66.7 | #N/A | #N/A
Sylvania | 65385 | 1600 | Downlight | 66.7 | 2021-01-15 | 2021-01-24 | High | 2 | #N/A | 66.7 | #N/A | #N/A
Sylvania | 65388 | 1600 | Downlight | 66.7 | 2021-01-15 | 2021-01-24 | High | 2 | #N/A | 66.7 | #N/A | #N/A
RAB | DLC0041(C6R12/18/249FAUNVM) | 1600 | Downlight | 66.7 | 2021-01-07 | 2021-01-10 | High | 2 | #N/A | 66.7 | #N/A | #N/A
SATCO¦NUVO | 62/1780 | 1600 | Downlight | 66.7 | 2022-12-02 | 2022-12-02 | High | 2 | #N/A | 66.7 | #N/A | #N/A
Luminiz | Driver:DR10103 / Light: NG50140#00 / Trim: NGT**--------- and NG8BF**------- | 1800 | Downlight | 66.7 | 2021-07-01 | 2021-10-26 | High | 2 | #N/A | 66.7 | #N/A | #N/A
Luminiz | Driver:DR10303 / Light: NG501403CT / Trim: NGT**--------- and NG8BF**------- | 1800 | Downlight | 66.7 | 2021-07-01 | 2021-11-08 | High | 2 | #N/A | 66.7 | #N/A | #N/A
Amax | LED-SM9DL/** | 2000 | Downlight | 66.7 | 2017-05-12 | 2017-05-12 | High | 2 | #N/A | 66.7 | #N/A | #N/A
Canarm | LED-SM9DL-WT-* (* means different customers) | 2000 | Downlight | 66.7 | 2017-06-15 | 2017-06-15 | High | 2 | #N/A | 66.7 | #N/A | #N/A
Luminiz | Driver:DR10202 / Light: NG50141#00 / Trim: NGD**--------- and NG13BF**------ | 2000 | Downlight | 66.7 | 2021-07-01 | 2021-10-26 | High | 2 | #N/A | 66.7 | #N/A | #N/A
Luminiz | Driver:DR10402 / Light: NG501413CT / Trim: NGD**--------- and NG13BF**------ | 2000 | Downlight | 66.7 | 2021-07-01 | 2021-11-08 | High | 2 | #N/A | 66.7 | #N/A | #N/A
WAC | WS-93037-** | 2000 | Downlight | 66.7 | 2022-04-18 | 2022-05-16 | High | 2 | #N/A | 66.7 | #N/A | #N/A
Wen Lighting | WEN-D528-KT-90-2700 | 2000 | Downlight | 66.7 | 2018-07-13 | 2018-07-16 | High | 2 | #N/A | 66.7 | #N/A | #N/A
Wen Lighting | WEN-D528-KT-90-3000 | 2000 | Downlight | 66.7 | 2018-07-13 | 2018-07-16 | High | 2 | #N/A | 66.7 | #N/A | #N/A
Nora Lighting | NFLIN-R82227WWLE4 | 2200 | Downlight | 66.7 | 2018-08-27 | 2018-08-31 | High | 2 | #N/A | 66.7 | #N/A | #N/A
Luminiz | Driver:DR10104 / Light: NG50140#00 / Trim: NGQ**--------- and NG8BF**------- | 2400 | Downlight | 66.7 | 2021-07-01 | 2021-10-26 | High | 2 | #N/A | 66.7 | #N/A | #N/A
Luminiz | Driver:DR10304 / Light: NG501403CT / Trim: NGQ**--------- and NG8BF**------- | 2400 | Downlight | 66.7 | 2021-07-01 | 2021-11-08 | High | 2 | #N/A | 66.7 | #N/A | #N/A
Lightolier | Z6RDL35###W*CDLU | 2431 | Downlight | 66.7 | 2018-11-12 | 2022-03-16 | High | 2 | #N/A | 66.7 | #N/A | #N/A
Lightolier | Z6RDL35###W*CDZ10U | 2431 | Downlight | 66.7 | 2018-11-12 | 2022-03-16 | High | 2 | #N/A | 66.7 | #N/A | #N/A
SATCO¦NUVO | 62/1782 | 2800 | Downlight | 66.7 | 2022-12-02 | 2022-12-02 | High | 2 | #N/A | 66.7 | #N/A | #N/A
Indy | [L4¦LRM4¦L6¦LLP4¦LRM6¦LRT6¦L8¦LRM8¦LRT8¦LRT9¦LRT10¦LRT12] 65LM [27¦30¦35¦40¦50]K [MVOLT¦120¦277] G4 [80¦90¦97]CRI [FD¦DALI¦DMX¦EZI¦EZ10¦EZB¦ZT¦GZ1¦AE1BN¦AE2**] [HN¦HM¦HW¦P¦NPR¦WPR] [CS¦CSS¦CD] | 3782 | Downlight | 66.7 | 2021-02-01 | 2021-02-26 | High | 2 | #N/A | 66.7 | #N/A | #N/A
Halo | HLC6099501EWH#* | 1048 | Downlight | 66.8 | 2019-05-08 | 2019-05-09 | High | 2 | #N/A | 66.8 | #N/A | #N/A
PORTFOLIO | LD6C30[D010¦D010TR] EU6C3090[27¦30¦35¦40¦50] 6LB[N¦M¦W¦S]#[LI¦MW¦WMH¦WH¦H] | 2072 | Downlight | 66.8 | 2022-08-01 | 2022-08-26 | High | 2 | #N/A | 66.8 | #N/A | #N/A
PORTFOLIO | LD4C30[D010¦D010TR] EU4C3090[27¦30¦35¦40¦50] 4LB[N¦M¦W¦S]#[LI¦MW¦WMH¦WH¦H] | 2072 | Downlight | 66.8 | 2022-08-01 | 2022-08-23 | High | 2 | #N/A | 66.8 | #N/A | #N/A
Nora Lighting | NC-631L4027HZXSF | 2874 | Downlight | 66.8 | 2013-06-01 | 2016-06-08 | High | 2 | #N/A | 66.8 | #N/A | #N/A
Nora Lighting | NC-831L4027HZXSF | 2874 | Downlight | 66.8 | 2013-06-01 | 2016-06-08 | High | 2 | #N/A | 66.8 | #N/A | #N/A
Gotham | EVO4[SC¦WC¦WTRC¦CC¦PC] [27¦30¦35¦40¦50]/20AR [VND¦ND¦MD¦MWD¦WD] [LSS¦LD¦LS] [MVOLT¦120¦277] [EZ1¦EZ10¦GZ1¦GZ10¦EDAB¦EDXB¦ECOS2¦ECOD¦ELV] [JBX¦JBXCC¦RGH] [ ¦ZT] [ ¦E10WCP¦E15WCP] [ ¦90CRI] ****** | 1251 | Downlight | 66.9 | 2019-10-01 | 2019-11-13 | High | 2 | #N/A | 66.9 | #N/A | #N/A
NICOR | ADL4-1021-UNV with ADL4-1021-MDL-#K-$$ | 1538 | Downlight | 66.9 | 2016-02-29 | 2016-02-19 | High | 2 | #N/A | 66.9 | #N/A | #N/A
PORTFOLIO | LDSQA4A 18935 D010TE LAR25NF 4LSQA1H | 1894 | Downlight | 66.9 | 2015-11-10 | 2016-02-19 | High | 2 | #N/A | 66.9 | #N/A | #N/A
PORTFOLIO | LDSQA4A 18935 D010TE LAR35FL 4LSQAL1H | 1894 | Downlight | 66.9 | 2015-11-10 | 2016-02-19 | High | 2 | #N/A | 66.9 | #N/A | #N/A
PORTFOLIO | LDSQA4A 18935 DLT LAR25NF 4LSQA1H | 1894 | Downlight | 66.9 | 2015-11-10 | 2016-02-19 | High | 2 | #N/A | 66.9 | #N/A | #N/A
PORTFOLIO | LDSQA4A 18935 DLT LAR35FL 4LSQAL1H | 1894 | Downlight | 66.9 | 2015-11-10 | 2016-02-19 | High | 2 | #N/A | 66.9 | #N/A | #N/A
PORTFOLIO | LDSQA4A 18935 DMX LAR25NF 4LSQA1H | 1894 | Downlight | 66.9 | 2015-11-10 | 2016-02-19 | High | 2 | #N/A | 66.9 | #N/A | #N/A
PORTFOLIO | LDSQA4A 18935 DMX LAR35FL 4LSQAL1H | 1894 | Downlight | 66.9 | 2015-11-10 | 2016-02-19 | High | 2 | #N/A | 66.9 | #N/A | #N/A
PORTFOLIO | LDSQA4A 18940 D010TE LAR25NF 4LSQAL0H | 1894 | Downlight | 66.9 | 2015-11-10 | 2016-02-19 | High | 2 | #N/A | 66.9 | #N/A | #N/A
PORTFOLIO | LDSQA4A 18940 DLT LAR25NF 4LSQA1H | 1894 | Downlight | 66.9 | 2015-11-10 | 2016-02-19 | High | 2 | #N/A | 66.9 | #N/A | #N/A
PORTFOLIO | LDSQA4A 18940 DMX LAR25NF 4LSQA1H | 1894 | Downlight | 66.9 | 2015-11-10 | 2016-02-19 | High | 2 | #N/A | 66.9 | #N/A | #N/A
Gotham | EVO6[SC¦WC¦WTRC¦CC¦PC] [27¦30¦35¦40¦50]/80AR [VND¦ND¦MD¦MWD¦WD] [LSS¦LD¦LS] [MVOLT¦120¦277] [EZ1¦EZ10¦GZ1¦GZ10¦EZB¦EDAB¦EDXB¦ECOS2¦ECOD¦ELV] [JBX¦JBXCC¦RGH] [ ¦ZT] [ ¦90CRI] ****** | 5355 | Downlight | 66.9 | 2019-10-01 | 2019-12-27 | High | 2 | #N/A | 66.9 | #N/A | #N/A
Gotham | EVO [ ¦LW¦WW¦SQ¦SQLW] [27¦30¦35¦40¦50]/150 6[AR¦WR] [ ¦FL] [VND¦ND¦MD¦MWD¦WD] [ ¦LD¦LSS¦LS] [MVOLT¦120¦277] [ ¦CP¦HAO] [ ¦EL¦ELR] | 9806 | Downlight | 66.9 | 2017-12-21 | 2018-01-12 | High | 2 | #N/A | 66.9 | #N/A | #N/A
Gotham | EVO [ ¦LW¦WW¦SQ¦SQLW] [27¦30¦35¦40¦50]/150 6[AR¦WR] [ ¦FL] [VND¦ND¦MD¦MWD¦WD] [ ¦LD¦LSS¦LS] [MVOLT¦120¦277] [EZ1¦EZ10¦EZB¦GZ1¦GZ10] [ ¦CRI90] [ ¦CP¦HAO] [ ¦EL¦ELR] [ ¦NLTAIR2] | 9806 | Downlight | 66.9 | 2017-12-21 | 2018-01-12 | High | 2 | #N/A | 66.9 | #N/A | #N/A
LANBOT | LBT-3/7XDPL | 1005 | Downlight | 67 | 2022-10-25 | 2022-10-25 | High | 2 | #N/A | 67 | #N/A | #N/A
WT LIGHTING | CR6(3000K) | 1005 | Downlight | 67 | 2017-08-15 | 2017-09-04 | High | 2 | #N/A | 67 | #N/A | #N/A
Halo | HL36A20[SP¦NFL¦FL¦WFL] 9[27¦30¦35¦40]ED010 ICAT TL3[R¦WW¦PIN] | 1279 | Downlight | 67 | 2018-12-31 | 2019-01-09 | High | 2 | #N/A | 67 | #N/A | #N/A
Nora Lighting | NMRT-11L2027BW/NMRG-11D1L20 | 1655 | Downlight | 67 | 2015-08-08 | 2015-10-06 | High | 2 | #N/A | 67 | #N/A | #N/A
Gotham | EVO4[SC¦WC¦WTRC¦CC¦PC] [27¦30¦35¦40¦50]/40AR [VND¦ND¦MD¦MWD¦WD] [LSS¦LD¦LS] [MVOLT¦120¦277] [EZ1¦EZ10¦GZ1¦GZ10¦EDAB¦EDXB¦ECOS2¦ECOD¦ELV] [JBX¦JBXCC¦RGH] [ ¦ZT] [ ¦E10WCP¦E15WCP] [ ¦90CRI] ****** | 2473 | Downlight | 67 | 2019-10-01 | 2019-12-27 | High | 2 | #N/A | 67 | #N/A | #N/A
Halo | HLBQL6099FS1E*-4* | 3900 | Downlight | 67 | 2021-10-25 | 2021-11-18 | High | 2 | #N/A | 67 | #N/A | #N/A
Indy | LA4 23LM ##K ### G3 80CRI *** | 1509 | Downlight | 67.1 | 2016-12-01 | 2017-02-09 | High | 2 | #N/A | 67.1 | #N/A | #N/A
Elite Lighting Co. | RL841-2500L-DIM10-MVOLT-27K-90-W-WH | 2012 | Downlight | 67.1 | 2017-06-05 | 2017-06-09 | High | 2 | #N/A | 67.1 | #N/A | #N/A
Nora Lighting | NLOPAC-R6509T2427* | 1109 | Downlight | 67.2 | 2022-05-01 | 2022-02-17 | High | 2 | #N/A | 67.2 | #N/A | #N/A
Nora Lighting | NLOPAC-R6509T2430* | 1109 | Downlight | 67.2 | 2022-05-01 | 2022-02-17 | High | 2 | #N/A | 67.2 | #N/A | #N/A
Nora Lighting | NLOPAC-R6509T2440* | 1109 | Downlight | 67.2 | 2022-05-01 | 2022-02-17 | High | 2 | #N/A | 67.2 | #N/A | #N/A
Nora Lighting | NLOPAC-R6509T2450* | 1109 | Downlight | 67.2 | 2022-05-01 | 2022-02-17 | High | 2 | #N/A | 67.2 | #N/A | #N/A
Lightolier | C3L159##SE1 / C3SDL*CC* | 1202 | Downlight | 67.2 | 2019-09-13 | 2019-09-06 | High | 2 | #N/A | 67.2 | #N/A | #N/A
Lightolier | C3L159##SZ10U / C3SDL*CC* | 1202 | Downlight | 67.2 | 2019-09-13 | 2019-09-06 | High | 2 | #N/A | 67.2 | #N/A | #N/A
SATCO¦NUVO | 62/1771 | 2150 | Downlight | 67.2 | 2022-12-02 | 2022-12-02 | High | 2 | #N/A | 67.2 | #N/A | #N/A
Prescolite | LTR-#*D-*-HL45L-DM1 + LTR-#*D-T-HL##K8****** | 3700 | Downlight | 67.2 | 2019-07-12 | 2020-03-13 | High | 2 | #N/A | 67.2 | #N/A | #N/A
Prescolite | LTC-#*D-*-50L###**-DM1****** | 3700 | Downlight | 67.2 | 2019-07-12 | 2020-03-13 | High | 2 | #N/A | 67.2 | #N/A | #N/A
METEOR Lighting | AS4-65-308 | 4370 | Downlight | 67.2 | 2020-08-03 | 2020-08-04 | High | 2 | #N/A | 67.2 | #N/A | #N/A
METEOR Lighting | AS4-65-309 | 4370 | Downlight | 67.2 | 2020-08-03 | 2020-08-04 | High | 2 | #N/A | 67.2 | #N/A | #N/A
METEOR Lighting | AS4-65-358 | 4370 | Downlight | 67.2 | 2020-08-03 | 2020-08-04 | High | 2 | #N/A | 67.2 | #N/A | #N/A
METEOR Lighting | AS4-65-359 | 4370 | Downlight | 67.2 | 2020-08-03 | 2020-08-04 | High | 2 | #N/A | 67.2 | #N/A | #N/A
METEOR Lighting | AS4-65-408 | 4370 | Downlight | 67.2 | 2020-08-03 | 2020-08-04 | High | 2 | #N/A | 67.2 | #N/A | #N/A
METEOR Lighting | AS4-65-409 | 4370 | Downlight | 67.2 | 2020-08-03 | 2020-08-04 | High | 2 | #N/A | 67.2 | #N/A | #N/A
Atlantic | COM4-SYL30-27K-U-4CMFR | 1982 | Downlight | 67.3 | 2017-10-20 | 2017-10-26 | High | 2 | #N/A | 67.3 | #N/A | #N/A
Lightolier | P6*DL35###WHLU | 2470 | Downlight | 67.3 | 2018-11-12 | 2018-11-29 | High | 2 | #N/A | 67.3 | #N/A | #N/A
Lightolier | P6*DL35###WHZ10U | 2470 | Downlight | 67.3 | 2018-11-12 | 2018-11-29 | High | 2 | #N/A | 67.3 | #N/A | #N/A
HOMI | HM08-PR24-48W120-3CCT-*SA | 3230 | Downlight | 67.3 | 2021-11-30 | 2021-12-13 | High | 2 | #N/A | 67.3 | #N/A | #N/A
Halo | SMD6R129SWHE*-EM | 1220 | Downlight | 67.4 | 2021-11-18 | 2021-12-10 | High | 2 | #N/A | 67.4 | #N/A | #N/A
Halo | SMD6R129SWHE*-EM-* | 1220 | Downlight | 67.4 | 2021-11-18 | 2021-12-10 | High | 2 | #N/A | 67.4 | #N/A | #N/A
Green Creative | [Blank¦SPFT*#]LE1590##[LUT-1UNV¦LUT-5UNV¦LUT-L3DUNV]**/AD*#** | 1280 | Downlight | 67.4 | 2021-10-30 | 2022-04-01 | High | 2 | #N/A | 67.4 | #N/A | #N/A
Lightolier | C4*DL208##*ELV1*** | 1399 | Downlight | 67.4 | 2017-04-20 | 2017-04-14 | High | 2 | #N/A | 67.4 | #N/A | #N/A
Lightolier | C4*DL208##*Z10U*** | 1399 | Downlight | 67.4 | 2017-04-20 | 2017-04-14 | High | 2 | #N/A | 67.4 | #N/A | #N/A
Lightolier | C4L208##*E1 / C4SDL***** | 1399 | Downlight | 67.4 | 2017-04-20 | 2018-06-27 | High | 2 | #N/A | 67.4 | #N/A | #N/A
Lightolier | C4L208***E1R* / C4SDLWC** | 1399 | Downlight | 67.4 | 2017-12-08 | 2018-01-05 | High | 2 | #N/A | 67.4 | #N/A | #N/A
Lightolier | C4L208##*LU / C4SDL***** | 1399 | Downlight | 67.4 | 2016-10-06 | 2018-06-28 | High | 2 | #N/A | 67.4 | #N/A | #N/A
Lightolier | C4L208##*Z10U / C4SDL***** | 1399 | Downlight | 67.4 | 2016-10-06 | 2018-06-25 | High | 2 | #N/A | 67.4 | #N/A | #N/A
Lightolier | C4L208***Z10UR*/ C4SDLWC** | 1399 | Downlight | 67.4 | 2017-12-08 | 2018-01-05 | High | 2 | #N/A | 67.4 | #N/A | #N/A
Lightolier | S10R927K22** | 1532 | Downlight | 67.4 | 2017-02-22 | 2018-03-07 | High | 2 | #N/A | 67.4 | #N/A | #N/A
Halo | HLBQL4069FS1E*-4* | 2560 | Downlight | 67.4 | 2021-10-25 | 2021-11-18 | High | 2 | #N/A | 67.4 | #N/A | #N/A
Atlantic Lighting | LED10M-VR40-##K-#-#**-*** / 10VRMPR-**-**-** | 2986 | Downlight | 67.4 | 2015-11-25 | 2019-10-31 | High | 2 | #N/A | 67.4 | #N/A | #N/A
Atlantic Lighting | LED12-VR40-##K-#-#**-*** / 12VR10M-**-**-** | 2986 | Downlight | 67.4 | 2015-11-25 | 2019-10-31 | High | 2 | #N/A | 67.4 | #N/A | #N/A
Gotham | EVO6[SC¦WC¦WTRC¦CC¦PC] [27¦30¦35¦40¦50]/60AR [VND¦ND¦MD¦MWD¦WD] [LSS¦LD¦LS] [MVOLT¦120¦277] [EZ1¦EZ10¦GZ1¦GZ10¦EZB¦EDAB¦EDXB¦ECOS2¦ECOD¦ELV] [JBX¦JBXCC¦RGH] [ ¦ZT] [ ¦90CRI] ****** | 4077 | Downlight | 67.4 | 2019-10-01 | 2019-12-27 | High | 2 | #N/A | 67.4 | #N/A | #N/A
Prescolite | LTR-#*D-*-XL80L-DM1 + LTR-#*D-T-XL##K#****** | 5700 | Downlight | 67.4 | 2019-07-12 | 2020-03-13 | High | 2 | #N/A | 67.4 | #N/A | #N/A
Sylvania | 62389 | 1080 | Downlight | 67.5 | 2021-09-15 | 2021-10-25 | High | 2 | #N/A | 67.5 | #N/A | #N/A
Craftmade | X9011-BN-LED | 1350 | Downlight | 67.5 | 2021-05-09 | 2021-05-14 | High | 2 | #N/A | 67.5 | #N/A | #N/A
Craftmade | X9011-W-LED | 1350 | Downlight | 67.5 | 2021-05-09 | 2021-05-14 | High | 2 | #N/A | 67.5 | #N/A | #N/A
Liteline | ALR8-3430W | 2100 | Downlight | 67.5 | 2015-11-26 | 2016-04-22 | High | 2 | #N/A | 67.5 | #N/A | #N/A
NICOR | ADL6-1028-UNV with ADL6-1028-MDL-#K-$$ | 2159 | Downlight | 67.5 | 2016-02-29 | 2016-02-19 | High | 2 | #N/A | 67.5 | #N/A | #N/A
WAC Lighting | R4*D**-F835-**** | 2295 | Downlight | 67.5 | 2016-07-20 | 2017-08-09 | High | 2 | #N/A | 67.5 | #N/A | #N/A
WAC Lighting | R4*D**-F840-**** | 2295 | Downlight | 67.5 | 2016-07-20 | 2017-08-09 | High | 2 | #N/A | 67.5 | #N/A | #N/A
WAC Lighting | R4*D**-N827-**** | 2295 | Downlight | 67.5 | 2016-07-20 | 2017-08-09 | High | 2 | #N/A | 67.5 | #N/A | #N/A
WAC Lighting | R4*D**-N830-**** | 2295 | Downlight | 67.5 | 2016-07-20 | 2017-08-09 | High | 2 | #N/A | 67.5 | #N/A | #N/A
WAC Lighting | R4*D**-N835-**** | 2295 | Downlight | 67.5 | 2016-07-20 | 2017-08-09 | High | 2 | #N/A | 67.5 | #N/A | #N/A
WAC Lighting | R4*D**-N840-**** | 2295 | Downlight | 67.5 | 2016-07-20 | 2017-08-09 | High | 2 | #N/A | 67.5 | #N/A | #N/A
WAC Lighting | R4*D**-W827-**** | 2295 | Downlight | 67.5 | 2016-07-20 | 2017-08-09 | High | 2 | #N/A | 67.5 | #N/A | #N/A
WAC Lighting | R4*D**-W830-**** | 2295 | Downlight | 67.5 | 2016-07-20 | 2017-08-09 | High | 2 | #N/A | 67.5 | #N/A | #N/A
WAC Lighting | R4*D**-W835-**** | 2295 | Downlight | 67.5 | 2016-07-20 | 2017-08-09 | High | 2 | #N/A | 67.5 | #N/A | #N/A
WAC Lighting | R4*D**-W840-**** | 2295 | Downlight | 67.5 | 2016-07-20 | 2017-08-09 | High | 2 | #N/A | 67.5 | #N/A | #N/A
WAC Lighting | R4*D**-F827-**** | 2295 | Downlight | 67.5 | 2016-07-20 | 2017-08-09 | High | 2 | #N/A | 67.5 | #N/A | #N/A
WAC Lighting | R4*D**-F830-**** | 2295 | Downlight | 67.5 | 2016-07-20 | 2017-08-09 | High | 2 | #N/A | 67.5 | #N/A | #N/A
Intense | IHOL-S4DRL227-DIM-40/IRDS400-SF | 2518 | Downlight | 67.5 | 2016-11-30 | 2017-02-07 | High | 2 | #N/A | 67.5 | #N/A | #N/A
Atlantic Lighting | LED7-DLM30-27K-X | 2700 | Downlight | 67.5 | 2014-04-01 | 2016-08-08 | High | 2 | #N/A | 67.5 | #N/A | #N/A
Atlantic Lighting | LED7IC-DLM30-27K-X | 2700 | Downlight | 67.5 | 2014-04-01 | 2016-08-08 | High | 2 | #N/A | 67.5 | #N/A | #N/A
Atlantic Lighting | LED8-DLM30-27K-X | 2700 | Downlight | 67.5 | 2014-04-01 | 2016-08-08 | High | 2 | #N/A | 67.5 | #N/A | #N/A
Atlantic Lighting | LED8IC-DLM30-27K-X | 2700 | Downlight | 67.5 | 2014-04-01 | 2016-08-08 | High | 2 | #N/A | 67.5 | #N/A | #N/A
Atlantic Lighting | LED-RETRO-DLM30-27K-X | 2700 | Downlight | 67.5 | 2014-04-01 | 2016-08-08 | High | 2 | #N/A | 67.5 | #N/A | #N/A
Atlantic Lighting | LED4-DLM30-27K-X | 2700 | Downlight | 67.5 | 2014-04-01 | 2016-08-08 | High | 2 | #N/A | 67.5 | #N/A | #N/A
Atlantic Lighting | LED10-DLM30-27K-X | 2700 | Downlight | 67.5 | 2014-04-01 | 2016-08-08 | High | 2 | #N/A | 67.5 | #N/A | #N/A
Atlantic Lighting | LED4IC-DLM30-27K-X | 2700 | Downlight | 67.5 | 2014-04-01 | 2016-08-08 | High | 2 | #N/A | 67.5 | #N/A | #N/A
Atlantic Lighting | LED6-DLM30-27K-X | 2700 | Downlight | 67.5 | 2014-04-01 | 2016-08-08 | High | 2 | #N/A | 67.5 | #N/A | #N/A
Atlantic Lighting | LED6IC-DLM30-27K-X | 2700 | Downlight | 67.5 | 2014-04-01 | 2016-08-08 | High | 2 | #N/A | 67.5 | #N/A | #N/A
Indy | [L6¦LRM6¦LRT6¦LLP4¦L8¦LRM8¦LRT8¦LRT9¦LRT10¦LRT12] 85LM [27¦30¦35¦40¦50]K [MVOLT¦120¦277] G4 [80¦90¦97]CRI [FD¦DALI¦DMX¦EZI¦EZ10¦EZB¦ZT¦GZ1¦AE1BN¦AE2**] [HN¦HM¦HW¦P¦NPR¦WPR] [CS¦CSS¦CD] | 5348 | Downlight | 67.5 | 2021-02-01 | 2021-02-26 | High | 2 | #N/A | 67.5 | #N/A | #N/A
Intense Lighting | LD4NCL2D101/**#**309W-SF | 1150 | Downlight | 67.6 | 2021-03-01 | 2021-04-02 | High | 2 | #N/A | 67.6 | #N/A | #N/A
Intense Lighting | LD4NCL2D101/**#**359W-SF | 1150 | Downlight | 67.6 | 2021-03-01 | 2021-04-02 | High | 2 | #N/A | 67.6 | #N/A | #N/A
Intense Lighting | LD4NCL2D101/**#**409W-SF | 1150 | Downlight | 67.6 | 2021-03-01 | 2021-04-02 | High | 2 | #N/A | 67.6 | #N/A | #N/A
LOTUS LED LIGHTS | LL6RR-27K | 1150 | Downlight | 67.6 | 2018-12-17 | 2018-12-26 | High | 2 | #N/A | 67.6 | #N/A | #N/A
NaturaLED | LED7FMC-110L840 | 1150 | Downlight | 67.6 | 2016-11-15 | 2016-11-28 | High | 2 | #N/A | 67.6 | #N/A | #N/A
Progress Lighting | P8222-##30K | 1170 | Downlight | 67.6 | 2016-10-30 | 2016-11-23 | High | 2 | #N/A | 67.6 | #N/A | #N/A
SATCO/NUVO | S21517 | 1250 | Downlight | 67.6 | 2018-04-13 | 2018-04-20 | High | 2 | #N/A | 67.6 | #N/A | #N/A
PORTFOLIO | LD6B20[D010¦D010TR] EU6B102090[27¦30¦35¦40¦50] 6LB[M¦W¦S]#[LI¦MW¦WMH¦WH¦H] | 1365 | Downlight | 67.6 | 2016-11-28 | 2016-12-08 | High | 2 | #N/A | 67.6 | #N/A | #N/A
PORTFOLIO | LSR6B20[D010¦D010TR][MB¦P¦SL¦BZ] EC6B102090[27¦30¦35¦40¦50] 6LB[M¦W¦S]#[LI¦MW¦WMH¦WH¦H] | 1365 | Downlight | 67.6 | 2016-11-28 | 2016-12-09 | High | 2 | #N/A | 67.6 | #N/A | #N/A
Gotham | EVO4[SC¦WC¦WTRC¦CC¦PC] [27¦30¦35¦40¦50]/30AR [VND¦ND¦MD¦MWD¦WD] [LSS¦LD¦LS] [MVOLT¦120¦277] [EZ1¦EZ10¦GZ1¦GZ10¦EDAB¦EDXB¦ECOS2¦ECOD¦ELV] [JBX¦JBXCC¦RGH] [ ¦ZT] [ ¦E10WCP¦E15WCP] [ ¦90CRI] ****** | 1919 | Downlight | 67.6 | 2019-10-01 | 2019-11-13 | High | 2 | #N/A | 67.6 | #N/A | #N/A
LEDRA Brands | NU4-[RD¦RDT]-XTM19-30LM-[27K¦30K¦35K¦40K]-83-[HE40¦HE60¦HE80¦S20¦S30¦S60¦D40¦D50¦D60¦NL]-[120¦277]-[DIM10¦DIM10Z]-[NC¦RET]-WH-WH-ES | 2123 | Downlight | 67.6 | 2018-04-20 | 2018-04-23 | High | 2 | #N/A | 67.6 | #N/A | #N/A
Lithonia Lighting | LDN6[ ¦SQ¦CYL] [27¦30¦35¦40¦50]/50 L[O6¦W6¦S6¦SW6]AR [LSS¦LD¦LS] [MVOLT¦120¦277] DIM[1¦10] | 3747 | Downlight | 67.6 | 2016-08-01 | 2017-01-24 | High | 2 | #N/A | 67.6 | #N/A | #N/A
Essentia by Cree | S-DL4-15L-27K_S-DL4T-M-SSC | 1015 | Downlight | 67.7 | 2016-07-03 | 2016-08-11 | High | 2 | #N/A | 67.7 | #N/A | #N/A
Essentia by Cree | S-DL4-15L-27K_S-DL4T-N-SSC | 1015 | Downlight | 67.7 | 2016-07-03 | 2016-08-11 | High | 2 | #N/A | 67.7 | #N/A | #N/A
Essentia by Cree | S-DL4-15L-27K_S-DL4T-W-SSC | 1015 | Downlight | 67.7 | 2016-07-03 | 2016-08-11 | High | 2 | #N/A | 67.7 | #N/A | #N/A
Essentia by Cree | S-DL4-15L-30K_S-DL4T-M-SSC | 1015 | Downlight | 67.7 | 2016-07-03 | 2016-08-11 | High | 2 | #N/A | 67.7 | #N/A | #N/A
Essentia by Cree | S-DL4-15L-30K_S-DL4T-N-SSC | 1015 | Downlight | 67.7 | 2016-07-03 | 2016-08-11 | High | 2 | #N/A | 67.7 | #N/A | #N/A
Essentia by Cree | S-DL4-15L-30K_S-DL4T-W-SSC | 1015 | Downlight | 67.7 | 2016-07-03 | 2016-08-11 | High | 2 | #N/A | 67.7 | #N/A | #N/A
Essentia by Cree | S-DL4-15L-30K_S-DL4T-WW-SSC | 1015 | Downlight | 67.7 | 2016-07-03 | 2017-01-05 | High | 2 | #N/A | 67.7 | #N/A | #N/A
Essentia by Cree | S-DL4-15L-35K_S-DL4T-M-SSC | 1015 | Downlight | 67.7 | 2016-07-03 | 2016-08-11 | High | 2 | #N/A | 67.7 | #N/A | #N/A
Essentia by Cree | S-DL4-15L-35K_S-DL4T-N-SSC | 1015 | Downlight | 67.7 | 2016-07-03 | 2016-08-11 | High | 2 | #N/A | 67.7 | #N/A | #N/A
Essentia by Cree | S-DL4-15L-35K_S-DL4T-W-SSC | 1015 | Downlight | 67.7 | 2016-07-03 | 2016-08-11 | High | 2 | #N/A | 67.7 | #N/A | #N/A
Essentia by Cree | S-DL4-15L-40K_S-DL4T-M-SSC | 1015 | Downlight | 67.7 | 2016-07-03 | 2016-08-11 | High | 2 | #N/A | 67.7 | #N/A | #N/A
Essentia by Cree | S-DL4-15L-40K_S-DL4T-N-SSC | 1015 | Downlight | 67.7 | 2016-07-03 | 2016-08-11 | High | 2 | #N/A | 67.7 | #N/A | #N/A
Essentia by Cree | S-DL4-15L-40K_S-DL4T-W-SSC | 1015 | Downlight | 67.7 | 2016-07-03 | 2016-08-11 | High | 2 | #N/A | 67.7 | #N/A | #N/A
Essentia by Cree | S-DL6-15L-27K_S-DL6T-M-SSC | 1015 | Downlight | 67.7 | 2016-07-03 | 2016-08-11 | High | 2 | #N/A | 67.7 | #N/A | #N/A
Essentia by Cree | S-DL6-15L-27K_S-DL6T-N-SSC | 1015 | Downlight | 67.7 | 2016-07-03 | 2016-08-11 | High | 2 | #N/A | 67.7 | #N/A | #N/A
Essentia by Cree | S-DL6-15L-27K_S-DL6T-W-SSC | 1015 | Downlight | 67.7 | 2016-07-03 | 2016-08-11 | High | 2 | #N/A | 67.7 | #N/A | #N/A
Essentia by Cree | S-DL6-15L-30K_S-DL6T-M-SSC | 1015 | Downlight | 67.7 | 2016-07-03 | 2016-08-11 | High | 2 | #N/A | 67.7 | #N/A | #N/A
Essentia by Cree | S-DL6-15L-30K_S-DL6T-N-SSC | 1015 | Downlight | 67.7 | 2016-07-03 | 2016-08-11 | High | 2 | #N/A | 67.7 | #N/A | #N/A
Essentia by Cree | S-DL6-15L-30K_S-DL6T-W-SSC | 1015 | Downlight | 67.7 | 2016-07-03 | 2016-08-11 | High | 2 | #N/A | 67.7 | #N/A | #N/A
Essentia by Cree | S-DL6-15L-35K_S-DL6T-M-SSC | 1015 | Downlight | 67.7 | 2016-07-03 | 2016-08-11 | High | 2 | #N/A | 67.7 | #N/A | #N/A
Essentia by Cree | S-DL6-15L-35K_S-DL6T-N-SSC | 1015 | Downlight | 67.7 | 2016-07-03 | 2016-08-11 | High | 2 | #N/A | 67.7 | #N/A | #N/A
Essentia by Cree | S-DL6-15L-35K_S-DL6T-W-SSC | 1015 | Downlight | 67.7 | 2016-07-03 | 2016-08-11 | High | 2 | #N/A | 67.7 | #N/A | #N/A
Essentia by Cree | S-DL6-15L-40K_S-DL6T-M-SSC | 1015 | Downlight | 67.7 | 2016-07-03 | 2016-08-11 | High | 2 | #N/A | 67.7 | #N/A | #N/A
Essentia by Cree | S-DL6-15L-40K_S-DL6T-N-SSC | 1015 | Downlight | 67.7 | 2016-07-03 | 2016-08-11 | High | 2 | #N/A | 67.7 | #N/A | #N/A
Essentia by Cree | S-DL6-15L-40K_S-DL6T-W-SSC | 1015 | Downlight | 67.7 | 2016-07-03 | 2016-08-11 | High | 2 | #N/A | 67.7 | #N/A | #N/A
Progress Lighting | P810029-###-30 | 1050 | Downlight | 67.7 | 2021-01-12 | 2021-01-20 | High | 2 | #N/A | 67.7 | #N/A | #N/A
PORTFOLIO | LD6B30[D010¦D010TR] EU6B305090[27¦30¦35¦40¦50] 6LB[M¦W¦N¦S]#[LI¦MW¦WMH¦WH¦H] | 1788 | Downlight | 67.7 | 2017-06-06 | 2017-06-06 | High | 2 | #N/A | 67.7 | #N/A | #N/A
PORTFOLIO | LSR6B30[D010¦D010TR][MB¦P¦SL¦BZ] EC6B304090[27¦30¦35¦40¦50] 6LB[M¦W¦S]#[LI¦MW¦WMH¦WH¦H] | 1788 | Downlight | 67.7 | 2017-06-29 | 2017-07-11 | High | 2 | #N/A | 67.7 | #N/A | #N/A
Westgate | CRL4-27W-50K | 1863 | Downlight | 67.7 | 2016-10-15 | 2016-10-14 | High | 2 | #N/A | 67.7 | #N/A | #N/A
LEDRA Brands | NU4-[RD¦RDT]-XTM19-27LM-[27K¦30K¦35K¦40K]-83-[HE40¦HE60¦HE80¦S20¦S30¦S60¦D40¦D50¦D60¦NL]-[120¦277]-[DIM10¦DIM10Z]-[NC¦RET]-WH-WH-ES | 1983 | Downlight | 67.7 | 2018-04-20 | 2018-04-23 | High | 2 | #N/A | 67.7 | #N/A | #N/A
Lumenpulse Lighting | LCRS-ESR-[FD¦SH]-[120¦277]-[R¦S]-L40-[27¦30¦35¦40]K-80-[VW¦M¦MFR¦W¦WFR¦VWFR]-[DA1¦DA2¦PDA1¦PDA2¦PH¦PPH2¦CA]-[SB¦MB¦DB¦DR]-MWH-[RD¦SR¦TLR¦SQ¦TLS]-[MWH¦MBK¦NKS¦CC¦SP]-[RM¦NC]-[1¦2]-[blank¦EBB¦EBI¦WET]-[NA¦CL¦PD] | 2965 | Downlight | 67.7 | 2019-11-11 | 2019-11-12 | High | 2 | #N/A | 67.7 | #N/A | #N/A
Green Creative | [Blank¦SPFT*#]LE4090##[LUT-1UNV¦LUT-5UNV¦LUT-L3DUNV]**/AD*#** | 3250 | Downlight | 67.7 | 2021-10-30 | 2022-04-06 | High | 2 | #N/A | 67.7 | #N/A | #N/A
Green Creative | LE4090##DIM120V**/ADR#** | 3250 | Downlight | 67.7 | 2019-08-10 | 2019-08-08 | High | 2 | #N/A | 67.7 | #N/A | #N/A
Lightolier | C4*DL258##*Z10U*** | 1701 | Downlight | 67.8 | 2017-04-20 | 2017-04-14 | High | 2 | #N/A | 67.8 | #N/A | #N/A
Lightolier | C4L258***E1R* / C4SDLWC** | 1701 | Downlight | 67.8 | 2017-12-08 | 2018-01-05 | High | 2 | #N/A | 67.8 | #N/A | #N/A
Lightolier | C4L258##*LU / C4SDL***** | 1701 | Downlight | 67.8 | 2016-10-06 | 2018-06-28 | High | 2 | #N/A | 67.8 | #N/A | #N/A
Lightolier | C4L258##*Z10U / C4SDL***** | 1701 | Downlight | 67.8 | 2016-10-06 | 2018-06-25 | High | 2 | #N/A | 67.8 | #N/A | #N/A
Lightolier | C4L258***Z10UR*/ C4SDLWC** | 1701 | Downlight | 67.8 | 2017-12-08 | 2018-01-05 | High | 2 | #N/A | 67.8 | #N/A | #N/A
Lightolier | P4***25###WHLU | 1862 | Downlight | 67.8 | 2018-11-12 | 2021-07-19 | High | 2 | #N/A | 67.8 | #N/A | #N/A
Lightolier | P4***25###WHZ10U | 1862 | Downlight | 67.8 | 2018-11-12 | 2021-07-19 | High | 2 | #N/A | 67.8 | #N/A | #N/A
FLC44D | FLC44D-SO-2500L-120V-L11-T-CP / LC44-SDO-2500L-27K-DN-FL1-WD-NP | 2246 | Downlight | 67.8 | 2019-06-20 | 2019-06-26 | High | 2 | #N/A | 67.8 | #N/A | #N/A
Intense | IHOL-S4DRL327-DIM-40/IRDS400-SF | 3389 | Downlight | 67.8 | 2016-11-30 | 2017-02-07 | High | 2 | #N/A | 67.8 | #N/A | #N/A
Aeralux | AE-DL-IF-08-59W-010-P3050-SD | 4000 | Downlight | 67.8 | 2020-12-30 | 2021-01-12 | High | 2 | #N/A | 67.8 | #N/A | #N/A
RAB | DLC0043(C8R34/46/599FAUNVM) | 4000 | Downlight | 67.8 | 2021-01-07 | 2021-01-10 | High | 2 | #N/A | 67.8 | #N/A | #N/A
Luminiz | DWL016030W | 1100 | Downlight | 67.9 | 2017-01-01 | 2017-06-29 | High | 2 | #N/A | 67.9 | #N/A | #N/A
Atlantic Lighting | COM6X6-SYL30-35K-1 / KSQ6640-HZ | 1742 | Downlight | 67.9 | 2017-10-20 | 2021-08-10 | High | 2 | #N/A | 67.9 | #N/A | #N/A
Atlantic Lighting | COM6X6-SYL30-3K-1 / KSQ6610-HZ | 1742 | Downlight | 67.9 | 2017-10-20 | 2021-08-10 | High | 2 | #N/A | 67.9 | #N/A | #N/A
Atlantic Lighting | COM6X6-SYL30-3K-1 / KSQ6640-HZ | 1742 | Downlight | 67.9 | 2017-10-20 | 2021-08-10 | High | 2 | #N/A | 67.9 | #N/A | #N/A
Atlantic Lighting | COM6X6-SYL30-4K-1 / KSQ6610-HZ | 1742 | Downlight | 67.9 | 2017-10-20 | 2021-08-10 | High | 2 | #N/A | 67.9 | #N/A | #N/A
Atlantic Lighting | COM6X6-SYL30-4K-1 / KSQ6640-HZ | 1742 | Downlight | 67.9 | 2017-10-20 | 2021-08-10 | High | 2 | #N/A | 67.9 | #N/A | #N/A
Atlantic Lighting | COM6X6-SYL30-5K-1 / KSQ6610-HZ | 1742 | Downlight | 67.9 | 2017-10-20 | 2021-08-10 | High | 2 | #N/A | 67.9 | #N/A | #N/A
Atlantic Lighting | COM6X6-SYL30-5K-1 / KSQ6640-HZ | 1742 | Downlight | 67.9 | 2017-10-20 | 2021-08-10 | High | 2 | #N/A | 67.9 | #N/A | #N/A
Atlantic Lighting | COM6-SYL30-27K-1 / 6CM10-HZ-GS | 1742 | Downlight | 67.9 | 2017-10-20 | 2021-08-10 | High | 2 | #N/A | 67.9 | #N/A | #N/A
Atlantic Lighting | COM6-SYL30-27K-1 / 6CMFR-WH-AT | 1742 | Downlight | 67.9 | 2017-10-20 | 2021-08-10 | High | 2 | #N/A | 67.9 | #N/A | #N/A
Atlantic Lighting | COM6-SYL30-35K-1 / 6CM10-HZ-GS | 1742 | Downlight | 67.9 | 2017-10-20 | 2021-08-10 | High | 2 | #N/A | 67.9 | #N/A | #N/A
Atlantic Lighting | COM6-SYL30-35K-1 / 6CMFR-WH-AT | 1742 | Downlight | 67.9 | 2017-10-20 | 2021-08-10 | High | 2 | #N/A | 67.9 | #N/A | #N/A
Atlantic Lighting | COM6-SYL30-3K-1 / 6CM10-HZ-GS | 1742 | Downlight | 67.9 | 2017-10-20 | 2021-08-10 | High | 2 | #N/A | 67.9 | #N/A | #N/A
Atlantic Lighting | COM6-SYL30-3K-1 / 6CMFR-WH-AT | 1742 | Downlight | 67.9 | 2017-10-20 | 2021-08-10 | High | 2 | #N/A | 67.9 | #N/A | #N/A
Atlantic Lighting | COM6-SYL30-4K-1 / 6CM10-HZ-GS | 1742 | Downlight | 67.9 | 2017-10-20 | 2021-08-10 | High | 2 | #N/A | 67.9 | #N/A | #N/A
Atlantic Lighting | COM6-SYL30-4K-1 / 6CMFR-WH-AT | 1742 | Downlight | 67.9 | 2017-10-20 | 2021-08-10 | High | 2 | #N/A | 67.9 | #N/A | #N/A
Atlantic Lighting | COM6-SYL30-5K-1 / 6CM10-HZ-GS | 1742 | Downlight | 67.9 | 2017-10-20 | 2021-08-10 | High | 2 | #N/A | 67.9 | #N/A | #N/A
Atlantic Lighting | COM6-SYL30-5K-1 / 6CMFR-WH-AT | 1742 | Downlight | 67.9 | 2017-10-20 | 2021-08-10 | High | 2 | #N/A | 67.9 | #N/A | #N/A
Atlantic Lighting | COM8-SYL30-27K-1 / 8LED10-HZ | 1742 | Downlight | 67.9 | 2017-10-20 | 2021-08-10 | High | 2 | #N/A | 67.9 | #N/A | #N/A
Atlantic Lighting | COM8-SYL30-27K-1 / 8LED11FR-HZ-AT | 1742 | Downlight | 67.9 | 2017-10-20 | 2021-08-10 | High | 2 | #N/A | 67.9 | #N/A | #N/A
Atlantic Lighting | COM8-SYL30-35K-1 / 8LED10-HZ | 1742 | Downlight | 67.9 | 2017-10-20 | 2021-08-10 | High | 2 | #N/A | 67.9 | #N/A | #N/A
Atlantic Lighting | COM8-SYL30-35K-1 / 8LED11FR-HZ-AT | 1742 | Downlight | 67.9 | 2017-10-20 | 2021-08-10 | High | 2 | #N/A | 67.9 | #N/A | #N/A
Atlantic Lighting | COM8-SYL30-3K-1 / 8LED10-HZ | 1742 | Downlight | 67.9 | 2017-10-20 | 2021-08-10 | High | 2 | #N/A | 67.9 | #N/A | #N/A
Atlantic Lighting | COM8-SYL30-3K-1 / 8LED11FR-HZ-AT | 1742 | Downlight | 67.9 | 2017-10-20 | 2021-08-10 | High | 2 | #N/A | 67.9 | #N/A | #N/A
Atlantic Lighting | COM8-SYL30-4K-1 / 8LED10-HZ | 1742 | Downlight | 67.9 | 2017-10-20 | 2021-08-10 | High | 2 | #N/A | 67.9 | #N/A | #N/A
Atlantic Lighting | COM8-SYL30-4K-1 / 8LED11FR-HZ-AT | 1742 | Downlight | 67.9 | 2017-10-20 | 2021-08-10 | High | 2 | #N/A | 67.9 | #N/A | #N/A
Atlantic Lighting | COM7-SYL30-27K-1 / 7LED10-HZ | 1742 | Downlight | 67.9 | 2017-10-20 | 2021-08-10 | High | 2 | #N/A | 67.9 | #N/A | #N/A
Atlantic Lighting | COM8-SYL30-5K-1 / 8LED10-HZ | 1742 | Downlight | 67.9 | 2017-10-20 | 2021-08-10 | High | 2 | #N/A | 67.9 | #N/A | #N/A
Atlantic Lighting | COM8-SYL30-5K-1 / 8LED11FR-HZ-AT | 1742 | Downlight | 67.9 | 2017-10-20 | 2021-08-10 | High | 2 | #N/A | 67.9 | #N/A | #N/A
Atlantic Lighting | COM7-SYL30-27K-1 / 7LED11FR-WH-AT | 1742 | Downlight | 67.9 | 2017-10-20 | 2021-08-10 | High | 2 | #N/A | 67.9 | #N/A | #N/A
Atlantic Lighting | COM7-SYL30-35K-1 / 7LED10-HZ | 1742 | Downlight | 67.9 | 2017-10-20 | 2021-08-10 | High | 2 | #N/A | 67.9 | #N/A | #N/A
Atlantic Lighting | COM7-SYL30-35K-1 / 7LED11FR-WH-AT | 1742 | Downlight | 67.9 | 2017-10-20 | 2021-08-10 | High | 2 | #N/A | 67.9 | #N/A | #N/A
Atlantic Lighting | COM7-SYL30-3K-1 / 7LED10-HZ | 1742 | Downlight | 67.9 | 2017-10-20 | 2021-08-10 | High | 2 | #N/A | 67.9 | #N/A | #N/A
Atlantic Lighting | COM7-SYL30-3K-1 / 7LED11FR-WH-AT | 1742 | Downlight | 67.9 | 2017-10-20 | 2021-08-10 | High | 2 | #N/A | 67.9 | #N/A | #N/A
Atlantic Lighting | COM7-SYL30-4K-1 / 7LED10-HZ | 1742 | Downlight | 67.9 | 2017-10-20 | 2021-08-10 | High | 2 | #N/A | 67.9 | #N/A | #N/A
Atlantic Lighting | COM7-SYL30-4K-1 / 7LED11FR-WH-AT | 1742 | Downlight | 67.9 | 2017-10-20 | 2021-08-10 | High | 2 | #N/A | 67.9 | #N/A | #N/A
Atlantic Lighting | COM7-SYL30-5K-1 / 7LED10-HZ | 1742 | Downlight | 67.9 | 2017-10-20 | 2021-08-10 | High | 2 | #N/A | 67.9 | #N/A | #N/A
Atlantic Lighting | COM7-SYL30-5K-1 / 7LED11FR-WH-AT | 1742 | Downlight | 67.9 | 2017-10-20 | 2021-08-10 | High | 2 | #N/A | 67.9 | #N/A | #N/A
Atlantic Lighting | COM6X6-SYL30-27K-1 / KSQ6610-HZ | 1742 | Downlight | 67.9 | 2017-10-20 | 2021-08-10 | High | 2 | #N/A | 67.9 | #N/A | #N/A
Atlantic Lighting | COM6X6-SYL30-27K-1 / KSQ6640-HZ | 1742 | Downlight | 67.9 | 2017-10-20 | 2021-08-10 | High | 2 | #N/A | 67.9 | #N/A | #N/A
Atlantic Lighting | COM6X6-SYL30-35K-1 / KSQ6610-HZ | 1742 | Downlight | 67.9 | 2017-10-20 | 2021-08-10 | High | 2 | #N/A | 67.9 | #N/A | #N/A
Atlantic Lighting | COM4X4-SYL30-35K-1 / KSQ4440-HZ | 1742 | Downlight | 67.9 | 2017-10-20 | 2021-08-10 | High | 2 | #N/A | 67.9 | #N/A | #N/A
Atlantic Lighting | COM4X4-SYL30-3K-1 / KSQ4410-HZ | 1742 | Downlight | 67.9 | 2017-10-20 | 2021-08-10 | High | 2 | #N/A | 67.9 | #N/A | #N/A
Atlantic Lighting | COM4X4-SYL30-3K-1 / KSQ4440-HZ | 1742 | Downlight | 67.9 | 2017-10-20 | 2021-08-10 | High | 2 | #N/A | 67.9 | #N/A | #N/A
Atlantic Lighting | COM4X4-SYL30-4K-1 / KSQ4410-HZ | 1742 | Downlight | 67.9 | 2017-10-20 | 2021-08-10 | High | 2 | #N/A | 67.9 | #N/A | #N/A
Atlantic Lighting | COM4X4-SYL30-4K-1 / KSQ4440-HZ | 1742 | Downlight | 67.9 | 2017-10-20 | 2021-08-10 | High | 2 | #N/A | 67.9 | #N/A | #N/A
Atlantic Lighting | COM4X4-SYL30-5K-1 / KSQ4410-HZ | 1742 | Downlight | 67.9 | 2017-10-20 | 2021-08-10 | High | 2 | #N/A | 67.9 | #N/A | #N/A
Atlantic Lighting | COM4X4-SYL30-5K-1 / KSQ4440-HZ | 1742 | Downlight | 67.9 | 2017-10-20 | 2021-08-10 | High | 2 | #N/A | 67.9 | #N/A | #N/A
Atlantic Lighting | COM4-SYL30-27K-1 / 4CM10-HZ-GS | 1742 | Downlight | 67.9 | 2017-10-20 | 2021-08-10 | High | 2 | #N/A | 67.9 | #N/A | #N/A
Atlantic Lighting | COM4-SYL30-27K-1 / 4CMFR-WH-AT | 1742 | Downlight | 67.9 | 2017-10-20 | 2021-08-10 | High | 2 | #N/A | 67.9 | #N/A | #N/A
Atlantic Lighting | COM4-SYL30-35K-1 / 4CM10-HZ-GS | 1742 | Downlight | 67.9 | 2017-10-20 | 2021-08-10 | High | 2 | #N/A | 67.9 | #N/A | #N/A
Atlantic Lighting | COM4-SYL30-35K-1 / 4CMFR-WH-AT | 1742 | Downlight | 67.9 | 2017-10-20 | 2021-08-10 | High | 2 | #N/A | 67.9 | #N/A | #N/A
Atlantic Lighting | COM4-SYL30-3K-1 / 4CM10-HZ-GS | 1742 | Downlight | 67.9 | 2017-10-20 | 2021-08-10 | High | 2 | #N/A | 67.9 | #N/A | #N/A
Atlantic Lighting | COM4-SYL30-3K-1 / 4CMFR-WH-AT | 1742 | Downlight | 67.9 | 2017-10-20 | 2021-08-10 | High | 2 | #N/A | 67.9 | #N/A | #N/A
Atlantic Lighting | COM4-SYL30-4K-1 / 4CM10-HZ-GS | 1742 | Downlight | 67.9 | 2017-10-20 | 2021-08-10 | High | 2 | #N/A | 67.9 | #N/A | #N/A
Atlantic Lighting | COM4-SYL30-4K-1 / 4CMFR-WH-AT | 1742 | Downlight | 67.9 | 2017-10-20 | 2021-08-10 | High | 2 | #N/A | 67.9 | #N/A | #N/A
Atlantic Lighting | COM4-SYL30-5K-1 / 4CM10-HZ-GS | 1742 | Downlight | 67.9 | 2017-10-20 | 2021-08-10 | High | 2 | #N/A | 67.9 | #N/A | #N/A
Atlantic Lighting | COM4-SYL30-5K-1 / 4CMFR-WH-AT | 1742 | Downlight | 67.9 | 2017-10-20 | 2021-08-10 | High | 2 | #N/A | 67.9 | #N/A | #N/A
Atlantic Lighting | COM5-SYL30-27K-1 / 5CM10-HZ | 1742 | Downlight | 67.9 | 2017-10-20 | 2021-08-10 | High | 2 | #N/A | 67.9 | #N/A | #N/A
Atlantic Lighting | COM5-SYL30-27K-1 / 5CMFR-WH-AT | 1742 | Downlight | 67.9 | 2017-10-20 | 2021-08-10 | High | 2 | #N/A | 67.9 | #N/A | #N/A
Atlantic Lighting | COM5-SYL30-35K-1 / 5CM10-HZ | 1742 | Downlight | 67.9 | 2017-10-20 | 2021-08-10 | High | 2 | #N/A | 67.9 | #N/A | #N/A
Atlantic Lighting | COM5-SYL30-35K-1 / 5CMFR-WH-AT | 1742 | Downlight | 67.9 | 2017-10-20 | 2021-08-10 | High | 2 | #N/A | 67.9 | #N/A | #N/A
Atlantic Lighting | COM5-SYL30-3K-1 / 5CM10-HZ | 1742 | Downlight | 67.9 | 2017-10-20 | 2021-08-10 | High | 2 | #N/A | 67.9 | #N/A | #N/A
Atlantic Lighting | COM5-SYL30-3K-1 / 5CMFR-WH-AT | 1742 | Downlight | 67.9 | 2017-10-20 | 2021-08-10 | High | 2 | #N/A | 67.9 | #N/A | #N/A
Atlantic Lighting | COM5-SYL30-4K-1 / 5CM10-HZ | 1742 | Downlight | 67.9 | 2017-10-20 | 2021-08-10 | High | 2 | #N/A | 67.9 | #N/A | #N/A
Atlantic Lighting | COM5-SYL30-4K-1 / 5CMFR-WH-AT | 1742 | Downlight | 67.9 | 2017-10-20 | 2021-08-10 | High | 2 | #N/A | 67.9 | #N/A | #N/A
Atlantic Lighting | COM5-SYL30-5K-1 / 5CM10-HZ | 1742 | Downlight | 67.9 | 2017-10-20 | 2021-08-10 | High | 2 | #N/A | 67.9 | #N/A | #N/A
Atlantic Lighting | COM5-SYL30-5K-1 / 5CMFR-WH-AT | 1742 | Downlight | 67.9 | 2017-10-20 | 2021-08-10 | High | 2 | #N/A | 67.9 | #N/A | #N/A
Atlantic Lighting | COM4X4-SYL30-27K-1 / KSQ4410-HZ | 1742 | Downlight | 67.9 | 2017-10-20 | 2021-08-10 | High | 2 | #N/A | 67.9 | #N/A | #N/A
Atlantic Lighting | COM4X4-SYL30-27K-1 / KSQ4440-HZ | 1742 | Downlight | 67.9 | 2017-10-20 | 2021-08-10 | High | 2 | #N/A | 67.9 | #N/A | #N/A
Atlantic Lighting | COM4X4-SYL30-35K-1 / KSQ4410-HZ | 1742 | Downlight | 67.9 | 2017-10-20 | 2021-08-10 | High | 2 | #N/A | 67.9 | #N/A | #N/A
Gotham | ICO [ ¦SQ¦ADJ¦SQADJ¦CYL] [27¦30¦35¦40]/35 4AR [T00¦T30¦T40] [ ¦FL] [LSS¦LD][10D¦15D¦20D¦25D¦30D¦35D¦40D¦45D¦50D] [MVOLT¦120¦277] | 2550 | Downlight | 67.9 | 2015-07-07 | 2018-07-30 | High | 2 | #N/A | 67.9 | #N/A | #N/A
Halo Commercial | HC440D010 HM434 9[27¦30¦35¦40] 41[ND¦MD¦WD¦RWW][C¦F¦W¦BB¦WB] | 2715 | Downlight | 67.9 | 2018-11-15 | 2018-12-17 | High | 2 | #N/A | 67.9 | #N/A | #N/A
SATCO¦NUVO | 62/1772 | 2850 | Downlight | 67.9 | 2022-12-02 | 2022-12-02 | High | 2 | #N/A | 67.9 | #N/A | #N/A
ConTech Lighting | RFTA6-60L-W27KC-WHT | 5248 | Downlight | 67.9 | 2020-08-26 | 2020-09-09 | High | 2 | #N/A | 67.9 | #N/A | #N/A
RP Lighting+Fans | 4328**-#K-T | 1020 | Downlight | 68 | 2019-03-08 | 2019-03-28 | High | 2 | #N/A | 68 | #N/A | #N/A
RP Lighting+Fans | 4329**-#K-T | 1360 | Downlight | 68 | 2019-03-08 | 2019-03-28 | High | 2 | #N/A | 68 | #N/A | #N/A
OKT Lighting | CP4-D20W-40T | 1360 | Downlight | 68 | 2019-04-30 | 2019-04-30 | High | 2 | #N/A | 68 | #N/A | #N/A
Valriya | VA-CDL-4-20-30A | 1360 | Downlight | 68 | 2020-03-09 | 2020-03-11 | High | 2 | #N/A | 68 | #N/A | #N/A
Valriya | VA-CDL-6-20-30A | 1360 | Downlight | 68 | 2020-03-09 | 2020-03-11 | High | 2 | #N/A | 68 | #N/A | #N/A
Valriya | VA-CDL-8-20-30A | 1360 | Downlight | 68 | 2020-03-09 | 2020-03-11 | High | 2 | #N/A | 68 | #N/A | #N/A
Commercial Electric | JJU3011L | 1360 | Downlight | 68 | 2017-07-10 | 2017-07-13 | High | 2 | #N/A | 68 | #N/A | #N/A
Commercial Electric | JJU3011L-2/*** | 1360 | Downlight | 68 | 2018-07-20 | 2018-07-17 | High | 2 | #N/A | 68 | #N/A | #N/A
MKS | MKS/ALLIE/NDL/4/CCT/MV | 1385 | Downlight | 68 | 2019-01-01 | 2019-06-28 | High | 2 | #N/A | 68 | #N/A | #N/A
ESL Vision | ESL-CCR-R8-25W-130 | 1700 | Downlight | 68 | 2016-12-15 | 2016-12-09 | High | 2 | #N/A | 68 | #N/A | #N/A
NET ZERO | NZ-6258 2700 | 1700 | Downlight | 68 | 2022-01-02 | 2017-08-08 | High | 2 | #N/A | 68 | #N/A | #N/A
MORRIS | 72653 | 1700 | Downlight | 68 | 2018-05-03 | 2018-05-03 | High | 2 | #N/A | 68 | #N/A | #N/A
SATCO/NUVO | S21541 | 1700 | Downlight | 68 | 2019-09-27 | 2019-10-09 | High | 2 | #N/A | 68 | #N/A | #N/A
SATCO/NUVO | S29650 | 1700 | Downlight | 68 | 2018-07-10 | 2018-07-10 | High | 2 | #N/A | 68 | #N/A | #N/A
Indy | [L4¦LRM4¦L6¦LRM6¦LLP4¦LRT6¦LC6a¦L8¦LRM8¦LRT8¦LC8a¦LRT9¦LRT10¦LRT12] 50LM [27¦30¦35¦40¦50]K [MVOLT¦120¦277] G4 [80¦90¦97]CRI [FD¦DALI¦DMX¦EZI¦EZ10¦EZB¦ZT¦GZ1¦AE1BN¦AE2**] [HN¦HM¦HW¦P¦NPR¦WPR] [CS¦CSS¦CD] | 3374 | Downlight | 68 | 2021-02-01 | 2022-05-10 | High | 2 | #N/A | 68 | #N/A | #N/A
Indy | [L4¦LRM4¦L6¦LRM6¦LLP4¦LRT6¦LC6a¦L8¦LRM8¦LRT8¦LC8a¦LRT9¦LRT10¦LRT12] 55LM [27¦30¦35¦40¦50]K [MVOLT¦120¦277] G4 [80¦90¦97]CRI [FD¦DALI¦DMX¦EZI¦EZ10¦EZB¦ZT¦GZ1¦AE1BN¦AE2**] [HN¦HM¦HW¦P¦NPR¦WPR] [CS¦CSS¦CD] | 3374 | Downlight | 68 | 2021-02-01 | 2021-02-25 | High | 2 | #N/A | 68 | #N/A | #N/A
Prescolite | LTR-#*D-*-HL40L-DM1 + LTR-#*D-T-HL##K8****** | 3500 | Downlight | 68.1 | 2019-07-12 | 2020-03-13 | High | 2 | #N/A | 68.1 | #N/A | #N/A
Prescolite | LTC-#*D-*-40L###**-DM1****** | 3500 | Downlight | 68.1 | 2019-07-12 | 2020-03-13 | High | 2 | #N/A | 68.1 | #N/A | #N/A
AFX | EGRF1216L30D1** | 1500 | Downlight | 68.2 | 2019-01-11 | 2022-04-20 | High | 2 | #N/A | 68.2 | #N/A | #N/A
GE Current, a Daintree company | LRC8RB20********827PQ | 1500 | Downlight | 68.2 | 2022-03-10 | 2022-03-11 | High | 2 | #N/A | 68.2 | #N/A | #N/A
GE Current, a Daintree company | LRC10RB20********827PQ | 1500 | Downlight | 68.2 | 2022-03-10 | 2022-03-11 | High | 2 | #N/A | 68.2 | #N/A | #N/A
GE Current, a Daintree company | LRC12RB20********827PQ | 1500 | Downlight | 68.2 | 2022-03-10 | 2022-03-11 | High | 2 | #N/A | 68.2 | #N/A | #N/A
GE Current, a Daintree company | LRC6RB20********827PQ | 1500 | Downlight | 68.2 | 2018-01-01 | 2018-09-11 | High | 2 | #N/A | 68.2 | #N/A | #N/A
DMF Lighting | DCD4M-159xxbb* | 1500 | Downlight | 68.2 | 2020-01-01 | 2020-02-07 | High | 2 | #N/A | 68.2 | #N/A | #N/A
Globalux Lighting | RDL-12-22-120D-930-** | 1500 | Downlight | 68.2 | 2019-06-05 | 2019-06-14 | High | 2 | #N/A | 68.2 | #N/A | #N/A
Globalux Lighting | RDL-12-22-120D-935-** | 1500 | Downlight | 68.2 | 2019-06-05 | 2019-06-14 | High | 2 | #N/A | 68.2 | #N/A | #N/A
Globalux Lighting | RDL-12-22-120D-940-** | 1500 | Downlight | 68.2 | 2019-06-05 | 2019-06-14 | High | 2 | #N/A | 68.2 | #N/A | #N/A
Globalux Lighting | RDL-12-22-120D-950-** | 1500 | Downlight | 68.2 | 2019-06-05 | 2019-06-14 | High | 2 | #N/A | 68.2 | #N/A | #N/A
Gotham | EVO4[SC¦WC¦WTRC¦CC¦PC] [27¦30¦35¦40¦50]/25AR [VND¦ND¦MD¦MWD¦WD] [LSS¦LD¦LS] [MVOLT¦120¦277] [EZ1¦EZ10¦GZ1¦GZ10¦EDAB¦EDXB¦ECOS2¦ECOD¦ELV] [JBX¦JBXCC¦RGH] [ ¦ZT] [ ¦E10WCP¦E15WCP] [ ¦90CRI] ****** | 1569 | Downlight | 68.2 | 2019-10-01 | 2019-11-13 | High | 2 | #N/A | 68.2 | #N/A | #N/A
PORTFOLIO | LDRT4B30[D010¦D010TR] EU4B304090[27¦30¦35¦40¦50] 4LB[M¦W¦S]#[LI¦MW¦WMH¦WH¦H] | 1815 | Downlight | 68.2 | 2017-06-30 | 2017-07-06 | High | 2 | #N/A | 68.2 | #N/A | #N/A
PORTFOLIO | LSR4B30[D010¦D010TR] EC4B304090[27¦30¦35¦40¦50] 4LB[N¦M¦W]#[LI¦MW¦WMH¦WH¦H] | 1815 | Downlight | 68.2 | 2017-08-30 | 2017-09-21 | High | 2 | #N/A | 68.2 | #N/A | #N/A
PORTFOLIO | LD4B30[D010¦D010TR] EU4B304090[27¦30¦35¦40¦50] 4LB[M¦W¦S]#[LI¦MW¦WMH¦WH¦H] | 1815 | Downlight | 68.2 | 2017-06-30 | 2017-07-06 | High | 2 | #N/A | 68.2 | #N/A | #N/A
WT LIGHTING | CR6(4000K) | 1024 | Downlight | 68.3 | 2017-08-15 | 2017-09-04 | High | 2 | #N/A | 68.3 | #N/A | #N/A
AFX | EGSF0913L30D1** | 1230 | Downlight | 68.3 | 2019-01-11 | 2022-04-21 | High | 2 | #N/A | 68.3 | #N/A | #N/A
Lights-Direct | DCLD-SI9183-** | 1230 | Downlight | 68.3 | 2019-11-04 | 2022-04-25 | High | 2 | #N/A | 68.3 | #N/A | #N/A
Hampton Bay | JXM3011L/*** | 1365 | Downlight | 68.3 | 2020-01-08 | 2020-01-15 | High | 2 | #N/A | 68.3 | #N/A | #N/A
Liteline | ALR6-2650W | 1570 | Downlight | 68.3 | 2015-11-26 | 2016-04-22 | High | 2 | #N/A | 68.3 | #N/A | #N/A
Green Creative | [Blank¦SPFT*#]LEM97##[DIM010UNV¦KDIM010UNV]**/AD*#** | 2150 | Downlight | 68.3 | 2020-12-04 | 2020-12-11 | High | 2 | #N/A | 68.3 | #N/A | #N/A
Green Creative | [Blank¦SPFT*#]LEM97##KDIM120V**/AD*#** | 2150 | Downlight | 68.3 | 2020-12-04 | 2020-12-11 | High | 2 | #N/A | 68.3 | #N/A | #N/A
PORTFOLIO | LD6B50D010TE EU6B305090[27¦30¦35¦40¦50] 6LB[M¦W¦N¦S]#[LI¦MW¦WMH¦WH¦H] | 3871 | Downlight | 68.3 | 2017-06-06 | 2017-06-07 | High | 2 | #N/A | 68.3 | #N/A | #N/A
PORTFOLIO | LDRT67B50D010TE EU6B305090[27¦30¦35¦40¦50] 6LB[M¦W¦N¦S]#[LI¦MW¦WMH¦WH¦H] | 3871 | Downlight | 68.3 | 2017-06-30 | 2017-12-05 | High | 2 | #N/A | 68.3 | #N/A | #N/A
MKS | MKS/NDL/1H/12W/30K/** | 1034 | Downlight | 68.4 | 2020-01-01 | 2020-01-16 | High | 2 | #N/A | 68.4 | #N/A | #N/A
GEN V COMMERCIAL | V40FCR [U¦1¦2] 15 [30K¦35K¦40K¦50K] F4060 [SCL¦SGC¦WHT] [SDM¦ZDM¦TDM¦PF¦REM] | 1053 | Downlight | 68.4 | 2022-11-01 | 2022-12-09 | High | 2 | #N/A | 68.4 | #N/A | #N/A
LANBOT | LBT-3/9XDPL | 1231 | Downlight | 68.4 | 2022-10-25 | 2022-10-25 | High | 2 | #N/A | 68.4 | #N/A | #N/A
Focal Point | FLCS3-RO-1300L-27K-FL-120-L11-T-CP / LCS3-RO-AA-BK-BK | 1289 | Downlight | 68.4 | 2017-05-11 | 2017-05-25 | High | 2 | #N/A | 68.4 | #N/A | #N/A
PORTFOLIO | LDSQA4A 13827 D010TE LAR15SP 4LSQA0H | 1499 | Downlight | 68.4 | 2015-11-10 | 2016-02-19 | High | 2 | #N/A | 68.4 | #N/A | #N/A
PORTFOLIO | LDSQA4A 13827 D010TE LAR15SP 4LSQAL0H | 1499 | Downlight | 68.4 | 2015-11-10 | 2016-02-19 | High | 2 | #N/A | 68.4 | #N/A | #N/A
PORTFOLIO | LDSQA4A 13827 D010TR LAR15SP 4LSQA0H | 1499 | Downlight | 68.4 | 2015-11-10 | 2016-02-19 | High | 2 | #N/A | 68.4 | #N/A | #N/A
PORTFOLIO | LDSQA4A 13827 D010TR LAR15SP 4LSQAL0H | 1499 | Downlight | 68.4 | 2015-11-10 | 2016-02-19 | High | 2 | #N/A | 68.4 | #N/A | #N/A
PORTFOLIO | LDSQA4A 13830 D010TE LAR15SP 4LSQA0H | 1499 | Downlight | 68.4 | 2015-11-10 | 2016-02-19 | High | 2 | #N/A | 68.4 | #N/A | #N/A
PORTFOLIO | LDSQA4A 13830 D010TE LAR15SP 4LSQAL0H | 1499 | Downlight | 68.4 | 2015-11-10 | 2016-02-19 | High | 2 | #N/A | 68.4 | #N/A | #N/A
PORTFOLIO | LDSQA4A 13830 D010TR LAR15SP 4LSQA0H | 1499 | Downlight | 68.4 | 2015-11-10 | 2016-02-19 | High | 2 | #N/A | 68.4 | #N/A | #N/A
PORTFOLIO | LDSQA4A 13830 D010TR LAR15SP 4LSQAL0H | 1499 | Downlight | 68.4 | 2015-11-10 | 2016-02-19 | High | 2 | #N/A | 68.4 | #N/A | #N/A
PORTFOLIO | LDSQA4A 13835 D010TE LAR15SP 4LSQA0H | 1499 | Downlight | 68.4 | 2015-11-10 | 2016-02-19 | High | 2 | #N/A | 68.4 | #N/A | #N/A
PORTFOLIO | LDSQA4A 13835 D010TE LAR15SP 4LSQAL0H | 1499 | Downlight | 68.4 | 2015-11-10 | 2016-02-19 | High | 2 | #N/A | 68.4 | #N/A | #N/A
PORTFOLIO | LDSQA4A 13835 D010TR LAR15SP 4LSQA0H | 1499 | Downlight | 68.4 | 2015-11-10 | 2016-02-19 | High | 2 | #N/A | 68.4 | #N/A | #N/A
PORTFOLIO | LDSQA4A 13835 D010TR LAR15SP 4LSQAL0H | 1499 | Downlight | 68.4 | 2015-11-10 | 2016-02-19 | High | 2 | #N/A | 68.4 | #N/A | #N/A
PORTFOLIO | LDSQA4A 13840 D010TE LAR15SP 4LSQA0H | 1499 | Downlight | 68.4 | 2015-11-10 | 2016-02-19 | High | 2 | #N/A | 68.4 | #N/A | #N/A
PORTFOLIO | LDSQA4A 13840 D010TE LAR15SP 4LSQAL0H | 1499 | Downlight | 68.4 | 2015-11-10 | 2016-02-19 | High | 2 | #N/A | 68.4 | #N/A | #N/A
PORTFOLIO | LDSQA4A 13840 D010TE LAR15SP 4LSQAL1H | 1499 | Downlight | 68.4 | 2015-11-10 | 2016-02-19 | High | 2 | #N/A | 68.4 | #N/A | #N/A
PORTFOLIO | LDSQA4A 13840 D010TR LAR15SP 4LSQA0H | 1499 | Downlight | 68.4 | 2015-11-10 | 2016-02-19 | High | 2 | #N/A | 68.4 | #N/A | #N/A
PORTFOLIO | LDSQA4A 13840 D010TR LAR15SP 4LSQAL0H | 1499 | Downlight | 68.4 | 2015-11-10 | 2016-02-19 | High | 2 | #N/A | 68.4 | #N/A | #N/A
Gotham | EVO4[SC¦WC¦WTRC¦CC¦PC] [27¦30¦35¦40¦50]/50AR [VND¦ND¦MD¦MWD¦WD] [LSS¦LD¦LS] [MVOLT¦120¦277] [EZ1¦EZ10¦GZ1¦GZ10¦EDAB¦EDXB¦ECOS2¦ECOD¦ELV] [JBX¦JBXCC¦RGH] [ ¦ZT] [ ¦E10WCP¦E15WCP] [ ¦90CRI] ****** | 3494 | Downlight | 68.4 | 2019-10-01 | 2019-12-27 | High | 2 | #N/A | 68.4 | #N/A | #N/A
Gotham | EVO [ ¦LW¦WW¦SQ¦SQLW] [27¦30¦35¦40¦50]/100 6[AR¦WR] [ ¦FL] [VND¦ND¦MD¦MWD¦WD] [ ¦LD¦LSS¦LS] [MVOLT¦120¦277] [ ¦CP¦HAO] [ ¦EL¦ELR] | 6760 | Downlight | 68.4 | 2017-12-21 | 2018-01-12 | High | 2 | #N/A | 68.4 | #N/A | #N/A
Gotham | EVO [ ¦LW¦WW¦SQ¦SQLW] [27¦30¦35¦40¦50]/100 6[AR¦WR] [ ¦FL] [VND¦ND¦MD¦MWD¦WD] [ ¦LD¦LSS¦LS] [MVOLT¦120¦277] [EZ1¦EZ10¦EZB¦GZ1¦GZ10] [ ¦CRI90] [ ¦CP¦HAO] [ ¦EL¦ELR] [ ¦NLTAIR2] | 6760 | Downlight | 68.4 | 2017-12-21 | 2018-01-12 | High | 2 | #N/A | 68.4 | #N/A | #N/A
Dals | RGM6-CC-** | 1370 | Downlight | 68.5 | 2022-03-01 | 2022-10-21 | High | 2 | #N/A | 68.5 | #N/A | #N/A
HOMI | HM08-PR24-48W120-30K-*SA | 3290 | Downlight | 68.5 | 2021-11-30 | 2021-12-13 | High | 2 | #N/A | 68.5 | #N/A | #N/A
HOMI | HM08-PR24-48W120-35K-*SA | 3290 | Downlight | 68.5 | 2021-11-30 | 2021-12-13 | High | 2 | #N/A | 68.5 | #N/A | #N/A
HOMI | HM08-PR24-48W120-40K-*SA | 3290 | Downlight | 68.5 | 2021-11-30 | 2021-12-13 | High | 2 | #N/A | 68.5 | #N/A | #N/A
HOMI | HM08-PR24-48W120-50K-*SA | 3290 | Downlight | 68.5 | 2021-11-30 | 2021-12-13 | High | 2 | #N/A | 68.5 | #N/A | #N/A
Halo | HLBQL4069FSE010*-6* | 3630 | Downlight | 68.5 | 2021-10-30 | 2021-12-02 | High | 2 | #N/A | 68.5 | #N/A | #N/A
Lightolier | P4***15###WHLU | 1063 | Downlight | 68.6 | 2018-11-12 | 2021-07-19 | High | 2 | #N/A | 68.6 | #N/A | #N/A
Lightolier | P4***15###WHZ10U | 1063 | Downlight | 68.6 | 2018-11-12 | 2021-07-19 | High | 2 | #N/A | 68.6 | #N/A | #N/A
Lightolier | P4R**15###WH*LUR | 1063 | Downlight | 68.6 | 2019-04-01 | 2019-04-11 | High | 2 | #N/A | 68.6 | #N/A | #N/A
Liteline | ALR4-2650W | 1578 | Downlight | 68.6 | 2015-11-26 | 2016-04-22 | High | 2 | #N/A | 68.6 | #N/A | #N/A
Westgate | CRL4-27W-30K | 1886 | Downlight | 68.6 | 2016-10-15 | 2016-10-14 | High | 2 | #N/A | 68.6 | #N/A | #N/A
CREE, Inc. | KR6-34L-35K-120V-##* | 2950 | Downlight | 68.6 | 2014-01-01 | 2017-01-18 | High | 2 | #N/A | 68.6 | #N/A | #N/A
Liron Lighting | LED2CD15W00K27V-4IN | 1030 | Downlight | 68.7 | 2022-01-02 | 2019-09-13 | High | 2 | #N/A | 68.7 | #N/A | #N/A
HOMI | HM08-PR8-15W120-3CCT-*SA | 1030 | Downlight | 68.7 | 2021-12-30 | 2022-01-05 | High | 2 | #N/A | 68.7 | #N/A | #N/A
HOMI | HM08-PR8-15W120/IP44-30K-*SA | 1030 | Downlight | 68.7 | 2021-12-30 | 2022-01-05 | High | 2 | #N/A | 68.7 | #N/A | #N/A
HOMI | HM08-PR8-15W120/IP44-35K-*SA | 1030 | Downlight | 68.7 | 2021-12-30 | 2022-01-05 | High | 2 | #N/A | 68.7 | #N/A | #N/A
HOMI | HM08-PR8-15W120/IP44-40K-*SA | 1030 | Downlight | 68.7 | 2021-12-30 | 2022-01-05 | High | 2 | #N/A | 68.7 | #N/A | #N/A
HOMI | HM08-PR8-15W120/IP44-50K-*SA | 1030 | Downlight | 68.7 | 2021-12-30 | 2022-01-05 | High | 2 | #N/A | 68.7 | #N/A | #N/A
WAC Lighting | FM-07RN-930-** | 1030 | Downlight | 68.7 | 2018-05-01 | 2018-04-30 | High | 2 | #N/A | 68.7 | #N/A | #N/A
WAC Lighting | FM-07RN-935-** | 1030 | Downlight | 68.7 | 2018-05-01 | 2018-04-30 | High | 2 | #N/A | 68.7 | #N/A | #N/A
WAC Lighting | FM-07RN-940-** | 1030 | Downlight | 68.7 | 2018-05-01 | 2018-04-30 | High | 2 | #N/A | 68.7 | #N/A | #N/A
DawnRay | DR60RF-** | 1030 | Downlight | 68.7 | 2022-12-01 | 2022-12-15 | High | 2 | #N/A | 68.7 | #N/A | #N/A
Best Lighting | BL4CLED-21A | 1580 | Downlight | 68.7 | 2019-02-01 | 2019-01-31 | High | 2 | #N/A | 68.7 | #N/A | #N/A
Lightolier | Z4RDL25###W*CDLU | 1875 | Downlight | 68.7 | 2018-11-12 | 2022-03-16 | High | 2 | #N/A | 68.7 | #N/A | #N/A
Lightolier | Z4RDL25###W*CDZ10U | 1875 | Downlight | 68.7 | 2018-11-12 | 2022-03-16 | High | 2 | #N/A | 68.7 | #N/A | #N/A
Vantage | [A4VOFLED¦A6VEFLED¦A6VOFLED¦SQ44VEFLED][1¦2]-40[30K¦35K¦40K]-[L4060¦L4015¦M6060¦M6015¦L6030¦LSQ441]-[SCL¦SGC¦ECL¦WHT]-[DL-2¦DL-3¦LDE1¦TDM¦DMX¦EM-17¦EMI-17¦EM-20¦HCR¦PF] | 4000 | Downlight | 68.7 | 2019-02-20 | 2019-03-22 | High | 2 | #N/A | 68.7 | #N/A | #N/A
Indy | [L4¦LRM4¦L6¦LLP4¦LRM6¦LRT6¦L8¦LRM8¦LRT8¦LRT9¦LRT10¦LRT12] 80LM [27¦30¦35¦40¦50]K [MVOLT¦120¦277] G4 [80¦90¦97]CRI [FD¦DALI¦DMX¦EZI¦EZ10¦EZB¦ZT¦GZ1¦AE1BN¦AE2**] [HN¦HM¦HW¦P¦NPR¦WPR] [CS¦CSS¦CD] | 5008 | Downlight | 68.7 | 2021-02-01 | 2021-02-26 | High | 2 | #N/A | 68.7 | #N/A | #N/A
HD SUPPLY | L9-DL6DGKYUT-16W | 1100 | Downlight | 68.8 | 2019-04-08 | 2019-04-19 | High | 2 | #N/A | 68.8 | #N/A | #N/A
ESL Vision | ESL-ODSK-6-15W-12750-DA-**-## | 1100 | Downlight | 68.8 | 2022-05-12 | 2022-08-23 | High | 2 | #N/A | 68.8 | #N/A | #N/A
Spex Lighting | SL-SLM6-RGBTW-90WZ | 1100 | Downlight | 68.8 | 2021-01-11 | 2021-01-18 | High | 2 | #N/A | 68.8 | #N/A | #N/A
Spex Lighting | SL-SLM6-RGBTW-90WZ-# | 1100 | Downlight | 68.8 | 2021-01-11 | 2021-01-18 | High | 2 | #N/A | 68.8 | #N/A | #N/A
Trenz Lighting | TL-SLM6-RGBTW-90WZ | 1100 | Downlight | 68.8 | 2021-01-11 | 2021-01-18 | High | 2 | #N/A | 68.8 | #N/A | #N/A
Trenz Lighting | TL-SLM6-RGBTW-90WZ-# | 1100 | Downlight | 68.8 | 2021-01-11 | 2021-01-18 | High | 2 | #N/A | 68.8 | #N/A | #N/A
Liteline | SLM6-RGBTW-****-#KT | 1100 | Downlight | 68.8 | 2021-01-11 | 2021-01-18 | High | 2 | #N/A | 68.8 | #N/A | #N/A
Liteline | SLM6-RGBTW-WZ | 1100 | Downlight | 68.8 | 2021-01-11 | 2021-01-18 | High | 2 | #N/A | 68.8 | #N/A | #N/A
Liteline | SLM6-RGBTW-WZ-**** | 1100 | Downlight | 68.8 | 2021-01-11 | 2021-01-18 | High | 2 | #N/A | 68.8 | #N/A | #N/A
HELIOS LIGHTING | 6R15L-30K-AN-NCT | 1170 | Downlight | 68.8 | 2020-07-28 | 2020-08-10 | High | 2 | #N/A | 68.8 | #N/A | #N/A
HELIOS LIGHTING | 6R15L-30K-AN-NCT -DM1 | 1170 | Downlight | 68.8 | 2020-07-28 | 2020-08-10 | High | 2 | #N/A | 68.8 | #N/A | #N/A
HELIOS LIGHTING | 6R15L-35K-AN-NCT | 1170 | Downlight | 68.8 | 2020-07-28 | 2020-08-10 | High | 2 | #N/A | 68.8 | #N/A | #N/A
HELIOS LIGHTING | 6R15L-35K-AN-NCT -DM1 | 1170 | Downlight | 68.8 | 2020-07-28 | 2020-08-10 | High | 2 | #N/A | 68.8 | #N/A | #N/A
HELIOS LIGHTING | 6R15L-40K-AN-NCT | 1170 | Downlight | 68.8 | 2020-07-28 | 2020-08-10 | High | 2 | #N/A | 68.8 | #N/A | #N/A
HELIOS LIGHTING | 6R15L-40K-AN-NCT -DM1 | 1170 | Downlight | 68.8 | 2020-07-28 | 2020-08-10 | High | 2 | #N/A | 68.8 | #N/A | #N/A
HELIOS LIGHTING | 6S15L-30K-**-** | 1170 | Downlight | 68.8 | 2020-07-28 | 2020-08-10 | High | 2 | #N/A | 68.8 | #N/A | #N/A
HELIOS LIGHTING | 6S15L-30K-**-**-DM1 | 1170 | Downlight | 68.8 | 2020-07-28 | 2020-08-10 | High | 2 | #N/A | 68.8 | #N/A | #N/A
HELIOS LIGHTING | 6S15L-35K-**-** | 1170 | Downlight | 68.8 | 2020-07-28 | 2020-08-10 | High | 2 | #N/A | 68.8 | #N/A | #N/A
HELIOS LIGHTING | 6S15L-35K-**-**-DM1 | 1170 | Downlight | 68.8 | 2020-07-28 | 2020-08-10 | High | 2 | #N/A | 68.8 | #N/A | #N/A
HELIOS LIGHTING | 6S15L-40K-**-** | 1170 | Downlight | 68.8 | 2020-07-28 | 2020-08-10 | High | 2 | #N/A | 68.8 | #N/A | #N/A
HELIOS LIGHTING | 6S15L-40K-**-**-DM1 | 1170 | Downlight | 68.8 | 2020-07-28 | 2020-08-10 | High | 2 | #N/A | 68.8 | #N/A | #N/A
HELIOS LIGHTING | 6R15L-30K-**-** | 1170 | Downlight | 68.8 | 2019-04-03 | 2019-05-17 | High | 2 | #N/A | 68.8 | #N/A | #N/A
HELIOS LIGHTING | 6R15L-30K-**-**-DM1 | 1170 | Downlight | 68.8 | 2019-04-03 | 2019-05-17 | High | 2 | #N/A | 68.8 | #N/A | #N/A
HELIOS LIGHTING | 6R15L-35K-**-** | 1170 | Downlight | 68.8 | 2019-04-03 | 2019-05-17 | High | 2 | #N/A | 68.8 | #N/A | #N/A
HELIOS LIGHTING | 6R15L-35K-**-**-DM1 | 1170 | Downlight | 68.8 | 2019-04-03 | 2019-05-17 | High | 2 | #N/A | 68.8 | #N/A | #N/A
HELIOS LIGHTING | 6R15L-40K-**-** | 1170 | Downlight | 68.8 | 2019-04-03 | 2019-05-17 | High | 2 | #N/A | 68.8 | #N/A | #N/A
HELIOS LIGHTING | 6R15L-40K-**-**-DM1 | 1170 | Downlight | 68.8 | 2019-04-03 | 2019-05-17 | High | 2 | #N/A | 68.8 | #N/A | #N/A
S LITE | 6R15L-30K-**-** | 1170 | Downlight | 68.8 | 2022-01-02 | 2019-04-18 | High | 2 | #N/A | 68.8 | #N/A | #N/A
S LITE | 6R15L-30K-**-**-DM1 | 1170 | Downlight | 68.8 | 2022-01-02 | 2019-04-18 | High | 2 | #N/A | 68.8 | #N/A | #N/A
S LITE | 6R15L-35K-**-** | 1170 | Downlight | 68.8 | 2022-01-02 | 2019-04-18 | High | 2 | #N/A | 68.8 | #N/A | #N/A
S LITE | 6R15L-35K-**-**-DM1 | 1170 | Downlight | 68.8 | 2022-01-02 | 2019-04-18 | High | 2 | #N/A | 68.8 | #N/A | #N/A
S LITE | 6R15L-40K-**-** | 1170 | Downlight | 68.8 | 2022-01-02 | 2019-04-18 | High | 2 | #N/A | 68.8 | #N/A | #N/A
S LITE | 6R15L-40K-**-**-DM1 | 1170 | Downlight | 68.8 | 2022-01-02 | 2019-04-18 | High | 2 | #N/A | 68.8 | #N/A | #N/A
Green Creative | [Blank¦SPFT*#]LE2090##[LUT-1UNV¦LUT-5UNV¦LUT-L3DUNV]**/AD*#** | 1650 | Downlight | 68.8 | 2021-10-30 | 2022-04-01 | High | 2 | #N/A | 68.8 | #N/A | #N/A
Green Creative | LE2090##DIM120V**/ADR#** | 1650 | Downlight | 68.8 | 2019-08-10 | 2019-08-08 | High | 2 | #N/A | 68.8 | #N/A | #N/A
Satco | S11831 | 1650 | Downlight | 68.8 | 2020-11-10 | 2020-11-19 | High | 2 | #N/A | 68.8 | #N/A | #N/A
SATCO¦NUVO | 62/1770 | 1650 | Downlight | 68.8 | 2022-12-02 | 2022-12-02 | High | 2 | #N/A | 68.8 | #N/A | #N/A
SATCO¦NUVO | 62/1773 | 1650 | Downlight | 68.8 | 2022-12-02 | 2022-12-02 | High | 2 | #N/A | 68.8 | #N/A | #N/A
SATCO¦NUVO | 62/1783 | 1650 | Downlight | 68.8 | 2022-12-02 | 2022-12-02 | High | 2 | #N/A | 68.8 | #N/A | #N/A
HOMI | HM05-PS12-24W277-30K-*SA | 1650 | Downlight | 68.8 | 2019-01-24 | 2019-01-25 | High | 2 | #N/A | 68.8 | #N/A | #N/A
Green Creative | 27CDLA8/827/277V | 1860 | Downlight | 68.9 | 2016-01-01 | 2016-02-04 | High | 2 | #N/A | 68.9 | #N/A | #N/A
Best Lighting | BL6CLED-28A | 2206 | Downlight | 68.9 | 2019-02-01 | 2019-01-31 | High | 2 | #N/A | 68.9 | #N/A | #N/A
NICOR | ADL6-1028-UNV with ADL6-1028-MDL-#K-$$ | 2206 | Downlight | 68.9 | 2016-02-29 | 2016-02-19 | High | 2 | #N/A | 68.9 | #N/A | #N/A
NICOR | ADL6-1028-UNV with ADL6-1028-MDL-#K-$$ | 2206 | Downlight | 68.9 | 2016-02-29 | 2016-02-19 | High | 2 | #N/A | 68.9 | #N/A | #N/A
Nora Lighting | NMHIOIC-13LE4/NMI0T-I3-MPW-A-27X-10-MPW | 2451 | Downlight | 68.9 | 2019-04-18 | 2019-04-23 | High | 2 | #N/A | 68.9 | #N/A | #N/A
Lithonia Lighting | EVO [SQ¦CYL¦WW¦blank] [27¦30¦35¦40]/40 6AR [LSS¦LD¦LS] [ND¦MD¦WD¦MWD] [MVOLT¦120¦277] [EZ1¦EZ10¦EZB¦GZ1¦GZ10] [CP¦NLTAIR2] [blank¦90CRI] | 3197 | Downlight | 68.9 | 2015-07-17 | 2016-12-20 | High | 2 | #N/A | 68.9 | #N/A | #N/A
PORTFOLIO | LD6B70D010TE EU6B607090[27¦30¦35¦40¦50] 6LB[M¦W¦N¦S]#[LI¦MW¦WMH¦WH¦H] | 5145 | Downlight | 68.9 | 2017-06-07 | 2017-06-07 | High | 2 | #N/A | 68.9 | #N/A | #N/A
PORTFOLIO | LDRT67B70D010TE EU6B607090[27¦30¦35¦40¦50] 6LB[M¦W¦N¦S]#[LI¦MW¦WMH¦WH¦H] | 5145 | Downlight | 68.9 | 2017-06-30 | 2017-12-05 | High | 2 | #N/A | 68.9 | #N/A | #N/A
LOTUS LED LIGHTS | LL4RR-30K | 1000 | Downlight | 69 | 2018-12-17 | 2018-12-13 | High | 2 | #N/A | 69 | #N/A | #N/A
WAC;AISPIRE | A1RS-A##LM-##** | 1000 | Downlight | 69 | 2022-10-27 | 2022-10-27 | High | 2 | #N/A | 69 | #N/A | #N/A
WAC;AISPIRE | A1RS-D##LM-##** | 1000 | Downlight | 69 | 2022-10-27 | 2022-10-27 | High | 2 | #N/A | 69 | #N/A | #N/A
WAC;AISPIRE | R2F*A1*-9##-** | 1000 | Downlight | 69 | 2022-10-27 | 2022-10-27 | High | 2 | #N/A | 69 | #N/A | #N/A
WAC;AISPIRE | R2F*D1*-9##-** | 1000 | Downlight | 69 | 2022-10-27 | 2022-10-27 | High | 2 | #N/A | 69 | #N/A | #N/A
OKT Lighting | CP4-D15W-40T | 1035 | Downlight | 69 | 2019-04-30 | 2019-04-30 | High | 2 | #N/A | 69 | #N/A | #N/A
Valriya | VA-CDL-4-15-30A | 1035 | Downlight | 69 | 2020-03-09 | 2020-03-11 | High | 2 | #N/A | 69 | #N/A | #N/A
Valriya | VA-CDL-6-15-30A | 1035 | Downlight | 69 | 2020-03-09 | 2020-03-11 | High | 2 | #N/A | 69 | #N/A | #N/A
Valriya | VA-CDL-8-15-30A | 1035 | Downlight | 69 | 2020-03-09 | 2020-03-11 | High | 2 | #N/A | 69 | #N/A | #N/A
Lightolier | L6R15RE1VA / L6R158**VA / L6S** | 1130 | Downlight | 69 | 2017-07-07 | 2017-07-14 | High | 2 | #N/A | 69 | #N/A | #N/A
NICOR | ADL4-1021-UNV with ADL4-1021-MDL-#K-$$ | 1587 | Downlight | 69 | 2016-02-29 | 2016-02-19 | High | 2 | #N/A | 69 | #N/A | #N/A
NICOR | ADL4-1021-UNV with ADL4-1021-MDL-#K-$$ | 1587 | Downlight | 69 | 2016-02-29 | 2016-02-19 | High | 2 | #N/A | 69 | #N/A | #N/A
Lithonia Lighting | LDN[4¦6][ ¦SQ¦CYL] [27¦30¦35¦40¦50]/25 L[O4¦W4¦S4¦SW4¦O6¦W6¦S6¦SW6]AR [LSS¦LD¦LS] [MVOLT¦120¦277] DIM[1¦10] | 1835 | Downlight | 69 | 2016-08-01 | 2017-01-24 | High | 2 | #N/A | 69 | #N/A | #N/A
Halo | PRS6FS24D010 SM624 8FS[60S¦61S¦64S][ND¦MD¦WD¦WW] | 1841 | Downlight | 69 | 2018-10-30 | 2018-10-30 | High | 2 | #N/A | 69 | #N/A | #N/A
Intense | IHOL-4DRL227-DIM-40/IRD400HZ-SF | 3443 | Downlight | 69 | 2016-11-30 | 2017-02-07 | High | 2 | #N/A | 69 | #N/A | #N/A
Sylvania | 65367 | 4000 | Downlight | 69 | 2021-01-15 | 2021-01-28 | High | 2 | #N/A | 69 | #N/A | #N/A
Sylvania | 65370 | 4000 | Downlight | 69 | 2021-01-15 | 2021-01-28 | High | 2 | #N/A | 69 | #N/A | #N/A
Sylvania | 65373 | 4000 | Downlight | 69 | 2021-01-15 | 2021-01-28 | High | 2 | #N/A | 69 | #N/A | #N/A
Sylvania | 65376 | 4000 | Downlight | 69 | 2021-01-15 | 2021-01-28 | High | 2 | #N/A | 69 | #N/A | #N/A
Atlantic | LED4IC-DLM15-27K-U | 1384 | Downlight | 69.1 | 2017-08-01 | 2017-08-11 | High | 2 | #N/A | 69.1 | #N/A | #N/A
Halo Commercial | HC820D010 HM81520 9[27¦30¦35¦40] 81[ND¦MD¦WD¦RWW][C¦F¦W¦BB¦WB] | 1417 | Downlight | 69.1 | 2019-12-16 | 2019-12-18 | High | 2 | #N/A | 69.1 | #N/A | #N/A
Lithonia Lighting | WF8 [ ¦SQ] [S¦B] LED [27K30K35K¦30K40K50K] [ ¦MVOLT] 90CRI [MW¦MB¦ORB¦BN¦SN] | 1429 | Downlight | 69.1 | 2018-05-08 | 2018-05-08 | High | 2 | #N/A | 69.1 | #N/A | #N/A
Liteline | ALR8-2627W | 1590 | Downlight | 69.1 | 2015-11-26 | 2016-04-22 | High | 2 | #N/A | 69.1 | #N/A | #N/A
Lightolier | Z6RDL30###W*CDLU | 2174 | Downlight | 69.1 | 2018-11-12 | 2022-03-16 | High | 2 | #N/A | 69.1 | #N/A | #N/A
Lightolier | Z6RDL30###W*CDZ10U | 2174 | Downlight | 69.1 | 2018-11-12 | 2022-03-16 | High | 2 | #N/A | 69.1 | #N/A | #N/A
GE Current, a Daintree company | LRCC10R050********827V1 | 3427 | Downlight | 69.1 | 2022-11-04 | 2022-11-14 | High | 2 | #N/A | 69.1 | #N/A | #N/A
GE Current, a Daintree company | LRCC10R050********830V1 | 3427 | Downlight | 69.1 | 2022-11-04 | 2022-11-14 | High | 2 | #N/A | 69.1 | #N/A | #N/A
GE Current, a Daintree company | LRCC10R050********835V1 | 3427 | Downlight | 69.1 | 2022-11-04 | 2022-11-14 | High | 2 | #N/A | 69.1 | #N/A | #N/A
GE Current, a Daintree company | LRCC10R050********840V1 | 3427 | Downlight | 69.1 | 2022-11-04 | 2022-11-14 | High | 2 | #N/A | 69.1 | #N/A | #N/A
GE Current, a Daintree company | LRCC10R050********850V1 | 3427 | Downlight | 69.1 | 2022-11-04 | 2022-11-14 | High | 2 | #N/A | 69.1 | #N/A | #N/A
GE Current, a Daintree company | LRCC12R050********827V1 | 3427 | Downlight | 69.1 | 2022-11-04 | 2022-11-14 | High | 2 | #N/A | 69.1 | #N/A | #N/A
GE Current, a Daintree company | LRCC12R050********830V1 | 3427 | Downlight | 69.1 | 2022-11-04 | 2022-11-14 | High | 2 | #N/A | 69.1 | #N/A | #N/A
GE Current, a Daintree company | LRCC12R050********835V1 | 3427 | Downlight | 69.1 | 2022-11-04 | 2022-11-14 | High | 2 | #N/A | 69.1 | #N/A | #N/A
GE Current, a Daintree company | LRCC12R050********840V1 | 3427 | Downlight | 69.1 | 2022-11-04 | 2022-11-14 | High | 2 | #N/A | 69.1 | #N/A | #N/A
GE Current, a Daintree company | LRCC12R050********850V1 | 3427 | Downlight | 69.1 | 2022-11-04 | 2022-11-14 | High | 2 | #N/A | 69.1 | #N/A | #N/A
GE Current, a Daintree company | LRCC06R050********827V1 | 3427 | Downlight | 69.1 | 2022-11-04 | 2022-11-14 | High | 2 | #N/A | 69.1 | #N/A | #N/A
GE Current, a Daintree company | LRCC06R050********830V1 | 3427 | Downlight | 69.1 | 2022-11-04 | 2022-11-14 | High | 2 | #N/A | 69.1 | #N/A | #N/A
GE Current, a Daintree company | LRCC06R050********835V1 | 3427 | Downlight | 69.1 | 2022-11-04 | 2022-11-14 | High | 2 | #N/A | 69.1 | #N/A | #N/A
GE Current, a Daintree company | LRCC06R050********840V1 | 3427 | Downlight | 69.1 | 2022-11-04 | 2022-11-14 | High | 2 | #N/A | 69.1 | #N/A | #N/A
GE Current, a Daintree company | LRCC06R050********850V1 | 3427 | Downlight | 69.1 | 2022-11-04 | 2022-11-14 | High | 2 | #N/A | 69.1 | #N/A | #N/A
GE Current, a Daintree company | LRCC08R050********827V1 | 3427 | Downlight | 69.1 | 2022-11-04 | 2022-11-14 | High | 2 | #N/A | 69.1 | #N/A | #N/A
GE Current, a Daintree company | LRCC08R050********830V1 | 3427 | Downlight | 69.1 | 2022-11-04 | 2022-11-14 | High | 2 | #N/A | 69.1 | #N/A | #N/A
GE Current, a Daintree company | LRCC08R050********835V1 | 3427 | Downlight | 69.1 | 2022-11-04 | 2022-11-14 | High | 2 | #N/A | 69.1 | #N/A | #N/A
GE Current, a Daintree company | LRCC08R050********840V1 | 3427 | Downlight | 69.1 | 2022-11-04 | 2022-11-14 | High | 2 | #N/A | 69.1 | #N/A | #N/A
GE Current, a Daintree company | LRCC08R050********850V1 | 3427 | Downlight | 69.1 | 2022-11-04 | 2022-11-14 | High | 2 | #N/A | 69.1 | #N/A | #N/A
Vantage | [A##V*FLED**¦AIC#V*FLED**¦SQ##V*FLED**¦SQIC##V*FLED**¦V#*VH*****¦VIC#*VH*****¦VVR#VEFLED¦VVRIC#VEFLED¦V4EVHMRI¦V4OFCR][1¦2]-40##K-[F¦L¦LSQ¦M¦VVRL¦W]####-[SCL¦SGC¦ECL¦WHT¦SCL-AM¦SGC-AM¦WHT-AM]-[DL-2¦DL-3¦LDE1¦TDM¦DMX¦EM-17¦EMI-17¦EM-20¦PF¦DTD¦REM] | 4026 | Downlight | 69.1 | 2019-02-20 | 2020-02-21 | High | 2 | #N/A | 69.1 | #N/A | #N/A
ConTech Lighting | R2RM2[27K, 27KC, 30K,30KC, 35K, 35KC, 40K, 40KC]MVD[S,M,F]-CP | 1015 | Downlight | 69.3 | 2016-06-16 | 2017-05-24 | High | 2 | #N/A | 69.3 | #N/A | #N/A
Archipelago | LDLL07-15-S3 | 1040 | Downlight | 69.3 | 2022-03-18 | 2022-04-28 | High | 2 | #N/A | 69.3 | #N/A | #N/A
ESL Vision | ESL-CCR-S56-15W-130-277 | 1040 | Downlight | 69.3 | 2017-07-18 | 2017-07-12 | High | 2 | #N/A | 69.3 | #N/A | #N/A
ESL Vision | ESL-CCR-S56-15W-150 | 1040 | Downlight | 69.3 | 2016-12-15 | 2016-12-09 | High | 2 | #N/A | 69.3 | #N/A | #N/A
ESL Vision | ESL-CCR-R56-15W-130 | 1040 | Downlight | 69.3 | 2016-12-15 | 2016-12-09 | High | 2 | #N/A | 69.3 | #N/A | #N/A
ESL Vision | ESL-CCR-R56-15W-130-277 | 1040 | Downlight | 69.3 | 2017-07-18 | 2017-07-11 | High | 2 | #N/A | 69.3 | #N/A | #N/A
MORRIS | 72644A | 1040 | Downlight | 69.3 | 2017-01-03 | 2019-05-22 | High | 2 | #N/A | 69.3 | #N/A | #N/A
MORRIS | 72652 | 1040 | Downlight | 69.3 | 2018-05-17 | 2018-05-14 | High | 2 | #N/A | 69.3 | #N/A | #N/A
LIGHT THE FUTURE | D716-N-XXXX | 1040 | Downlight | 69.3 | 2016-03-07 | 2016-03-10 | High | 2 | #N/A | 69.3 | #N/A | #N/A
LIGHT THE FUTURE | D416-N-XXXX | 1040 | Downlight | 69.3 | 2016-03-07 | 2016-03-10 | High | 2 | #N/A | 69.3 | #N/A | #N/A
LIGHT THE FUTURE | D416-N-XXXX | 1040 | Downlight | 69.3 | 2016-03-07 | 2016-03-10 | High | 2 | #N/A | 69.3 | #N/A | #N/A
AURORIV | HY-SMD-R12-15W-3CCT | 1040 | Downlight | 69.3 | 2022-11-22 | 2022-11-22 | High | 2 | #N/A | 69.3 | #N/A | #N/A
HONG YAO | HY-SMD-R7-15W-3CCT | 1040 | Downlight | 69.3 | 2022-01-07 | 2022-01-13 | High | 2 | #N/A | 69.3 | #N/A | #N/A
Indy | SD4 15LM [27¦30¦35¦40]K MVOLT G5 80CRI [F¦BP¦CP¦D¦CS¦CSS¦CD¦PF¦WET¦FM] | 1248 | Downlight | 69.3 | 2016-12-01 | 2017-02-09 | High | 2 | #N/A | 69.3 | #N/A | #N/A
GE Current, a Daintree company | LRXR818927MD | 1525 | Downlight | 69.3 | 2018-09-15 | 2018-10-15 | High | 2 | #N/A | 69.3 | #N/A | #N/A
Westgate | CRL4-27W-40K | 1905 | Downlight | 69.3 | 2016-10-15 | 2016-10-14 | High | 2 | #N/A | 69.3 | #N/A | #N/A
HOMI | HM08-PR16-30W120/IP44-3CCT-*SA | 2080 | Downlight | 69.3 | 2021-11-30 | 2021-12-13 | High | 2 | #N/A | 69.3 | #N/A | #N/A
Lightolier | P6***30###WHLU | 2192 | Downlight | 69.3 | 2018-11-12 | 2021-07-19 | High | 2 | #N/A | 69.3 | #N/A | #N/A
Lightolier | P6***30###WHZ10U | 2192 | Downlight | 69.3 | 2018-11-12 | 2021-07-19 | High | 2 | #N/A | 69.3 | #N/A | #N/A
Lithonia Lighting | LDN6[ ¦SQ¦CYL] [27¦30¦35¦40¦50]/40 L[O6¦W6¦S6¦SW6]AR [LSS¦LD¦LS] [MVOLT¦120¦277] DIM[1¦10] | 3014 | Downlight | 69.3 | 2016-08-01 | 2017-01-24 | High | 2 | #N/A | 69.3 | #N/A | #N/A
Rayon Lighting | RBC6-LS23-UNV-FN with RBC6-LS23-CTS-*-* | 3463 | Downlight | 69.3 | 2021-03-14 | 2021-04-05 | High | 2 | #N/A | 69.3 | #N/A | #N/A
Lightolier | C2*10935FLLU**/C2***** | 1000 | Downlight | 69.4 | 2021-09-01 | 2021-09-23 | High | 2 | #N/A | 69.4 | #N/A | #N/A
Lightolier | C2*10935FLUPZU**/C2***** | 1000 | Downlight | 69.4 | 2021-09-01 | 2021-09-23 | High | 2 | #N/A | 69.4 | #N/A | #N/A
Lightolier | C2*10935NFLU**/C2***** | 1000 | Downlight | 69.4 | 2021-09-01 | 2021-09-23 | High | 2 | #N/A | 69.4 | #N/A | #N/A
Lightolier | C2*10935NFUPZU**/C2***** | 1000 | Downlight | 69.4 | 2021-09-01 | 2021-09-23 | High | 2 | #N/A | 69.4 | #N/A | #N/A
Lightolier | C2*10935NSLU**/C2***** | 1000 | Downlight | 69.4 | 2021-09-01 | 2021-09-23 | High | 2 | #N/A | 69.4 | #N/A | #N/A
Lightolier | C2*10935NSUPZU**/C2***** | 1000 | Downlight | 69.4 | 2021-09-01 | 2021-09-23 | High | 2 | #N/A | 69.4 | #N/A | #N/A
Lightolier | C2*10935SPLU**/C2***** | 1000 | Downlight | 69.4 | 2021-09-01 | 2021-09-23 | High | 2 | #N/A | 69.4 | #N/A | #N/A
Lightolier | C2*10935SPUPZU**/C2***** | 1000 | Downlight | 69.4 | 2021-09-01 | 2021-09-23 | High | 2 | #N/A | 69.4 | #N/A | #N/A
Lightolier | C2*10940FLLU**/C2***** | 1000 | Downlight | 69.4 | 2021-09-01 | 2021-09-23 | High | 2 | #N/A | 69.4 | #N/A | #N/A
Lightolier | C2*10940FLUPZU**/C2***** | 1000 | Downlight | 69.4 | 2021-09-01 | 2021-09-23 | High | 2 | #N/A | 69.4 | #N/A | #N/A
Lightolier | C2*10940NFLU**/C2***** | 1000 | Downlight | 69.4 | 2021-09-01 | 2021-09-23 | High | 2 | #N/A | 69.4 | #N/A | #N/A
Lightolier | C2*10940NFUPZU**/C2***** | 1000 | Downlight | 69.4 | 2021-09-01 | 2021-09-23 | High | 2 | #N/A | 69.4 | #N/A | #N/A
Lightolier | C2*10940NSLU**/C2***** | 1000 | Downlight | 69.4 | 2021-09-01 | 2021-09-23 | High | 2 | #N/A | 69.4 | #N/A | #N/A
Lightolier | C2*10940NSUPZU**/C2***** | 1000 | Downlight | 69.4 | 2021-09-01 | 2021-09-23 | High | 2 | #N/A | 69.4 | #N/A | #N/A
Lightolier | C2*10940SPLU**/C2***** | 1000 | Downlight | 69.4 | 2021-09-01 | 2021-09-23 | High | 2 | #N/A | 69.4 | #N/A | #N/A
Lightolier | C2*10940SPUPZU**/C2***** | 1000 | Downlight | 69.4 | 2021-09-01 | 2021-09-23 | High | 2 | #N/A | 69.4 | #N/A | #N/A
Lightolier | C2*10927NFLU**/C2***** | 1000 | Downlight | 69.4 | 2021-09-01 | 2021-09-23 | High | 2 | #N/A | 69.4 | #N/A | #N/A
Lightolier | C2*10927NFUPZU**/C2***** | 1000 | Downlight | 69.4 | 2021-09-01 | 2021-09-23 | High | 2 | #N/A | 69.4 | #N/A | #N/A
Lightolier | C2*10927NSLU**/C2***** | 1000 | Downlight | 69.4 | 2021-09-01 | 2021-09-23 | High | 2 | #N/A | 69.4 | #N/A | #N/A
Lightolier | C2*10927NSUPZU**/C2***** | 1000 | Downlight | 69.4 | 2021-09-01 | 2021-09-23 | High | 2 | #N/A | 69.4 | #N/A | #N/A
Lightolier | C2*10927SPLU**/C2***** | 1000 | Downlight | 69.4 | 2021-09-01 | 2021-09-23 | High | 2 | #N/A | 69.4 | #N/A | #N/A
Lightolier | C2*10927SPUPZU**/C2***** | 1000 | Downlight | 69.4 | 2021-09-01 | 2021-09-23 | High | 2 | #N/A | 69.4 | #N/A | #N/A
Lightolier | C2*10930FLLU**/C2***** | 1000 | Downlight | 69.4 | 2021-09-01 | 2021-09-23 | High | 2 | #N/A | 69.4 | #N/A | #N/A
Lightolier | C2*10930FLUPZU**/C2***** | 1000 | Downlight | 69.4 | 2021-09-01 | 2021-09-23 | High | 2 | #N/A | 69.4 | #N/A | #N/A
Lightolier | C2*10930NFLU**/C2***** | 1000 | Downlight | 69.4 | 2021-09-01 | 2021-09-23 | High | 2 | #N/A | 69.4 | #N/A | #N/A
Lightolier | C2*10930NFUPZU**/C2***** | 1000 | Downlight | 69.4 | 2021-09-01 | 2021-09-23 | High | 2 | #N/A | 69.4 | #N/A | #N/A
Lightolier | C2*10930NSLU**/C2***** | 1000 | Downlight | 69.4 | 2021-09-01 | 2021-09-23 | High | 2 | #N/A | 69.4 | #N/A | #N/A
Lightolier | C2*10930NSUPZU**/C2***** | 1000 | Downlight | 69.4 | 2021-09-01 | 2021-09-23 | High | 2 | #N/A | 69.4 | #N/A | #N/A
Lightolier | C2*10930SPLU**/C2***** | 1000 | Downlight | 69.4 | 2021-09-01 | 2021-09-23 | High | 2 | #N/A | 69.4 | #N/A | #N/A
Lightolier | C2*10930SPUPZU**/C2***** | 1000 | Downlight | 69.4 | 2021-09-01 | 2021-09-23 | High | 2 | #N/A | 69.4 | #N/A | #N/A
Lightolier | C2*10927FLLU**/C2***** | 1000 | Downlight | 69.4 | 2021-09-01 | 2021-09-23 | High | 2 | #N/A | 69.4 | #N/A | #N/A
Lightolier | C2*10927FLUPZU**/C2***** | 1000 | Downlight | 69.4 | 2021-09-01 | 2021-09-23 | High | 2 | #N/A | 69.4 | #N/A | #N/A
NaturaLED | LED7FMC-110L850 | 1180 | Downlight | 69.4 | 2016-11-15 | 2016-11-28 | High | 2 | #N/A | 69.4 | #N/A | #N/A
LOTUS LED LIGHTS | LL6SR-40K | 1250 | Downlight | 69.4 | 2018-12-17 | 2018-12-26 | High | 2 | #N/A | 69.4 | #N/A | #N/A
Green Creative | PXCYL#/**/LE2590##/OSRDIM010347V/**/**/** | 2150 | Downlight | 69.4 | 2022-01-20 | 2022-03-14 | High | 2 | #N/A | 69.4 | #N/A | #N/A
WAC Lighting | DS-PD06-F927-** | 2430 | Downlight | 69.4 | 2018-11-29 | 2018-11-15 | High | 2 | #N/A | 69.4 | #N/A | #N/A
WAC Lighting | DS-PD06-F930-** | 2430 | Downlight | 69.4 | 2018-11-29 | 2018-11-15 | High | 2 | #N/A | 69.4 | #N/A | #N/A
WAC Lighting | DS-PD06-F935-** | 2430 | Downlight | 69.4 | 2018-11-29 | 2018-11-15 | High | 2 | #N/A | 69.4 | #N/A | #N/A
WAC Lighting | DS-PD06-F940-** | 2430 | Downlight | 69.4 | 2018-11-29 | 2018-11-15 | High | 2 | #N/A | 69.4 | #N/A | #N/A
WAC Lighting | DS-PD06-N927-** | 2430 | Downlight | 69.4 | 2018-11-29 | 2018-11-15 | High | 2 | #N/A | 69.4 | #N/A | #N/A
WAC Lighting | DS-PD06-N930-** | 2430 | Downlight | 69.4 | 2018-11-29 | 2018-11-15 | High | 2 | #N/A | 69.4 | #N/A | #N/A
WAC Lighting | DS-PD06-N935-** | 2430 | Downlight | 69.4 | 2018-11-29 | 2018-11-15 | High | 2 | #N/A | 69.4 | #N/A | #N/A
WAC Lighting | DS-PD06-N940-** | 2430 | Downlight | 69.4 | 2018-11-29 | 2018-11-15 | High | 2 | #N/A | 69.4 | #N/A | #N/A
WAC Lighting | DS-PD06-S927-** | 2430 | Downlight | 69.4 | 2018-11-29 | 2018-11-15 | High | 2 | #N/A | 69.4 | #N/A | #N/A
WAC Lighting | DS-PD06-S930-** | 2430 | Downlight | 69.4 | 2018-11-29 | 2018-11-15 | High | 2 | #N/A | 69.4 | #N/A | #N/A
WAC Lighting | DS-PD06-S935-** | 2430 | Downlight | 69.4 | 2018-11-29 | 2018-11-15 | High | 2 | #N/A | 69.4 | #N/A | #N/A
WAC Lighting | DS-PD06-S940-** | 2430 | Downlight | 69.4 | 2018-11-29 | 2018-11-15 | High | 2 | #N/A | 69.4 | #N/A | #N/A
WAC Lighting | DS-WS06-F927S-** | 2430 | Downlight | 69.4 | 2018-11-29 | 2018-11-15 | High | 2 | #N/A | 69.4 | #N/A | #N/A
WAC Lighting | DS-WS06-F930S-** | 2430 | Downlight | 69.4 | 2018-11-29 | 2018-11-15 | High | 2 | #N/A | 69.4 | #N/A | #N/A
WAC Lighting | DS-WS06-F935S-** | 2430 | Downlight | 69.4 | 2018-11-29 | 2018-11-15 | High | 2 | #N/A | 69.4 | #N/A | #N/A
WAC Lighting | DS-WS06-F940S-** | 2430 | Downlight | 69.4 | 2018-11-29 | 2018-11-15 | High | 2 | #N/A | 69.4 | #N/A | #N/A
WAC Lighting | DS-WS06-N927S-** | 2430 | Downlight | 69.4 | 2018-11-29 | 2018-11-15 | High | 2 | #N/A | 69.4 | #N/A | #N/A
WAC Lighting | DS-WS06-N930S-** | 2430 | Downlight | 69.4 | 2018-11-29 | 2018-11-15 | High | 2 | #N/A | 69.4 | #N/A | #N/A
WAC Lighting | DS-WS06-N935S-** | 2430 | Downlight | 69.4 | 2018-11-29 | 2018-11-15 | High | 2 | #N/A | 69.4 | #N/A | #N/A
WAC Lighting | DS-WS06-N940S-** | 2430 | Downlight | 69.4 | 2018-11-29 | 2018-11-15 | High | 2 | #N/A | 69.4 | #N/A | #N/A
WAC Lighting | DS-WS06-S927S-** | 2430 | Downlight | 69.4 | 2018-11-29 | 2018-11-15 | High | 2 | #N/A | 69.4 | #N/A | #N/A
WAC Lighting | DS-WS06-S930S-** | 2430 | Downlight | 69.4 | 2018-11-29 | 2018-11-15 | High | 2 | #N/A | 69.4 | #N/A | #N/A
WAC Lighting | DS-WS06-S935S-** | 2430 | Downlight | 69.4 | 2018-11-29 | 2018-11-15 | High | 2 | #N/A | 69.4 | #N/A | #N/A
WAC Lighting | DS-WS06-S940S-** | 2430 | Downlight | 69.4 | 2018-11-29 | 2018-11-15 | High | 2 | #N/A | 69.4 | #N/A | #N/A
WAC Lighting | DS-WE06-F927S-** | 2430 | Downlight | 69.4 | 2018-11-29 | 2018-11-15 | High | 2 | #N/A | 69.4 | #N/A | #N/A
WAC Lighting | DS-WE06-F930S-** | 2430 | Downlight | 69.4 | 2018-11-29 | 2018-11-15 | High | 2 | #N/A | 69.4 | #N/A | #N/A
WAC Lighting | DS-WE06-F935S-** | 2430 | Downlight | 69.4 | 2018-11-29 | 2018-11-15 | High | 2 | #N/A | 69.4 | #N/A | #N/A
WAC Lighting | DS-WE06-F940S-** | 2430 | Downlight | 69.4 | 2018-11-29 | 2018-11-15 | High | 2 | #N/A | 69.4 | #N/A | #N/A
WAC Lighting | DS-WE06-N927S-** | 2430 | Downlight | 69.4 | 2018-11-29 | 2018-11-15 | High | 2 | #N/A | 69.4 | #N/A | #N/A
WAC Lighting | DS-WE06-N930S-** | 2430 | Downlight | 69.4 | 2018-11-29 | 2018-11-15 | High | 2 | #N/A | 69.4 | #N/A | #N/A
WAC Lighting | DS-WE06-N935S-** | 2430 | Downlight | 69.4 | 2018-11-29 | 2018-11-15 | High | 2 | #N/A | 69.4 | #N/A | #N/A
WAC Lighting | DS-WE06-N940S-** | 2430 | Downlight | 69.4 | 2018-11-29 | 2018-11-15 | High | 2 | #N/A | 69.4 | #N/A | #N/A
WAC Lighting | DS-WE06-S927S-** | 2430 | Downlight | 69.4 | 2018-11-29 | 2018-11-15 | High | 2 | #N/A | 69.4 | #N/A | #N/A
WAC Lighting | DS-WE06-S930S-** | 2430 | Downlight | 69.4 | 2018-11-29 | 2018-11-15 | High | 2 | #N/A | 69.4 | #N/A | #N/A
WAC Lighting | DS-WE06-S935S-** | 2430 | Downlight | 69.4 | 2018-11-29 | 2018-11-15 | High | 2 | #N/A | 69.4 | #N/A | #N/A
WAC Lighting | DS-WE06-S940S-** | 2430 | Downlight | 69.4 | 2018-11-29 | 2018-11-15 | High | 2 | #N/A | 69.4 | #N/A | #N/A
WAC Lighting | DC-PD06-F927-** | 2430 | Downlight | 69.4 | 2018-11-29 | 2018-11-15 | High | 2 | #N/A | 69.4 | #N/A | #N/A
WAC Lighting | DC-PD06-F930-** | 2430 | Downlight | 69.4 | 2018-11-29 | 2018-11-15 | High | 2 | #N/A | 69.4 | #N/A | #N/A
WAC Lighting | DC-PD06-F935-** | 2430 | Downlight | 69.4 | 2018-11-29 | 2018-11-15 | High | 2 | #N/A | 69.4 | #N/A | #N/A
WAC Lighting | DC-PD06-F940-** | 2430 | Downlight | 69.4 | 2018-11-29 | 2018-11-15 | High | 2 | #N/A | 69.4 | #N/A | #N/A
WAC Lighting | DC-PD06-N927-** | 2430 | Downlight | 69.4 | 2018-11-29 | 2018-11-15 | High | 2 | #N/A | 69.4 | #N/A | #N/A
WAC Lighting | DC-PD06-N930-** | 2430 | Downlight | 69.4 | 2018-11-29 | 2018-11-15 | High | 2 | #N/A | 69.4 | #N/A | #N/A
WAC Lighting | DC-PD06-N935-** | 2430 | Downlight | 69.4 | 2018-11-29 | 2018-11-15 | High | 2 | #N/A | 69.4 | #N/A | #N/A
WAC Lighting | DC-PD06-N940-** | 2430 | Downlight | 69.4 | 2018-11-29 | 2018-11-15 | High | 2 | #N/A | 69.4 | #N/A | #N/A
WAC Lighting | DC-PD06-S927-** | 2430 | Downlight | 69.4 | 2018-11-29 | 2018-11-15 | High | 2 | #N/A | 69.4 | #N/A | #N/A
WAC Lighting | DC-PD06-S930-** | 2430 | Downlight | 69.4 | 2018-11-29 | 2018-11-15 | High | 2 | #N/A | 69.4 | #N/A | #N/A
WAC Lighting | DC-PD06-S935-** | 2430 | Downlight | 69.4 | 2018-11-29 | 2018-11-15 | High | 2 | #N/A | 69.4 | #N/A | #N/A
WAC Lighting | DC-PD06-S940-** | 2430 | Downlight | 69.4 | 2018-11-29 | 2018-11-15 | High | 2 | #N/A | 69.4 | #N/A | #N/A
WAC Lighting | DC-WS06-F927S-** | 2430 | Downlight | 69.4 | 2018-11-29 | 2018-11-15 | High | 2 | #N/A | 69.4 | #N/A | #N/A
WAC Lighting | DC-WS06-F930S-** | 2430 | Downlight | 69.4 | 2018-11-29 | 2018-11-15 | High | 2 | #N/A | 69.4 | #N/A | #N/A
WAC Lighting | DC-WS06-F935S-** | 2430 | Downlight | 69.4 | 2018-11-29 | 2018-11-15 | High | 2 | #N/A | 69.4 | #N/A | #N/A
WAC Lighting | DC-WS06-F940S-** | 2430 | Downlight | 69.4 | 2018-11-29 | 2018-11-15 | High | 2 | #N/A | 69.4 | #N/A | #N/A
WAC Lighting | DC-WS06-N927S-** | 2430 | Downlight | 69.4 | 2018-11-29 | 2018-11-15 | High | 2 | #N/A | 69.4 | #N/A | #N/A
WAC Lighting | DC-WS06-N930S-** | 2430 | Downlight | 69.4 | 2018-11-29 | 2018-11-15 | High | 2 | #N/A | 69.4 | #N/A | #N/A
WAC Lighting | DC-WS06-N935S-** | 2430 | Downlight | 69.4 | 2018-11-29 | 2018-11-15 | High | 2 | #N/A | 69.4 | #N/A | #N/A
WAC Lighting | DC-WS06-N940S-** | 2430 | Downlight | 69.4 | 2018-11-29 | 2018-11-15 | High | 2 | #N/A | 69.4 | #N/A | #N/A
WAC Lighting | DC-WS06-S927S-** | 2430 | Downlight | 69.4 | 2018-11-29 | 2018-11-15 | High | 2 | #N/A | 69.4 | #N/A | #N/A
WAC Lighting | DC-WS06-S930S-** | 2430 | Downlight | 69.4 | 2018-11-29 | 2018-11-15 | High | 2 | #N/A | 69.4 | #N/A | #N/A
WAC Lighting | DC-WS06-S935S-** | 2430 | Downlight | 69.4 | 2018-11-29 | 2018-11-15 | High | 2 | #N/A | 69.4 | #N/A | #N/A
WAC Lighting | DC-WS06-S940S-** | 2430 | Downlight | 69.4 | 2018-11-29 | 2018-11-15 | High | 2 | #N/A | 69.4 | #N/A | #N/A
WAC Lighting | DS-CD06-F927-** | 2430 | Downlight | 69.4 | 2018-11-29 | 2018-11-15 | High | 2 | #N/A | 69.4 | #N/A | #N/A
WAC Lighting | DS-CD06-F930-** | 2430 | Downlight | 69.4 | 2018-11-29 | 2018-11-15 | High | 2 | #N/A | 69.4 | #N/A | #N/A
WAC Lighting | DS-CD06-F935-** | 2430 | Downlight | 69.4 | 2018-11-29 | 2018-11-15 | High | 2 | #N/A | 69.4 | #N/A | #N/A
WAC Lighting | DS-CD06-F940-** | 2430 | Downlight | 69.4 | 2018-11-29 | 2018-11-15 | High | 2 | #N/A | 69.4 | #N/A | #N/A
WAC Lighting | DS-CD06-N927-** | 2430 | Downlight | 69.4 | 2018-11-29 | 2018-11-15 | High | 2 | #N/A | 69.4 | #N/A | #N/A
WAC Lighting | DS-CD06-N930-** | 2430 | Downlight | 69.4 | 2018-11-29 | 2018-11-15 | High | 2 | #N/A | 69.4 | #N/A | #N/A
WAC Lighting | DS-CD06-N935-** | 2430 | Downlight | 69.4 | 2018-11-29 | 2018-11-15 | High | 2 | #N/A | 69.4 | #N/A | #N/A
WAC Lighting | DS-CD06-N940-** | 2430 | Downlight | 69.4 | 2018-11-29 | 2018-11-15 | High | 2 | #N/A | 69.4 | #N/A | #N/A
WAC Lighting | DS-CD06-S927-** | 2430 | Downlight | 69.4 | 2018-11-29 | 2018-11-15 | High | 2 | #N/A | 69.4 | #N/A | #N/A
WAC Lighting | DS-CD06-S930-** | 2430 | Downlight | 69.4 | 2018-11-29 | 2018-11-15 | High | 2 | #N/A | 69.4 | #N/A | #N/A
WAC Lighting | DS-CD06-S935-** | 2430 | Downlight | 69.4 | 2018-11-29 | 2018-11-15 | High | 2 | #N/A | 69.4 | #N/A | #N/A
WAC Lighting | DS-CD06-S940-** | 2430 | Downlight | 69.4 | 2018-11-29 | 2018-11-15 | High | 2 | #N/A | 69.4 | #N/A | #N/A
WAC Lighting | DC-WE06-F927S-** | 2430 | Downlight | 69.4 | 2018-11-29 | 2018-11-15 | High | 2 | #N/A | 69.4 | #N/A | #N/A
WAC Lighting | DC-WE06-F930S-** | 2430 | Downlight | 69.4 | 2018-11-29 | 2018-11-15 | High | 2 | #N/A | 69.4 | #N/A | #N/A
WAC Lighting | DC-WE06-F935S-** | 2430 | Downlight | 69.4 | 2018-11-29 | 2018-11-15 | High | 2 | #N/A | 69.4 | #N/A | #N/A
WAC Lighting | DC-WE06-F940S-** | 2430 | Downlight | 69.4 | 2018-11-29 | 2018-11-15 | High | 2 | #N/A | 69.4 | #N/A | #N/A
WAC Lighting | DC-WE06-N927S-** | 2430 | Downlight | 69.4 | 2018-11-29 | 2018-11-15 | High | 2 | #N/A | 69.4 | #N/A | #N/A
WAC Lighting | DC-WE06-N930S-** | 2430 | Downlight | 69.4 | 2018-11-29 | 2018-11-15 | High | 2 | #N/A | 69.4 | #N/A | #N/A
WAC Lighting | DC-WE06-N935S-** | 2430 | Downlight | 69.4 | 2018-11-29 | 2018-11-15 | High | 2 | #N/A | 69.4 | #N/A | #N/A
WAC Lighting | DC-WE06-N940S-** | 2430 | Downlight | 69.4 | 2018-11-29 | 2018-11-15 | High | 2 | #N/A | 69.4 | #N/A | #N/A
WAC Lighting | DC-WE06-S927S-** | 2430 | Downlight | 69.4 | 2018-11-29 | 2018-11-15 | High | 2 | #N/A | 69.4 | #N/A | #N/A
WAC Lighting | DC-WE06-S930S-** | 2430 | Downlight | 69.4 | 2018-11-29 | 2018-11-15 | High | 2 | #N/A | 69.4 | #N/A | #N/A
WAC Lighting | DC-WE06-S935S-** | 2430 | Downlight | 69.4 | 2018-11-29 | 2018-11-15 | High | 2 | #N/A | 69.4 | #N/A | #N/A
WAC Lighting | DC-WE06-S940S-** | 2430 | Downlight | 69.4 | 2018-11-29 | 2018-11-15 | High | 2 | #N/A | 69.4 | #N/A | #N/A
WAC Lighting | DC-CD06-F927-** | 2430 | Downlight | 69.4 | 2018-11-29 | 2018-11-15 | High | 2 | #N/A | 69.4 | #N/A | #N/A
WAC Lighting | DC-CD06-F930-** | 2430 | Downlight | 69.4 | 2018-11-29 | 2018-11-15 | High | 2 | #N/A | 69.4 | #N/A | #N/A
WAC Lighting | DC-CD06-F935-** | 2430 | Downlight | 69.4 | 2018-11-29 | 2018-11-15 | High | 2 | #N/A | 69.4 | #N/A | #N/A
WAC Lighting | DC-CD06-F940-** | 2430 | Downlight | 69.4 | 2018-11-29 | 2018-11-15 | High | 2 | #N/A | 69.4 | #N/A | #N/A
WAC Lighting | DC-CD06-N927-** | 2430 | Downlight | 69.4 | 2018-11-29 | 2018-11-15 | High | 2 | #N/A | 69.4 | #N/A | #N/A
WAC Lighting | DC-CD06-N930-** | 2430 | Downlight | 69.4 | 2018-11-29 | 2018-11-15 | High | 2 | #N/A | 69.4 | #N/A | #N/A
WAC Lighting | DC-CD06-N935-** | 2430 | Downlight | 69.4 | 2018-11-29 | 2018-11-15 | High | 2 | #N/A | 69.4 | #N/A | #N/A
WAC Lighting | DC-CD06-N940-** | 2430 | Downlight | 69.4 | 2018-11-29 | 2018-11-15 | High | 2 | #N/A | 69.4 | #N/A | #N/A
WAC Lighting | DC-CD06-S927-** | 2430 | Downlight | 69.4 | 2018-11-29 | 2018-11-15 | High | 2 | #N/A | 69.4 | #N/A | #N/A
WAC Lighting | DC-CD06-S930-** | 2430 | Downlight | 69.4 | 2018-11-29 | 2018-11-15 | High | 2 | #N/A | 69.4 | #N/A | #N/A
WAC Lighting | DC-CD06-S935-** | 2430 | Downlight | 69.4 | 2018-11-29 | 2018-11-15 | High | 2 | #N/A | 69.4 | #N/A | #N/A
WAC Lighting | DC-CD06-S940-** | 2430 | Downlight | 69.4 | 2018-11-29 | 2018-11-15 | High | 2 | #N/A | 69.4 | #N/A | #N/A
Indy | [L4¦LRM4¦L6¦LRM6¦LRT6¦LLP4¦LC6a¦L8¦LRM8¦LRT8¦LC8a¦LRT9¦LRT10¦LRT12] 40LM [27¦30¦35¦40¦50]K [MVOLT¦120¦277] G4 [80¦90¦97]CRI [FD¦DALI¦DMX¦EZI¦EZ10¦EZB¦ZT¦GZ1¦AE1BN¦AE2**] [HN¦HM¦HW¦P¦NPR¦WPR] [CS¦CSS¦CD] | 2956 | Downlight | 69.4 | 2021-02-01 | 2021-02-25 | High | 2 | #N/A | 69.4 | #N/A | #N/A
Indy | SD4 30LM [27¦30¦35¦40]K MVOLT G5 80CRI [F¦BP¦CP¦D¦CS¦CSS¦CD¦PF¦WET¦FM] | 2392 | Downlight | 69.5 | 2016-12-01 | 2017-02-09 | High | 2 | #N/A | 69.5 | #N/A | #N/A
Halo Commercial | HC840D010 HM83040 9[27¦30¦35¦40] 81[ND¦MD¦WD¦RWW][C¦F¦W¦BB¦WB] | 2829 | Downlight | 69.5 | 2019-12-16 | 2019-12-18 | High | 2 | #N/A | 69.5 | #N/A | #N/A
Lightolier | S10R927K22**Z10U | 1561 | Downlight | 69.6 | 2017-02-22 | 2018-03-07 | High | 2 | #N/A | 69.6 | #N/A | #N/A
NICOR | ADL6-1040-UNV with ADL6-1040-MDL-#K-$$ | 2924 | Downlight | 69.6 | 2016-02-29 | 2016-02-19 | High | 2 | #N/A | 69.6 | #N/A | #N/A
Indy | [L4¦LRM4¦L6¦LLP4¦LRM6¦LRT6¦L8¦LRM8¦LRT8¦LRT9¦LRT10¦LRT12] 75LM [27¦30¦35¦40¦50]K [MVOLT¦120¦277] G4 [80¦90¦97]CRI [FD¦DALI¦DMX¦EZI¦EZ10¦EZB¦ZT¦GZ1¦AE1BN¦AE2**] [HN¦HM¦HW¦P¦NPR¦WPR] [CS¦CSS¦CD] | 4804 | Downlight | 69.6 | 2021-02-01 | 2021-02-26 | High | 2 | #N/A | 69.6 | #N/A | #N/A
Progress Lighting | P810014-020-30 | 1080 | Downlight | 69.7 | 2019-06-28 | 2019-06-28 | High | 2 | #N/A | 69.7 | #N/A | #N/A
Intense Lighting | SD4DSL340D101WF/[ICS430,ICS432][C,HZ,W]* | 1257 | Downlight | 69.7 | 2020-11-01 | 2021-04-21 | High | 2 | #N/A | 69.7 | #N/A | #N/A
Intense Lighting | SD8DRRL327D101FL/[ICS430,ICS432][C,HZ,W]* | 1257 | Downlight | 69.7 | 2020-11-01 | 2021-04-21 | High | 2 | #N/A | 69.7 | #N/A | #N/A
Intense Lighting | SD8DRRL327D101NF/[ICS430,ICS432][C,HZ,W]* | 1257 | Downlight | 69.7 | 2020-11-01 | 2021-04-21 | High | 2 | #N/A | 69.7 | #N/A | #N/A
Intense Lighting | SD8DRRL327D101WF/[ICS430,ICS432][C,HZ,W]* | 1257 | Downlight | 69.7 | 2020-11-01 | 2021-04-21 | High | 2 | #N/A | 69.7 | #N/A | #N/A
Intense Lighting | SD8DRRL330D101FL/[ICS430,ICS432][C,HZ,W]* | 1257 | Downlight | 69.7 | 2020-11-01 | 2021-04-21 | High | 2 | #N/A | 69.7 | #N/A | #N/A
Intense Lighting | SD8DRRL330D101NF/[ICS430,ICS432][C,HZ,W]* | 1257 | Downlight | 69.7 | 2020-11-01 | 2021-04-21 | High | 2 | #N/A | 69.7 | #N/A | #N/A
Intense Lighting | SD8DRRL330D101WF/[ICS430,ICS432][C,HZ,W]* | 1257 | Downlight | 69.7 | 2020-11-01 | 2021-04-21 | High | 2 | #N/A | 69.7 | #N/A | #N/A
Intense Lighting | SD8DRRL3359D101FL/[ICS430,ICS432][C,HZ,W]* | 1257 | Downlight | 69.7 | 2020-11-01 | 2021-04-21 | High | 2 | #N/A | 69.7 | #N/A | #N/A
Intense Lighting | SD8DRRL3359D101NF/[ICS430,ICS432][C,HZ,W]* | 1257 | Downlight | 69.7 | 2020-11-01 | 2021-04-21 | High | 2 | #N/A | 69.7 | #N/A | #N/A
Intense Lighting | SD8DRRL3359D101WF/[ICS430,ICS432][C,HZ,W]* | 1257 | Downlight | 69.7 | 2020-11-01 | 2021-04-21 | High | 2 | #N/A | 69.7 | #N/A | #N/A
Intense Lighting | SD8DRRL335D101FL/[ICS430,ICS432][C,HZ,W]* | 1257 | Downlight | 69.7 | 2020-11-01 | 2021-04-21 | High | 2 | #N/A | 69.7 | #N/A | #N/A
Intense Lighting | SD8DRRL335D101NF/[ICS430,ICS432][C,HZ,W]* | 1257 | Downlight | 69.7 | 2020-11-01 | 2021-04-21 | High | 2 | #N/A | 69.7 | #N/A | #N/A
Intense Lighting | SD8DRRL335D101WF/[ICS430,ICS432][C,HZ,W]* | 1257 | Downlight | 69.7 | 2020-11-01 | 2021-04-21 | High | 2 | #N/A | 69.7 | #N/A | #N/A
Intense Lighting | SD8DRRL3409D101FL/[ICS430,ICS432][C,HZ,W]* | 1257 | Downlight | 69.7 | 2020-11-01 | 2021-04-21 | High | 2 | #N/A | 69.7 | #N/A | #N/A
Intense Lighting | SD8DRRL3409D101NF/[ICS430,ICS432][C,HZ,W]* | 1257 | Downlight | 69.7 | 2020-11-01 | 2021-04-21 | High | 2 | #N/A | 69.7 | #N/A | #N/A
Intense Lighting | SD8DRRL3409D101WF/[ICS430,ICS432][C,HZ,W]* | 1257 | Downlight | 69.7 | 2020-11-01 | 2021-04-21 | High | 2 | #N/A | 69.7 | #N/A | #N/A
Intense Lighting | SD8DRRL340D101FL/[ICS430,ICS432][C,HZ,W]* | 1257 | Downlight | 69.7 | 2020-11-01 | 2021-04-21 | High | 2 | #N/A | 69.7 | #N/A | #N/A
Intense Lighting | SD8DRRL340D101NF/[ICS430,ICS432][C,HZ,W]* | 1257 | Downlight | 69.7 | 2020-11-01 | 2021-04-21 | High | 2 | #N/A | 69.7 | #N/A | #N/A
Intense Lighting | SD8DRRL340D101WF/[ICS430,ICS432][C,HZ,W]* | 1257 | Downlight | 69.7 | 2020-11-01 | 2021-04-21 | High | 2 | #N/A | 69.7 | #N/A | #N/A
Intense Lighting | SD6DRL327D101FL/[ICS430,ICS432][C,HZ,W]* | 1257 | Downlight | 69.7 | 2020-11-01 | 2021-04-21 | High | 2 | #N/A | 69.7 | #N/A | #N/A
Intense Lighting | SD6DRL327D101NF/[ICS430,ICS432][C,HZ,W]* | 1257 | Downlight | 69.7 | 2020-11-01 | 2021-04-21 | High | 2 | #N/A | 69.7 | #N/A | #N/A
Intense Lighting | SD6DRL327D101WF/[ICS430,ICS432][C,HZ,W]* | 1257 | Downlight | 69.7 | 2020-11-01 | 2021-04-21 | High | 2 | #N/A | 69.7 | #N/A | #N/A
Intense Lighting | SD6DRL330D101FL/[ICS430,ICS432][C,HZ,W]* | 1257 | Downlight | 69.7 | 2020-11-01 | 2021-04-21 | High | 2 | #N/A | 69.7 | #N/A | #N/A
Intense Lighting | SD6DRL330D101NF/[ICS430,ICS432][C,HZ,W]* | 1257 | Downlight | 69.7 | 2020-11-01 | 2021-04-21 | High | 2 | #N/A | 69.7 | #N/A | #N/A
Intense Lighting | SD6DRL330D101WF/[ICS430,ICS432][C,HZ,W]* | 1257 | Downlight | 69.7 | 2020-11-01 | 2021-04-21 | High | 2 | #N/A | 69.7 | #N/A | #N/A
Intense Lighting | SD6DRL3359D101FL/[ICS430,ICS432][C,HZ,W]* | 1257 | Downlight | 69.7 | 2020-11-01 | 2021-04-21 | High | 2 | #N/A | 69.7 | #N/A | #N/A
Intense Lighting | SD6DRL3359D101NF/[ICS430,ICS432][C,HZ,W]* | 1257 | Downlight | 69.7 | 2020-11-01 | 2021-04-21 | High | 2 | #N/A | 69.7 | #N/A | #N/A
Intense Lighting | SD6DRL3359D101WF/[ICS430,ICS432][C,HZ,W]* | 1257 | Downlight | 69.7 | 2020-11-01 | 2021-04-21 | High | 2 | #N/A | 69.7 | #N/A | #N/A
Intense Lighting | SD6DRL335D101FL/[ICS430,ICS432][C,HZ,W]* | 1257 | Downlight | 69.7 | 2020-11-01 | 2021-04-21 | High | 2 | #N/A | 69.7 | #N/A | #N/A
Intense Lighting | SD6DRL335D101NF/[ICS430,ICS432][C,HZ,W]* | 1257 | Downlight | 69.7 | 2020-11-01 | 2021-04-21 | High | 2 | #N/A | 69.7 | #N/A | #N/A
Intense Lighting | SD6DRL335D101WF/[ICS430,ICS432][C,HZ,W]* | 1257 | Downlight | 69.7 | 2020-11-01 | 2021-04-21 | High | 2 | #N/A | 69.7 | #N/A | #N/A
Intense Lighting | SD6DRL3409D101FL/[ICS430,ICS432][C,HZ,W]* | 1257 | Downlight | 69.7 | 2020-11-01 | 2021-04-21 | High | 2 | #N/A | 69.7 | #N/A | #N/A
Intense Lighting | SD6DRL3409D101NF/[ICS430,ICS432][C,HZ,W]* | 1257 | Downlight | 69.7 | 2020-11-01 | 2021-04-21 | High | 2 | #N/A | 69.7 | #N/A | #N/A
Intense Lighting | SD6DRL3409D101WF/[ICS430,ICS432][C,HZ,W]* | 1257 | Downlight | 69.7 | 2020-11-01 | 2021-04-21 | High | 2 | #N/A | 69.7 | #N/A | #N/A
Intense Lighting | SD6DRL340D101FL/[ICS430,ICS432][C,HZ,W]* | 1257 | Downlight | 69.7 | 2020-11-01 | 2021-04-21 | High | 2 | #N/A | 69.7 | #N/A | #N/A
Intense Lighting | SD6DRL340D101NF/[ICS430,ICS432][C,HZ,W]* | 1257 | Downlight | 69.7 | 2020-11-01 | 2021-04-21 | High | 2 | #N/A | 69.7 | #N/A | #N/A
Intense Lighting | SD6DRL340D101WF/[ICS430,ICS432][C,HZ,W]* | 1257 | Downlight | 69.7 | 2020-11-01 | 2021-04-21 | High | 2 | #N/A | 69.7 | #N/A | #N/A
Intense Lighting | SD4DRL327D101FL/[ICS430,ICS432][C,HZ,W]* | 1257 | Downlight | 69.7 | 2020-11-01 | 2021-04-21 | High | 2 | #N/A | 69.7 | #N/A | #N/A
Intense Lighting | SD4DRL327D101NF/[ICS430,ICS432][C,HZ,W]* | 1257 | Downlight | 69.7 | 2020-11-01 | 2021-04-21 | High | 2 | #N/A | 69.7 | #N/A | #N/A
Intense Lighting | SD4DRL327D101WF/[ICS430,ICS432][C,HZ,W]* | 1257 | Downlight | 69.7 | 2020-11-01 | 2021-04-21 | High | 2 | #N/A | 69.7 | #N/A | #N/A
Intense Lighting | SD4DRL330D101FL/[ICS430,ICS432][C,HZ,W]* | 1257 | Downlight | 69.7 | 2020-11-01 | 2021-04-21 | High | 2 | #N/A | 69.7 | #N/A | #N/A
Intense Lighting | SD4DRL330D101NF/[ICS430,ICS432][C,HZ,W]* | 1257 | Downlight | 69.7 | 2020-11-01 | 2021-04-21 | High | 2 | #N/A | 69.7 | #N/A | #N/A
Intense Lighting | SD4DRL330D101WF/[ICS430,ICS432][C,HZ,W]* | 1257 | Downlight | 69.7 | 2020-11-01 | 2021-04-21 | High | 2 | #N/A | 69.7 | #N/A | #N/A
Intense Lighting | SD4DRL3359D101FL/[ICS430,ICS432][C,HZ,W]* | 1257 | Downlight | 69.7 | 2020-11-01 | 2021-04-21 | High | 2 | #N/A | 69.7 | #N/A | #N/A
Intense Lighting | SD4DRL3359D101NF/[ICS430,ICS432][C,HZ,W]* | 1257 | Downlight | 69.7 | 2020-11-01 | 2021-04-21 | High | 2 | #N/A | 69.7 | #N/A | #N/A
Intense Lighting | SD4DRL3359D101WF/[ICS430,ICS432][C,HZ,W]* | 1257 | Downlight | 69.7 | 2020-11-01 | 2021-04-21 | High | 2 | #N/A | 69.7 | #N/A | #N/A
Intense Lighting | SD4DRL335D101FL/[ICS430,ICS432][C,HZ,W]* | 1257 | Downlight | 69.7 | 2020-11-01 | 2021-04-21 | High | 2 | #N/A | 69.7 | #N/A | #N/A
Intense Lighting | SD4DRL335D101NF/[ICS430,ICS432][C,HZ,W]* | 1257 | Downlight | 69.7 | 2020-11-01 | 2021-04-21 | High | 2 | #N/A | 69.7 | #N/A | #N/A
Intense Lighting | SD4DRL335D101WF/[ICS430,ICS432][C,HZ,W]* | 1257 | Downlight | 69.7 | 2020-11-01 | 2021-04-21 | High | 2 | #N/A | 69.7 | #N/A | #N/A
Intense Lighting | SD4DRL3409D101FL/[ICS430,ICS432][C,HZ,W]* | 1257 | Downlight | 69.7 | 2020-11-01 | 2021-04-21 | High | 2 | #N/A | 69.7 | #N/A | #N/A
Intense Lighting | SD4DRL3409D101NF/[ICS430,ICS432][C,HZ,W]* | 1257 | Downlight | 69.7 | 2020-11-01 | 2021-04-21 | High | 2 | #N/A | 69.7 | #N/A | #N/A
Intense Lighting | SD4DRL3409D101WF/[ICS430,ICS432][C,HZ,W]* | 1257 | Downlight | 69.7 | 2020-11-01 | 2021-04-21 | High | 2 | #N/A | 69.7 | #N/A | #N/A
Intense Lighting | SD4DRL340D101FL/[ICS430,ICS432][C,HZ,W]* | 1257 | Downlight | 69.7 | 2020-11-01 | 2021-04-21 | High | 2 | #N/A | 69.7 | #N/A | #N/A
Intense Lighting | SD4DRL340D101NF/[ICS430,ICS432][C,HZ,W]* | 1257 | Downlight | 69.7 | 2020-11-01 | 2021-04-21 | High | 2 | #N/A | 69.7 | #N/A | #N/A
Intense Lighting | SD4DRL340D101WF/[ICS430,ICS432][C,HZ,W]* | 1257 | Downlight | 69.7 | 2020-11-01 | 2021-04-21 | High | 2 | #N/A | 69.7 | #N/A | #N/A
Intense Lighting | SD6DRRL327D101FL/[ICS430,ICS432][C,HZ,W]* | 1257 | Downlight | 69.7 | 2020-11-01 | 2021-04-21 | High | 2 | #N/A | 69.7 | #N/A | #N/A
Intense Lighting | SD6DRRL327D101NF/[ICS430,ICS432][C,HZ,W]* | 1257 | Downlight | 69.7 | 2020-11-01 | 2021-04-21 | High | 2 | #N/A | 69.7 | #N/A | #N/A
Intense Lighting | SD6DRRL327D101WF/[ICS430,ICS432][C,HZ,W]* | 1257 | Downlight | 69.7 | 2020-11-01 | 2021-04-21 | High | 2 | #N/A | 69.7 | #N/A | #N/A
Intense Lighting | SD6DRRL330D101FL/[ICS430,ICS432][C,HZ,W]* | 1257 | Downlight | 69.7 | 2020-11-01 | 2021-04-21 | High | 2 | #N/A | 69.7 | #N/A | #N/A
Intense Lighting | SD6DRRL330D101NF/[ICS430,ICS432][C,HZ,W]* | 1257 | Downlight | 69.7 | 2020-11-01 | 2021-04-21 | High | 2 | #N/A | 69.7 | #N/A | #N/A
Intense Lighting | SD6DRRL330D101WF/[ICS430,ICS432][C,HZ,W]* | 1257 | Downlight | 69.7 | 2020-11-01 | 2021-04-21 | High | 2 | #N/A | 69.7 | #N/A | #N/A
Intense Lighting | SD6DRRL3359D101FL/[ICS430,ICS432][C,HZ,W]* | 1257 | Downlight | 69.7 | 2020-11-01 | 2021-04-21 | High | 2 | #N/A | 69.7 | #N/A | #N/A
Intense Lighting | SD6DRRL3359D101NF/[ICS430,ICS432][C,HZ,W]* | 1257 | Downlight | 69.7 | 2020-11-01 | 2021-04-21 | High | 2 | #N/A | 69.7 | #N/A | #N/A
Intense Lighting | SD6DRRL3359D101WF/[ICS430,ICS432][C,HZ,W]* | 1257 | Downlight | 69.7 | 2020-11-01 | 2021-04-21 | High | 2 | #N/A | 69.7 | #N/A | #N/A
Intense Lighting | SD6DRRL335D101FL/[ICS430,ICS432][C,HZ,W]* | 1257 | Downlight | 69.7 | 2020-11-01 | 2021-04-21 | High | 2 | #N/A | 69.7 | #N/A | #N/A
Intense Lighting | SD6DRRL335D101NF/[ICS430,ICS432][C,HZ,W]* | 1257 | Downlight | 69.7 | 2020-11-01 | 2021-04-21 | High | 2 | #N/A | 69.7 | #N/A | #N/A
Intense Lighting | SD6DRRL335D101WF/[ICS430,ICS432][C,HZ,W]* | 1257 | Downlight | 69.7 | 2020-11-01 | 2021-04-21 | High | 2 | #N/A | 69.7 | #N/A | #N/A
Intense Lighting | SD6DRRL3409D101FL/[ICS430,ICS432][C,HZ,W]* | 1257 | Downlight | 69.7 | 2020-11-01 | 2021-04-21 | High | 2 | #N/A | 69.7 | #N/A | #N/A
Intense Lighting | SD6DRRL3409D101NF/[ICS430,ICS432][C,HZ,W]* | 1257 | Downlight | 69.7 | 2020-11-01 | 2021-04-21 | High | 2 | #N/A | 69.7 | #N/A | #N/A
Intense Lighting | SD6DRRL3409D101WF/[ICS430,ICS432][C,HZ,W]* | 1257 | Downlight | 69.7 | 2020-11-01 | 2021-04-21 | High | 2 | #N/A | 69.7 | #N/A | #N/A
Intense Lighting | SD6DRRL340D101FL/[ICS430,ICS432][C,HZ,W]* | 1257 | Downlight | 69.7 | 2020-11-01 | 2021-04-21 | High | 2 | #N/A | 69.7 | #N/A | #N/A
Intense Lighting | SD6DRRL340D101NF/[ICS430,ICS432][C,HZ,W]* | 1257 | Downlight | 69.7 | 2020-11-01 | 2021-04-21 | High | 2 | #N/A | 69.7 | #N/A | #N/A
Intense Lighting | SD6DRRL340D101WF/[ICS430,ICS432][C,HZ,W]* | 1257 | Downlight | 69.7 | 2020-11-01 | 2021-04-21 | High | 2 | #N/A | 69.7 | #N/A | #N/A
Intense Lighting | SD4DRRL327D101FL/[ICS430,ICS432][C,HZ,W]* | 1257 | Downlight | 69.7 | 2020-11-01 | 2021-04-21 | High | 2 | #N/A | 69.7 | #N/A | #N/A
Intense Lighting | SD4DRRL327D101NF/[ICS430,ICS432][C,HZ,W]* | 1257 | Downlight | 69.7 | 2020-11-01 | 2021-04-21 | High | 2 | #N/A | 69.7 | #N/A | #N/A
Intense Lighting | SD4DRRL327D101WF/[ICS430,ICS432][C,HZ,W]* | 1257 | Downlight | 69.7 | 2020-11-01 | 2021-04-21 | High | 2 | #N/A | 69.7 | #N/A | #N/A
Intense Lighting | SD4DRRL330D101FL/[ICS430,ICS432][C,HZ,W]* | 1257 | Downlight | 69.7 | 2020-11-01 | 2021-04-21 | High | 2 | #N/A | 69.7 | #N/A | #N/A
Intense Lighting | SD4DRRL330D101NF/[ICS430,ICS432][C,HZ,W]* | 1257 | Downlight | 69.7 | 2020-11-01 | 2021-04-21 | High | 2 | #N/A | 69.7 | #N/A | #N/A
Intense Lighting | SD4DRRL330D101WF/[ICS430,ICS432][C,HZ,W]* | 1257 | Downlight | 69.7 | 2020-11-01 | 2021-04-21 | High | 2 | #N/A | 69.7 | #N/A | #N/A
Intense Lighting | SD4DRRL3359D101FL/[ICS430,ICS432][C,HZ,W]* | 1257 | Downlight | 69.7 | 2020-11-01 | 2021-04-21 | High | 2 | #N/A | 69.7 | #N/A | #N/A
Intense Lighting | SD4DRRL3359D101NF/[ICS430,ICS432][C,HZ,W]* | 1257 | Downlight | 69.7 | 2020-11-01 | 2021-04-21 | High | 2 | #N/A | 69.7 | #N/A | #N/A
Intense Lighting | SD4DRRL3359D101WF/[ICS430,ICS432][C,HZ,W]* | 1257 | Downlight | 69.7 | 2020-11-01 | 2021-04-21 | High | 2 | #N/A | 69.7 | #N/A | #N/A
Intense Lighting | SD4DRRL335D101FL/[ICS430,ICS432][C,HZ,W]* | 1257 | Downlight | 69.7 | 2020-11-01 | 2021-04-21 | High | 2 | #N/A | 69.7 | #N/A | #N/A
Intense Lighting | SD4DRRL335D101NF/[ICS430,ICS432][C,HZ,W]* | 1257 | Downlight | 69.7 | 2020-11-01 | 2021-04-21 | High | 2 | #N/A | 69.7 | #N/A | #N/A
Intense Lighting | SD4DRRL335D101WF/[ICS430,ICS432][C,HZ,W]* | 1257 | Downlight | 69.7 | 2020-11-01 | 2021-04-21 | High | 2 | #N/A | 69.7 | #N/A | #N/A
Intense Lighting | SD4DRRL3409D101FL/[ICS430,ICS432][C,HZ,W]* | 1257 | Downlight | 69.7 | 2020-11-01 | 2021-04-21 | High | 2 | #N/A | 69.7 | #N/A | #N/A
Intense Lighting | SD4DRRL3409D101NF/[ICS430,ICS432][C,HZ,W]* | 1257 | Downlight | 69.7 | 2020-11-01 | 2021-04-21 | High | 2 | #N/A | 69.7 | #N/A | #N/A
Intense Lighting | SD4DRRL3409D101WF/[ICS430,ICS432][C,HZ,W]* | 1257 | Downlight | 69.7 | 2020-11-01 | 2021-04-21 | High | 2 | #N/A | 69.7 | #N/A | #N/A
Intense Lighting | SD4DRRL340D101FL/[ICS430,ICS432][C,HZ,W]* | 1257 | Downlight | 69.7 | 2020-11-01 | 2021-04-21 | High | 2 | #N/A | 69.7 | #N/A | #N/A
Intense Lighting | SD4DRRL340D101NF/[ICS430,ICS432][C,HZ,W]* | 1257 | Downlight | 69.7 | 2020-11-01 | 2021-04-21 | High | 2 | #N/A | 69.7 | #N/A | #N/A
Intense Lighting | SD4DRRL340D101WF/[ICS430,ICS432][C,HZ,W]* | 1257 | Downlight | 69.7 | 2020-11-01 | 2021-04-21 | High | 2 | #N/A | 69.7 | #N/A | #N/A
Intense Lighting | SD8DRL327D101FL/[ICS430,ICS432][C,HZ,W]* | 1257 | Downlight | 69.7 | 2020-11-01 | 2021-04-21 | High | 2 | #N/A | 69.7 | #N/A | #N/A
Intense Lighting | SD8DRL327D101NF/[ICS430,ICS432][C,HZ,W]* | 1257 | Downlight | 69.7 | 2020-11-01 | 2021-04-21 | High | 2 | #N/A | 69.7 | #N/A | #N/A
Intense Lighting | SD8DRL327D101WF/[ICS430,ICS432][C,HZ,W]* | 1257 | Downlight | 69.7 | 2020-11-01 | 2021-04-21 | High | 2 | #N/A | 69.7 | #N/A | #N/A
Intense Lighting | SD8DRL330D101FL/[ICS430,ICS432][C,HZ,W]* | 1257 | Downlight | 69.7 | 2020-11-01 | 2021-04-21 | High | 2 | #N/A | 69.7 | #N/A | #N/A
Intense Lighting | SD8DRL330D101NF/[ICS430,ICS432][C,HZ,W]* | 1257 | Downlight | 69.7 | 2020-11-01 | 2021-04-21 | High | 2 | #N/A | 69.7 | #N/A | #N/A
Intense Lighting | SD8DRL330D101WF/[ICS430,ICS432][C,HZ,W]* | 1257 | Downlight | 69.7 | 2020-11-01 | 2021-04-21 | High | 2 | #N/A | 69.7 | #N/A | #N/A
Intense Lighting | SD8DRL3359D101FL/[ICS430,ICS432][C,HZ,W]* | 1257 | Downlight | 69.7 | 2020-11-01 | 2021-04-21 | High | 2 | #N/A | 69.7 | #N/A | #N/A
Intense Lighting | SD8DRL3359D101NF/[ICS430,ICS432][C,HZ,W]* | 1257 | Downlight | 69.7 | 2020-11-01 | 2021-04-21 | High | 2 | #N/A | 69.7 | #N/A | #N/A
Intense Lighting | SD8DRL3359D101WF/[ICS430,ICS432][C,HZ,W]* | 1257 | Downlight | 69.7 | 2020-11-01 | 2021-04-21 | High | 2 | #N/A | 69.7 | #N/A | #N/A
Intense Lighting | SD8DRL335D101FL/[ICS430,ICS432][C,HZ,W]* | 1257 | Downlight | 69.7 | 2020-11-01 | 2021-04-21 | High | 2 | #N/A | 69.7 | #N/A | #N/A
Intense Lighting | SD8DRL335D101NF/[ICS430,ICS432][C,HZ,W]* | 1257 | Downlight | 69.7 | 2020-11-01 | 2021-04-21 | High | 2 | #N/A | 69.7 | #N/A | #N/A
Intense Lighting | SD8DRL335D101WF/[ICS430,ICS432][C,HZ,W]* | 1257 | Downlight | 69.7 | 2020-11-01 | 2021-04-21 | High | 2 | #N/A | 69.7 | #N/A | #N/A
Intense Lighting | SD8DRL3409D101FL/[ICS430,ICS432][C,HZ,W]* | 1257 | Downlight | 69.7 | 2020-11-01 | 2021-04-21 | High | 2 | #N/A | 69.7 | #N/A | #N/A
Intense Lighting | SD8DRL3409D101NF/[ICS430,ICS432][C,HZ,W]* | 1257 | Downlight | 69.7 | 2020-11-01 | 2021-04-21 | High | 2 | #N/A | 69.7 | #N/A | #N/A
Intense Lighting | SD8DRL3409D101WF/[ICS430,ICS432][C,HZ,W]* | 1257 | Downlight | 69.7 | 2020-11-01 | 2021-04-21 | High | 2 | #N/A | 69.7 | #N/A | #N/A
Intense Lighting | SD8DRL340D101FL/[ICS430,ICS432][C,HZ,W]* | 1257 | Downlight | 69.7 | 2020-11-01 | 2021-04-21 | High | 2 | #N/A | 69.7 | #N/A | #N/A
Intense Lighting | SD8DRL340D101NF/[ICS430,ICS432][C,HZ,W]* | 1257 | Downlight | 69.7 | 2020-11-01 | 2021-04-21 | High | 2 | #N/A | 69.7 | #N/A | #N/A
Intense Lighting | SD8DRL340D101WF/[ICS430,ICS432][C,HZ,W]* | 1257 | Downlight | 69.7 | 2020-11-01 | 2021-04-21 | High | 2 | #N/A | 69.7 | #N/A | #N/A
Intense Lighting | SD4DSL327D101FL/[ICS430,ICS432][C,HZ,W]* | 1257 | Downlight | 69.7 | 2020-11-01 | 2021-04-21 | High | 2 | #N/A | 69.7 | #N/A | #N/A
Intense Lighting | SD4DSL327D101NF/[ICS430,ICS432][C,HZ,W]* | 1257 | Downlight | 69.7 | 2020-11-01 | 2021-04-21 | High | 2 | #N/A | 69.7 | #N/A | #N/A
Intense Lighting | SD4DSL327D101WF/[ICS430,ICS432][C,HZ,W]* | 1257 | Downlight | 69.7 | 2020-11-01 | 2021-04-21 | High | 2 | #N/A | 69.7 | #N/A | #N/A
Intense Lighting | SD4DSL330D101FL/[ICS430,ICS432][C,HZ,W]* | 1257 | Downlight | 69.7 | 2020-11-01 | 2021-04-21 | High | 2 | #N/A | 69.7 | #N/A | #N/A
Intense Lighting | SD4DSL330D101NF/[ICS430,ICS432][C,HZ,W]* | 1257 | Downlight | 69.7 | 2020-11-01 | 2021-04-21 | High | 2 | #N/A | 69.7 | #N/A | #N/A
Intense Lighting | SD4DSL330D101WF/[ICS430,ICS432][C,HZ,W]* | 1257 | Downlight | 69.7 | 2020-11-01 | 2021-04-21 | High | 2 | #N/A | 69.7 | #N/A | #N/A
Intense Lighting | SD4DSL3359D101FL/[ICS430,ICS432][C,HZ,W]* | 1257 | Downlight | 69.7 | 2020-11-01 | 2021-04-21 | High | 2 | #N/A | 69.7 | #N/A | #N/A
Intense Lighting | SD4DSL3359D101NF/[ICS430,ICS432][C,HZ,W]* | 1257 | Downlight | 69.7 | 2020-11-01 | 2021-04-21 | High | 2 | #N/A | 69.7 | #N/A | #N/A
Intense Lighting | SD4DSL3359D101WF/[ICS430,ICS432][C,HZ,W]* | 1257 | Downlight | 69.7 | 2020-11-01 | 2021-04-21 | High | 2 | #N/A | 69.7 | #N/A | #N/A
Intense Lighting | SD4DSL335D101FL/[ICS430,ICS432][C,HZ,W]* | 1257 | Downlight | 69.7 | 2020-11-01 | 2021-04-21 | High | 2 | #N/A | 69.7 | #N/A | #N/A
Intense Lighting | SD4DSL335D101NF/[ICS430,ICS432][C,HZ,W]* | 1257 | Downlight | 69.7 | 2020-11-01 | 2021-04-21 | High | 2 | #N/A | 69.7 | #N/A | #N/A
Intense Lighting | SD4DSL335D101WF/[ICS430,ICS432][C,HZ,W]* | 1257 | Downlight | 69.7 | 2020-11-01 | 2021-04-21 | High | 2 | #N/A | 69.7 | #N/A | #N/A
Intense Lighting | SD4DSL3409D101FL/[ICS430,ICS432][C,HZ,W]* | 1257 | Downlight | 69.7 | 2020-11-01 | 2021-04-21 | High | 2 | #N/A | 69.7 | #N/A | #N/A
Intense Lighting | SD4DSL3409D101NF/[ICS430,ICS432][C,HZ,W]* | 1257 | Downlight | 69.7 | 2020-11-01 | 2021-04-21 | High | 2 | #N/A | 69.7 | #N/A | #N/A
Intense Lighting | SD4DSL3409D101WF/[ICS430,ICS432][C,HZ,W]* | 1257 | Downlight | 69.7 | 2020-11-01 | 2021-04-21 | High | 2 | #N/A | 69.7 | #N/A | #N/A
Intense Lighting | SD4DSL340D101FL/[ICS430,ICS432][C,HZ,W]* | 1257 | Downlight | 69.7 | 2020-11-01 | 2021-04-21 | High | 2 | #N/A | 69.7 | #N/A | #N/A
Intense Lighting | SD4DSL340D101NF/[ICS430,ICS432][C,HZ,W]* | 1257 | Downlight | 69.7 | 2020-11-01 | 2021-04-21 | High | 2 | #N/A | 69.7 | #N/A | #N/A
Liton | CR6L22SW-T[30,35,40] | 2160 | Downlight | 69.7 | 2017-01-01 | 2017-03-07 | High | 2 | #N/A | 69.7 | #N/A | #N/A
Liteline | ALR10-3430W | 2168 | Downlight | 69.7 | 2015-11-26 | 2016-04-22 | High | 2 | #N/A | 69.7 | #N/A | #N/A
Gotham | EVO [ ¦LW¦WW¦SQ¦SQLW] [27¦30¦35¦40¦50]/120 6[AR¦WR] [ ¦FL] [VND¦ND¦MD¦MWD¦WD] [ ¦LD¦LSS¦LS] [MVOLT¦120¦277] [ ¦CP¦HAO] [ ¦EL¦ELR] | 8079 | Downlight | 69.7 | 2017-12-21 | 2018-01-12 | High | 2 | #N/A | 69.7 | #N/A | #N/A
Gotham | EVO [ ¦LW¦WW¦SQ¦SQLW] [27¦30¦35¦40¦50]/120 6[AR¦WR] [ ¦FL] [VND¦ND¦MD¦MWD¦WD] [ ¦LD¦LSS¦LS] [MVOLT¦120¦277] [EZ1¦EZ10¦EZB¦GZ1¦GZ10] [ ¦CRI90] [ ¦CP¦HAO] [ ¦EL¦ELR] [ ¦NLTAIR2] | 8079 | Downlight | 69.7 | 2017-12-21 | 2018-01-12 | High | 2 | #N/A | 69.7 | #N/A | #N/A
Gotham | ICO [ ¦SQ¦ADJ¦SQADJ¦CYL] [27¦30¦35¦40]/15 4AR [T00¦T30¦T40] [ ¦FL] [LSS¦LD][10D¦15D¦20D¦25D¦30D¦35D¦40D¦45D¦50D] [MVOLT¦120¦277] | 1165 | Downlight | 69.8 | 2015-07-07 | 2018-07-30 | High | 2 | #N/A | 69.8 | #N/A | #N/A
Westinghouse | 61201 | 1395 | Downlight | 69.8 | 2021-12-01 | 2021-12-01 | High | 2 | #N/A | 69.8 | #N/A | #N/A
Satco | 62/1523 | 2200 | Downlight | 69.8 | 2019-10-15 | 2019-10-17 | High | 2 | #N/A | 69.8 | #N/A | #N/A
Satco | 62/1527 | 2200 | Downlight | 69.8 | 2019-10-15 | 2019-10-17 | High | 2 | #N/A | 69.8 | #N/A | #N/A
WAC Lighting | DS-WE08-F940B-** | 3210 | Downlight | 69.8 | 2019-06-29 | 2020-03-03 | High | 2 | #N/A | 69.8 | #N/A | #N/A
WAC Lighting | DS-WS08-F927A-** | 3210 | Downlight | 69.8 | 2019-06-29 | 2020-03-03 | High | 2 | #N/A | 69.8 | #N/A | #N/A
WAC Lighting | DS-WS08-F927B-** | 3210 | Downlight | 69.8 | 2019-06-29 | 2020-03-03 | High | 2 | #N/A | 69.8 | #N/A | #N/A
WAC Lighting | DS-WS08-F930A-** | 3210 | Downlight | 69.8 | 2019-06-29 | 2020-03-03 | High | 2 | #N/A | 69.8 | #N/A | #N/A
WAC Lighting | DS-WS08-F930B-** | 3210 | Downlight | 69.8 | 2019-06-29 | 2020-03-03 | High | 2 | #N/A | 69.8 | #N/A | #N/A
WAC Lighting | DS-WS08-F935A-** | 3210 | Downlight | 69.8 | 2019-06-29 | 2020-03-03 | High | 2 | #N/A | 69.8 | #N/A | #N/A
WAC Lighting | DS-WS08-F935B-** | 3210 | Downlight | 69.8 | 2019-06-29 | 2020-03-03 | High | 2 | #N/A | 69.8 | #N/A | #N/A
WAC Lighting | DS-WS08-F940A-** | 3210 | Downlight | 69.8 | 2019-06-29 | 2020-03-03 | High | 2 | #N/A | 69.8 | #N/A | #N/A
WAC Lighting | DS-WS08-F940B-** | 3210 | Downlight | 69.8 | 2019-06-29 | 2020-03-03 | High | 2 | #N/A | 69.8 | #N/A | #N/A
WAC Lighting | DS-WE08-F927A-** | 3210 | Downlight | 69.8 | 2019-06-29 | 2020-03-03 | High | 2 | #N/A | 69.8 | #N/A | #N/A
WAC Lighting | DS-WE08-F927B-** | 3210 | Downlight | 69.8 | 2019-06-29 | 2020-03-03 | High | 2 | #N/A | 69.8 | #N/A | #N/A
WAC Lighting | DS-WE08-F930A-** | 3210 | Downlight | 69.8 | 2019-06-29 | 2020-03-03 | High | 2 | #N/A | 69.8 | #N/A | #N/A
WAC Lighting | DS-WE08-F930B-** | 3210 | Downlight | 69.8 | 2019-06-29 | 2020-03-03 | High | 2 | #N/A | 69.8 | #N/A | #N/A
WAC Lighting | DS-WE08-F935A-** | 3210 | Downlight | 69.8 | 2019-06-29 | 2020-03-03 | High | 2 | #N/A | 69.8 | #N/A | #N/A
WAC Lighting | DS-WE08-F935B-** | 3210 | Downlight | 69.8 | 2019-06-29 | 2020-03-03 | High | 2 | #N/A | 69.8 | #N/A | #N/A
WAC Lighting | DS-WE08-F940A-** | 3210 | Downlight | 69.8 | 2019-06-29 | 2020-03-03 | High | 2 | #N/A | 69.8 | #N/A | #N/A
ConTech Lighting | CPL427KMVDFC-P | 3471 | Downlight | 69.8 | 2015-10-30 | 2016-05-19 | High | 2 | #N/A | 69.8 | #N/A | #N/A
PORTFOLIO | LD8B50D010TE ER8B507090[27¦30¦35¦40¦50] 8LB[N¦M¦W¦S]#[LI¦MW¦WMH¦WH¦H] | 3673 | Downlight | 69.8 | 2018-12-31 | 2019-02-06 | High | 2 | #N/A | 69.8 | #N/A | #N/A
Halo | HLC9129301EWH* | 1230 | Downlight | 69.9 | 2020-06-01 | 2020-04-08 | High | 2 | #N/A | 69.9 | #N/A | #N/A
Halo | HLC9129301EWH*-C | 1230 | Downlight | 69.9 | 2020-06-01 | 2020-04-08 | High | 2 | #N/A | 69.9 | #N/A | #N/A
Lithonia Lighting | LDN[4¦6][ ¦SQ¦CYL] [27¦30¦35¦40¦50]/20 L[O4¦W4¦S4¦SW4¦O6¦W6¦S6¦SW6]AR [LSS¦LD¦LS] [MVOLT¦120¦277] DIM[1¦10] | 1545 | Downlight | 69.9 | 2016-08-01 | 2017-01-24 | High | 2 | #N/A | 69.9 | #N/A | #N/A
NICOR LED | CDL6-220-120-27K-XX | 1565 | Downlight | 69.9 | 2015-10-29 | 2015-11-03 | High | 2 | #N/A | 69.9 | #N/A | #N/A
ASD | ASD-JBS-6D15AC-** | 1050 | Downlight | 70 | 2022-09-01 | 2022-08-23 | High | 2 | #N/A | 70 | #N/A | #N/A
ASD | ASD-LDS-6N15AC-MS-** | 1050 | Downlight | 70 | 2022-09-01 | 2022-08-22 | High | 2 | #N/A | 70 | #N/A | #N/A
Earthtronics | DK15276WH2 | 1050 | Downlight | 70 | 2021-10-28 | 2021-12-02 | High | 2 | #N/A | 70 | #N/A | #N/A
Earthtronics | DK15306WH2 | 1050 | Downlight | 70 | 2021-10-28 | 2021-12-02 | High | 2 | #N/A | 70 | #N/A | #N/A
Earthtronics | DK15356WH2 | 1050 | Downlight | 70 | 2021-10-28 | 2021-12-02 | High | 2 | #N/A | 70 | #N/A | #N/A
Earthtronics | DK15406WH2 | 1050 | Downlight | 70 | 2021-10-28 | 2021-12-02 | High | 2 | #N/A | 70 | #N/A | #N/A
Earthtronics | DK15506WH2 | 1050 | Downlight | 70 | 2021-10-28 | 2021-12-02 | High | 2 | #N/A | 70 | #N/A | #N/A
Earthtronics | DK15CCT6WH2 | 1050 | Downlight | 70 | 2021-10-28 | 2021-12-02 | High | 2 | #N/A | 70 | #N/A | #N/A
FEIT ELECTRIC | 74232 | 1050 | Downlight | 70 | 2018-02-10 | 2018-02-08 | High | 2 | #N/A | 70 | #N/A | #N/A
FEIT ELECTRIC | FP13/4WY/NK | 1050 | Downlight | 70 | 2019-01-22 | 2019-02-08 | High | 2 | #N/A | 70 | #N/A | #N/A
FEIT ELECTRIC | FP13D/4WY/NK | 1050 | Downlight | 70 | 2021-01-25 | 2021-01-27 | High | 2 | #N/A | 70 | #N/A | #N/A
Run Bison | HT-G2D3D-6C-15W-927-#-1# | 1050 | Downlight | 70 | 2021-10-30 | 2021-11-19 | High | 2 | #N/A | 70 | #N/A | #N/A
Run Bison | HT-G2D3D-6C-15W-930-#-1# | 1050 | Downlight | 70 | 2021-10-30 | 2021-11-19 | High | 2 | #N/A | 70 | #N/A | #N/A
Run Bison | HT-G2D3D-6C-15W-935-#-1# | 1050 | Downlight | 70 | 2021-10-30 | 2021-11-19 | High | 2 | #N/A | 70 | #N/A | #N/A
Run Bison | HT-G2D3D-6C-15W-940-#-1# | 1050 | Downlight | 70 | 2021-10-30 | 2021-11-19 | High | 2 | #N/A | 70 | #N/A | #N/A
Run Bison | HT-G2D3D-6C-15W-950-#-1# | 1050 | Downlight | 70 | 2021-10-30 | 2021-11-19 | High | 2 | #N/A | 70 | #N/A | #N/A
ProLED | 82996 | 1050 | Downlight | 70 | 2022-07-20 | 2022-07-01 | High | 2 | #N/A | 70 | #N/A | #N/A
Run Bison | YMX-DL-0003-6-12 | 1050 | Downlight | 70 | 2021-06-29 | 2021-07-09 | High | 2 | #N/A | 70 | #N/A | #N/A
Run Bison | YMX-DL-0003-6-6 | 1050 | Downlight | 70 | 2021-06-29 | 2021-07-09 | High | 2 | #N/A | 70 | #N/A | #N/A
HENGTE | HT-G2D1D-6C-15W-927-#-5# | 1050 | Downlight | 70 | 2021-01-13 | 2021-01-20 | High | 2 | #N/A | 70 | #N/A | #N/A
HENGTE | HT-G2D2D-6C-15W-927-#-5# | 1050 | Downlight | 70 | 2021-01-13 | 2021-01-20 | High | 2 | #N/A | 70 | #N/A | #N/A
HENGTE | HT-G2D3D-6C-15W-927-#-1# | 1050 | Downlight | 70 | 2021-10-30 | 2021-11-19 | High | 2 | #N/A | 70 | #N/A | #N/A
HENGTE | HT-G2D3D-6C-15W-927-#-5# | 1050 | Downlight | 70 | 2021-01-13 | 2021-01-20 | High | 2 | #N/A | 70 | #N/A | #N/A
HENGTE | HT-G2D3D-6C-15W-930-#-1# | 1050 | Downlight | 70 | 2021-10-30 | 2021-11-19 | High | 2 | #N/A | 70 | #N/A | #N/A
HENGTE | HT-G2D3D-6C-15W-935-#-1# | 1050 | Downlight | 70 | 2021-10-30 | 2021-11-19 | High | 2 | #N/A | 70 | #N/A | #N/A
HENGTE | HT-G2D3D-6C-15W-940-#-1# | 1050 | Downlight | 70 | 2021-10-30 | 2021-11-19 | High | 2 | #N/A | 70 | #N/A | #N/A
HENGTE | HT-G2D3D-6C-15W-950-#-1# | 1050 | Downlight | 70 | 2021-10-30 | 2021-11-19 | High | 2 | #N/A | 70 | #N/A | #N/A
National Specialty Lighting | LVLDL-08-**-WH-R-L3 | 1050 | Downlight | 70 | 2019-01-12 | 2019-07-05 | High | 2 | #N/A | 70 | #N/A | #N/A
MaxLite | ML2L13SLNI1527 | 1050 | Downlight | 70 | 2018-05-30 | 2018-06-01 | High | 2 | #N/A | 70 | #N/A | #N/A
MaxLite | ML2L13SLNI1530 | 1050 | Downlight | 70 | 2018-05-30 | 2018-06-01 | High | 2 | #N/A | 70 | #N/A | #N/A
MaxLite | ML2L13SLNI1540 | 1050 | Downlight | 70 | 2018-05-30 | 2018-06-01 | High | 2 | #N/A | 70 | #N/A | #N/A
Magic Lite | LVLDL-08-**-WH-R-L3 | 1050 | Downlight | 70 | 2019-01-12 | 2019-07-05 | High | 2 | #N/A | 70 | #N/A | #N/A
MAXIM | 57662WTWT | 1050 | Downlight | 70 | 2019-07-31 | 2019-09-24 | High | 2 | #N/A | 70 | #N/A | #N/A
Luminiz | DL640B-------- | 1050 | Downlight | 70 | 2018-06-15 | 2021-01-07 | High | 2 | #N/A | 70 | #N/A | #N/A
Luminiz | DL640N-------- | 1050 | Downlight | 70 | 2018-06-15 | 2021-01-07 | High | 2 | #N/A | 70 | #N/A | #N/A
Luminiz | DL640W-------- | 1050 | Downlight | 70 | 2018-06-15 | 2021-01-07 | High | 2 | #N/A | 70 | #N/A | #N/A
Luminiz | DL650B-------- | 1050 | Downlight | 70 | 2018-06-15 | 2021-01-07 | High | 2 | #N/A | 70 | #N/A | #N/A
Luminiz | DL650N-------- | 1050 | Downlight | 70 | 2018-06-15 | 2021-01-07 | High | 2 | #N/A | 70 | #N/A | #N/A
Luminiz | DL650W-------- | 1050 | Downlight | 70 | 2018-06-15 | 2021-01-07 | High | 2 | #N/A | 70 | #N/A | #N/A
RAB | DLS0017 | 1050 | Downlight | 70 | 2020-01-15 | 2020-03-24 | High | 2 | #N/A | 70 | #N/A | #N/A
Sarin Energy Solutions | SES-JDL-15-4000 | 1050 | Downlight | 70 | 2019-08-01 | 2019-08-05 | High | 2 | #N/A | 70 | #N/A | #N/A
Portor Lighting | PT-DLS2-R-6I-15W-5CCT | 1050 | Downlight | 70 | 2022-04-28 | 2022-06-06 | High | 2 | #N/A | 70 | #N/A | #N/A
LIGHT THE FUTURE | D836-N-90-2700-** | 1050 | Downlight | 70 | 2022-10-06 | 2022-12-02 | High | 2 | #N/A | 70 | #N/A | #N/A
LIGHT THE FUTURE | D836-N-90-3000-** | 1050 | Downlight | 70 | 2022-10-06 | 2022-12-02 | High | 2 | #N/A | 70 | #N/A | #N/A
LIGHT THE FUTURE | D836-N-90-3500-** | 1050 | Downlight | 70 | 2022-10-06 | 2022-12-02 | High | 2 | #N/A | 70 | #N/A | #N/A
LIGHT THE FUTURE | D836-N-90-4000-** | 1050 | Downlight | 70 | 2022-10-06 | 2022-12-02 | High | 2 | #N/A | 70 | #N/A | #N/A
LIGHT THE FUTURE | D836-N-90-5000-** | 1050 | Downlight | 70 | 2022-10-06 | 2022-12-02 | High | 2 | #N/A | 70 | #N/A | #N/A
LIGHT THE FUTURE | D416-N-KT-XXXX | 1050 | Downlight | 70 | 2016-09-05 | 2016-09-02 | High | 2 | #N/A | 70 | #N/A | #N/A
LIGHT THE FUTURE | D906-CCT-90-**-S | 1050 | Downlight | 70 | 2022-07-05 | 2022-06-30 | High | 2 | #N/A | 70 | #N/A | #N/A
WAC Lighting | FM-07SQ-930-** | 1050 | Downlight | 70 | 2018-05-01 | 2018-04-30 | High | 2 | #N/A | 70 | #N/A | #N/A
WAC Lighting | FM-07SQ-935-** | 1050 | Downlight | 70 | 2018-05-01 | 2018-04-30 | High | 2 | #N/A | 70 | #N/A | #N/A
WAC Lighting | FM-07SQ-940-** | 1050 | Downlight | 70 | 2018-05-01 | 2018-04-30 | High | 2 | #N/A | 70 | #N/A | #N/A
Westgate | FML-R10-MCT-** | 1190 | Downlight | 70 | 2021-03-10 | 2021-06-22 | High | 2 | #N/A | 70 | #N/A | #N/A
EiKO | SSD6-84-12W-835-120DT-WH | 1260 | Downlight | 70 | 2020-07-01 | 2020-07-06 | High | 2 | #N/A | 70 | #N/A | #N/A
EiKO | SSD6-84-12W-840-120DT-WH | 1260 | Downlight | 70 | 2020-07-01 | 2020-07-06 | High | 2 | #N/A | 70 | #N/A | #N/A
EiKO | SSD6-84-12W-850-120DT-WH | 1260 | Downlight | 70 | 2020-07-01 | 2020-07-06 | High | 2 | #N/A | 70 | #N/A | #N/A
EiKO | SSD8-126-18W-830-120DT-WH | 1260 | Downlight | 70 | 2020-07-01 | 2020-07-06 | High | 2 | #N/A | 70 | #N/A | #N/A
EiKO | SSD8-126-18W-835-120DT-WH | 1260 | Downlight | 70 | 2020-07-01 | 2020-07-06 | High | 2 | #N/A | 70 | #N/A | #N/A
EiKO | SSD8-126-18W-840-120DT-WH | 1260 | Downlight | 70 | 2020-07-01 | 2020-07-06 | High | 2 | #N/A | 70 | #N/A | #N/A
EiKO | SSD8-126-18W-850-120DT-WH | 1260 | Downlight | 70 | 2020-07-01 | 2020-07-06 | High | 2 | #N/A | 70 | #N/A | #N/A
EiKO | SSD8-126-18W-9CCT3-120DT-WH | 1260 | Downlight | 70 | 2020-07-01 | 2020-07-06 | High | 2 | #N/A | 70 | #N/A | #N/A
Run Bison | HT-G2D1D-8C-18W-927-#-5# | 1260 | Downlight | 70 | 2021-11-01 | 2021-11-19 | High | 2 | #N/A | 70 | #N/A | #N/A
HENGTE | HT-G2D1D-8C-18W-927-#-5# | 1260 | Downlight | 70 | 2021-11-01 | 2021-11-19 | High | 2 | #N/A | 70 | #N/A | #N/A
LOTUS LED LIGHTS | LB8R 41K | 1260 | Downlight | 70 | 2017-01-10 | 2017-02-15 | High | 2 | #N/A | 70 | #N/A | #N/A
Luminiz | DL850B------- | 1260 | Downlight | 70 | 2018-06-15 | 2021-01-07 | High | 2 | #N/A | 70 | #N/A | #N/A
Luminiz | DL850N------- | 1260 | Downlight | 70 | 2018-06-15 | 2021-01-07 | High | 2 | #N/A | 70 | #N/A | #N/A
Luminiz | DL850W------- | 1260 | Downlight | 70 | 2018-06-15 | 2021-01-07 | High | 2 | #N/A | 70 | #N/A | #N/A
EPHAN | EPCL-18X-ETL(2700K) | 1260 | Downlight | 70 | 2017-06-20 | 2017-07-05 | High | 2 | #N/A | 70 | #N/A | #N/A
EPHAN | EPCL-18X-ETL(3000K) | 1260 | Downlight | 70 | 2017-06-20 | 2017-07-05 | High | 2 | #N/A | 70 | #N/A | #N/A
EPHAN | EPCL-18X-ETL(4000K) | 1260 | Downlight | 70 | 2017-06-20 | 2017-07-05 | High | 2 | #N/A | 70 | #N/A | #N/A
EPHAN | EPCL-18X-ETL(5000K) | 1260 | Downlight | 70 | 2017-06-20 | 2017-07-05 | High | 2 | #N/A | 70 | #N/A | #N/A
HOMI | HM04-PR8-18W-12030K-*SA | 1260 | Downlight | 70 | 2020-04-22 | 2020-04-20 | High | 2 | #N/A | 70 | #N/A | #N/A
HOMI | HM04-PR8-18W-12035K-*SA | 1260 | Downlight | 70 | 2020-04-22 | 2020-04-20 | High | 2 | #N/A | 70 | #N/A | #N/A
HOMI | HM04-PR8-18W-120-3CCT-*SA | 1260 | Downlight | 70 | 2020-04-01 | 2020-04-21 | High | 2 | #N/A | 70 | #N/A | #N/A
HOMI | HM04-PR8-18W-12040K-*SA | 1260 | Downlight | 70 | 2020-04-22 | 2020-04-20 | High | 2 | #N/A | 70 | #N/A | #N/A
HOMI | HM04-PR8-18W-12050K-*SA | 1260 | Downlight | 70 | 2020-04-22 | 2020-04-20 | High | 2 | #N/A | 70 | #N/A | #N/A
HOMI | HM04-PR8-18W80-120-3CCT | 1260 | Downlight | 70 | 2022-05-31 | 2022-06-02 | High | 2 | #N/A | 70 | #N/A | #N/A
FOXSUN | FX-DL8-18W-27-QD | 1260 | Downlight | 70 | 2018-12-14 | 2019-01-18 | High | 2 | #N/A | 70 | #N/A | #N/A
SAMSENS | FS-FPDL-6C-18W-5CCT | 1260 | Downlight | 70 | 2022-06-06 | 2022-05-31 | High | 2 | #N/A | 70 | #N/A | #N/A
Access Lighting Corp | 20794LEDD-27-***/*** | 1400 | Downlight | 70 | 2019-01-09 | 2019-10-17 | High | 2 | #N/A | 70 | #N/A | #N/A
Atlantic Lighting | LED7-DLM15-27K-X | 1400 | Downlight | 70 | 2014-04-01 | 2016-08-08 | High | 2 | #N/A | 70 | #N/A | #N/A
Atlantic Lighting | LED7IC-DLM15-27K-X | 1400 | Downlight | 70 | 2014-04-01 | 2016-08-08 | High | 2 | #N/A | 70 | #N/A | #N/A
Atlantic Lighting | LED8-DLM15-27K-X | 1400 | Downlight | 70 | 2014-04-01 | 2016-08-08 | High | 2 | #N/A | 70 | #N/A | #N/A
Atlantic Lighting | LED8IC-DLM15-27K-X | 1400 | Downlight | 70 | 2014-04-01 | 2016-08-08 | High | 2 | #N/A | 70 | #N/A | #N/A
Atlantic Lighting | LED-RETRO-DLM15-27K-X | 1400 | Downlight | 70 | 2014-04-01 | 2016-08-08 | High | 2 | #N/A | 70 | #N/A | #N/A
Atlantic Lighting | LED4-DLM15-27K-X | 1400 | Downlight | 70 | 2014-04-01 | 2016-08-08 | High | 2 | #N/A | 70 | #N/A | #N/A
Atlantic Lighting | LED10-DLM15-27K-X | 1400 | Downlight | 70 | 2014-04-01 | 2016-08-08 | High | 2 | #N/A | 70 | #N/A | #N/A
Atlantic Lighting | LED4IC-DLM15-27K-X | 1400 | Downlight | 70 | 2014-04-01 | 2016-08-08 | High | 2 | #N/A | 70 | #N/A | #N/A
Atlantic Lighting | LED6-DLM15-27K-X | 1400 | Downlight | 70 | 2014-04-01 | 2016-08-08 | High | 2 | #N/A | 70 | #N/A | #N/A
Atlantic Lighting | LED6IC-DLM15-27K-X | 1400 | Downlight | 70 | 2014-04-01 | 2016-08-08 | High | 2 | #N/A | 70 | #N/A | #N/A
ConTech Lighting | CY3[S,T]327K12D1[C,FC,RS,W,TFC][BLANK,X]S-[B,BZ,P,S] | 1400 | Downlight | 70 | 2016-10-04 | 2016-10-18 | High | 2 | #N/A | 70 | #N/A | #N/A
ConTech Lighting | CY3[S,T]327KMVD2[C,FC,RS,W,TFC][BLANK,X]S-[B,BZ,P,S] | 1400 | Downlight | 70 | 2016-10-04 | 2016-10-18 | High | 2 | #N/A | 70 | #N/A | #N/A
EELighting | UTP-R8686MW-20W5CCTA-120347V-DIM-CRI80 | 1400 | Downlight | 70 | 2021-01-14 | 2021-02-04 | High | 2 | #N/A | 70 | #N/A | #N/A
Run Bison | HT-G2D1D-10C-20W-927-#-5# | 1400 | Downlight | 70 | 2021-11-26 | 2021-12-23 | High | 2 | #N/A | 70 | #N/A | #N/A
HENGTE | HT-G2D1D-10C-20W-927-#-5# | 1400 | Downlight | 70 | 2021-11-26 | 2021-12-23 | High | 2 | #N/A | 70 | #N/A | #N/A
LEADVISION | LV1400AD-208RR1COM | 1400 | Downlight | 70 | 2020-11-24 | 2020-12-18 | High | 2 | #N/A | 70 | #N/A | #N/A
National Specialty Lighting | LVLDL-10-**-WH-R-L3 | 1400 | Downlight | 70 | 2019-01-12 | 2019-07-05 | High | 2 | #N/A | 70 | #N/A | #N/A
Magic Lite | LVLDL-10-**-WH-R-L3 | 1400 | Downlight | 70 | 2019-01-12 | 2019-07-05 | High | 2 | #N/A | 70 | #N/A | #N/A
RP Lighting+Fans | 49353-##-** | 1400 | Downlight | 70 | 2019-10-18 | 2019-11-06 | High | 2 | #N/A | 70 | #N/A | #N/A
Verbatim | 70272 | 1400 | Downlight | 70 | 2018-12-27 | 2019-01-30 | High | 2 | #N/A | 70 | #N/A | #N/A
Home Decorators Collection | JXM3011LX-02/*** | 1400 | Downlight | 70 | 2021-10-26 | 2021-11-03 | High | 2 | #N/A | 70 | #N/A | #N/A
USA LED | DL6MA-303540 | 1470 | Downlight | 70 | 2018-05-16 | 2018-05-29 | High | 2 | #N/A | 70 | #N/A | #N/A
Globalux Lighting | SDL-12-22-120D-930-** | 1540 | Downlight | 70 | 2019-10-31 | 2019-12-27 | High | 2 | #N/A | 70 | #N/A | #N/A
Globalux Lighting | SDL-12-22-120D-935-** | 1540 | Downlight | 70 | 2019-10-31 | 2019-12-27 | High | 2 | #N/A | 70 | #N/A | #N/A
Globalux Lighting | SDL-12-22-120D-940-** | 1540 | Downlight | 70 | 2019-10-31 | 2019-12-27 | High | 2 | #N/A | 70 | #N/A | #N/A
Globalux Lighting | SDL-12-22-120D-950-** | 1540 | Downlight | 70 | 2019-10-31 | 2019-12-27 | High | 2 | #N/A | 70 | #N/A | #N/A
MEEK | CL-24X-ETL-CCT | 1680 | Downlight | 70 | 2020-08-05 | 2020-08-17 | High | 2 | #N/A | 70 | #N/A | #N/A
MaxLite | ML2L15SLNI2427 | 1680 | Downlight | 70 | 2018-05-30 | 2018-06-01 | High | 2 | #N/A | 70 | #N/A | #N/A
MaxLite | ML2L15SLNI2427 | 1680 | Downlight | 70 | 2019-04-30 | 2019-05-07 | High | 2 | #N/A | 70 | #N/A | #N/A
MaxLite | ML2L15SLNI2430 | 1680 | Downlight | 70 | 2018-05-30 | 2018-06-01 | High | 2 | #N/A | 70 | #N/A | #N/A
MaxLite | ML2L15SLNI2440 | 1680 | Downlight | 70 | 2018-05-30 | 2018-06-01 | High | 2 | #N/A | 70 | #N/A | #N/A
EPHAN | EPCL-24X-ETL-CCT | 1680 | Downlight | 70 | 2020-07-23 | 2020-07-29 | High | 2 | #N/A | 70 | #N/A | #N/A
SAMSENS | FS-FPDL-8C-24W-5CCT | 1680 | Downlight | 70 | 2022-06-06 | 2022-05-31 | High | 2 | #N/A | 70 | #N/A | #N/A
American Lighting | SPEC6-5CCT-AZ | 1750 | Downlight | 70 | 2020-04-30 | 2020-05-26 | High | 2 | #N/A | 70 | #N/A | #N/A
American Lighting | EM6-30-WH | 1750 | Downlight | 70 | 2017-08-10 | 2017-08-08 | High | 2 | #N/A | 70 | #N/A | #N/A
American Lighting | EM6-30-WH | 1750 | Downlight | 70 | 2017-08-10 | 2017-08-08 | High | 2 | #N/A | 70 | #N/A | #N/A
NaturaLED | LED-FX5DWS25/33S/930/BK | 1750 | Downlight | 70 | 2020-09-05 | 2020-09-08 | High | 2 | #N/A | 70 | #N/A | #N/A
NaturaLED | LED-FX5DWS25/33S/930/WH | 1750 | Downlight | 70 | 2020-09-05 | 2020-09-08 | High | 2 | #N/A | 70 | #N/A | #N/A
NaturaLED | LED-FX5DWS25/33S/940/BK | 1750 | Downlight | 70 | 2020-09-05 | 2020-09-08 | High | 2 | #N/A | 70 | #N/A | #N/A
NaturaLED | LED-FX5DWS25/33S/940/WH | 1750 | Downlight | 70 | 2020-09-05 | 2020-09-08 | High | 2 | #N/A | 70 | #N/A | #N/A
NaturaLED | LED-FX5DWS25/33S/950/BK | 1750 | Downlight | 70 | 2020-09-05 | 2020-09-08 | High | 2 | #N/A | 70 | #N/A | #N/A
NaturaLED | LED-FX5DWS25/33S/950/WH | 1750 | Downlight | 70 | 2020-09-05 | 2020-09-08 | High | 2 | #N/A | 70 | #N/A | #N/A
Signcomplex | ML6-025-AW-5CCT-#D* | 1750 | Downlight | 70 | 2020-04-30 | 2020-06-06 | High | 2 | #N/A | 70 | #N/A | #N/A
UP-SHINE | UP-DL36-25W(2700K) | 1750 | Downlight | 70 | 2016-07-19 | 2016-07-21 | High | 2 | #N/A | 70 | #N/A | #N/A
Westgate | FML-R14-MCT-** | 1820 | Downlight | 70 | 2021-03-10 | 2021-06-22 | High | 2 | #N/A | 70 | #N/A | #N/A
US Green Lighting | L/DL8/W/XU/9ADJ/TJ01 | 2100 | Downlight | 70 | 2019-01-14 | 2019-02-18 | High | 2 | #N/A | 70 | #N/A | #N/A
ATG | DJ8T-30-01 | 2100 | Downlight | 70 | 2019-04-01 | 2019-12-04 | High | 2 | #N/A | 70 | #N/A | #N/A
ESL Vision | ESL-OPT-8-xW-1yy | 2100 | Downlight | 70 | 2019-01-14 | 2019-02-20 | High | 2 | #N/A | 70 | #N/A | #N/A
ESL Vision | ESL-OPT-8-xW-1yy-10V | 2100 | Downlight | 70 | 2019-06-01 | 2021-05-02 | High | 2 | #N/A | 70 | #N/A | #N/A
Dals | HPD6-CC-** | 2100 | Downlight | 70 | 2021-01-01 | 2021-09-21 | High | 2 | #N/A | 70 | #N/A | #N/A
Dals | HPD6-CC-V-** | 2100 | Downlight | 70 | 2021-01-01 | 2022-01-27 | High | 2 | #N/A | 70 | #N/A | #N/A
LED ONE | LOC-8DL-MW-MCCT | 2100 | Downlight | 70 | 2019-01-14 | 2019-08-29 | High | 2 | #N/A | 70 | #N/A | #N/A
MAXXIMA | MRL-83000C | 2100 | Downlight | 70 | 2018-12-01 | 2019-11-14 | High | 2 | #N/A | 70 | #N/A | #N/A
Ortech | 2400-3CCT** | 2100 | Downlight | 70 | 2022-06-15 | 2022-06-15 | High | 2 | #N/A | 70 | #N/A | #N/A
LifeLux | USALED-DLMB8 | 2100 | Downlight | 70 | 2019-04-01 | 2019-12-19 | High | 2 | #N/A | 70 | #N/A | #N/A
LIGHT THE FUTURE | D848 | 2100 | Downlight | 70 | 2019-01-14 | 2019-01-11 | High | 2 | #N/A | 70 | #N/A | #N/A
Intense Lighting | SD6DRL727D101FL/[ICS430,ICS432][C,HZ,W]* | 2621 | Downlight | 70 | 2020-11-01 | 2021-04-21 | High | 2 | #N/A | 70 | #N/A | #N/A
Intense Lighting | SD6DRL727D101NF/[ICS430,ICS432][C,HZ,W]* | 2621 | Downlight | 70 | 2020-11-01 | 2021-04-21 | High | 2 | #N/A | 70 | #N/A | #N/A
Intense Lighting | SD6DRL727D101WF/[ICS430,ICS432][C,HZ,W]* | 2621 | Downlight | 70 | 2020-11-01 | 2021-04-21 | High | 2 | #N/A | 70 | #N/A | #N/A
Intense Lighting | SD6DRL730D101FL/[ICS430,ICS432][C,HZ,W]* | 2621 | Downlight | 70 | 2020-11-01 | 2021-04-21 | High | 2 | #N/A | 70 | #N/A | #N/A
Intense Lighting | SD6DRL730D101NF/[ICS430,ICS432][C,HZ,W]* | 2621 | Downlight | 70 | 2020-11-01 | 2021-04-21 | High | 2 | #N/A | 70 | #N/A | #N/A
Intense Lighting | SD6DRL730D101WF/[ICS430,ICS432][C,HZ,W]* | 2621 | Downlight | 70 | 2020-11-01 | 2021-04-21 | High | 2 | #N/A | 70 | #N/A | #N/A
Intense Lighting | SD6DRL735D101FL/[ICS430,ICS432][C,HZ,W]* | 2621 | Downlight | 70 | 2020-11-01 | 2021-04-21 | High | 2 | #N/A | 70 | #N/A | #N/A
Intense Lighting | SD6DRL735D101NF/[ICS430,ICS432][C,HZ,W]* | 2621 | Downlight | 70 | 2020-11-01 | 2021-04-21 | High | 2 | #N/A | 70 | #N/A | #N/A
Intense Lighting | SD6DRL735D101WF/[ICS430,ICS432][C,HZ,W]* | 2621 | Downlight | 70 | 2020-11-01 | 2021-04-21 | High | 2 | #N/A | 70 | #N/A | #N/A
Intense Lighting | SD6DRL740D101FL/[ICS430,ICS432][C,HZ,W]* | 2621 | Downlight | 70 | 2020-11-01 | 2021-04-21 | High | 2 | #N/A | 70 | #N/A | #N/A
Intense Lighting | SD6DRL740D101NF/[ICS430,ICS432][C,HZ,W]* | 2621 | Downlight | 70 | 2020-11-01 | 2021-04-21 | High | 2 | #N/A | 70 | #N/A | #N/A
Intense Lighting | SD6DRL740D101WF/[ICS430,ICS432][C,HZ,W]* | 2621 | Downlight | 70 | 2020-11-01 | 2021-04-21 | High | 2 | #N/A | 70 | #N/A | #N/A
Intense Lighting | SD6DRRL727D101FL/[ICS430,ICS432][C,HZ,W]* | 2621 | Downlight | 70 | 2020-11-01 | 2021-04-21 | High | 2 | #N/A | 70 | #N/A | #N/A
Intense Lighting | SD6DRRL727D101NF/[ICS430,ICS432][C,HZ,W]* | 2621 | Downlight | 70 | 2020-11-01 | 2021-04-21 | High | 2 | #N/A | 70 | #N/A | #N/A
Intense Lighting | SD6DRRL727D101WF/[ICS430,ICS432][C,HZ,W]* | 2621 | Downlight | 70 | 2020-11-01 | 2021-04-21 | High | 2 | #N/A | 70 | #N/A | #N/A
Intense Lighting | SD6DRRL730D101FL/[ICS430,ICS432][C,HZ,W]* | 2621 | Downlight | 70 | 2020-11-01 | 2021-04-21 | High | 2 | #N/A | 70 | #N/A | #N/A
Intense Lighting | SD6DRRL730D101NF/[ICS430,ICS432][C,HZ,W]* | 2621 | Downlight | 70 | 2020-11-01 | 2021-04-21 | High | 2 | #N/A | 70 | #N/A | #N/A
Intense Lighting | SD6DRRL730D101WF/[ICS430,ICS432][C,HZ,W]* | 2621 | Downlight | 70 | 2020-11-01 | 2021-04-21 | High | 2 | #N/A | 70 | #N/A | #N/A
Intense Lighting | SD6DRRL735D101FL/[ICS430,ICS432][C,HZ,W]* | 2621 | Downlight | 70 | 2020-11-01 | 2021-04-21 | High | 2 | #N/A | 70 | #N/A | #N/A
Intense Lighting | SD6DRRL735D101NF/[ICS430,ICS432][C,HZ,W]* | 2621 | Downlight | 70 | 2020-11-01 | 2021-04-21 | High | 2 | #N/A | 70 | #N/A | #N/A
Intense Lighting | SD6DRRL735D101WF/[ICS430,ICS432][C,HZ,W]* | 2621 | Downlight | 70 | 2020-11-01 | 2021-04-21 | High | 2 | #N/A | 70 | #N/A | #N/A
Intense Lighting | SD6DRRL740D101FL/[ICS430,ICS432][C,HZ,W]* | 2621 | Downlight | 70 | 2020-11-01 | 2021-04-21 | High | 2 | #N/A | 70 | #N/A | #N/A
Intense Lighting | SD6DRRL740D101NF/[ICS430,ICS432][C,HZ,W]* | 2621 | Downlight | 70 | 2020-11-01 | 2021-04-21 | High | 2 | #N/A | 70 | #N/A | #N/A
Intense Lighting | SD6DRRL740D101WF/[ICS430,ICS432][C,HZ,W]* | 2621 | Downlight | 70 | 2020-11-01 | 2021-04-21 | High | 2 | #N/A | 70 | #N/A | #N/A
JAYKAL | JLS68102-CP-10-M2-8MCCT-10-S-28 | 2800 | Downlight | 70 | 2020-11-12 | 2021-01-07 | High | 2 | #N/A | 70 | #N/A | #N/A
JAYKAL | JLS68102-CP-6-M2-8MCCT-10-S-28 | 2800 | Downlight | 70 | 2020-11-12 | 2021-01-07 | High | 2 | #N/A | 70 | #N/A | #N/A
JAYKAL | JLS68102-CP-8-M2-8MCCT-10-S-28 | 2800 | Downlight | 70 | 2020-11-12 | 2021-01-07 | High | 2 | #N/A | 70 | #N/A | #N/A
DOOTONG | DT-T9570TD010-40W(2700K) | 2800 | Downlight | 70 | 2020-07-20 | 2020-08-10 | High | 2 | #N/A | 70 | #N/A | #N/A
DOOTONG | DT-T9570TD010-40W(3000K) | 2800 | Downlight | 70 | 2020-07-20 | 2020-08-10 | High | 2 | #N/A | 70 | #N/A | #N/A
DOOTONG | DT-T9570TD010-40W(3500K) | 2800 | Downlight | 70 | 2020-07-20 | 2020-08-10 | High | 2 | #N/A | 70 | #N/A | #N/A
DOOTONG | DT-T9570TD010-40W(4000K) | 2800 | Downlight | 70 | 2020-07-20 | 2020-08-10 | High | 2 | #N/A | 70 | #N/A | #N/A
DOOTONG | DT-T9570TD010-40W(5000K) | 2800 | Downlight | 70 | 2020-07-20 | 2020-08-10 | High | 2 | #N/A | 70 | #N/A | #N/A
SZDAYTON | DT-T9570TD010-40W(2700K) | 2800 | Downlight | 70 | 2020-07-20 | 2020-08-10 | High | 2 | #N/A | 70 | #N/A | #N/A
SZDAYTON | DT-T9570TD010-40W(3000K) | 2800 | Downlight | 70 | 2020-07-20 | 2020-08-10 | High | 2 | #N/A | 70 | #N/A | #N/A
SZDAYTON | DT-T9570TD010-40W(3500K) | 2800 | Downlight | 70 | 2020-07-20 | 2020-08-10 | High | 2 | #N/A | 70 | #N/A | #N/A
SZDAYTON | DT-T9570TD010-40W(4000K) | 2800 | Downlight | 70 | 2020-07-20 | 2020-08-10 | High | 2 | #N/A | 70 | #N/A | #N/A
SZDAYTON | DT-T9570TD010-40W(5000K) | 2800 | Downlight | 70 | 2020-07-20 | 2020-08-10 | High | 2 | #N/A | 70 | #N/A | #N/A
Luminiz | Driver:DR10204 / Light: NG50141#00 / Trim: NGQ**--------- and NG13BF**------ | 4200 | Downlight | 70 | 2021-07-01 | 2021-10-26 | High | 2 | #N/A | 70 | #N/A | #N/A
Luminiz | Driver:DR10404 / Light: NG501413CT / Trim: NGQ**--------- and NG13BF**------ | 4200 | Downlight | 70 | 2021-07-01 | 2021-11-08 | High | 2 | #N/A | 70 | #N/A | #N/A
Focal Point | FLC66D-SO-1000L-120-L11-T-xx/LC66-SQ-1000L-30K-DN-yy-zz | 1981 | Downlight | 70.1 | 2016-02-12 | 2016-06-10 | High | 2 | #N/A | 70.1 | #N/A | #N/A
Superior Lifeï¿½ | SSMOD4-30W-90-K(SSMODT10-***-***) | 2102 | Downlight | 70.1 | 2022-03-01 | 2022-04-15 | High | 2 | #N/A | 70.1 | #N/A | #N/A
Superior Lifeï¿½ | SSMOD4-30W-90-K(SSMODT4-***-***) | 2102 | Downlight | 70.1 | 2022-03-01 | 2022-04-15 | High | 2 | #N/A | 70.1 | #N/A | #N/A
Superior Lifeï¿½ | SSMOD4-30W-90-K(SSMODT6-***-***) | 2102 | Downlight | 70.1 | 2022-03-01 | 2022-04-15 | High | 2 | #N/A | 70.1 | #N/A | #N/A
Superior Lifeï¿½ | SSMOD4-30W-90-K(SSMODT8-***-***) | 2102 | Downlight | 70.1 | 2022-03-01 | 2022-04-15 | High | 2 | #N/A | 70.1 | #N/A | #N/A
Essentia by Cree | S-DL6-75L-27K_S-DL6T-M-SSC | 5044 | Downlight | 70.1 | 2016-07-03 | 2016-08-11 | High | 2 | #N/A | 70.1 | #N/A | #N/A
Essentia by Cree | S-DL6-75L-27K_S-DL6T-N-SSC | 5044 | Downlight | 70.1 | 2016-07-03 | 2016-08-11 | High | 2 | #N/A | 70.1 | #N/A | #N/A
Essentia by Cree | S-DL6-75L-27K_S-DL6T-W-SSC | 5044 | Downlight | 70.1 | 2016-07-03 | 2016-08-11 | High | 2 | #N/A | 70.1 | #N/A | #N/A
Essentia by Cree | S-DL6-75L-27K_S-DL6T-WW-SSC | 5044 | Downlight | 70.1 | 2016-07-03 | 2017-01-05 | High | 2 | #N/A | 70.1 | #N/A | #N/A
Essentia by Cree | S-DL6-75L-30K_S-DL6T-M-SSC | 5044 | Downlight | 70.1 | 2016-07-03 | 2016-08-11 | High | 2 | #N/A | 70.1 | #N/A | #N/A
Essentia by Cree | S-DL6-75L-30K_S-DL6T-N-SSC | 5044 | Downlight | 70.1 | 2016-07-03 | 2016-08-11 | High | 2 | #N/A | 70.1 | #N/A | #N/A
Essentia by Cree | S-DL6-75L-30K_S-DL6T-W-SSC | 5044 | Downlight | 70.1 | 2016-07-03 | 2016-08-11 | High | 2 | #N/A | 70.1 | #N/A | #N/A
Essentia by Cree | S-DL6-75L-35K_S-DL6T-M-SSC | 5044 | Downlight | 70.1 | 2016-07-03 | 2016-08-11 | High | 2 | #N/A | 70.1 | #N/A | #N/A
Essentia by Cree | S-DL6-75L-35K_S-DL6T-N-SSC | 5044 | Downlight | 70.1 | 2016-07-03 | 2016-08-11 | High | 2 | #N/A | 70.1 | #N/A | #N/A
Essentia by Cree | S-DL6-75L-35K_S-DL6T-W-SSC | 5044 | Downlight | 70.1 | 2016-07-03 | 2016-08-11 | High | 2 | #N/A | 70.1 | #N/A | #N/A
Essentia by Cree | S-DL6-75L-40K_S-DL6T-M-SSC | 5044 | Downlight | 70.1 | 2016-07-03 | 2016-08-11 | High | 2 | #N/A | 70.1 | #N/A | #N/A
Essentia by Cree | S-DL6-75L-40K_S-DL6T-N-SSC | 5044 | Downlight | 70.1 | 2016-07-03 | 2016-08-11 | High | 2 | #N/A | 70.1 | #N/A | #N/A
Essentia by Cree | S-DL6-75L-40K_S-DL6T-W-SSC | 5044 | Downlight | 70.1 | 2016-07-03 | 2016-08-11 | High | 2 | #N/A | 70.1 | #N/A | #N/A
Essentia by Cree | S-DL8-75L-27K_S-DL8T-M-SSC | 5044 | Downlight | 70.1 | 2016-07-03 | 2016-08-11 | High | 2 | #N/A | 70.1 | #N/A | #N/A
Essentia by Cree | S-DL8-75L-27K_S-DL8T-N-SSC | 5044 | Downlight | 70.1 | 2016-07-03 | 2016-08-11 | High | 2 | #N/A | 70.1 | #N/A | #N/A
Essentia by Cree | S-DL8-75L-27K_S-DL8T-W-SSC | 5044 | Downlight | 70.1 | 2016-07-03 | 2016-08-11 | High | 2 | #N/A | 70.1 | #N/A | #N/A
Essentia by Cree | S-DL8-75L-30K_S-DL8T-M-SSC | 5044 | Downlight | 70.1 | 2016-07-03 | 2016-08-11 | High | 2 | #N/A | 70.1 | #N/A | #N/A
Essentia by Cree | S-DL8-75L-30K_S-DL8T-N-SSC | 5044 | Downlight | 70.1 | 2016-07-03 | 2016-08-11 | High | 2 | #N/A | 70.1 | #N/A | #N/A
Essentia by Cree | S-DL8-75L-30K_S-DL8T-W-SSC | 5044 | Downlight | 70.1 | 2016-07-03 | 2016-08-11 | High | 2 | #N/A | 70.1 | #N/A | #N/A
Essentia by Cree | S-DL8-75L-35K_S-DL8T-M-SSC | 5044 | Downlight | 70.1 | 2016-07-03 | 2016-08-11 | High | 2 | #N/A | 70.1 | #N/A | #N/A
Essentia by Cree | S-DL8-75L-35K_S-DL8T-N-SSC | 5044 | Downlight | 70.1 | 2016-07-03 | 2016-08-11 | High | 2 | #N/A | 70.1 | #N/A | #N/A
Essentia by Cree | S-DL8-75L-35K_S-DL8T-W-SSC | 5044 | Downlight | 70.1 | 2016-07-03 | 2016-08-11 | High | 2 | #N/A | 70.1 | #N/A | #N/A
Essentia by Cree | S-DL8-75L-40K_S-DL8T-M-SSC | 5044 | Downlight | 70.1 | 2016-07-03 | 2016-08-11 | High | 2 | #N/A | 70.1 | #N/A | #N/A
Essentia by Cree | S-DL8-75L-40K_S-DL8T-N-SSC | 5044 | Downlight | 70.1 | 2016-07-03 | 2016-08-11 | High | 2 | #N/A | 70.1 | #N/A | #N/A
Essentia by Cree | S-DL8-75L-40K_S-DL8T-W-SSC | 5044 | Downlight | 70.1 | 2016-07-03 | 2016-08-11 | High | 2 | #N/A | 70.1 | #N/A | #N/A
Atlantic | LED4AT-DLM30-27K-U | 2577 | Downlight | 70.2 | 2017-08-01 | 2017-08-11 | High | 2 | #N/A | 70.2 | #N/A | #N/A
PORTFOLIO | LD8B60D010TE ER8B507090[27¦30¦35¦40¦50] 8LB[N¦M¦W¦S]#[LI¦MW¦WMH¦WH¦H] | 4122 | Downlight | 70.2 | 2018-12-31 | 2019-01-23 | High | 2 | #N/A | 70.2 | #N/A | #N/A
LOTUS LED LIGHTS | LL4RR-40K | 1020 | Downlight | 70.3 | 2018-12-17 | 2018-12-13 | High | 2 | #N/A | 70.3 | #N/A | #N/A
Satco | S11810 | 1020 | Downlight | 70.3 | 2019-12-20 | 2020-01-07 | High | 2 | #N/A | 70.3 | #N/A | #N/A
Satco | S11814 | 1020 | Downlight | 70.3 | 2019-12-20 | 2020-01-07 | High | 2 | #N/A | 70.3 | #N/A | #N/A
Erman | RML-82-7R15W27 | 1055 | Downlight | 70.3 | 2020-01-13 | 2020-01-13 | High | 2 | #N/A | 70.3 | #N/A | #N/A
Progress Lighting | P810029-###-30 | 1090 | Downlight | 70.3 | 2022-04-29 | 2022-05-13 | High | 2 | #N/A | 70.3 | #N/A | #N/A
Green Creative | PXCYL#/**/LE1590##/OSRDIM010347V/**/**/** | 1300 | Downlight | 70.3 | 2022-01-20 | 2022-03-14 | High | 2 | #N/A | 70.3 | #N/A | #N/A
Satco | S9362 | 1300 | Downlight | 70.3 | 2016-05-24 | 2016-05-24 | High | 2 | #N/A | 70.3 | #N/A | #N/A
Indy | SD4 20LM [27¦30¦35¦40]K MVOLT G5 80CRI [F¦BP¦CP¦D¦CS¦CSS¦CD¦PF¦WET¦FM] | 1616 | Downlight | 70.3 | 2016-12-01 | 2017-02-09 | High | 2 | #N/A | 70.3 | #N/A | #N/A
Intense Lighting | GD8***L9279*******FL/***###**-***-** | 3416 | Downlight | 70.3 | 2021-02-01 | 2021-06-17 | High | 2 | #N/A | 70.3 | #N/A | #N/A
Intense Lighting | GD8***L9279*******NF/***###**-***-** | 3416 | Downlight | 70.3 | 2021-02-01 | 2021-06-17 | High | 2 | #N/A | 70.3 | #N/A | #N/A
Intense Lighting | GD8***L9279*******NS/***###**-***-** | 3416 | Downlight | 70.3 | 2021-02-01 | 2021-06-17 | High | 2 | #N/A | 70.3 | #N/A | #N/A
Intense Lighting | GD8***L9279*******SP/***###**-***-** | 3416 | Downlight | 70.3 | 2021-02-01 | 2021-06-17 | High | 2 | #N/A | 70.3 | #N/A | #N/A
Intense Lighting | GD8***L9279*******WF/***###**-***-** | 3416 | Downlight | 70.3 | 2021-02-01 | 2021-06-17 | High | 2 | #N/A | 70.3 | #N/A | #N/A
Intense Lighting | GD8***L927*******FL/***###**-***-** | 3416 | Downlight | 70.3 | 2021-02-01 | 2021-06-17 | High | 2 | #N/A | 70.3 | #N/A | #N/A
Intense Lighting | GD8***L927*******NF/***###**-***-** | 3416 | Downlight | 70.3 | 2021-02-01 | 2021-06-17 | High | 2 | #N/A | 70.3 | #N/A | #N/A
Intense Lighting | GD8***L927*******NS/***###**-***-** | 3416 | Downlight | 70.3 | 2021-02-01 | 2021-06-17 | High | 2 | #N/A | 70.3 | #N/A | #N/A
Intense Lighting | GD8***L927*******SP/***###**-***-** | 3416 | Downlight | 70.3 | 2021-02-01 | 2021-06-17 | High | 2 | #N/A | 70.3 | #N/A | #N/A
Intense Lighting | GD8***L927*******WF/***###**-***-** | 3416 | Downlight | 70.3 | 2021-02-01 | 2021-06-17 | High | 2 | #N/A | 70.3 | #N/A | #N/A
Intense Lighting | GD8***L9309*******FL/***###**-***-** | 3416 | Downlight | 70.3 | 2021-02-01 | 2021-06-17 | High | 2 | #N/A | 70.3 | #N/A | #N/A
Intense Lighting | GD8***L9309*******NF/***###**-***-** | 3416 | Downlight | 70.3 | 2021-02-01 | 2021-06-17 | High | 2 | #N/A | 70.3 | #N/A | #N/A
Intense Lighting | GD8***L9309*******NS/***###**-***-** | 3416 | Downlight | 70.3 | 2021-02-01 | 2021-06-17 | High | 2 | #N/A | 70.3 | #N/A | #N/A
Intense Lighting | GD8***L9309*******SP/***###**-***-** | 3416 | Downlight | 70.3 | 2021-02-01 | 2021-06-17 | High | 2 | #N/A | 70.3 | #N/A | #N/A
Intense Lighting | GD8***L9309*******WF/***###**-***-** | 3416 | Downlight | 70.3 | 2021-02-01 | 2021-06-17 | High | 2 | #N/A | 70.3 | #N/A | #N/A
Intense Lighting | GD8***L930*******FL/***###**-***-** | 3416 | Downlight | 70.3 | 2021-02-01 | 2021-06-17 | High | 2 | #N/A | 70.3 | #N/A | #N/A
Intense Lighting | GD8***L930*******NF/***###**-***-** | 3416 | Downlight | 70.3 | 2021-02-01 | 2021-06-17 | High | 2 | #N/A | 70.3 | #N/A | #N/A
Intense Lighting | GD8***L930*******NS/***###**-***-** | 3416 | Downlight | 70.3 | 2021-02-01 | 2021-06-17 | High | 2 | #N/A | 70.3 | #N/A | #N/A
Intense Lighting | GD8***L930*******SP/***###**-***-** | 3416 | Downlight | 70.3 | 2021-02-01 | 2021-06-17 | High | 2 | #N/A | 70.3 | #N/A | #N/A
Intense Lighting | GD8***L930*******WF/***###**-***-** | 3416 | Downlight | 70.3 | 2021-02-01 | 2021-06-17 | High | 2 | #N/A | 70.3 | #N/A | #N/A
Intense Lighting | GD8***L9359*******FL/***###**-***-** | 3416 | Downlight | 70.3 | 2021-02-01 | 2021-06-17 | High | 2 | #N/A | 70.3 | #N/A | #N/A
Intense Lighting | GD8***L9359*******NF/***###**-***-** | 3416 | Downlight | 70.3 | 2021-02-01 | 2021-06-17 | High | 2 | #N/A | 70.3 | #N/A | #N/A
Intense Lighting | GD8***L9359*******NS/***###**-***-** | 3416 | Downlight | 70.3 | 2021-02-01 | 2021-06-17 | High | 2 | #N/A | 70.3 | #N/A | #N/A
Intense Lighting | GD8***L9359*******SP/***###**-***-** | 3416 | Downlight | 70.3 | 2021-02-01 | 2021-06-17 | High | 2 | #N/A | 70.3 | #N/A | #N/A
Intense Lighting | GD8***L9359*******WF/***###**-***-** | 3416 | Downlight | 70.3 | 2021-02-01 | 2021-06-17 | High | 2 | #N/A | 70.3 | #N/A | #N/A
Intense Lighting | GD8***L935*******FL/***###**-***-** | 3416 | Downlight | 70.3 | 2021-02-01 | 2021-06-17 | High | 2 | #N/A | 70.3 | #N/A | #N/A
Intense Lighting | GD8***L935*******NF/***###**-***-** | 3416 | Downlight | 70.3 | 2021-02-01 | 2021-06-17 | High | 2 | #N/A | 70.3 | #N/A | #N/A
Intense Lighting | GD8***L935*******NS/***###**-***-** | 3416 | Downlight | 70.3 | 2021-02-01 | 2021-06-17 | High | 2 | #N/A | 70.3 | #N/A | #N/A
Intense Lighting | GD8***L935*******SP/***###**-***-** | 3416 | Downlight | 70.3 | 2021-02-01 | 2021-06-17 | High | 2 | #N/A | 70.3 | #N/A | #N/A
Intense Lighting | GD8***L935*******WF/***###**-***-** | 3416 | Downlight | 70.3 | 2021-02-01 | 2021-06-17 | High | 2 | #N/A | 70.3 | #N/A | #N/A
Intense Lighting | GD8***L9409*******FL/***###**-***-** | 3416 | Downlight | 70.3 | 2021-02-01 | 2021-06-17 | High | 2 | #N/A | 70.3 | #N/A | #N/A
Intense Lighting | GD8***L9409*******NF/***###**-***-** | 3416 | Downlight | 70.3 | 2021-02-01 | 2021-06-17 | High | 2 | #N/A | 70.3 | #N/A | #N/A
Intense Lighting | GD8***L9409*******NS/***###**-***-** | 3416 | Downlight | 70.3 | 2021-02-01 | 2021-06-17 | High | 2 | #N/A | 70.3 | #N/A | #N/A
Intense Lighting | GD8***L9409*******SP/***###**-***-** | 3416 | Downlight | 70.3 | 2021-02-01 | 2021-06-17 | High | 2 | #N/A | 70.3 | #N/A | #N/A
Intense Lighting | GD8***L9409*******WF/***###**-***-** | 3416 | Downlight | 70.3 | 2021-02-01 | 2021-06-17 | High | 2 | #N/A | 70.3 | #N/A | #N/A
Intense Lighting | GD8***L940*******FL/***###**-***-** | 3416 | Downlight | 70.3 | 2021-02-01 | 2021-06-17 | High | 2 | #N/A | 70.3 | #N/A | #N/A
Intense Lighting | GD8***L940*******NF/***###**-***-** | 3416 | Downlight | 70.3 | 2021-02-01 | 2021-06-17 | High | 2 | #N/A | 70.3 | #N/A | #N/A
Intense Lighting | GD8***L940*******NS/***###**-***-** | 3416 | Downlight | 70.3 | 2021-02-01 | 2021-06-17 | High | 2 | #N/A | 70.3 | #N/A | #N/A
Intense Lighting | GD8***L940*******SP/***###**-***-** | 3416 | Downlight | 70.3 | 2021-02-01 | 2021-06-17 | High | 2 | #N/A | 70.3 | #N/A | #N/A
Intense Lighting | GD8***L940*******WF/***###**-***-** | 3416 | Downlight | 70.3 | 2021-02-01 | 2021-06-17 | High | 2 | #N/A | 70.3 | #N/A | #N/A
Intense Lighting | GD6***L9409*******NF/***###**-***-** | 3416 | Downlight | 70.3 | 2021-02-01 | 2021-06-17 | High | 2 | #N/A | 70.3 | #N/A | #N/A
Intense Lighting | GD6***L9409*******NS/***###**-***-** | 3416 | Downlight | 70.3 | 2021-02-01 | 2021-06-17 | High | 2 | #N/A | 70.3 | #N/A | #N/A
Intense Lighting | GD6***L9409*******SP/***###**-***-** | 3416 | Downlight | 70.3 | 2021-02-01 | 2021-06-17 | High | 2 | #N/A | 70.3 | #N/A | #N/A
Intense Lighting | GD6***L9409*******WF/***###**-***-** | 3416 | Downlight | 70.3 | 2021-02-01 | 2021-06-17 | High | 2 | #N/A | 70.3 | #N/A | #N/A
Intense Lighting | GD6***L940*******FL/***###**-***-** | 3416 | Downlight | 70.3 | 2021-02-01 | 2021-06-17 | High | 2 | #N/A | 70.3 | #N/A | #N/A
Intense Lighting | GD6***L940*******NF/***###**-***-** | 3416 | Downlight | 70.3 | 2021-02-01 | 2021-06-17 | High | 2 | #N/A | 70.3 | #N/A | #N/A
Intense Lighting | GD6***L940*******NS/***###**-***-** | 3416 | Downlight | 70.3 | 2021-02-01 | 2021-06-17 | High | 2 | #N/A | 70.3 | #N/A | #N/A
Intense Lighting | GD6***L940*******SP/***###**-***-** | 3416 | Downlight | 70.3 | 2021-02-01 | 2021-06-17 | High | 2 | #N/A | 70.3 | #N/A | #N/A
Intense Lighting | GD6***L940*******WF/***###**-***-** | 3416 | Downlight | 70.3 | 2021-02-01 | 2021-06-17 | High | 2 | #N/A | 70.3 | #N/A | #N/A
Intense Lighting | GD6***L9279*******FL/***###**-***-** | 3416 | Downlight | 70.3 | 2021-02-01 | 2021-06-17 | High | 2 | #N/A | 70.3 | #N/A | #N/A
Intense Lighting | GD6***L9279*******NF/***###**-***-** | 3416 | Downlight | 70.3 | 2021-02-01 | 2021-06-17 | High | 2 | #N/A | 70.3 | #N/A | #N/A
Intense Lighting | GD6***L9279*******NS/***###**-***-** | 3416 | Downlight | 70.3 | 2021-02-01 | 2021-06-17 | High | 2 | #N/A | 70.3 | #N/A | #N/A
Intense Lighting | GD6***L9279*******SP/***###**-***-** | 3416 | Downlight | 70.3 | 2021-02-01 | 2021-06-17 | High | 2 | #N/A | 70.3 | #N/A | #N/A
Intense Lighting | GD6***L9279*******WF/***###**-***-** | 3416 | Downlight | 70.3 | 2021-02-01 | 2021-06-17 | High | 2 | #N/A | 70.3 | #N/A | #N/A
Intense Lighting | GD6***L927*******FL/***###**-***-** | 3416 | Downlight | 70.3 | 2021-02-01 | 2021-06-17 | High | 2 | #N/A | 70.3 | #N/A | #N/A
Intense Lighting | GD6***L927*******NF/***###**-***-** | 3416 | Downlight | 70.3 | 2021-02-01 | 2021-06-17 | High | 2 | #N/A | 70.3 | #N/A | #N/A
Intense Lighting | GD6***L927*******NS/***###**-***-** | 3416 | Downlight | 70.3 | 2021-02-01 | 2021-06-17 | High | 2 | #N/A | 70.3 | #N/A | #N/A
Intense Lighting | GD6***L927*******SP/***###**-***-** | 3416 | Downlight | 70.3 | 2021-02-01 | 2021-06-17 | High | 2 | #N/A | 70.3 | #N/A | #N/A
Intense Lighting | GD6***L927*******WF/***###**-***-** | 3416 | Downlight | 70.3 | 2021-02-01 | 2021-06-17 | High | 2 | #N/A | 70.3 | #N/A | #N/A
Intense Lighting | GD6***L9309*******FL/***###**-***-** | 3416 | Downlight | 70.3 | 2021-02-01 | 2021-06-17 | High | 2 | #N/A | 70.3 | #N/A | #N/A
Intense Lighting | GD6***L9309*******NF/***###**-***-** | 3416 | Downlight | 70.3 | 2021-02-01 | 2021-06-17 | High | 2 | #N/A | 70.3 | #N/A | #N/A
Intense Lighting | GD6***L9309*******NS/***###**-***-** | 3416 | Downlight | 70.3 | 2021-02-01 | 2021-06-17 | High | 2 | #N/A | 70.3 | #N/A | #N/A
Intense Lighting | GD6***L9309*******SP/***###**-***-** | 3416 | Downlight | 70.3 | 2021-02-01 | 2021-06-17 | High | 2 | #N/A | 70.3 | #N/A | #N/A
Intense Lighting | GD6***L9309*******WF/***###**-***-** | 3416 | Downlight | 70.3 | 2021-02-01 | 2021-06-17 | High | 2 | #N/A | 70.3 | #N/A | #N/A
Intense Lighting | GD6***L930*******FL/***###**-***-** | 3416 | Downlight | 70.3 | 2021-02-01 | 2021-06-17 | High | 2 | #N/A | 70.3 | #N/A | #N/A
Intense Lighting | GD6***L930*******NF/***###**-***-** | 3416 | Downlight | 70.3 | 2021-02-01 | 2021-06-17 | High | 2 | #N/A | 70.3 | #N/A | #N/A
Intense Lighting | GD6***L930*******NS/***###**-***-** | 3416 | Downlight | 70.3 | 2021-02-01 | 2021-06-17 | High | 2 | #N/A | 70.3 | #N/A | #N/A
Intense Lighting | GD6***L930*******SP/***###**-***-** | 3416 | Downlight | 70.3 | 2021-02-01 | 2021-06-17 | High | 2 | #N/A | 70.3 | #N/A | #N/A
Intense Lighting | GD6***L930*******WF/***###**-***-** | 3416 | Downlight | 70.3 | 2021-02-01 | 2021-06-17 | High | 2 | #N/A | 70.3 | #N/A | #N/A
Intense Lighting | GD6***L9359*******FL/***###**-***-** | 3416 | Downlight | 70.3 | 2021-02-01 | 2021-06-17 | High | 2 | #N/A | 70.3 | #N/A | #N/A
Intense Lighting | GD6***L9359*******NF/***###**-***-** | 3416 | Downlight | 70.3 | 2021-02-01 | 2021-06-17 | High | 2 | #N/A | 70.3 | #N/A | #N/A
Intense Lighting | GD6***L9359*******NS/***###**-***-** | 3416 | Downlight | 70.3 | 2021-02-01 | 2021-06-17 | High | 2 | #N/A | 70.3 | #N/A | #N/A
Intense Lighting | GD6***L9359*******SP/***###**-***-** | 3416 | Downlight | 70.3 | 2021-02-01 | 2021-06-17 | High | 2 | #N/A | 70.3 | #N/A | #N/A
Intense Lighting | GD6***L9359*******WF/***###**-***-** | 3416 | Downlight | 70.3 | 2021-02-01 | 2021-06-17 | High | 2 | #N/A | 70.3 | #N/A | #N/A
Intense Lighting | GD6***L935*******FL/***###**-***-** | 3416 | Downlight | 70.3 | 2021-02-01 | 2021-06-17 | High | 2 | #N/A | 70.3 | #N/A | #N/A
Intense Lighting | GD6***L935*******NF/***###**-***-** | 3416 | Downlight | 70.3 | 2021-02-01 | 2021-06-17 | High | 2 | #N/A | 70.3 | #N/A | #N/A
Intense Lighting | GD6***L935*******NS/***###**-***-** | 3416 | Downlight | 70.3 | 2021-02-01 | 2021-06-17 | High | 2 | #N/A | 70.3 | #N/A | #N/A
Intense Lighting | GD6***L935*******SP/***###**-***-** | 3416 | Downlight | 70.3 | 2021-02-01 | 2021-06-17 | High | 2 | #N/A | 70.3 | #N/A | #N/A
Intense Lighting | GD6***L935*******WF/***###**-***-** | 3416 | Downlight | 70.3 | 2021-02-01 | 2021-06-17 | High | 2 | #N/A | 70.3 | #N/A | #N/A
Intense Lighting | GD6***L9409*******FL/***###**-***-** | 3416 | Downlight | 70.3 | 2021-02-01 | 2021-06-17 | High | 2 | #N/A | 70.3 | #N/A | #N/A
MaxLite | SDLR616CSWJ | 1126 | Downlight | 70.4 | 2019-07-24 | 2019-06-24 | High | 2 | #N/A | 70.4 | #N/A | #N/A
R2ANC | R2ANC2MVD-[CP,ER]-UMOD[27K,30K,35K,40K][M,F]-[C2302,C2304,C2302SQ,C2304SQ][-BLK,-CLR,-PL,-WHT] | 1127 | Downlight | 70.4 | 2015-05-01 | 2015-07-21 | High | 2 | #N/A | 70.4 | #N/A | #N/A
R2ANC | R2ANC2MVD-UMOD[27K,30K,35K,40K][M,F]-[C2302,C2304,C2302SQ,C2304SQ][-BLK,-CLR,-PL,-WHT] | 1127 | Downlight | 70.4 | 2015-05-01 | 2015-07-21 | High | 2 | #N/A | 70.4 | #N/A | #N/A
R2ARM | R2ARM2[12D,27D]-UMOD[27K,30K,35K,40K][M,F]-[C2302,C2304,C2302SQ,C2304SQ][-BLK,-CLR,-PL,-WHT] | 1127 | Downlight | 70.4 | 2015-05-01 | 2015-07-21 | High | 2 | #N/A | 70.4 | #N/A | #N/A
Elite Lighting | SCH6-LED-***-2000L-DIM10-###V-ND-27K-90 | 1897 | Downlight | 70.4 | 2019-01-01 | 2022-05-09 | High | 2 | #N/A | 70.4 | #N/A | #N/A
Elite Lighting | SCH6-LED-***-2000L-DIM10-###V-ND-30K-90 | 1897 | Downlight | 70.4 | 2019-01-01 | 2022-05-09 | High | 2 | #N/A | 70.4 | #N/A | #N/A
Elite Lighting | SCH6-LED-***-2000L-DIM10-###V-ND-35K-90 | 1897 | Downlight | 70.4 | 2019-01-01 | 2022-05-09 | High | 2 | #N/A | 70.4 | #N/A | #N/A
Elite Lighting | SCH6-LED-***-2000L-DIM10-###V-ND-40K-90 | 1897 | Downlight | 70.4 | 2019-01-01 | 2022-05-09 | High | 2 | #N/A | 70.4 | #N/A | #N/A
Elite Lighting | SCH6-LED-***-2000L-DIM10-###V-ND-50K-90 | 1897 | Downlight | 70.4 | 2019-01-01 | 2022-05-09 | High | 2 | #N/A | 70.4 | #N/A | #N/A
Elite Lighting | SCH6-LED-***-2000L-DIM10-###V-WD-27K-90 | 1897 | Downlight | 70.4 | 2019-01-01 | 2022-05-09 | High | 2 | #N/A | 70.4 | #N/A | #N/A
Elite Lighting | SCH6-LED-***-2000L-DIM10-###V-WD-30K-90 | 1897 | Downlight | 70.4 | 2019-01-01 | 2022-05-09 | High | 2 | #N/A | 70.4 | #N/A | #N/A
Elite Lighting | SCH6-LED-***-2000L-DIM10-###V-WD-35K-90 | 1897 | Downlight | 70.4 | 2019-01-01 | 2022-05-09 | High | 2 | #N/A | 70.4 | #N/A | #N/A
Elite Lighting | SCH6-LED-***-2000L-DIM10-###V-WD-40K-90 | 1897 | Downlight | 70.4 | 2019-01-01 | 2022-05-09 | High | 2 | #N/A | 70.4 | #N/A | #N/A
Elite Lighting | SCH6-LED-***-2000L-DIM10-###V-WD-50K-90 | 1897 | Downlight | 70.4 | 2019-01-01 | 2022-05-09 | High | 2 | #N/A | 70.4 | #N/A | #N/A
Elite Lighting | SCH8-LED-***-2000L-DIM10-###V-MD-27K-90 | 1897 | Downlight | 70.4 | 2019-01-01 | 2022-05-09 | High | 2 | #N/A | 70.4 | #N/A | #N/A
Elite Lighting | SCH8-LED-***-2000L-DIM10-###V-MD-30K-90 | 1897 | Downlight | 70.4 | 2019-01-01 | 2022-05-09 | High | 2 | #N/A | 70.4 | #N/A | #N/A
Elite Lighting | SCH8-LED-***-2000L-DIM10-###V-MD-35K-90 | 1897 | Downlight | 70.4 | 2019-01-01 | 2022-05-09 | High | 2 | #N/A | 70.4 | #N/A | #N/A
Elite Lighting | SCH8-LED-***-2000L-DIM10-###V-MD-40K-90 | 1897 | Downlight | 70.4 | 2019-01-01 | 2022-05-09 | High | 2 | #N/A | 70.4 | #N/A | #N/A
Elite Lighting | SCH8-LED-***-2000L-DIM10-###V-MD-50K-90 | 1897 | Downlight | 70.4 | 2019-01-01 | 2022-05-09 | High | 2 | #N/A | 70.4 | #N/A | #N/A
Elite Lighting | SCH8-LED-***-2000L-DIM10-###V-ND-27K-90 | 1897 | Downlight | 70.4 | 2019-01-01 | 2022-05-09 | High | 2 | #N/A | 70.4 | #N/A | #N/A
Elite Lighting | SCH8-LED-***-2000L-DIM10-###V-ND-30K-90 | 1897 | Downlight | 70.4 | 2019-01-01 | 2022-05-09 | High | 2 | #N/A | 70.4 | #N/A | #N/A
Elite Lighting | SCH8-LED-***-2000L-DIM10-###V-ND-35K-90 | 1897 | Downlight | 70.4 | 2019-01-01 | 2022-05-09 | High | 2 | #N/A | 70.4 | #N/A | #N/A
Elite Lighting | SCH8-LED-***-2000L-DIM10-###V-ND-40K-90 | 1897 | Downlight | 70.4 | 2019-01-01 | 2022-05-09 | High | 2 | #N/A | 70.4 | #N/A | #N/A
Elite Lighting | SCH8-LED-***-2000L-DIM10-###V-ND-50K-90 | 1897 | Downlight | 70.4 | 2019-01-01 | 2022-05-09 | High | 2 | #N/A | 70.4 | #N/A | #N/A
Halo | HC630D010 HM634 9[27¦30¦35¦40] 61**[ND¦MD¦WD¦RWW][C¦F¦W¦BB¦WB] | 1930 | Downlight | 70.4 | 2019-05-31 | 2019-07-10 | High | 2 | #N/A | 70.4 | #N/A | #N/A
Halo | HCC6S30D010[MW¦MB¦BZ¦SL] HM634C 9[27¦30¦35¦40] 61[ND¦MD¦WD¦RWW][C¦F¦W¦BB¦WB] | 1930 | Downlight | 70.4 | 2019-05-31 | 2021-09-30 | High | 2 | #N/A | 70.4 | #N/A | #N/A
Best Lighting | BL8CLED-40A | 3026 | Downlight | 70.4 | 2019-02-01 | 2019-01-31 | High | 2 | #N/A | 70.4 | #N/A | #N/A
Indy | [L4¦LRM4¦L6¦LRM6¦LLP4¦LRT6¦LC6a¦L8¦LRM8¦LRT8¦LC8a¦LRT9¦LRT10¦LRT12] 45LM [27¦30¦35¦40¦50]K [MVOLT¦120¦277] G4 [80¦90¦97]CRI [FD¦DALI¦DMX¦EZI¦EZ10¦EZB¦ZT¦GZ1¦AE1BN¦AE2**] [HN¦HM¦HW¦P¦NPR¦WPR] [CS¦CSS¦CD] | 3028 | Downlight | 70.4 | 2021-02-01 | 2021-02-25 | High | 2 | #N/A | 70.4 | #N/A | #N/A
Indy | L6-45xxU-G3-zz | 3028 | Downlight | 70.4 | 2016-08-16 | 2016-08-24 | High | 2 | #N/A | 70.4 | #N/A | #N/A
Intense Lighting | IHOLC[6,8]DRL2[30,35,40]-[20,30,40,50] | 3365 | Downlight | 70.4 | 2016-11-01 | 2017-03-28 | High | 2 | #N/A | 70.4 | #N/A | #N/A
WT LIGHTING | CR6(5000K) | 1058 | Downlight | 70.5 | 2017-08-15 | 2017-09-04 | High | 2 | #N/A | 70.5 | #N/A | #N/A
MKS | MKS/NDL/4/20.2W/27K/** | 1424 | Downlight | 70.5 | 2018-01-01 | 2018-06-11 | High | 2 | #N/A | 70.5 | #N/A | #N/A
GE Current, a Daintree company | LRXBR61X9WWVQ | 1550 | Downlight | 70.5 | 2022-01-01 | 2021-12-28 | High | 2 | #N/A | 70.5 | #N/A | #N/A
GE Current, a Daintree company | LRXS618927MD | 1550 | Downlight | 70.5 | 2018-09-15 | 2018-10-15 | High | 2 | #N/A | 70.5 | #N/A | #N/A
Prescolite | LBRST-6RD-M-LSSLWWCS9-WH | 1550 | Downlight | 70.5 | 2022-08-01 | 2022-08-17 | High | 2 | #N/A | 70.5 | #N/A | #N/A
NICOR | ADL8-1040-UNV with ADL8-1040-MDL-#K-$$ | 3032 | Downlight | 70.5 | 2016-02-29 | 2016-02-19 | High | 2 | #N/A | 70.5 | #N/A | #N/A
FEIT ELECTRIC | LEDR56HOJBX/6WYCA | 1200 | Downlight | 70.6 | 2020-10-15 | 2021-01-15 | High | 2 | #N/A | 70.6 | #N/A | #N/A
FEIT ELECTRIC | LEDR6XT/HO/NL/5CCTCA | 1200 | Downlight | 70.6 | 2020-10-15 | 2021-01-15 | High | 2 | #N/A | 70.6 | #N/A | #N/A
LOTUS LED LIGHTS | LL6RR-30K | 1200 | Downlight | 70.6 | 2018-12-17 | 2018-12-26 | High | 2 | #N/A | 70.6 | #N/A | #N/A
SATCO PRODUCTS | S9741 | 1200 | Downlight | 70.6 | 2017-01-26 | 2017-01-26 | High | 2 | #N/A | 70.6 | #N/A | #N/A
SATCO PRODUCTS | S9742 | 1200 | Downlight | 70.6 | 2017-01-26 | 2017-01-26 | High | 2 | #N/A | 70.6 | #N/A | #N/A
SATCO PRODUCTS | S9743 | 1200 | Downlight | 70.6 | 2017-01-26 | 2017-01-26 | High | 2 | #N/A | 70.6 | #N/A | #N/A
WAC Lighting | DS-WS0517-F927S-** | 1200 | Downlight | 70.6 | 2019-06-29 | 2020-01-13 | High | 2 | #N/A | 70.6 | #N/A | #N/A
WAC Lighting | DS-WS0517-F930S-** | 1200 | Downlight | 70.6 | 2019-06-29 | 2020-01-13 | High | 2 | #N/A | 70.6 | #N/A | #N/A
WAC Lighting | DS-WS0517-F935S-** | 1200 | Downlight | 70.6 | 2019-06-29 | 2020-01-13 | High | 2 | #N/A | 70.6 | #N/A | #N/A
WAC Lighting | DS-WS0517-F940S-** | 1200 | Downlight | 70.6 | 2019-06-29 | 2020-01-13 | High | 2 | #N/A | 70.6 | #N/A | #N/A
WAC Lighting | DS-WS0517-N927S-** | 1200 | Downlight | 70.6 | 2019-06-29 | 2020-01-13 | High | 2 | #N/A | 70.6 | #N/A | #N/A
WAC Lighting | DS-WS0517-N930S-** | 1200 | Downlight | 70.6 | 2019-06-29 | 2020-01-13 | High | 2 | #N/A | 70.6 | #N/A | #N/A
WAC Lighting | DS-WS0517-N935S-** | 1200 | Downlight | 70.6 | 2019-06-29 | 2020-01-13 | High | 2 | #N/A | 70.6 | #N/A | #N/A
WAC Lighting | DS-WS0517-N940S-** | 1200 | Downlight | 70.6 | 2019-06-29 | 2020-01-13 | High | 2 | #N/A | 70.6 | #N/A | #N/A
WAC Lighting | DS-WS0517-S927S-** | 1200 | Downlight | 70.6 | 2019-06-29 | 2020-01-13 | High | 2 | #N/A | 70.6 | #N/A | #N/A
WAC Lighting | DS-WS0517-S930S-** | 1200 | Downlight | 70.6 | 2019-06-29 | 2020-01-13 | High | 2 | #N/A | 70.6 | #N/A | #N/A
WAC Lighting | DS-WS0517-S935S-** | 1200 | Downlight | 70.6 | 2019-06-29 | 2020-01-13 | High | 2 | #N/A | 70.6 | #N/A | #N/A
WAC Lighting | DS-WS0517-S940S-** | 1200 | Downlight | 70.6 | 2019-06-29 | 2020-01-13 | High | 2 | #N/A | 70.6 | #N/A | #N/A
WAC Lighting | DS-WE0517-F927S-** | 1200 | Downlight | 70.6 | 2019-06-29 | 2020-01-13 | High | 2 | #N/A | 70.6 | #N/A | #N/A
WAC Lighting | DS-WE0517-F930S-** | 1200 | Downlight | 70.6 | 2019-06-29 | 2020-01-13 | High | 2 | #N/A | 70.6 | #N/A | #N/A
WAC Lighting | DS-WE0517-F935S-** | 1200 | Downlight | 70.6 | 2019-06-29 | 2020-01-13 | High | 2 | #N/A | 70.6 | #N/A | #N/A
WAC Lighting | DS-WE0517-F940S-** | 1200 | Downlight | 70.6 | 2019-06-29 | 2020-01-13 | High | 2 | #N/A | 70.6 | #N/A | #N/A
WAC Lighting | DS-WE0517-N927S-** | 1200 | Downlight | 70.6 | 2019-06-29 | 2020-01-13 | High | 2 | #N/A | 70.6 | #N/A | #N/A
WAC Lighting | DS-WE0517-N930S-** | 1200 | Downlight | 70.6 | 2019-06-29 | 2020-01-13 | High | 2 | #N/A | 70.6 | #N/A | #N/A
WAC Lighting | DS-WE0517-N935S-** | 1200 | Downlight | 70.6 | 2019-06-29 | 2020-01-13 | High | 2 | #N/A | 70.6 | #N/A | #N/A
WAC Lighting | DS-WE0517-N940S-** | 1200 | Downlight | 70.6 | 2019-06-29 | 2020-01-13 | High | 2 | #N/A | 70.6 | #N/A | #N/A
WAC Lighting | DS-WE0517-S927S-** | 1200 | Downlight | 70.6 | 2019-06-29 | 2020-01-13 | High | 2 | #N/A | 70.6 | #N/A | #N/A
WAC Lighting | DS-WE0517-S930S-** | 1200 | Downlight | 70.6 | 2019-06-29 | 2020-01-13 | High | 2 | #N/A | 70.6 | #N/A | #N/A
WAC Lighting | DS-WE0517-S935S-** | 1200 | Downlight | 70.6 | 2019-06-29 | 2020-01-13 | High | 2 | #N/A | 70.6 | #N/A | #N/A
WAC Lighting | DS-WE0517-S940S-** | 1200 | Downlight | 70.6 | 2019-06-29 | 2020-01-13 | High | 2 | #N/A | 70.6 | #N/A | #N/A
WAC Lighting | DC-PD0517-N930-** | 1200 | Downlight | 70.6 | 2019-06-29 | 2020-01-13 | High | 2 | #N/A | 70.6 | #N/A | #N/A
WAC Lighting | DC-PD0517-N935-** | 1200 | Downlight | 70.6 | 2019-06-29 | 2020-01-13 | High | 2 | #N/A | 70.6 | #N/A | #N/A
WAC Lighting | DC-PD0517-N940-** | 1200 | Downlight | 70.6 | 2019-06-29 | 2020-01-13 | High | 2 | #N/A | 70.6 | #N/A | #N/A
WAC Lighting | DC-PD0517-S927-** | 1200 | Downlight | 70.6 | 2019-06-29 | 2020-01-13 | High | 2 | #N/A | 70.6 | #N/A | #N/A
WAC Lighting | DC-PD0517-S930-** | 1200 | Downlight | 70.6 | 2019-06-29 | 2020-01-13 | High | 2 | #N/A | 70.6 | #N/A | #N/A
WAC Lighting | DC-PD0517-S935-** | 1200 | Downlight | 70.6 | 2019-06-29 | 2020-01-13 | High | 2 | #N/A | 70.6 | #N/A | #N/A
WAC Lighting | DC-PD0517-S940-** | 1200 | Downlight | 70.6 | 2019-06-29 | 2020-01-13 | High | 2 | #N/A | 70.6 | #N/A | #N/A
WAC Lighting | DS-PD0517-N927-** | 1200 | Downlight | 70.6 | 2019-06-29 | 2020-01-13 | High | 2 | #N/A | 70.6 | #N/A | #N/A
WAC Lighting | DS-PD0517-N930-** | 1200 | Downlight | 70.6 | 2019-06-29 | 2020-01-13 | High | 2 | #N/A | 70.6 | #N/A | #N/A
WAC Lighting | DS-PD0517-N935-** | 1200 | Downlight | 70.6 | 2019-06-29 | 2020-01-13 | High | 2 | #N/A | 70.6 | #N/A | #N/A
WAC Lighting | DS-PD0517-N940-** | 1200 | Downlight | 70.6 | 2019-06-29 | 2020-01-13 | High | 2 | #N/A | 70.6 | #N/A | #N/A
WAC Lighting | DS-PD0517-S927-** | 1200 | Downlight | 70.6 | 2019-06-29 | 2020-01-13 | High | 2 | #N/A | 70.6 | #N/A | #N/A
WAC Lighting | DS-PD0517-S930-** | 1200 | Downlight | 70.6 | 2019-06-29 | 2020-01-13 | High | 2 | #N/A | 70.6 | #N/A | #N/A
WAC Lighting | DS-PD0517-S935-** | 1200 | Downlight | 70.6 | 2019-06-29 | 2020-01-13 | High | 2 | #N/A | 70.6 | #N/A | #N/A
WAC Lighting | DS-PD0517-S940-** | 1200 | Downlight | 70.6 | 2019-06-29 | 2020-01-13 | High | 2 | #N/A | 70.6 | #N/A | #N/A
WAC Lighting | DC-WE0517-F927S-** | 1200 | Downlight | 70.6 | 2019-06-29 | 2020-01-13 | High | 2 | #N/A | 70.6 | #N/A | #N/A
WAC Lighting | DC-WE0517-F930S-** | 1200 | Downlight | 70.6 | 2019-06-29 | 2020-01-13 | High | 2 | #N/A | 70.6 | #N/A | #N/A
WAC Lighting | DC-WE0517-F935S-** | 1200 | Downlight | 70.6 | 2019-06-29 | 2020-01-13 | High | 2 | #N/A | 70.6 | #N/A | #N/A
WAC Lighting | DC-WE0517-F940S-** | 1200 | Downlight | 70.6 | 2019-06-29 | 2020-01-13 | High | 2 | #N/A | 70.6 | #N/A | #N/A
WAC Lighting | DC-WE0517-N927S-** | 1200 | Downlight | 70.6 | 2019-06-29 | 2020-01-13 | High | 2 | #N/A | 70.6 | #N/A | #N/A
WAC Lighting | DC-WE0517-N930S-** | 1200 | Downlight | 70.6 | 2019-06-29 | 2020-01-13 | High | 2 | #N/A | 70.6 | #N/A | #N/A
WAC Lighting | DC-WE0517-N935S-** | 1200 | Downlight | 70.6 | 2019-06-29 | 2020-01-13 | High | 2 | #N/A | 70.6 | #N/A | #N/A
WAC Lighting | DC-WE0517-N940S-** | 1200 | Downlight | 70.6 | 2019-06-29 | 2020-01-13 | High | 2 | #N/A | 70.6 | #N/A | #N/A
WAC Lighting | DS-CD0517-F927-** | 1200 | Downlight | 70.6 | 2019-06-29 | 2020-01-13 | High | 2 | #N/A | 70.6 | #N/A | #N/A
WAC Lighting | DS-CD0517-F930-** | 1200 | Downlight | 70.6 | 2019-06-29 | 2020-01-13 | High | 2 | #N/A | 70.6 | #N/A | #N/A
WAC Lighting | DS-CD0517-F935-** | 1200 | Downlight | 70.6 | 2019-06-29 | 2020-01-13 | High | 2 | #N/A | 70.6 | #N/A | #N/A
WAC Lighting | DS-CD0517-F940-** | 1200 | Downlight | 70.6 | 2019-06-29 | 2020-01-13 | High | 2 | #N/A | 70.6 | #N/A | #N/A
WAC Lighting | DC-WE0517-S927S-** | 1200 | Downlight | 70.6 | 2019-06-29 | 2020-01-13 | High | 2 | #N/A | 70.6 | #N/A | #N/A
WAC Lighting | DC-WE0517-S930S-** | 1200 | Downlight | 70.6 | 2019-06-29 | 2020-01-13 | High | 2 | #N/A | 70.6 | #N/A | #N/A
WAC Lighting | DC-WE0517-S935S-** | 1200 | Downlight | 70.6 | 2019-06-29 | 2020-01-13 | High | 2 | #N/A | 70.6 | #N/A | #N/A
WAC Lighting | DC-WE0517-S940S-** | 1200 | Downlight | 70.6 | 2019-06-29 | 2020-01-13 | High | 2 | #N/A | 70.6 | #N/A | #N/A
WAC Lighting | DS-CD0517-N927-** | 1200 | Downlight | 70.6 | 2019-06-29 | 2020-01-13 | High | 2 | #N/A | 70.6 | #N/A | #N/A
WAC Lighting | DS-CD0517-N930-** | 1200 | Downlight | 70.6 | 2019-06-29 | 2020-01-13 | High | 2 | #N/A | 70.6 | #N/A | #N/A
WAC Lighting | DS-CD0517-N935-** | 1200 | Downlight | 70.6 | 2019-06-29 | 2020-01-13 | High | 2 | #N/A | 70.6 | #N/A | #N/A
WAC Lighting | DS-CD0517-N940-** | 1200 | Downlight | 70.6 | 2019-06-29 | 2020-01-13 | High | 2 | #N/A | 70.6 | #N/A | #N/A
WAC Lighting | DS-CD0517-S927-** | 1200 | Downlight | 70.6 | 2019-06-29 | 2020-01-13 | High | 2 | #N/A | 70.6 | #N/A | #N/A
WAC Lighting | DS-CD0517-S930-** | 1200 | Downlight | 70.6 | 2019-06-29 | 2020-01-13 | High | 2 | #N/A | 70.6 | #N/A | #N/A
WAC Lighting | DS-CD0517-S935-** | 1200 | Downlight | 70.6 | 2019-06-29 | 2020-01-13 | High | 2 | #N/A | 70.6 | #N/A | #N/A
WAC Lighting | DS-CD0517-S940-** | 1200 | Downlight | 70.6 | 2019-06-29 | 2020-01-13 | High | 2 | #N/A | 70.6 | #N/A | #N/A
WAC Lighting | DC-CD0517-F927-** | 1200 | Downlight | 70.6 | 2019-06-29 | 2020-01-13 | High | 2 | #N/A | 70.6 | #N/A | #N/A
WAC Lighting | DC-CD0517-F930-** | 1200 | Downlight | 70.6 | 2019-06-29 | 2020-01-13 | High | 2 | #N/A | 70.6 | #N/A | #N/A
WAC Lighting | DC-CD0517-F935-** | 1200 | Downlight | 70.6 | 2019-06-29 | 2020-01-13 | High | 2 | #N/A | 70.6 | #N/A | #N/A
WAC Lighting | DC-CD0517-F940-** | 1200 | Downlight | 70.6 | 2019-06-29 | 2020-01-13 | High | 2 | #N/A | 70.6 | #N/A | #N/A
WAC Lighting | DC-CD0517-N927-** | 1200 | Downlight | 70.6 | 2019-06-29 | 2020-01-13 | High | 2 | #N/A | 70.6 | #N/A | #N/A
WAC Lighting | DC-CD0517-N930-** | 1200 | Downlight | 70.6 | 2019-06-29 | 2020-01-13 | High | 2 | #N/A | 70.6 | #N/A | #N/A
WAC Lighting | DC-CD0517-N935-** | 1200 | Downlight | 70.6 | 2019-06-29 | 2020-01-13 | High | 2 | #N/A | 70.6 | #N/A | #N/A
WAC Lighting | DC-CD0517-N940-** | 1200 | Downlight | 70.6 | 2019-06-29 | 2020-01-13 | High | 2 | #N/A | 70.6 | #N/A | #N/A
WAC Lighting | DC-CD0517-S927-** | 1200 | Downlight | 70.6 | 2019-06-29 | 2020-01-13 | High | 2 | #N/A | 70.6 | #N/A | #N/A
WAC Lighting | DC-CD0517-S930-** | 1200 | Downlight | 70.6 | 2019-06-29 | 2020-01-13 | High | 2 | #N/A | 70.6 | #N/A | #N/A
WAC Lighting | DC-CD0517-S935-** | 1200 | Downlight | 70.6 | 2019-06-29 | 2020-01-13 | High | 2 | #N/A | 70.6 | #N/A | #N/A
WAC Lighting | DC-CD0517-S940-** | 1200 | Downlight | 70.6 | 2019-06-29 | 2020-01-13 | High | 2 | #N/A | 70.6 | #N/A | #N/A
WAC Lighting | DS-PD0517-F927-** | 1200 | Downlight | 70.6 | 2019-06-29 | 2020-01-13 | High | 2 | #N/A | 70.6 | #N/A | #N/A
WAC Lighting | DS-PD0517-F930-** | 1200 | Downlight | 70.6 | 2019-06-29 | 2020-01-13 | High | 2 | #N/A | 70.6 | #N/A | #N/A
WAC Lighting | DS-PD0517-F935-** | 1200 | Downlight | 70.6 | 2019-06-29 | 2020-01-13 | High | 2 | #N/A | 70.6 | #N/A | #N/A
WAC Lighting | DS-PD0517-F940-** | 1200 | Downlight | 70.6 | 2019-06-29 | 2020-01-13 | High | 2 | #N/A | 70.6 | #N/A | #N/A
WAC Lighting | DC-WS0517-F927S-** | 1200 | Downlight | 70.6 | 2019-06-29 | 2020-01-13 | High | 2 | #N/A | 70.6 | #N/A | #N/A
WAC Lighting | DC-WS0517-F930S-** | 1200 | Downlight | 70.6 | 2019-06-29 | 2020-01-13 | High | 2 | #N/A | 70.6 | #N/A | #N/A
WAC Lighting | DC-WS0517-F935S-** | 1200 | Downlight | 70.6 | 2019-06-29 | 2020-01-13 | High | 2 | #N/A | 70.6 | #N/A | #N/A
WAC Lighting | DC-WS0517-F940S-** | 1200 | Downlight | 70.6 | 2019-06-29 | 2020-01-13 | High | 2 | #N/A | 70.6 | #N/A | #N/A
WAC Lighting | DC-WS0517-N927S-** | 1200 | Downlight | 70.6 | 2019-06-29 | 2020-01-13 | High | 2 | #N/A | 70.6 | #N/A | #N/A
WAC Lighting | DC-WS0517-N930S-** | 1200 | Downlight | 70.6 | 2019-06-29 | 2020-01-13 | High | 2 | #N/A | 70.6 | #N/A | #N/A
WAC Lighting | DC-WS0517-N935S-** | 1200 | Downlight | 70.6 | 2019-06-29 | 2020-01-13 | High | 2 | #N/A | 70.6 | #N/A | #N/A
WAC Lighting | DC-WS0517-N940S-** | 1200 | Downlight | 70.6 | 2019-06-29 | 2020-01-13 | High | 2 | #N/A | 70.6 | #N/A | #N/A
WAC Lighting | DC-WS0517-S927S-** | 1200 | Downlight | 70.6 | 2019-06-29 | 2020-01-13 | High | 2 | #N/A | 70.6 | #N/A | #N/A
WAC Lighting | DC-WS0517-S930S-** | 1200 | Downlight | 70.6 | 2019-06-29 | 2020-01-13 | High | 2 | #N/A | 70.6 | #N/A | #N/A
WAC Lighting | DC-WS0517-S935S-** | 1200 | Downlight | 70.6 | 2019-06-29 | 2020-01-13 | High | 2 | #N/A | 70.6 | #N/A | #N/A
WAC Lighting | DC-WS0517-S940S-** | 1200 | Downlight | 70.6 | 2019-06-29 | 2020-01-13 | High | 2 | #N/A | 70.6 | #N/A | #N/A
WAC Lighting | DC-PD0517-F927-** | 1200 | Downlight | 70.6 | 2019-06-29 | 2020-01-13 | High | 2 | #N/A | 70.6 | #N/A | #N/A
WAC Lighting | DC-PD0517-F930-** | 1200 | Downlight | 70.6 | 2019-06-29 | 2020-01-13 | High | 2 | #N/A | 70.6 | #N/A | #N/A
WAC Lighting | DC-PD0517-F935-** | 1200 | Downlight | 70.6 | 2019-06-29 | 2020-01-13 | High | 2 | #N/A | 70.6 | #N/A | #N/A
WAC Lighting | DC-PD0517-F940-** | 1200 | Downlight | 70.6 | 2019-06-29 | 2020-01-13 | High | 2 | #N/A | 70.6 | #N/A | #N/A
WAC Lighting | DC-PD0517-N927-** | 1200 | Downlight | 70.6 | 2019-06-29 | 2020-01-13 | High | 2 | #N/A | 70.6 | #N/A | #N/A
Essentia by Cree | S-DL6-50L-27K_S-DL6T-WW-SSC | 3529 | Downlight | 70.6 | 2016-07-03 | 2017-01-05 | High | 2 | #N/A | 70.6 | #N/A | #N/A
Essentia by Cree | S-DL6-50L-30K_S-DL6T-M-SSC | 3529 | Downlight | 70.6 | 2016-07-03 | 2016-08-11 | High | 2 | #N/A | 70.6 | #N/A | #N/A
Essentia by Cree | S-DL6-50L-30K_S-DL6T-N-SSC | 3529 | Downlight | 70.6 | 2016-07-03 | 2016-08-11 | High | 2 | #N/A | 70.6 | #N/A | #N/A
Essentia by Cree | S-DL6-50L-30K_S-DL6T-W-SSC | 3529 | Downlight | 70.6 | 2016-07-03 | 2016-08-11 | High | 2 | #N/A | 70.6 | #N/A | #N/A
Essentia by Cree | S-DL6-50L-35K_S-DL6T-M-SSC | 3529 | Downlight | 70.6 | 2016-07-03 | 2016-08-11 | High | 2 | #N/A | 70.6 | #N/A | #N/A
Essentia by Cree | S-DL6-50L-35K_S-DL6T-N-SSC | 3529 | Downlight | 70.6 | 2016-07-03 | 2016-08-11 | High | 2 | #N/A | 70.6 | #N/A | #N/A
Essentia by Cree | S-DL6-50L-35K_S-DL6T-W-SSC | 3529 | Downlight | 70.6 | 2016-07-03 | 2016-08-11 | High | 2 | #N/A | 70.6 | #N/A | #N/A
Essentia by Cree | S-DL6-50L-40K_S-DL6T-M-SSC | 3529 | Downlight | 70.6 | 2016-07-03 | 2016-08-11 | High | 2 | #N/A | 70.6 | #N/A | #N/A
Essentia by Cree | S-DL6-50L-40K_S-DL6T-N-SSC | 3529 | Downlight | 70.6 | 2016-07-03 | 2016-08-11 | High | 2 | #N/A | 70.6 | #N/A | #N/A
Essentia by Cree | S-DL6-50L-40K_S-DL6T-W-SSC | 3529 | Downlight | 70.6 | 2016-07-03 | 2016-08-11 | High | 2 | #N/A | 70.6 | #N/A | #N/A
Essentia by Cree | S-DL8-50L-27K_S-DL8T-M-SSC | 3529 | Downlight | 70.6 | 2016-07-03 | 2016-08-11 | High | 2 | #N/A | 70.6 | #N/A | #N/A
Essentia by Cree | S-DL8-50L-27K_S-DL8T-N-SSC | 3529 | Downlight | 70.6 | 2016-07-03 | 2016-08-11 | High | 2 | #N/A | 70.6 | #N/A | #N/A
Essentia by Cree | S-DL8-50L-27K_S-DL8T-W-SSC | 3529 | Downlight | 70.6 | 2016-07-03 | 2016-08-11 | High | 2 | #N/A | 70.6 | #N/A | #N/A
Essentia by Cree | S-DL8-50L-30K_S-DL8T-M-SSC | 3529 | Downlight | 70.6 | 2016-07-03 | 2016-08-11 | High | 2 | #N/A | 70.6 | #N/A | #N/A
Essentia by Cree | S-DL8-50L-30K_S-DL8T-N-SSC | 3529 | Downlight | 70.6 | 2016-07-03 | 2016-08-11 | High | 2 | #N/A | 70.6 | #N/A | #N/A
Essentia by Cree | S-DL8-50L-30K_S-DL8T-W-SSC | 3529 | Downlight | 70.6 | 2016-07-03 | 2016-08-11 | High | 2 | #N/A | 70.6 | #N/A | #N/A
Essentia by Cree | S-DL8-50L-35K_S-DL8T-M-SSC | 3529 | Downlight | 70.6 | 2016-07-03 | 2016-08-11 | High | 2 | #N/A | 70.6 | #N/A | #N/A
Essentia by Cree | S-DL8-50L-35K_S-DL8T-N-SSC | 3529 | Downlight | 70.6 | 2016-07-03 | 2016-08-11 | High | 2 | #N/A | 70.6 | #N/A | #N/A
Essentia by Cree | S-DL8-50L-35K_S-DL8T-W-SSC | 3529 | Downlight | 70.6 | 2016-07-03 | 2016-08-11 | High | 2 | #N/A | 70.6 | #N/A | #N/A
Essentia by Cree | S-DL8-50L-40K_S-DL8T-M-SSC | 3529 | Downlight | 70.6 | 2016-07-03 | 2016-08-11 | High | 2 | #N/A | 70.6 | #N/A | #N/A
Essentia by Cree | S-DL8-50L-40K_S-DL8T-N-SSC | 3529 | Downlight | 70.6 | 2016-07-03 | 2016-08-11 | High | 2 | #N/A | 70.6 | #N/A | #N/A
Essentia by Cree | S-DL8-50L-40K_S-DL8T-W-SSC | 3529 | Downlight | 70.6 | 2016-07-03 | 2016-08-11 | High | 2 | #N/A | 70.6 | #N/A | #N/A
Essentia by Cree | S-DL6-50L-27K_S-DL6T-M-SSC | 3529 | Downlight | 70.6 | 2016-07-03 | 2016-08-11 | High | 2 | #N/A | 70.6 | #N/A | #N/A
Essentia by Cree | S-DL6-50L-27K_S-DL6T-N-SSC | 3529 | Downlight | 70.6 | 2016-07-03 | 2016-08-11 | High | 2 | #N/A | 70.6 | #N/A | #N/A
Essentia by Cree | S-DL6-50L-27K_S-DL6T-W-SSC | 3529 | Downlight | 70.6 | 2016-07-03 | 2016-08-11 | High | 2 | #N/A | 70.6 | #N/A | #N/A
Halo Commercial | HC860D010 HM86080 9[27¦30¦35¦40] 81[ND¦MD¦WD¦RWW][C¦F¦W¦BB¦WB] | 3843 | Downlight | 70.6 | 2019-12-16 | 2019-12-18 | High | 2 | #N/A | 70.6 | #N/A | #N/A
ULTRA THIN | UTLED-6-S15W-4K** | 1060 | Downlight | 70.7 | 2016-01-11 | 2016-01-11 | High | 2 | #N/A | 70.7 | #N/A | #N/A
ULTRA THIN | UTLED-6-S15W-4K**-SQ | 1060 | Downlight | 70.7 | 2016-01-11 | 2016-01-11 | High | 2 | #N/A | 70.7 | #N/A | #N/A
Erman | RML-82-7S15W27 | 1060 | Downlight | 70.7 | 2020-01-13 | 2020-01-13 | High | 2 | #N/A | 70.7 | #N/A | #N/A
Juno | IC1JBPF 10LM 120 FRPC + 4JBLDT [DB¦DC] [27¦30¦35¦40]K 90CRI WWH | 1071 | Downlight | 70.7 | 2019-10-01 | 2019-10-18 | High | 2 | #N/A | 70.7 | #N/A | #N/A
HOMI | HM08-PR16-30W120-3CCT-*SA | 2120 | Downlight | 70.7 | 2021-11-30 | 2021-12-13 | High | 2 | #N/A | 70.7 | #N/A | #N/A
Standard | CLEG16-R30W-A-3C** | 2120 | Downlight | 70.7 | 2022-08-30 | 2022-09-22 | High | 2 | #N/A | 70.7 | #N/A | #N/A
Liteline | ALR8-3435W | 2200 | Downlight | 70.7 | 2015-11-26 | 2016-04-22 | High | 2 | #N/A | 70.7 | #N/A | #N/A
Dals | HPD4-CC-** | 1415 | Downlight | 70.8 | 2021-01-01 | 2021-09-21 | High | 2 | #N/A | 70.8 | #N/A | #N/A
Dals | HPD4-CC-V-** | 1415 | Downlight | 70.8 | 2021-01-01 | 2022-01-27 | High | 2 | #N/A | 70.8 | #N/A | #N/A
Bazz | C17333WH | 1700 | Downlight | 70.8 | 2018-03-06 | 2018-03-02 | High | 2 | #N/A | 70.8 | #N/A | #N/A
Bazz | C17333WH | 1700 | Downlight | 70.8 | 2018-11-06 | 2018-11-13 | High | 2 | #N/A | 70.8 | #N/A | #N/A
Bazz | C17333WH | 1700 | Downlight | 70.8 | 2020-03-03 | 2020-03-03 | High | 2 | #N/A | 70.8 | #N/A | #N/A
Luxway | LUXC17333WH | 1700 | Downlight | 70.8 | 2020-03-03 | 2020-03-03 | High | 2 | #N/A | 70.8 | #N/A | #N/A
Satco | S11615 | 1700 | Downlight | 70.8 | 2019-04-24 | 2019-04-23 | High | 2 | #N/A | 70.8 | #N/A | #N/A
Satco | S11616 | 1700 | Downlight | 70.8 | 2019-04-24 | 2019-04-23 | High | 2 | #N/A | 70.8 | #N/A | #N/A
Satco | S11617 | 1700 | Downlight | 70.8 | 2019-04-24 | 2019-04-23 | High | 2 | #N/A | 70.8 | #N/A | #N/A
HOMI | HM04-PR12-24W-12030K-*SA | 1700 | Downlight | 70.8 | 2020-04-22 | 2020-04-20 | High | 2 | #N/A | 70.8 | #N/A | #N/A
HOMI | HM04-PR12-24W-12035K-*SA | 1700 | Downlight | 70.8 | 2020-04-22 | 2020-04-20 | High | 2 | #N/A | 70.8 | #N/A | #N/A
HOMI | HM04-PR12-24W-12040K-*SA | 1700 | Downlight | 70.8 | 2020-04-22 | 2020-04-20 | High | 2 | #N/A | 70.8 | #N/A | #N/A
HOMI | HM04-PR12-24W-12050K-*SA | 1700 | Downlight | 70.8 | 2020-04-22 | 2020-04-20 | High | 2 | #N/A | 70.8 | #N/A | #N/A
MODERN FORMS | WS-93027-** | 1700 | Downlight | 70.8 | 2022-04-18 | 2022-05-16 | High | 2 | #N/A | 70.8 | #N/A | #N/A
Halo Commercial | HC420D010 HM412 9[27¦30¦35¦40] 41[ND¦MD¦WD¦RWW][C¦F¦W¦BB¦WB] | 1447 | Downlight | 70.9 | 2018-11-15 | 2018-12-17 | High | 2 | #N/A | 70.9 | #N/A | #N/A
Halo Commercial | HCC4S20D010 HM412 9[27¦30¦35¦40] 41[ND¦MD¦WD¦RWW][C¦F¦W¦BB¦WB] | 1447 | Downlight | 70.9 | 2019-10-01 | 2019-10-01 | High | 2 | #N/A | 70.9 | #N/A | #N/A
Liteline | ALR10-2627W | 1631 | Downlight | 70.9 | 2015-11-26 | 2016-04-22 | High | 2 | #N/A | 70.9 | #N/A | #N/A
Essentia by Cree | S-DL4-34L-27K_S-DL4T-M-SSC | 2410 | Downlight | 70.9 | 2016-07-03 | 2016-08-11 | High | 2 | #N/A | 70.9 | #N/A | #N/A
Essentia by Cree | S-DL4-34L-27K_S-DL4T-N-SSC | 2410 | Downlight | 70.9 | 2016-07-03 | 2016-08-11 | High | 2 | #N/A | 70.9 | #N/A | #N/A
Essentia by Cree | S-DL4-34L-27K_S-DL4T-W-SSC | 2410 | Downlight | 70.9 | 2016-07-03 | 2016-08-11 | High | 2 | #N/A | 70.9 | #N/A | #N/A
Essentia by Cree | S-DL4-34L-30K_S-DL4T-M-SSC | 2410 | Downlight | 70.9 | 2016-07-03 | 2016-08-11 | High | 2 | #N/A | 70.9 | #N/A | #N/A
Essentia by Cree | S-DL4-34L-30K_S-DL4T-N-SSC | 2410 | Downlight | 70.9 | 2016-07-03 | 2016-08-11 | High | 2 | #N/A | 70.9 | #N/A | #N/A
Essentia by Cree | S-DL4-34L-30K_S-DL4T-W-SSC | 2410 | Downlight | 70.9 | 2016-07-03 | 2016-08-11 | High | 2 | #N/A | 70.9 | #N/A | #N/A
Essentia by Cree | S-DL4-34L-30K_S-DL4T-WW-SSC | 2410 | Downlight | 70.9 | 2016-07-03 | 2017-01-05 | High | 2 | #N/A | 70.9 | #N/A | #N/A
Essentia by Cree | S-DL4-34L-35K_S-DL4T-M-SSC | 2410 | Downlight | 70.9 | 2016-07-03 | 2016-08-11 | High | 2 | #N/A | 70.9 | #N/A | #N/A
Essentia by Cree | S-DL4-34L-35K_S-DL4T-N-SSC | 2410 | Downlight | 70.9 | 2016-07-03 | 2016-08-11 | High | 2 | #N/A | 70.9 | #N/A | #N/A
Essentia by Cree | S-DL4-34L-35K_S-DL4T-W-SSC | 2410 | Downlight | 70.9 | 2016-07-03 | 2016-08-11 | High | 2 | #N/A | 70.9 | #N/A | #N/A
Essentia by Cree | S-DL4-34L-40K_S-DL4T-M-SSC | 2410 | Downlight | 70.9 | 2016-07-03 | 2016-08-11 | High | 2 | #N/A | 70.9 | #N/A | #N/A
Essentia by Cree | S-DL4-34L-40K_S-DL4T-N-SSC | 2410 | Downlight | 70.9 | 2016-07-03 | 2016-08-11 | High | 2 | #N/A | 70.9 | #N/A | #N/A
Essentia by Cree | S-DL4-34L-40K_S-DL4T-W-SSC | 2410 | Downlight | 70.9 | 2016-07-03 | 2016-08-11 | High | 2 | #N/A | 70.9 | #N/A | #N/A
Essentia by Cree | S-DL6-34L-27K_S-DL6T-M-SSC | 2410 | Downlight | 70.9 | 2016-07-03 | 2016-08-11 | High | 2 | #N/A | 70.9 | #N/A | #N/A
Essentia by Cree | S-DL6-34L-27K_S-DL6T-N-SSC | 2410 | Downlight | 70.9 | 2016-07-03 | 2016-08-11 | High | 2 | #N/A | 70.9 | #N/A | #N/A
Essentia by Cree | S-DL6-34L-27K_S-DL6T-W-SSC | 2410 | Downlight | 70.9 | 2016-07-03 | 2016-08-11 | High | 2 | #N/A | 70.9 | #N/A | #N/A
Essentia by Cree | S-DL6-34L-30K_S-DL6T-M-SSC | 2410 | Downlight | 70.9 | 2016-07-03 | 2016-08-11 | High | 2 | #N/A | 70.9 | #N/A | #N/A
Essentia by Cree | S-DL6-34L-30K_S-DL6T-N-SSC | 2410 | Downlight | 70.9 | 2016-07-03 | 2016-08-11 | High | 2 | #N/A | 70.9 | #N/A | #N/A
Essentia by Cree | S-DL6-34L-30K_S-DL6T-W-SSC | 2410 | Downlight | 70.9 | 2016-07-03 | 2016-08-11 | High | 2 | #N/A | 70.9 | #N/A | #N/A
Essentia by Cree | S-DL6-34L-35K_S-DL6T-M-SSC | 2410 | Downlight | 70.9 | 2016-07-03 | 2016-08-11 | High | 2 | #N/A | 70.9 | #N/A | #N/A
Essentia by Cree | S-DL6-34L-35K_S-DL6T-N-SSC | 2410 | Downlight | 70.9 | 2016-07-03 | 2016-08-11 | High | 2 | #N/A | 70.9 | #N/A | #N/A
Essentia by Cree | S-DL6-34L-35K_S-DL6T-W-SSC | 2410 | Downlight | 70.9 | 2016-07-03 | 2016-08-11 | High | 2 | #N/A | 70.9 | #N/A | #N/A
Essentia by Cree | S-DL6-34L-40K_S-DL6T-M-SSC | 2410 | Downlight | 70.9 | 2016-07-03 | 2016-08-11 | High | 2 | #N/A | 70.9 | #N/A | #N/A
Essentia by Cree | S-DL6-34L-40K_S-DL6T-N-SSC | 2410 | Downlight | 70.9 | 2016-07-03 | 2016-08-11 | High | 2 | #N/A | 70.9 | #N/A | #N/A
Essentia by Cree | S-DL6-34L-40K_S-DL6T-W-SSC | 2410 | Downlight | 70.9 | 2016-07-03 | 2016-08-11 | High | 2 | #N/A | 70.9 | #N/A | #N/A
Lightolier | L5R15AxE1VA / L5R15xxxVA / L5Rxx | 1070 | Downlight | 71 | 2016-07-08 | 2016-07-25 | High | 2 | #N/A | 71 | #N/A | #N/A
Halo Commercial | PR4FS12D010 PR4M12MD8FS[MW¦MMS¦BZ] | 1476 | Downlight | 71 | 2019-12-31 | 2020-01-15 | High | 2 | #N/A | 71 | #N/A | #N/A
Rayon Lighting | RPA4-16L-##K-UNV-ID-4RO | 1490 | Downlight | 71 | 2020-06-10 | 2020-06-18 | High | 2 | #N/A | 71 | #N/A | #N/A
Lightolier | C3SQC[PS¦S¦W]WW20927[Z10U¦ELV1][B¦W] | 1764 | Downlight | 71 | 2020-04-17 | 2022-09-08 | High | 2 | #N/A | 71 | #N/A | #N/A
Lightolier | C3SQC[PS¦S¦W]WW20930[Z10U¦ELV1][B¦W]C3SQC[PS¦S¦W]WW20930[Z10U¦ELV1][B¦W] | 1764 | Downlight | 71 | 2020-04-17 | 2022-09-08 | High | 2 | #N/A | 71 | #N/A | #N/A
Lightolier | C3SQC[PS¦S¦W]WW20935[Z10U¦ELV1][B¦W] | 1764 | Downlight | 71 | 2020-04-17 | 2022-09-08 | High | 2 | #N/A | 71 | #N/A | #N/A
Lightolier | C3SQC[PS¦S¦W]WW20940[Z10U¦ELV1][B¦W] | 1764 | Downlight | 71 | 2020-04-17 | 2022-09-08 | High | 2 | #N/A | 71 | #N/A | #N/A
Lightolier | C3C[PS¦S¦W]WW20927[Z10U¦ELV1][B¦W] | 1764 | Downlight | 71 | 2020-04-17 | 2022-09-08 | High | 2 | #N/A | 71 | #N/A | #N/A
Lightolier | C3C[PS¦S¦W]WW20930[Z10U¦ELV1][B¦W] | 1764 | Downlight | 71 | 2020-04-17 | 2022-09-08 | High | 2 | #N/A | 71 | #N/A | #N/A
Lightolier | C3C[PS¦S¦W]WW20935[Z10U¦ELV1][B¦W] | 1764 | Downlight | 71 | 2020-04-17 | 2022-09-08 | High | 2 | #N/A | 71 | #N/A | #N/A
Lightolier | C3C[PS¦S¦W]WW20940[Z10U¦ELV1][B¦W] | 1764 | Downlight | 71 | 2020-04-17 | 2022-09-08 | High | 2 | #N/A | 71 | #N/A | #N/A
MKS | MKS/NDL/5R/24.9W/30K/** | 1767 | Downlight | 71 | 2019-01-01 | 2019-08-02 | High | 2 | #N/A | 71 | #N/A | #N/A
NICOR | ADL6-1040-UNV with ADL6-1040-MDL-#K-$$ | 2982 | Downlight | 71 | 2016-02-29 | 2016-02-19 | High | 2 | #N/A | 71 | #N/A | #N/A
NICOR | ADL6-1040-UNV with ADL6-1040-MDL-#K-$$ | 2982 | Downlight | 71 | 2016-02-29 | 2016-02-19 | High | 2 | #N/A | 71 | #N/A | #N/A
Prescolite | LTR-#*D-*-VL50L-DM1 + LTR-#*D-T-VL##K#****** | 3400 | Downlight | 71 | 2019-07-12 | 2020-03-13 | High | 2 | #N/A | 71 | #N/A | #N/A
Prescolite | LTC-#*D-*-55L###**-DM1****** | 3400 | Downlight | 71 | 2019-07-12 | 2020-03-13 | High | 2 | #N/A | 71 | #N/A | #N/A
Kichler | 43873WHLED27 | 1067 | Downlight | 71.1 | 2021-12-01 | 2021-12-02 | High | 2 | #N/A | 71.1 | #N/A | #N/A
American Lighting | SPEC8-5CCT-AZ | 2700 | Downlight | 71.1 | 2020-04-30 | 2020-05-26 | High | 2 | #N/A | 71.1 | #N/A | #N/A
Green Creative | [Blank¦SPFT*#]LE3090##[LUT-1UNV¦LUT-5UNV¦LUT-L3DUNV]**/AD*#** | 2700 | Downlight | 71.1 | 2021-10-30 | 2022-04-06 | High | 2 | #N/A | 71.1 | #N/A | #N/A
Signcomplex | ML8-038-AW-5CCT-#D* | 2700 | Downlight | 71.1 | 2020-04-30 | 2020-06-06 | High | 2 | #N/A | 71.1 | #N/A | #N/A
CREE, Inc. | KR6-40L-27K-120V-##* | 3200 | Downlight | 71.1 | 2014-03-01 | 2016-11-07 | High | 2 | #N/A | 71.1 | #N/A | #N/A
Green Creative | 45CDLA9.5/830/277V | 3200 | Downlight | 71.1 | 2016-03-20 | 2016-04-27 | High | 2 | #N/A | 71.1 | #N/A | #N/A
Green Creative | 45CDLA9.5/835/277V | 3200 | Downlight | 71.1 | 2016-03-20 | 2016-04-27 | High | 2 | #N/A | 71.1 | #N/A | #N/A
Green Creative | 45CDLA9.5/840/277V | 3200 | Downlight | 71.1 | 2016-03-20 | 2016-04-27 | High | 2 | #N/A | 71.1 | #N/A | #N/A
Luminiz | Driver:DR10203 / Light: NG50141#00 / Trim: NGT**--------- and NG13BF**------ | 3200 | Downlight | 71.1 | 2021-07-01 | 2021-10-26 | High | 2 | #N/A | 71.1 | #N/A | #N/A
Luminiz | Driver:DR10403 / Light: NG501413CT / Trim: NGT**--------- and NG13BF**------ | 3200 | Downlight | 71.1 | 2021-07-01 | 2021-11-08 | High | 2 | #N/A | 71.1 | #N/A | #N/A
SATCO¦NUVO | 62/1787 | 2100 | Downlight | 71.2 | 2022-12-15 | 2022-12-20 | High | 2 | #N/A | 71.2 | #N/A | #N/A
LITON Lighting | CH848UE-D10 with CR8L36**-T30(CRTR8L36**-T30) | 3561 | Downlight | 71.2 | 2020-01-10 | 2020-01-20 | High | 2 | #N/A | 71.2 | #N/A | #N/A
NICOR | ADL8-1048-UNV with ADL8-1048-MDL-#K-$$ | 3561 | Downlight | 71.2 | 2016-04-05 | 2016-02-19 | High | 2 | #N/A | 71.2 | #N/A | #N/A
NM2 | NM2-2RDC1027MPW | 1022 | Downlight | 71.3 | 2019-08-19 | 2019-08-26 | High | 2 | #N/A | 71.3 | #N/A | #N/A
HOMI | HM08-PR8-15W120-30K-*SA | 1070 | Downlight | 71.3 | 2021-12-30 | 2022-01-05 | High | 2 | #N/A | 71.3 | #N/A | #N/A
HOMI | HM08-PR8-15W120-35K-*SA | 1070 | Downlight | 71.3 | 2021-12-30 | 2022-01-05 | High | 2 | #N/A | 71.3 | #N/A | #N/A
HOMI | HM08-PR8-15W120-40K-*SA | 1070 | Downlight | 71.3 | 2021-12-30 | 2022-01-05 | High | 2 | #N/A | 71.3 | #N/A | #N/A
HOMI | HM08-PR8-15W120-50K-*SA | 1070 | Downlight | 71.3 | 2021-12-30 | 2022-01-05 | High | 2 | #N/A | 71.3 | #N/A | #N/A
Lightolier | FD6RSLMZ10SCTUW | 1070 | Downlight | 71.3 | 2022-05-01 | 2022-05-10 | High | 2 | #N/A | 71.3 | #N/A | #N/A
Halo | SMD6S12935WHE | 1140 | Downlight | 71.3 | 2018-07-01 | 2018-06-28 | High | 2 | #N/A | 71.3 | #N/A | #N/A
NICOR | DLQ5-MA-10-120-#K-$$ | 1140 | Downlight | 71.3 | 2016-02-29 | 2016-02-19 | High | 2 | #N/A | 71.3 | #N/A | #N/A
NICOR | DLQ5-MA-10-120-#K-$$ | 1140 | Downlight | 71.3 | 2016-02-29 | 2016-02-19 | High | 2 | #N/A | 71.3 | #N/A | #N/A
NICOR | DLQ5-MA-10-120-#K-$$ | 1140 | Downlight | 71.3 | 2016-02-29 | 2016-02-19 | High | 2 | #N/A | 71.3 | #N/A | #N/A
NICOR | DLQ5-MA-10-120-#K-$$ | 1140 | Downlight | 71.3 | 2016-02-29 | 2016-02-19 | High | 2 | #N/A | 71.3 | #N/A | #N/A
Prescolite | LBRP-M-LSSLCS9(LBRP-4RD-T-**) | 1425 | Downlight | 71.3 | 2022-03-01 | 2022-03-28 | High | 2 | #N/A | 71.3 | #N/A | #N/A
Prescolite | LBRP-M-LSSLCS9(LBRP-6RD-T-**) | 1425 | Downlight | 71.3 | 2022-03-01 | 2022-03-28 | High | 2 | #N/A | 71.3 | #N/A | #N/A
Prescolite | LBRP-M-LSSLCS9(LBRP-8RD-T-**) | 1425 | Downlight | 71.3 | 2022-03-01 | 2022-03-28 | High | 2 | #N/A | 71.3 | #N/A | #N/A
Prescolite | LBRP-M-LSSLCS9(LBRP-10RD-T-**) | 1425 | Downlight | 71.3 | 2022-03-01 | 2022-03-28 | High | 2 | #N/A | 71.3 | #N/A | #N/A
Lightolier | P4***20###WHLU | 1476 | Downlight | 71.3 | 2018-11-12 | 2021-07-19 | High | 2 | #N/A | 71.3 | #N/A | #N/A
Lightolier | P4***20###WHZ10U | 1476 | Downlight | 71.3 | 2018-11-12 | 2021-07-19 | High | 2 | #N/A | 71.3 | #N/A | #N/A
Juno Lighting | WF6C 10LM TUWH MW ** | 1000 | Downlight | 71.4 | 2020-06-12 | 2020-06-12 | High | 2 | #N/A | 71.4 | #N/A | #N/A
Juno Lighting | WF6C RD TUWH XX YY | 1000 | Downlight | 71.4 | 2020-12-25 | 2020-12-25 | High | 2 | #N/A | 71.4 | #N/A | #N/A
Aleo Lighting | SLD-6-14W-120-9CT T24 | 1000 | Downlight | 71.4 | 2020-12-01 | 2020-11-08 | High | 2 | #N/A | 71.4 | #N/A | #N/A
Sierra | 56120-30-WH | 1000 | Downlight | 71.4 | 2022-01-02 | 2019-05-06 | High | 2 | #N/A | 71.4 | #N/A | #N/A
Sierra | 56120-XK-WH | 1000 | Downlight | 71.4 | 2021-04-04 | 2021-04-15 | High | 2 | #N/A | 71.4 | #N/A | #N/A
Elite Lighting | RL791-900L-DIM10-MVOLT-27K/30K/35K/40K/50K-90-** | 1000 | Downlight | 71.4 | 2022-07-29 | 2022-08-17 | High | 2 | #N/A | 71.4 | #N/A | #N/A
Illume | I-CCMDPN6-## | 1000 | Downlight | 71.4 | 2018-11-01 | 2019-02-15 | High | 2 | #N/A | 71.4 | #N/A | #N/A
Illume | I-CCMDSQPN6-## | 1000 | Downlight | 71.4 | 2018-11-01 | 2019-02-15 | High | 2 | #N/A | 71.4 | #N/A | #N/A
Dals | 2006-##-** | 1000 | Downlight | 71.4 | 2019-02-12 | 2020-08-31 | High | 2 | #N/A | 71.4 | #N/A | #N/A
Dals | DRR6-CC-** | 1000 | Downlight | 71.4 | 2022-03-01 | 2022-10-20 | High | 2 | #N/A | 71.4 | #N/A | #N/A
Dals | FGM6-CC-** | 1000 | Downlight | 71.4 | 2021-01-01 | 2021-08-23 | High | 2 | #N/A | 71.4 | #N/A | #N/A
Dals | SPN6-CC-3T-## | 1000 | Downlight | 71.4 | 2018-11-01 | 2019-02-15 | High | 2 | #N/A | 71.4 | #N/A | #N/A
Dals | SPN6SQ-CC-3T-## | 1000 | Downlight | 71.4 | 2018-11-01 | 2019-02-15 | High | 2 | #N/A | 71.4 | #N/A | #N/A
ETI | 538671### (##=00-99, #=0-9) | 1000 | Downlight | 71.4 | 2022-05-24 | 2022-05-24 | High | 2 | #N/A | 71.4 | #N/A | #N/A
ETI | 565782## | 1000 | Downlight | 71.4 | 2020-04-01 | 2020-04-09 | High | 2 | #N/A | 71.4 | #N/A | #N/A
ETI | 565785## | 1000 | Downlight | 71.4 | 2020-04-01 | 2020-04-09 | High | 2 | #N/A | 71.4 | #N/A | #N/A
Green Creative | 14CDLA4/830/277V | 1000 | Downlight | 71.4 | 2016-03-20 | 2016-04-27 | High | 2 | #N/A | 71.4 | #N/A | #N/A
Green Creative | 14CDLA4/835/277V | 1000 | Downlight | 71.4 | 2016-03-20 | 2016-04-27 | High | 2 | #N/A | 71.4 | #N/A | #N/A
Green Creative | 14CDLA4/840/277V | 1000 | Downlight | 71.4 | 2016-03-20 | 2016-04-27 | High | 2 | #N/A | 71.4 | #N/A | #N/A
HENGTE | HT-G11CEDL-RD7-914-30G-##1 | 1000 | Downlight | 71.4 | 2021-07-24 | 2021-08-07 | High | 2 | #N/A | 71.4 | #N/A | #N/A
HENGTE | HT-G11CEDL-RD7-914-35G-##1 | 1000 | Downlight | 71.4 | 2021-07-24 | 2021-08-07 | High | 2 | #N/A | 71.4 | #N/A | #N/A
HENGTE | HT-G11CEDL-RD7-914-40G-##1 | 1000 | Downlight | 71.4 | 2021-07-24 | 2021-08-07 | High | 2 | #N/A | 71.4 | #N/A | #N/A
HENGTE | HT-G11CEDL-RD7-914-50G-##1 | 1000 | Downlight | 71.4 | 2021-07-24 | 2021-08-07 | High | 2 | #N/A | 71.4 | #N/A | #N/A
Liteharbor | BL6-401-**-30 | 1000 | Downlight | 71.4 | 2018-01-20 | 2018-05-16 | High | 2 | #N/A | 71.4 | #N/A | #N/A
Liteharbor | BL6-401-**-35 | 1000 | Downlight | 71.4 | 2018-01-20 | 2018-05-16 | High | 2 | #N/A | 71.4 | #N/A | #N/A
Liteharbor | BL6-401-**-40 | 1000 | Downlight | 71.4 | 2018-01-20 | 2018-05-16 | High | 2 | #N/A | 71.4 | #N/A | #N/A
Liteharbor | BL6-401-**-50 | 1000 | Downlight | 71.4 | 2018-01-20 | 2018-05-16 | High | 2 | #N/A | 71.4 | #N/A | #N/A
Greenlux | RDL6R14W83 | 1000 | Downlight | 71.4 | 2017-09-25 | 2017-09-21 | High | 2 | #N/A | 71.4 | #N/A | #N/A
RAB | DLS0072(DSK34-4R14930120WS) | 1000 | Downlight | 71.4 | 2021-10-14 | 2021-11-08 | High | 2 | #N/A | 71.4 | #N/A | #N/A
Nora Lighting | NMW-427* | 1000 | Downlight | 71.4 | 2022-11-15 | 2022-10-18 | High | 2 | #N/A | 71.4 | #N/A | #N/A
Nora Lighting | NMW-430* | 1000 | Downlight | 71.4 | 2022-11-15 | 2022-10-18 | High | 2 | #N/A | 71.4 | #N/A | #N/A
PETEME, SAUDIO, SGOE, LKV, vaiseke, Lurious, Wudwink | SG-SML14W-C02 | 1000 | Downlight | 71.4 | 2022-09-21 | 2022-10-20 | High | 2 | #N/A | 71.4 | #N/A | #N/A
Standard | LPDL6/RND/14W/30K/WH/ELUME | 1000 | Downlight | 71.4 | 2017-11-30 | 2017-12-06 | High | 2 | #N/A | 71.4 | #N/A | #N/A
SLG Lighting | DS 7R 10 G1 930K | 1000 | Downlight | 71.4 | 2021-07-24 | 2021-08-02 | High | 2 | #N/A | 71.4 | #N/A | #N/A
SLG Lighting | DS 7R 10 G1 935K | 1000 | Downlight | 71.4 | 2021-07-24 | 2021-08-02 | High | 2 | #N/A | 71.4 | #N/A | #N/A
SLG Lighting | DS 7R 10 G1 940K | 1000 | Downlight | 71.4 | 2021-07-24 | 2021-08-02 | High | 2 | #N/A | 71.4 | #N/A | #N/A
SLG Lighting | DS 7R 10 G1 950K | 1000 | Downlight | 71.4 | 2021-07-24 | 2021-08-02 | High | 2 | #N/A | 71.4 | #N/A | #N/A
Lightolier | SD7R10ESCT1W | 1000 | Downlight | 71.4 | 2022-05-01 | 2022-05-12 | High | 2 | #N/A | 71.4 | #N/A | #N/A
Lightolier | SD7RSLMZ10SCTUW | 1000 | Downlight | 71.4 | 2022-05-01 | 2022-05-12 | High | 2 | #N/A | 71.4 | #N/A | #N/A
Topaz | SDL6-14W-30K-WH-MS | 1000 | Downlight | 71.4 | 2021-11-01 | 2021-11-18 | High | 2 | #N/A | 71.4 | #N/A | #N/A
Topaz | SDL6-14W-40K-WH-MS | 1000 | Downlight | 71.4 | 2021-11-01 | 2021-11-18 | High | 2 | #N/A | 71.4 | #N/A | #N/A
TCP | DDR60227 | 1000 | Downlight | 71.4 | 2018-11-19 | 2018-12-26 | High | 2 | #N/A | 71.4 | #N/A | #N/A
TCP | L12EL6DCCT1 | 1000 | Downlight | 71.4 | 2021-07-20 | 2021-07-30 | High | 2 | #N/A | 71.4 | #N/A | #N/A
TCP | L12EL6DCCT2 | 1000 | Downlight | 71.4 | 2021-02-26 | 2021-05-10 | High | 2 | #N/A | 71.4 | #N/A | #N/A
Commercial Electric | 1007995264 | 1000 | Downlight | 71.4 | 2022-06-13 | 2022-07-05 | High | 2 | #N/A | 71.4 | #N/A | #N/A
Commercial Electric | 538671### (##=00-99, #=0-9) | 1000 | Downlight | 71.4 | 2022-03-01 | 2022-03-30 | High | 2 | #N/A | 71.4 | #N/A | #N/A
WAC | R1GDL04-F927-**** | 1000 | Downlight | 71.4 | 2022-04-18 | 2022-05-18 | High | 2 | #N/A | 71.4 | #N/A | #N/A
WAC | R1GDL04-F930-**** | 1000 | Downlight | 71.4 | 2022-04-18 | 2022-05-18 | High | 2 | #N/A | 71.4 | #N/A | #N/A
WAC | R1GDL04-F935-**** | 1000 | Downlight | 71.4 | 2022-04-18 | 2022-05-18 | High | 2 | #N/A | 71.4 | #N/A | #N/A
WAC | R1GDL04-F940-**** | 1000 | Downlight | 71.4 | 2022-04-18 | 2022-05-18 | High | 2 | #N/A | 71.4 | #N/A | #N/A
WAC | R1GDL04-N927-**** | 1000 | Downlight | 71.4 | 2022-04-18 | 2022-05-18 | High | 2 | #N/A | 71.4 | #N/A | #N/A
WAC | R1GDL04-N930-**** | 1000 | Downlight | 71.4 | 2022-04-18 | 2022-05-18 | High | 2 | #N/A | 71.4 | #N/A | #N/A
WAC | R1GDL04-N935-**** | 1000 | Downlight | 71.4 | 2022-04-18 | 2022-05-18 | High | 2 | #N/A | 71.4 | #N/A | #N/A
WAC | R1GDL04-N940-**** | 1000 | Downlight | 71.4 | 2022-04-18 | 2022-05-18 | High | 2 | #N/A | 71.4 | #N/A | #N/A
WAC | R1GDL04-S927-**** | 1000 | Downlight | 71.4 | 2022-04-18 | 2022-05-18 | High | 2 | #N/A | 71.4 | #N/A | #N/A
WAC | R1GDL04-S930-**** | 1000 | Downlight | 71.4 | 2022-04-18 | 2022-05-18 | High | 2 | #N/A | 71.4 | #N/A | #N/A
WAC | R1GDL04-S935-**** | 1000 | Downlight | 71.4 | 2022-04-18 | 2022-05-18 | High | 2 | #N/A | 71.4 | #N/A | #N/A
WAC | R1GDL04-S940-**** | 1000 | Downlight | 71.4 | 2022-04-18 | 2022-05-18 | High | 2 | #N/A | 71.4 | #N/A | #N/A
WAC | R1GDT04-F927-**** | 1000 | Downlight | 71.4 | 2022-04-18 | 2022-05-18 | High | 2 | #N/A | 71.4 | #N/A | #N/A
WAC | R1GDT04-F930-**** | 1000 | Downlight | 71.4 | 2022-04-18 | 2022-05-18 | High | 2 | #N/A | 71.4 | #N/A | #N/A
WAC | R1GDT04-F935-**** | 1000 | Downlight | 71.4 | 2022-04-18 | 2022-05-18 | High | 2 | #N/A | 71.4 | #N/A | #N/A
WAC | R1GDT04-F940-**** | 1000 | Downlight | 71.4 | 2022-04-18 | 2022-05-18 | High | 2 | #N/A | 71.4 | #N/A | #N/A
WAC | R1GDT04-N927-**** | 1000 | Downlight | 71.4 | 2022-04-18 | 2022-05-18 | High | 2 | #N/A | 71.4 | #N/A | #N/A
WAC | R1GDT04-N930-**** | 1000 | Downlight | 71.4 | 2022-04-18 | 2022-05-18 | High | 2 | #N/A | 71.4 | #N/A | #N/A
WAC | R1GDT04-N935-**** | 1000 | Downlight | 71.4 | 2022-04-18 | 2022-05-18 | High | 2 | #N/A | 71.4 | #N/A | #N/A
WAC | R1GDT04-N940-**** | 1000 | Downlight | 71.4 | 2022-04-18 | 2022-05-18 | High | 2 | #N/A | 71.4 | #N/A | #N/A
WAC | R1GDT04-S927-**** | 1000 | Downlight | 71.4 | 2022-04-18 | 2022-05-18 | High | 2 | #N/A | 71.4 | #N/A | #N/A
WAC | R1GDT04-S930-**** | 1000 | Downlight | 71.4 | 2022-04-18 | 2022-05-18 | High | 2 | #N/A | 71.4 | #N/A | #N/A
WAC | R1GDT04-S935-**** | 1000 | Downlight | 71.4 | 2022-04-18 | 2022-05-18 | High | 2 | #N/A | 71.4 | #N/A | #N/A
WAC | R1GDT04-S940-**** | 1000 | Downlight | 71.4 | 2022-04-18 | 2022-05-18 | High | 2 | #N/A | 71.4 | #N/A | #N/A
WAC | R1GAL04-F927-**** | 1000 | Downlight | 71.4 | 2022-04-18 | 2022-05-18 | High | 2 | #N/A | 71.4 | #N/A | #N/A
WAC | R1GAL04-F930-**** | 1000 | Downlight | 71.4 | 2022-04-18 | 2022-05-18 | High | 2 | #N/A | 71.4 | #N/A | #N/A
WAC | R1GAL04-F935-**** | 1000 | Downlight | 71.4 | 2022-04-18 | 2022-05-18 | High | 2 | #N/A | 71.4 | #N/A | #N/A
WAC | R1GAL04-F940-**** | 1000 | Downlight | 71.4 | 2022-04-18 | 2022-05-18 | High | 2 | #N/A | 71.4 | #N/A | #N/A
WAC | R1GAL04-N927-**** | 1000 | Downlight | 71.4 | 2022-04-18 | 2022-05-18 | High | 2 | #N/A | 71.4 | #N/A | #N/A
WAC | R1GAL04-N930-**** | 1000 | Downlight | 71.4 | 2022-04-18 | 2022-05-18 | High | 2 | #N/A | 71.4 | #N/A | #N/A
WAC | R1GAL04-N935-**** | 1000 | Downlight | 71.4 | 2022-04-18 | 2022-05-18 | High | 2 | #N/A | 71.4 | #N/A | #N/A
WAC | R1GAL04-N940-**** | 1000 | Downlight | 71.4 | 2022-04-18 | 2022-05-18 | High | 2 | #N/A | 71.4 | #N/A | #N/A
WAC | R1GAL04-S927-**** | 1000 | Downlight | 71.4 | 2022-04-18 | 2022-05-18 | High | 2 | #N/A | 71.4 | #N/A | #N/A
WAC | R1GAL04-S930-**** | 1000 | Downlight | 71.4 | 2022-04-18 | 2022-05-18 | High | 2 | #N/A | 71.4 | #N/A | #N/A
WAC | R1GAL04-S935-**** | 1000 | Downlight | 71.4 | 2022-04-18 | 2022-05-18 | High | 2 | #N/A | 71.4 | #N/A | #N/A
WAC | R1GAL04-S940-**** | 1000 | Downlight | 71.4 | 2022-04-18 | 2022-05-18 | High | 2 | #N/A | 71.4 | #N/A | #N/A
WAC | R1GAT04-F927-**** | 1000 | Downlight | 71.4 | 2022-04-18 | 2022-05-18 | High | 2 | #N/A | 71.4 | #N/A | #N/A
WAC | R1GAT04-F930-**** | 1000 | Downlight | 71.4 | 2022-04-18 | 2022-05-18 | High | 2 | #N/A | 71.4 | #N/A | #N/A
WAC | R1GAT04-F935-**** | 1000 | Downlight | 71.4 | 2022-04-18 | 2022-05-18 | High | 2 | #N/A | 71.4 | #N/A | #N/A
WAC | R1GAT04-F940-**** | 1000 | Downlight | 71.4 | 2022-04-18 | 2022-05-18 | High | 2 | #N/A | 71.4 | #N/A | #N/A
WAC | R1GAT04-N927-**** | 1000 | Downlight | 71.4 | 2022-04-18 | 2022-05-18 | High | 2 | #N/A | 71.4 | #N/A | #N/A
WAC | R1GAT04-N930-**** | 1000 | Downlight | 71.4 | 2022-04-18 | 2022-05-18 | High | 2 | #N/A | 71.4 | #N/A | #N/A
WAC | R1GAT04-N935-**** | 1000 | Downlight | 71.4 | 2022-04-18 | 2022-05-18 | High | 2 | #N/A | 71.4 | #N/A | #N/A
WAC | R1GAT04-N940-**** | 1000 | Downlight | 71.4 | 2022-04-18 | 2022-05-18 | High | 2 | #N/A | 71.4 | #N/A | #N/A
WAC | R1GAT04-S927-**** | 1000 | Downlight | 71.4 | 2022-04-18 | 2022-05-18 | High | 2 | #N/A | 71.4 | #N/A | #N/A
WAC | R1GAT04-S930-**** | 1000 | Downlight | 71.4 | 2022-04-18 | 2022-05-18 | High | 2 | #N/A | 71.4 | #N/A | #N/A
WAC | R1GAT04-S935-**** | 1000 | Downlight | 71.4 | 2022-04-18 | 2022-05-18 | High | 2 | #N/A | 71.4 | #N/A | #N/A
WAC | R1GAT04-S940-**** | 1000 | Downlight | 71.4 | 2022-04-18 | 2022-05-18 | High | 2 | #N/A | 71.4 | #N/A | #N/A
Faner | PA-80R121 | 1000 | Downlight | 71.4 | 2022-07-07 | 2022-09-29 | High | 2 | #N/A | 71.4 | #N/A | #N/A
Faner | PA-80R123 | 1000 | Downlight | 71.4 | 2022-07-07 | 2022-09-29 | High | 2 | #N/A | 71.4 | #N/A | #N/A
Lightolier | C4[C¦CSQ][S¦W¦P][DL¦DW¦WW]15927[M¦W][Z10U¦L1U¦L01U¦SOLU¦LDU¦LTEU¦DMXU¦DU¦RAU][CD¦CC¦WH¦CL][A¦B¦W¦RAL#] | 1002 | Downlight | 71.4 | 2022-06-14 | 2022-08-04 | High | 2 | #N/A | 71.4 | #N/A | #N/A
Lightolier | C4[C¦CSQ][S¦W¦P][DL¦DW¦WW]15930[M¦W][Z10U¦L1U¦L01U¦SOLU¦LDU¦LTEU¦DMXU¦DU¦RAU][CD¦CC¦WH¦CL][A¦B¦W¦RAL#] | 1002 | Downlight | 71.4 | 2022-06-14 | 2022-08-04 | High | 2 | #N/A | 71.4 | #N/A | #N/A
Lightolier | C4[C¦CSQ][S¦W¦P][DL¦DW¦WW]15935[M¦W][Z10U¦L1U¦L01U¦SOLU¦LDU¦LTEU¦DMXU¦DU¦RAU][CD¦CC¦WH¦CL][A¦B¦W¦RAL#] | 1002 | Downlight | 71.4 | 2022-06-14 | 2022-08-04 | High | 2 | #N/A | 71.4 | #N/A | #N/A
Lightolier | C4[C¦CSQ][S¦W¦P][DL¦DW¦WW]15940[M¦W][Z10U¦L1U¦L01U¦SOLU¦LDU¦LTEU¦DMXU¦DU¦RAU][CD¦CC¦WH¦CL][A¦B¦W¦RAL#] | 1002 | Downlight | 71.4 | 2022-06-14 | 2022-08-04 | High | 2 | #N/A | 71.4 | #N/A | #N/A
Lightolier | C4[C¦CSQ][S¦W¦P][DL¦DW¦WW]15950[M¦W][Z10U¦L1U¦L01U¦SOLU¦LDU¦LTEU¦DMXU¦DU¦RAU][CD¦CC¦WH¦CL][A¦B¦W¦RAL#] | 1002 | Downlight | 71.4 | 2022-06-14 | 2022-08-04 | High | 2 | #N/A | 71.4 | #N/A | #N/A
Lightolier | C4L15927[M¦W][Z10U¦L1U¦L01U¦SOLU¦LDU¦LTEU¦DMXU¦DU¦RAU][¦R¦RH] / C4[RDL¦RCW¦RDW¦RWW¦SDLNM][CD¦CC¦WH¦CL] | 1002 | Downlight | 71.4 | 2022-06-14 | 2022-08-04 | High | 2 | #N/A | 71.4 | #N/A | #N/A
Lightolier | C4L15930[M¦W][Z10U¦L1U¦L01U¦SOLU¦LDU¦LTEU¦DMXU¦DU¦RAU][¦R¦RH] / C4[RDL¦RCW¦RDW¦RWW¦SDLNM][CD¦CC¦WH¦CL] | 1002 | Downlight | 71.4 | 2022-06-14 | 2022-08-04 | High | 2 | #N/A | 71.4 | #N/A | #N/A
Lightolier | C4L15935[M¦W][Z10U¦L1U¦L01U¦SOLU¦LDU¦LTEU¦DMXU¦DU¦RAU][¦R¦RH] / C4[RDL¦RCW¦RDW¦RWW¦SDLNM][CD¦CC¦WH¦CL] | 1002 | Downlight | 71.4 | 2022-06-14 | 2022-08-04 | High | 2 | #N/A | 71.4 | #N/A | #N/A
Lightolier | C4L15940[M¦W][Z10U¦L1U¦L01U¦SOLU¦LDU¦LTEU¦DMXU¦DU¦RAU][¦R¦RH] / C4[RDL¦RCW¦RDW¦RWW¦SDLNM][CD¦CC¦WH¦CL] | 1002 | Downlight | 71.4 | 2022-06-14 | 2022-08-04 | High | 2 | #N/A | 71.4 | #N/A | #N/A
Lightolier | C4L15950[M¦W][Z10U¦L1U¦L01U¦SOLU¦LDU¦LTEU¦DMXU¦DU¦RAU][¦R¦RH] / C4[RDL¦RCW¦RDW¦RWW¦SDLNM][CD¦CC¦WH¦CL] | 1002 | Downlight | 71.4 | 2022-06-14 | 2022-08-04 | High | 2 | #N/A | 71.4 | #N/A | #N/A
Halo | SMD6S12930WHE | 1135 | Downlight | 71.4 | 2018-07-01 | 2018-06-28 | High | 2 | #N/A | 71.4 | #N/A | #N/A
Espen | VEKR6D/9T/21W-10V | 1500 | Downlight | 71.4 | 2019-12-25 | 2020-01-13 | High | 2 | #N/A | 71.4 | #N/A | #N/A
Elite | RL642-1500L-DIMST-MVOLT-27K-90-W-WH | 1500 | Downlight | 71.4 | 2018-04-15 | 2018-04-20 | High | 2 | #N/A | 71.4 | #N/A | #N/A
Elite | RL642-750L/1100L/1500L-MVOLT-30K-90-W-WH | 1500 | Downlight | 71.4 | 2021-07-18 | 2021-07-25 | High | 2 | #N/A | 71.4 | #N/A | #N/A
Elite | RL642-750L/1100L/1500L-MVOLT-35K-90-W-WH | 1500 | Downlight | 71.4 | 2021-07-18 | 2021-07-25 | High | 2 | #N/A | 71.4 | #N/A | #N/A
Elite | RL642-750L/1100L/1500L-MVOLT-40K-90-W-WH | 1500 | Downlight | 71.4 | 2021-07-18 | 2021-07-25 | High | 2 | #N/A | 71.4 | #N/A | #N/A
Elite | RL642-750L/1100L/1500L-MVOLT-50K-90-W-WH | 1500 | Downlight | 71.4 | 2021-07-18 | 2021-07-25 | High | 2 | #N/A | 71.4 | #N/A | #N/A
DMF Lighting | DCD3M-15927FL | 1500 | Downlight | 71.4 | 2019-12-01 | 2020-02-23 | High | 2 | #N/A | 71.4 | #N/A | #N/A
DMF Lighting | DCD3M-15927NF | 1500 | Downlight | 71.4 | 2019-12-01 | 2020-02-23 | High | 2 | #N/A | 71.4 | #N/A | #N/A
DMF Lighting | DCD3M-15927NS | 1500 | Downlight | 71.4 | 2019-12-01 | 2020-02-23 | High | 2 | #N/A | 71.4 | #N/A | #N/A
DMF Lighting | DCD3M-15927SP | 1500 | Downlight | 71.4 | 2019-12-01 | 2020-02-23 | High | 2 | #N/A | 71.4 | #N/A | #N/A
DMF Lighting | DCD3M-15927WF | 1500 | Downlight | 71.4 | 2019-12-01 | 2020-02-23 | High | 2 | #N/A | 71.4 | #N/A | #N/A
DMF Lighting | DCD3M-15930FL | 1500 | Downlight | 71.4 | 2019-12-01 | 2020-02-23 | High | 2 | #N/A | 71.4 | #N/A | #N/A
DMF Lighting | DCD3M-15930NF | 1500 | Downlight | 71.4 | 2019-12-01 | 2020-02-23 | High | 2 | #N/A | 71.4 | #N/A | #N/A
DMF Lighting | DCD3M-15930NS | 1500 | Downlight | 71.4 | 2019-12-01 | 2020-02-23 | High | 2 | #N/A | 71.4 | #N/A | #N/A
DMF Lighting | DCD3M-15930SP | 1500 | Downlight | 71.4 | 2019-12-01 | 2020-02-23 | High | 2 | #N/A | 71.4 | #N/A | #N/A
DMF Lighting | DCD3M-15930WF | 1500 | Downlight | 71.4 | 2019-12-01 | 2020-02-23 | High | 2 | #N/A | 71.4 | #N/A | #N/A
DMF Lighting | DCD3M-15935FL | 1500 | Downlight | 71.4 | 2019-12-01 | 2020-02-23 | High | 2 | #N/A | 71.4 | #N/A | #N/A
DMF Lighting | DCD3M-15935NF | 1500 | Downlight | 71.4 | 2019-12-01 | 2020-02-23 | High | 2 | #N/A | 71.4 | #N/A | #N/A
DMF Lighting | DCD3M-15935NS | 1500 | Downlight | 71.4 | 2019-12-01 | 2020-02-23 | High | 2 | #N/A | 71.4 | #N/A | #N/A
DMF Lighting | DCD3M-15935SP | 1500 | Downlight | 71.4 | 2019-12-01 | 2020-02-23 | High | 2 | #N/A | 71.4 | #N/A | #N/A
DMF Lighting | DCD3M-15935WF | 1500 | Downlight | 71.4 | 2019-12-01 | 2020-02-23 | High | 2 | #N/A | 71.4 | #N/A | #N/A
DMF Lighting | DCD3M-15940FL | 1500 | Downlight | 71.4 | 2019-12-01 | 2020-02-23 | High | 2 | #N/A | 71.4 | #N/A | #N/A
DMF Lighting | DCD3M-15940NF | 1500 | Downlight | 71.4 | 2019-12-01 | 2020-02-23 | High | 2 | #N/A | 71.4 | #N/A | #N/A
DMF Lighting | DCD3M-15940NS | 1500 | Downlight | 71.4 | 2019-12-01 | 2020-02-23 | High | 2 | #N/A | 71.4 | #N/A | #N/A
DMF Lighting | DCD3M-15940SP | 1500 | Downlight | 71.4 | 2019-12-01 | 2020-02-23 | High | 2 | #N/A | 71.4 | #N/A | #N/A
DMF Lighting | DCD3M-15940WF | 1500 | Downlight | 71.4 | 2019-12-01 | 2020-02-23 | High | 2 | #N/A | 71.4 | #N/A | #N/A
HELIOS LIGHTING | 6R20L-30K-AN-NCT | 1500 | Downlight | 71.4 | 2020-07-28 | 2020-08-10 | High | 2 | #N/A | 71.4 | #N/A | #N/A
HELIOS LIGHTING | 6R20L-30K-AN-NCT -DM1 | 1500 | Downlight | 71.4 | 2020-07-28 | 2020-08-10 | High | 2 | #N/A | 71.4 | #N/A | #N/A
HELIOS LIGHTING | 6R20L-30K-AN-NCT -LDE | 1500 | Downlight | 71.4 | 2020-07-28 | 2020-08-10 | High | 2 | #N/A | 71.4 | #N/A | #N/A
HELIOS LIGHTING | 6R20L-35K-AN-NCT | 1500 | Downlight | 71.4 | 2020-07-28 | 2020-08-10 | High | 2 | #N/A | 71.4 | #N/A | #N/A
HELIOS LIGHTING | 6R20L-35K-AN-NCT -DM1 | 1500 | Downlight | 71.4 | 2020-07-28 | 2020-08-10 | High | 2 | #N/A | 71.4 | #N/A | #N/A
HELIOS LIGHTING | 6R20L-35K-AN-NCT -LDE | 1500 | Downlight | 71.4 | 2020-07-28 | 2020-08-10 | High | 2 | #N/A | 71.4 | #N/A | #N/A
HELIOS LIGHTING | 6R20L-40K-AN-NCT | 1500 | Downlight | 71.4 | 2020-07-28 | 2020-08-10 | High | 2 | #N/A | 71.4 | #N/A | #N/A
HELIOS LIGHTING | 6R20L-40K-AN-NCT -DM1 | 1500 | Downlight | 71.4 | 2020-07-28 | 2020-08-10 | High | 2 | #N/A | 71.4 | #N/A | #N/A
HELIOS LIGHTING | 6R20L-40K-AN-NCT -LDE | 1500 | Downlight | 71.4 | 2020-07-28 | 2020-08-10 | High | 2 | #N/A | 71.4 | #N/A | #N/A
HELIOS LIGHTING | 6S20L-30K-**-** | 1500 | Downlight | 71.4 | 2020-07-28 | 2020-08-10 | High | 2 | #N/A | 71.4 | #N/A | #N/A
HELIOS LIGHTING | 6S20L-30K-**-**-DM1 | 1500 | Downlight | 71.4 | 2020-07-28 | 2020-08-10 | High | 2 | #N/A | 71.4 | #N/A | #N/A
HELIOS LIGHTING | 6S20L-30K-**-**-LDE | 1500 | Downlight | 71.4 | 2020-07-28 | 2020-08-10 | High | 2 | #N/A | 71.4 | #N/A | #N/A
HELIOS LIGHTING | 6S20L-35K-**-** | 1500 | Downlight | 71.4 | 2020-07-28 | 2020-08-10 | High | 2 | #N/A | 71.4 | #N/A | #N/A
HELIOS LIGHTING | 6S20L-35K-**-**-DM1 | 1500 | Downlight | 71.4 | 2020-07-28 | 2020-08-10 | High | 2 | #N/A | 71.4 | #N/A | #N/A
HELIOS LIGHTING | 6S20L-35K-**-**-LDE | 1500 | Downlight | 71.4 | 2020-07-28 | 2020-08-10 | High | 2 | #N/A | 71.4 | #N/A | #N/A
HELIOS LIGHTING | 6S20L-40K-**-** | 1500 | Downlight | 71.4 | 2020-07-28 | 2020-08-10 | High | 2 | #N/A | 71.4 | #N/A | #N/A
HELIOS LIGHTING | 6S20L-40K-**-**-DM1 | 1500 | Downlight | 71.4 | 2020-07-28 | 2020-08-10 | High | 2 | #N/A | 71.4 | #N/A | #N/A
HELIOS LIGHTING | 6S20L-40K-**-**-LDE | 1500 | Downlight | 71.4 | 2020-07-28 | 2020-08-10 | High | 2 | #N/A | 71.4 | #N/A | #N/A
Green Creative | 57869 | 1500 | Downlight | 71.4 | 2018-05-02 | 2018-06-21 | High | 2 | #N/A | 71.4 | #N/A | #N/A
Green Creative | 57870 | 1500 | Downlight | 71.4 | 2018-05-02 | 2018-06-21 | High | 2 | #N/A | 71.4 | #N/A | #N/A
Green Creative | 57871 | 1500 | Downlight | 71.4 | 2018-05-02 | 2018-06-21 | High | 2 | #N/A | 71.4 | #N/A | #N/A
HENGTE | LT-ICCDR6-921UNV-30DH-3## | 1500 | Downlight | 71.4 | 2019-07-10 | 2019-07-15 | High | 2 | #N/A | 71.4 | #N/A | #N/A
Sylvania | 62036 | 1500 | Downlight | 71.4 | 2021-04-15 | 2021-08-02 | High | 2 | #N/A | 71.4 | #N/A | #N/A
NaturaLED | LED6CRL21SW-150L930/MV | 1500 | Downlight | 71.4 | 2019-07-26 | 2019-07-29 | High | 2 | #N/A | 71.4 | #N/A | #N/A
SLG Lighting | DRS 6R 8/11/15 G1 940K | 1500 | Downlight | 71.4 | 2020-03-27 | 2020-04-01 | High | 2 | #N/A | 71.4 | #N/A | #N/A
TGS | FL-6-30 | 1500 | Downlight | 71.4 | 2019-09-12 | 2019-09-17 | High | 2 | #N/A | 71.4 | #N/A | #N/A
ARTIKA | 15FLPR-SPx- xxxxxx | 2000 | Downlight | 71.4 | 2021-12-25 | 2021-12-30 | High | 2 | #N/A | 71.4 | #N/A | #N/A
Elite | RL842-1000L/1500L/2000L-MVOLT-30K-90-W-WH | 2000 | Downlight | 71.4 | 2021-07-18 | 2021-07-25 | High | 2 | #N/A | 71.4 | #N/A | #N/A
Elite | RL842-1000L/1500L/2000L-MVOLT-35K-90-W-WH | 2000 | Downlight | 71.4 | 2021-07-18 | 2021-07-25 | High | 2 | #N/A | 71.4 | #N/A | #N/A
Elite | RL842-1000L/1500L/2000L-MVOLT-40K-90-W-WH | 2000 | Downlight | 71.4 | 2021-07-18 | 2021-07-25 | High | 2 | #N/A | 71.4 | #N/A | #N/A
Elite | RL842-1000L/1500L/2000L-MVOLT-50K-90-W-WH | 2000 | Downlight | 71.4 | 2021-07-18 | 2021-07-25 | High | 2 | #N/A | 71.4 | #N/A | #N/A
HELIOS LIGHTING | 6R25L-30K-AN-NCT -DM1 | 2000 | Downlight | 71.4 | 2020-07-28 | 2020-08-10 | High | 2 | #N/A | 71.4 | #N/A | #N/A
HELIOS LIGHTING | 6R25L-30K-**-**-DM1 | 2000 | Downlight | 71.4 | 2020-07-28 | 2020-08-10 | High | 2 | #N/A | 71.4 | #N/A | #N/A
HELIOS LIGHTING | 6R25L-35K-AN-NCT -DM1 | 2000 | Downlight | 71.4 | 2020-07-28 | 2020-08-10 | High | 2 | #N/A | 71.4 | #N/A | #N/A
HELIOS LIGHTING | 6R25L-35K-**-**-DM1 | 2000 | Downlight | 71.4 | 2020-07-28 | 2020-08-10 | High | 2 | #N/A | 71.4 | #N/A | #N/A
HELIOS LIGHTING | 6R25L-40K-AN-NCT -DM1 | 2000 | Downlight | 71.4 | 2020-07-28 | 2020-08-10 | High | 2 | #N/A | 71.4 | #N/A | #N/A
HELIOS LIGHTING | 6R25L-40K-**-**-DM1 | 2000 | Downlight | 71.4 | 2020-07-28 | 2020-08-10 | High | 2 | #N/A | 71.4 | #N/A | #N/A
HELIOS LIGHTING | 6S25L-30K-**-**-DM1 | 2000 | Downlight | 71.4 | 2020-07-28 | 2020-08-10 | High | 2 | #N/A | 71.4 | #N/A | #N/A
HELIOS LIGHTING | 6S25L-35K-**-**-DM1 | 2000 | Downlight | 71.4 | 2020-07-28 | 2020-08-10 | High | 2 | #N/A | 71.4 | #N/A | #N/A
HELIOS LIGHTING | 6S25L-40K-**-**-DM1 | 2000 | Downlight | 71.4 | 2020-07-28 | 2020-08-10 | High | 2 | #N/A | 71.4 | #N/A | #N/A
Etlin-Daniels | DLED-108-B1-3527D-* | 2500 | Downlight | 71.4 | 2016-10-09 | 2016-10-14 | High | 2 | #N/A | 71.4 | #N/A | #N/A
MORRIS | 72629 | 2500 | Downlight | 71.4 | 2018-05-14 | 2018-05-08 | High | 2 | #N/A | 71.4 | #N/A | #N/A
LIGHT THE FUTURE | D528-N-XXXX | 2500 | Downlight | 71.4 | 2016-03-07 | 2016-03-10 | High | 2 | #N/A | 71.4 | #N/A | #N/A
ConTech Lighting | CPL327KMVDFC-P | 2569 | Downlight | 71.4 | 2015-10-30 | 2016-05-19 | High | 2 | #N/A | 71.4 | #N/A | #N/A
Halo | HLBPH6099FS1EMWR | 1015 | Downlight | 71.5 | 2021-09-01 | 2021-10-08 | High | 2 | #N/A | 71.5 | #N/A | #N/A
MKS | MKS/CP/20W/38/27K/** | 1430 | Downlight | 71.5 | 2019-01-01 | 2019-07-10 | High | 2 | #N/A | 71.5 | #N/A | #N/A
MKS | MKS/CS/20W/38/27K/** | 1430 | Downlight | 71.5 | 2019-01-01 | 2019-07-10 | High | 2 | #N/A | 71.5 | #N/A | #N/A
PORTFOLIO | LDSQA4A 18840 DL3 LAR15SP 4LSQA1H | 2038 | Downlight | 71.5 | 2015-11-10 | 2016-02-19 | High | 2 | #N/A | 71.5 | #N/A | #N/A
PORTFOLIO | LDSQA4A 18840 DL3 LAR15SP 4LSQAL1H | 2038 | Downlight | 71.5 | 2015-11-10 | 2016-02-19 | High | 2 | #N/A | 71.5 | #N/A | #N/A
PORTFOLIO | LDSQA4A 18840 DLT LAR15SP 4LSQA1H | 2038 | Downlight | 71.5 | 2015-11-10 | 2016-02-19 | High | 2 | #N/A | 71.5 | #N/A | #N/A
PORTFOLIO | LDSQA4A 18840 DLT LAR15SP 4LSQAL1H | 2038 | Downlight | 71.5 | 2015-11-10 | 2016-02-19 | High | 2 | #N/A | 71.5 | #N/A | #N/A
PORTFOLIO | LDSQA4A 18840 DMX LAR15SP 4LSQA1H | 2038 | Downlight | 71.5 | 2015-11-10 | 2016-02-19 | High | 2 | #N/A | 71.5 | #N/A | #N/A
PORTFOLIO | LDSQA4A 18840 DMX LAR15SP 4LSQAL1H | 2038 | Downlight | 71.5 | 2015-11-10 | 2016-02-19 | High | 2 | #N/A | 71.5 | #N/A | #N/A
Halo | HLB12LS9FSE010MWR* | 2258 | Downlight | 71.5 | 2020-04-10 | 2020-04-13 | High | 2 | #N/A | 71.5 | #N/A | #N/A
Intense Lighting | GDS4**L3279*******FL/****###***-***-* | 1447 | Downlight | 71.6 | 2020-01-01 | 2020-06-25 | High | 2 | #N/A | 71.6 | #N/A | #N/A
Intense Lighting | GDS4**L3279*******NF/****###***-***-* | 1447 | Downlight | 71.6 | 2020-01-01 | 2020-06-25 | High | 2 | #N/A | 71.6 | #N/A | #N/A
Intense Lighting | GDS4**L3279*******NS/****###***-***-* | 1447 | Downlight | 71.6 | 2020-01-01 | 2020-06-25 | High | 2 | #N/A | 71.6 | #N/A | #N/A
Intense Lighting | GDS4**L3279*******SP/****###***-***-* | 1447 | Downlight | 71.6 | 2020-01-01 | 2020-06-25 | High | 2 | #N/A | 71.6 | #N/A | #N/A
Intense Lighting | GDS4**L3279*******WF/****###***-***-* | 1447 | Downlight | 71.6 | 2020-01-01 | 2020-06-25 | High | 2 | #N/A | 71.6 | #N/A | #N/A
Intense Lighting | GDS4**L327*******FL/****###***-***-* | 1447 | Downlight | 71.6 | 2020-01-01 | 2020-06-25 | High | 2 | #N/A | 71.6 | #N/A | #N/A
Intense Lighting | GDS4**L327*******NF/****###***-***-* | 1447 | Downlight | 71.6 | 2020-01-01 | 2020-06-25 | High | 2 | #N/A | 71.6 | #N/A | #N/A
Intense Lighting | GDS4**L327*******NS/****###***-***-* | 1447 | Downlight | 71.6 | 2020-01-01 | 2020-06-25 | High | 2 | #N/A | 71.6 | #N/A | #N/A
Intense Lighting | GDS4**L327*******SP/****###***-***-* | 1447 | Downlight | 71.6 | 2020-01-01 | 2020-06-25 | High | 2 | #N/A | 71.6 | #N/A | #N/A
Intense Lighting | GDS4**L327*******WF/****###***-***-* | 1447 | Downlight | 71.6 | 2020-01-01 | 2020-06-25 | High | 2 | #N/A | 71.6 | #N/A | #N/A
Intense Lighting | GDS4**L3309*******FL/****###***-***-* | 1447 | Downlight | 71.6 | 2020-01-01 | 2020-06-25 | High | 2 | #N/A | 71.6 | #N/A | #N/A
Intense Lighting | GDS4**L3309*******NF/****###***-***-* | 1447 | Downlight | 71.6 | 2020-01-01 | 2020-06-25 | High | 2 | #N/A | 71.6 | #N/A | #N/A
Intense Lighting | GDS4**L3309*******NS/****###***-***-* | 1447 | Downlight | 71.6 | 2020-01-01 | 2020-06-25 | High | 2 | #N/A | 71.6 | #N/A | #N/A
Intense Lighting | GDS4**L3309*******SP/****###***-***-* | 1447 | Downlight | 71.6 | 2020-01-01 | 2020-06-25 | High | 2 | #N/A | 71.6 | #N/A | #N/A
Intense Lighting | GDS4**L3309*******WF/****###***-***-* | 1447 | Downlight | 71.6 | 2020-01-01 | 2020-06-25 | High | 2 | #N/A | 71.6 | #N/A | #N/A
Intense Lighting | GDS4**L330*******FL/****###***-***-* | 1447 | Downlight | 71.6 | 2020-01-01 | 2020-06-25 | High | 2 | #N/A | 71.6 | #N/A | #N/A
Intense Lighting | GDS4**L330*******NF/****###***-***-* | 1447 | Downlight | 71.6 | 2020-01-01 | 2020-06-25 | High | 2 | #N/A | 71.6 | #N/A | #N/A
Intense Lighting | GDS4**L330*******NS/****###***-***-* | 1447 | Downlight | 71.6 | 2020-01-01 | 2020-06-25 | High | 2 | #N/A | 71.6 | #N/A | #N/A
Intense Lighting | GDS4**L330*******SP/****###***-***-* | 1447 | Downlight | 71.6 | 2020-01-01 | 2020-06-25 | High | 2 | #N/A | 71.6 | #N/A | #N/A
Intense Lighting | GDS4**L330*******WF/****###***-***-* | 1447 | Downlight | 71.6 | 2020-01-01 | 2020-06-25 | High | 2 | #N/A | 71.6 | #N/A | #N/A
Intense Lighting | GDS4**L3359*******FL/****###***-***-* | 1447 | Downlight | 71.6 | 2020-01-01 | 2020-06-25 | High | 2 | #N/A | 71.6 | #N/A | #N/A
Intense Lighting | GDS4**L3359*******NF/****###***-***-* | 1447 | Downlight | 71.6 | 2020-01-01 | 2020-06-25 | High | 2 | #N/A | 71.6 | #N/A | #N/A
Intense Lighting | GDS4**L3359*******NS/****###***-***-* | 1447 | Downlight | 71.6 | 2020-01-01 | 2020-06-25 | High | 2 | #N/A | 71.6 | #N/A | #N/A
Intense Lighting | GDS4**L3359*******SP/****###***-***-* | 1447 | Downlight | 71.6 | 2020-01-01 | 2020-06-25 | High | 2 | #N/A | 71.6 | #N/A | #N/A
Intense Lighting | GDS4**L3359*******WF/****###***-***-* | 1447 | Downlight | 71.6 | 2020-01-01 | 2020-06-25 | High | 2 | #N/A | 71.6 | #N/A | #N/A
Intense Lighting | GDS4**L335*******FL/****###***-***-* | 1447 | Downlight | 71.6 | 2020-01-01 | 2020-06-25 | High | 2 | #N/A | 71.6 | #N/A | #N/A
Intense Lighting | GDS4**L335*******NF/****###***-***-* | 1447 | Downlight | 71.6 | 2020-01-01 | 2020-06-25 | High | 2 | #N/A | 71.6 | #N/A | #N/A
Intense Lighting | GDS4**L335*******NS/****###***-***-* | 1447 | Downlight | 71.6 | 2020-01-01 | 2020-06-25 | High | 2 | #N/A | 71.6 | #N/A | #N/A
Intense Lighting | GDS4**L335*******SP/****###***-***-* | 1447 | Downlight | 71.6 | 2020-01-01 | 2020-06-25 | High | 2 | #N/A | 71.6 | #N/A | #N/A
Intense Lighting | GDS4**L335*******WF/****###***-***-* | 1447 | Downlight | 71.6 | 2020-01-01 | 2020-06-25 | High | 2 | #N/A | 71.6 | #N/A | #N/A
Intense Lighting | GDS4**L3409*******FL/****###***-***-* | 1447 | Downlight | 71.6 | 2020-01-01 | 2020-06-25 | High | 2 | #N/A | 71.6 | #N/A | #N/A
Intense Lighting | GDS4**L3409*******NF/****###***-***-* | 1447 | Downlight | 71.6 | 2020-01-01 | 2020-06-25 | High | 2 | #N/A | 71.6 | #N/A | #N/A
Intense Lighting | GDS4**L3409*******NS/****###***-***-* | 1447 | Downlight | 71.6 | 2020-01-01 | 2020-06-25 | High | 2 | #N/A | 71.6 | #N/A | #N/A
Intense Lighting | GDS4**L3409*******SP/****###***-***-* | 1447 | Downlight | 71.6 | 2020-01-01 | 2020-06-25 | High | 2 | #N/A | 71.6 | #N/A | #N/A
Intense Lighting | GDS4**L3409*******WF/****###***-***-* | 1447 | Downlight | 71.6 | 2020-01-01 | 2020-06-25 | High | 2 | #N/A | 71.6 | #N/A | #N/A
Intense Lighting | GDS4**L340*******FL/****###***-***-* | 1447 | Downlight | 71.6 | 2020-01-01 | 2020-06-25 | High | 2 | #N/A | 71.6 | #N/A | #N/A
Intense Lighting | GDS4**L340*******NF/****###***-***-* | 1447 | Downlight | 71.6 | 2020-01-01 | 2020-06-25 | High | 2 | #N/A | 71.6 | #N/A | #N/A
Intense Lighting | GDS4**L340*******NS/****###***-***-* | 1447 | Downlight | 71.6 | 2020-01-01 | 2020-06-25 | High | 2 | #N/A | 71.6 | #N/A | #N/A
Intense Lighting | GDS4**L340*******SP/****###***-***-* | 1447 | Downlight | 71.6 | 2020-01-01 | 2020-06-25 | High | 2 | #N/A | 71.6 | #N/A | #N/A
Intense Lighting | GDS4**L340*******WF/****###***-***-* | 1447 | Downlight | 71.6 | 2020-01-01 | 2020-06-25 | High | 2 | #N/A | 71.6 | #N/A | #N/A
UP-SHINE | UP-DL36-25W(3000K) | 1790 | Downlight | 71.6 | 2016-07-19 | 2016-07-21 | High | 2 | #N/A | 71.6 | #N/A | #N/A
Atlantic | LED4AT-DLM20-27K-U | 1841 | Downlight | 71.6 | 2017-08-01 | 2017-08-11 | High | 2 | #N/A | 71.6 | #N/A | #N/A
Intense Lighting | GD8***L8279*******FL/***###**-***-** | 3067 | Downlight | 71.6 | 2021-02-01 | 2021-06-17 | High | 2 | #N/A | 71.6 | #N/A | #N/A
Intense Lighting | GD8***L8279*******NF/***###**-***-** | 3067 | Downlight | 71.6 | 2021-02-01 | 2021-06-17 | High | 2 | #N/A | 71.6 | #N/A | #N/A
Intense Lighting | GD8***L8279*******NS/***###**-***-** | 3067 | Downlight | 71.6 | 2021-02-01 | 2021-06-17 | High | 2 | #N/A | 71.6 | #N/A | #N/A
Intense Lighting | GD8***L8279*******SP/***###**-***-** | 3067 | Downlight | 71.6 | 2021-02-01 | 2021-06-17 | High | 2 | #N/A | 71.6 | #N/A | #N/A
Intense Lighting | GD8***L8279*******WF/***###**-***-** | 3067 | Downlight | 71.6 | 2021-02-01 | 2021-06-17 | High | 2 | #N/A | 71.6 | #N/A | #N/A
Intense Lighting | GD8***L827*******FL/***###**-***-** | 3067 | Downlight | 71.6 | 2021-02-01 | 2021-06-17 | High | 2 | #N/A | 71.6 | #N/A | #N/A
Intense Lighting | GD8***L827*******NF/***###**-***-** | 3067 | Downlight | 71.6 | 2021-02-01 | 2021-06-17 | High | 2 | #N/A | 71.6 | #N/A | #N/A
Intense Lighting | GD8***L827*******NS/***###**-***-** | 3067 | Downlight | 71.6 | 2021-02-01 | 2021-06-17 | High | 2 | #N/A | 71.6 | #N/A | #N/A
Intense Lighting | GD8***L827*******SP/***###**-***-** | 3067 | Downlight | 71.6 | 2021-02-01 | 2021-06-17 | High | 2 | #N/A | 71.6 | #N/A | #N/A
Intense Lighting | GD8***L827*******WF/***###**-***-** | 3067 | Downlight | 71.6 | 2021-02-01 | 2021-06-17 | High | 2 | #N/A | 71.6 | #N/A | #N/A
Intense Lighting | GD8***L8309*******FL/***###**-***-** | 3067 | Downlight | 71.6 | 2021-02-01 | 2021-06-17 | High | 2 | #N/A | 71.6 | #N/A | #N/A
Intense Lighting | GD8***L8309*******NF/***###**-***-** | 3067 | Downlight | 71.6 | 2021-02-01 | 2021-06-17 | High | 2 | #N/A | 71.6 | #N/A | #N/A
Intense Lighting | GD8***L8309*******NS/***###**-***-** | 3067 | Downlight | 71.6 | 2021-02-01 | 2021-06-17 | High | 2 | #N/A | 71.6 | #N/A | #N/A
Intense Lighting | GD8***L8309*******SP/***###**-***-** | 3067 | Downlight | 71.6 | 2021-02-01 | 2021-06-17 | High | 2 | #N/A | 71.6 | #N/A | #N/A
Intense Lighting | GD8***L8309*******WF/***###**-***-** | 3067 | Downlight | 71.6 | 2021-02-01 | 2021-06-17 | High | 2 | #N/A | 71.6 | #N/A | #N/A
Intense Lighting | GD8***L830*******FL/***###**-***-** | 3067 | Downlight | 71.6 | 2021-02-01 | 2021-06-17 | High | 2 | #N/A | 71.6 | #N/A | #N/A
Intense Lighting | GD8***L830*******NF/***###**-***-** | 3067 | Downlight | 71.6 | 2021-02-01 | 2021-06-17 | High | 2 | #N/A | 71.6 | #N/A | #N/A
Intense Lighting | GD8***L830*******NS/***###**-***-** | 3067 | Downlight | 71.6 | 2021-02-01 | 2021-06-17 | High | 2 | #N/A | 71.6 | #N/A | #N/A
Intense Lighting | GD8***L830*******SP/***###**-***-** | 3067 | Downlight | 71.6 | 2021-02-01 | 2021-06-17 | High | 2 | #N/A | 71.6 | #N/A | #N/A
Intense Lighting | GD8***L830*******WF/***###**-***-** | 3067 | Downlight | 71.6 | 2021-02-01 | 2021-06-17 | High | 2 | #N/A | 71.6 | #N/A | #N/A
Intense Lighting | GD8***L8359*******FL/***###**-***-** | 3067 | Downlight | 71.6 | 2021-02-01 | 2021-06-17 | High | 2 | #N/A | 71.6 | #N/A | #N/A
Intense Lighting | GD8***L8359*******NF/***###**-***-** | 3067 | Downlight | 71.6 | 2021-02-01 | 2021-06-17 | High | 2 | #N/A | 71.6 | #N/A | #N/A
Intense Lighting | GD8***L8359*******NS/***###**-***-** | 3067 | Downlight | 71.6 | 2021-02-01 | 2021-06-17 | High | 2 | #N/A | 71.6 | #N/A | #N/A
Intense Lighting | GD8***L8359*******SP/***###**-***-** | 3067 | Downlight | 71.6 | 2021-02-01 | 2021-06-17 | High | 2 | #N/A | 71.6 | #N/A | #N/A
Intense Lighting | GD8***L8359*******WF/***###**-***-** | 3067 | Downlight | 71.6 | 2021-02-01 | 2021-06-17 | High | 2 | #N/A | 71.6 | #N/A | #N/A
Intense Lighting | GD8***L835*******FL/***###**-***-** | 3067 | Downlight | 71.6 | 2021-02-01 | 2021-06-17 | High | 2 | #N/A | 71.6 | #N/A | #N/A
Intense Lighting | GD8***L835*******NF/***###**-***-** | 3067 | Downlight | 71.6 | 2021-02-01 | 2021-06-17 | High | 2 | #N/A | 71.6 | #N/A | #N/A
Intense Lighting | GD8***L835*******NS/***###**-***-** | 3067 | Downlight | 71.6 | 2021-02-01 | 2021-06-17 | High | 2 | #N/A | 71.6 | #N/A | #N/A
Intense Lighting | GD8***L835*******SP/***###**-***-** | 3067 | Downlight | 71.6 | 2021-02-01 | 2021-06-17 | High | 2 | #N/A | 71.6 | #N/A | #N/A
Intense Lighting | GD8***L835*******WF/***###**-***-** | 3067 | Downlight | 71.6 | 2021-02-01 | 2021-06-17 | High | 2 | #N/A | 71.6 | #N/A | #N/A
Intense Lighting | GD8***L8409*******FL/***###**-***-** | 3067 | Downlight | 71.6 | 2021-02-01 | 2021-06-17 | High | 2 | #N/A | 71.6 | #N/A | #N/A
Intense Lighting | GD8***L8409*******NF/***###**-***-** | 3067 | Downlight | 71.6 | 2021-02-01 | 2021-06-17 | High | 2 | #N/A | 71.6 | #N/A | #N/A
Intense Lighting | GD8***L8409*******NS/***###**-***-** | 3067 | Downlight | 71.6 | 2021-02-01 | 2021-06-17 | High | 2 | #N/A | 71.6 | #N/A | #N/A
Intense Lighting | GD8***L8409*******SP/***###**-***-** | 3067 | Downlight | 71.6 | 2021-02-01 | 2021-06-17 | High | 2 | #N/A | 71.6 | #N/A | #N/A
Intense Lighting | GD8***L8409*******WF/***###**-***-** | 3067 | Downlight | 71.6 | 2021-02-01 | 2021-06-17 | High | 2 | #N/A | 71.6 | #N/A | #N/A
Intense Lighting | GD8***L840*******FL/***###**-***-** | 3067 | Downlight | 71.6 | 2021-02-01 | 2021-06-17 | High | 2 | #N/A | 71.6 | #N/A | #N/A
Intense Lighting | GD8***L840*******NF/***###**-***-** | 3067 | Downlight | 71.6 | 2021-02-01 | 2021-06-17 | High | 2 | #N/A | 71.6 | #N/A | #N/A
Intense Lighting | GD8***L840*******NS/***###**-***-** | 3067 | Downlight | 71.6 | 2021-02-01 | 2021-06-17 | High | 2 | #N/A | 71.6 | #N/A | #N/A
Intense Lighting | GD8***L840*******SP/***###**-***-** | 3067 | Downlight | 71.6 | 2021-02-01 | 2021-06-17 | High | 2 | #N/A | 71.6 | #N/A | #N/A
Intense Lighting | GD8***L840*******WF/***###**-***-** | 3067 | Downlight | 71.6 | 2021-02-01 | 2021-06-17 | High | 2 | #N/A | 71.6 | #N/A | #N/A
Intense Lighting | GD6***L8279*******FL/***###**-***-** | 3067 | Downlight | 71.6 | 2021-02-01 | 2021-06-17 | High | 2 | #N/A | 71.6 | #N/A | #N/A
Intense Lighting | GD6***L8279*******NF/***###**-***-** | 3067 | Downlight | 71.6 | 2021-02-01 | 2021-06-17 | High | 2 | #N/A | 71.6 | #N/A | #N/A
Intense Lighting | GD6***L8279*******NS/***###**-***-** | 3067 | Downlight | 71.6 | 2021-02-01 | 2021-06-17 | High | 2 | #N/A | 71.6 | #N/A | #N/A
Intense Lighting | GD6***L8279*******SP/***###**-***-** | 3067 | Downlight | 71.6 | 2021-02-01 | 2021-06-17 | High | 2 | #N/A | 71.6 | #N/A | #N/A
Intense Lighting | GD6***L8279*******WF/***###**-***-** | 3067 | Downlight | 71.6 | 2021-02-01 | 2021-06-17 | High | 2 | #N/A | 71.6 | #N/A | #N/A
Intense Lighting | GD6***L827*******FL/***###**-***-** | 3067 | Downlight | 71.6 | 2021-02-01 | 2021-06-17 | High | 2 | #N/A | 71.6 | #N/A | #N/A
Intense Lighting | GD6***L827*******NF/***###**-***-** | 3067 | Downlight | 71.6 | 2021-02-01 | 2021-06-17 | High | 2 | #N/A | 71.6 | #N/A | #N/A
Intense Lighting | GD6***L827*******NS/***###**-***-** | 3067 | Downlight | 71.6 | 2021-02-01 | 2021-06-17 | High | 2 | #N/A | 71.6 | #N/A | #N/A
Intense Lighting | GD6***L827*******SP/***###**-***-** | 3067 | Downlight | 71.6 | 2021-02-01 | 2021-06-17 | High | 2 | #N/A | 71.6 | #N/A | #N/A
Intense Lighting | GD6***L827*******WF/***###**-***-** | 3067 | Downlight | 71.6 | 2021-02-01 | 2021-06-17 | High | 2 | #N/A | 71.6 | #N/A | #N/A
Intense Lighting | GD6***L8309*******FL/***###**-***-** | 3067 | Downlight | 71.6 | 2021-02-01 | 2021-06-17 | High | 2 | #N/A | 71.6 | #N/A | #N/A
Intense Lighting | GD6***L8309*******NF/***###**-***-** | 3067 | Downlight | 71.6 | 2021-02-01 | 2021-06-17 | High | 2 | #N/A | 71.6 | #N/A | #N/A
Intense Lighting | GD6***L8309*******NS/***###**-***-** | 3067 | Downlight | 71.6 | 2021-02-01 | 2021-06-17 | High | 2 | #N/A | 71.6 | #N/A | #N/A
Intense Lighting | GD6***L8309*******SP/***###**-***-** | 3067 | Downlight | 71.6 | 2021-02-01 | 2021-06-17 | High | 2 | #N/A | 71.6 | #N/A | #N/A
Intense Lighting | GD6***L8309*******WF/***###**-***-** | 3067 | Downlight | 71.6 | 2021-02-01 | 2021-06-17 | High | 2 | #N/A | 71.6 | #N/A | #N/A
Intense Lighting | GD6***L830*******FL/***###**-***-** | 3067 | Downlight | 71.6 | 2021-02-01 | 2021-06-17 | High | 2 | #N/A | 71.6 | #N/A | #N/A
Intense Lighting | GD6***L830*******NF/***###**-***-** | 3067 | Downlight | 71.6 | 2021-02-01 | 2021-06-17 | High | 2 | #N/A | 71.6 | #N/A | #N/A
Intense Lighting | GD6***L830*******NS/***###**-***-** | 3067 | Downlight | 71.6 | 2021-02-01 | 2021-06-17 | High | 2 | #N/A | 71.6 | #N/A | #N/A
Intense Lighting | GD6***L830*******SP/***###**-***-** | 3067 | Downlight | 71.6 | 2021-02-01 | 2021-06-17 | High | 2 | #N/A | 71.6 | #N/A | #N/A
Intense Lighting | GD6***L830*******WF/***###**-***-** | 3067 | Downlight | 71.6 | 2021-02-01 | 2021-06-17 | High | 2 | #N/A | 71.6 | #N/A | #N/A
Intense Lighting | GD6***L8359*******FL/***###**-***-** | 3067 | Downlight | 71.6 | 2021-02-01 | 2021-06-17 | High | 2 | #N/A | 71.6 | #N/A | #N/A
Intense Lighting | GD6***L8359*******NF/***###**-***-** | 3067 | Downlight | 71.6 | 2021-02-01 | 2021-06-17 | High | 2 | #N/A | 71.6 | #N/A | #N/A
Intense Lighting | GD6***L8359*******NS/***###**-***-** | 3067 | Downlight | 71.6 | 2021-02-01 | 2021-06-17 | High | 2 | #N/A | 71.6 | #N/A | #N/A
Intense Lighting | GD6***L8359*******SP/***###**-***-** | 3067 | Downlight | 71.6 | 2021-02-01 | 2021-06-17 | High | 2 | #N/A | 71.6 | #N/A | #N/A
Intense Lighting | GD6***L8359*******WF/***###**-***-** | 3067 | Downlight | 71.6 | 2021-02-01 | 2021-06-17 | High | 2 | #N/A | 71.6 | #N/A | #N/A
Intense Lighting | GD6***L835*******FL/***###**-***-** | 3067 | Downlight | 71.6 | 2021-02-01 | 2021-06-17 | High | 2 | #N/A | 71.6 | #N/A | #N/A
Intense Lighting | GD6***L835*******NF/***###**-***-** | 3067 | Downlight | 71.6 | 2021-02-01 | 2021-06-17 | High | 2 | #N/A | 71.6 | #N/A | #N/A
Intense Lighting | GD6***L835*******NS/***###**-***-** | 3067 | Downlight | 71.6 | 2021-02-01 | 2021-06-17 | High | 2 | #N/A | 71.6 | #N/A | #N/A
Intense Lighting | GD6***L835*******SP/***###**-***-** | 3067 | Downlight | 71.6 | 2021-02-01 | 2021-06-17 | High | 2 | #N/A | 71.6 | #N/A | #N/A
Intense Lighting | GD6***L835*******WF/***###**-***-** | 3067 | Downlight | 71.6 | 2021-02-01 | 2021-06-17 | High | 2 | #N/A | 71.6 | #N/A | #N/A
Intense Lighting | GD6***L8409*******FL/***###**-***-** | 3067 | Downlight | 71.6 | 2021-02-01 | 2021-06-17 | High | 2 | #N/A | 71.6 | #N/A | #N/A
Intense Lighting | GD6***L8409*******NF/***###**-***-** | 3067 | Downlight | 71.6 | 2021-02-01 | 2021-06-17 | High | 2 | #N/A | 71.6 | #N/A | #N/A
Intense Lighting | GD6***L8409*******NS/***###**-***-** | 3067 | Downlight | 71.6 | 2021-02-01 | 2021-06-17 | High | 2 | #N/A | 71.6 | #N/A | #N/A
Intense Lighting | GD6***L8409*******SP/***###**-***-** | 3067 | Downlight | 71.6 | 2021-02-01 | 2021-06-17 | High | 2 | #N/A | 71.6 | #N/A | #N/A
Intense Lighting | GD6***L8409*******WF/***###**-***-** | 3067 | Downlight | 71.6 | 2021-02-01 | 2021-06-17 | High | 2 | #N/A | 71.6 | #N/A | #N/A
Intense Lighting | GD6***L840*******FL/***###**-***-** | 3067 | Downlight | 71.6 | 2021-02-01 | 2021-06-17 | High | 2 | #N/A | 71.6 | #N/A | #N/A
Intense Lighting | GD6***L840*******NF/***###**-***-** | 3067 | Downlight | 71.6 | 2021-02-01 | 2021-06-17 | High | 2 | #N/A | 71.6 | #N/A | #N/A
Intense Lighting | GD6***L840*******NS/***###**-***-** | 3067 | Downlight | 71.6 | 2021-02-01 | 2021-06-17 | High | 2 | #N/A | 71.6 | #N/A | #N/A
Intense Lighting | GD6***L840*******SP/***###**-***-** | 3067 | Downlight | 71.6 | 2021-02-01 | 2021-06-17 | High | 2 | #N/A | 71.6 | #N/A | #N/A
Intense Lighting | GD6***L840*******WF/***###**-***-** | 3067 | Downlight | 71.6 | 2021-02-01 | 2021-06-17 | High | 2 | #N/A | 71.6 | #N/A | #N/A
Sistemalux | V68-[RF¦NC¦IC¦CP¦AT]-H-930-[SP¦FL¦WW]-120-##-LTE | 1469 | Downlight | 71.7 | 2021-01-21 | 2021-04-26 | High | 2 | #N/A | 71.7 | #N/A | #N/A
Sistemalux | V68-[RF¦NC¦IC¦CP¦AT]-H-935-[SP¦FL¦WW]-120-##-LTE | 1469 | Downlight | 71.7 | 2021-01-21 | 2021-04-26 | High | 2 | #N/A | 71.7 | #N/A | #N/A
PROJECT SOURCE | 1288226 | 1855 | Downlight | 71.7 | 2019-08-07 | 2019-08-15 | High | 2 | #N/A | 71.7 | #N/A | #N/A
Palm Coast Imports | 41934 | 1855 | Downlight | 71.7 | 2019-08-07 | 2019-08-15 | High | 2 | #N/A | 71.7 | #N/A | #N/A
Indy | LA4 17LM ##K ### G3 80CRI *** | 1105 | Downlight | 71.8 | 2016-12-01 | 2017-02-09 | High | 2 | #N/A | 71.8 | #N/A | #N/A
Progress Lighting | P810008-030-30 | 1400 | Downlight | 71.8 | 2017-11-12 | 2017-11-13 | High | 2 | #N/A | 71.8 | #N/A | #N/A
Progress Lighting | P810017-020-30 | 1400 | Downlight | 71.8 | 2018-11-09 | 2018-11-07 | High | 2 | #N/A | 71.8 | #N/A | #N/A
SATCO¦NUVO | 62/1779 | 1400 | Downlight | 71.8 | 2022-12-15 | 2022-12-20 | High | 2 | #N/A | 71.8 | #N/A | #N/A
Essentia by Cree | S-DL4-24L-27K_S-DL4T-M-SSC | 1724 | Downlight | 71.8 | 2016-07-03 | 2016-08-11 | High | 2 | #N/A | 71.8 | #N/A | #N/A
Essentia by Cree | S-DL4-24L-27K_S-DL4T-N-SSC | 1724 | Downlight | 71.8 | 2016-07-03 | 2016-08-11 | High | 2 | #N/A | 71.8 | #N/A | #N/A
Essentia by Cree | S-DL4-24L-27K_S-DL4T-W-SSC | 1724 | Downlight | 71.8 | 2016-07-03 | 2016-08-11 | High | 2 | #N/A | 71.8 | #N/A | #N/A
Essentia by Cree | S-DL4-24L-30K_S-DL4T-M-SSC | 1724 | Downlight | 71.8 | 2016-07-03 | 2016-08-11 | High | 2 | #N/A | 71.8 | #N/A | #N/A
Essentia by Cree | S-DL4-24L-30K_S-DL4T-N-SSC | 1724 | Downlight | 71.8 | 2016-07-03 | 2016-08-11 | High | 2 | #N/A | 71.8 | #N/A | #N/A
Essentia by Cree | S-DL4-24L-30K_S-DL4T-W-SSC | 1724 | Downlight | 71.8 | 2016-07-03 | 2016-08-11 | High | 2 | #N/A | 71.8 | #N/A | #N/A
Essentia by Cree | S-DL4-24L-30K_S-DL4T-WW-SSC | 1724 | Downlight | 71.8 | 2016-07-03 | 2017-01-05 | High | 2 | #N/A | 71.8 | #N/A | #N/A
Essentia by Cree | S-DL4-24L-35K_S-DL4T-M-SSC | 1724 | Downlight | 71.8 | 2016-07-03 | 2016-08-11 | High | 2 | #N/A | 71.8 | #N/A | #N/A
Essentia by Cree | S-DL4-24L-35K_S-DL4T-N-SSC | 1724 | Downlight | 71.8 | 2016-07-03 | 2016-08-11 | High | 2 | #N/A | 71.8 | #N/A | #N/A
Essentia by Cree | S-DL4-24L-35K_S-DL4T-W-SSC | 1724 | Downlight | 71.8 | 2016-07-03 | 2016-08-11 | High | 2 | #N/A | 71.8 | #N/A | #N/A
Essentia by Cree | S-DL4-24L-40K_S-DL4T-M-SSC | 1724 | Downlight | 71.8 | 2016-07-03 | 2016-08-11 | High | 2 | #N/A | 71.8 | #N/A | #N/A
Essentia by Cree | S-DL4-24L-40K_S-DL4T-N-SSC | 1724 | Downlight | 71.8 | 2016-07-03 | 2016-08-11 | High | 2 | #N/A | 71.8 | #N/A | #N/A
Essentia by Cree | S-DL4-24L-40K_S-DL4T-W-SSC | 1724 | Downlight | 71.8 | 2016-07-03 | 2016-08-11 | High | 2 | #N/A | 71.8 | #N/A | #N/A
Essentia by Cree | S-DL6-24L-27K_S-DL6T-M-SSC | 1724 | Downlight | 71.8 | 2016-07-03 | 2016-08-11 | High | 2 | #N/A | 71.8 | #N/A | #N/A
Essentia by Cree | S-DL6-24L-27K_S-DL6T-N-SSC | 1724 | Downlight | 71.8 | 2016-07-03 | 2016-08-11 | High | 2 | #N/A | 71.8 | #N/A | #N/A
Essentia by Cree | S-DL6-24L-27K_S-DL6T-W-SSC | 1724 | Downlight | 71.8 | 2016-07-03 | 2016-08-11 | High | 2 | #N/A | 71.8 | #N/A | #N/A
Essentia by Cree | S-DL6-24L-30K_S-DL6T-M-SSC | 1724 | Downlight | 71.8 | 2016-07-03 | 2016-08-11 | High | 2 | #N/A | 71.8 | #N/A | #N/A
Essentia by Cree | S-DL6-24L-30K_S-DL6T-N-SSC | 1724 | Downlight | 71.8 | 2016-07-03 | 2016-08-11 | High | 2 | #N/A | 71.8 | #N/A | #N/A
Essentia by Cree | S-DL6-24L-30K_S-DL6T-W-SSC | 1724 | Downlight | 71.8 | 2016-07-03 | 2016-08-11 | High | 2 | #N/A | 71.8 | #N/A | #N/A
Essentia by Cree | S-DL6-24L-35K_S-DL6T-M-SSC | 1724 | Downlight | 71.8 | 2016-07-03 | 2016-08-11 | High | 2 | #N/A | 71.8 | #N/A | #N/A
Essentia by Cree | S-DL6-24L-35K_S-DL6T-N-SSC | 1724 | Downlight | 71.8 | 2016-07-03 | 2016-08-11 | High | 2 | #N/A | 71.8 | #N/A | #N/A
Essentia by Cree | S-DL6-24L-35K_S-DL6T-W-SSC | 1724 | Downlight | 71.8 | 2016-07-03 | 2016-08-11 | High | 2 | #N/A | 71.8 | #N/A | #N/A
Essentia by Cree | S-DL6-24L-40K_S-DL6T-M-SSC | 1724 | Downlight | 71.8 | 2016-07-03 | 2016-08-11 | High | 2 | #N/A | 71.8 | #N/A | #N/A
Essentia by Cree | S-DL6-24L-40K_S-DL6T-N-SSC | 1724 | Downlight | 71.8 | 2016-07-03 | 2016-08-11 | High | 2 | #N/A | 71.8 | #N/A | #N/A
Essentia by Cree | S-DL6-24L-40K_S-DL6T-W-SSC | 1724 | Downlight | 71.8 | 2016-07-03 | 2016-08-11 | High | 2 | #N/A | 71.8 | #N/A | #N/A
GE Current, a Daintree company | LRCC10R040********827V1 | 2785 | Downlight | 71.8 | 2022-11-04 | 2022-11-14 | High | 2 | #N/A | 71.8 | #N/A | #N/A
GE Current, a Daintree company | LRCC10R040********830V1 | 2785 | Downlight | 71.8 | 2022-11-04 | 2022-11-14 | High | 2 | #N/A | 71.8 | #N/A | #N/A
GE Current, a Daintree company | LRCC10R040********835V1 | 2785 | Downlight | 71.8 | 2022-11-04 | 2022-11-14 | High | 2 | #N/A | 71.8 | #N/A | #N/A
GE Current, a Daintree company | LRCC10R040********840V1 | 2785 | Downlight | 71.8 | 2022-11-04 | 2022-11-14 | High | 2 | #N/A | 71.8 | #N/A | #N/A
GE Current, a Daintree company | LRCC10R040********850V1 | 2785 | Downlight | 71.8 | 2022-11-04 | 2022-11-14 | High | 2 | #N/A | 71.8 | #N/A | #N/A
GE Current, a Daintree company | LRCC12R040********827V1 | 2785 | Downlight | 71.8 | 2022-11-04 | 2022-11-14 | High | 2 | #N/A | 71.8 | #N/A | #N/A
GE Current, a Daintree company | LRCC12R040********830V1 | 2785 | Downlight | 71.8 | 2022-11-04 | 2022-11-14 | High | 2 | #N/A | 71.8 | #N/A | #N/A
GE Current, a Daintree company | LRCC12R040********835V1 | 2785 | Downlight | 71.8 | 2022-11-04 | 2022-11-14 | High | 2 | #N/A | 71.8 | #N/A | #N/A
GE Current, a Daintree company | LRCC12R040********840V1 | 2785 | Downlight | 71.8 | 2022-11-04 | 2022-11-14 | High | 2 | #N/A | 71.8 | #N/A | #N/A
GE Current, a Daintree company | LRCC12R040********850V1 | 2785 | Downlight | 71.8 | 2022-11-04 | 2022-11-14 | High | 2 | #N/A | 71.8 | #N/A | #N/A
GE Current, a Daintree company | LRCC06R040********827V1 | 2785 | Downlight | 71.8 | 2022-11-04 | 2022-11-14 | High | 2 | #N/A | 71.8 | #N/A | #N/A
GE Current, a Daintree company | LRCC06R040********830V1 | 2785 | Downlight | 71.8 | 2022-11-04 | 2022-11-14 | High | 2 | #N/A | 71.8 | #N/A | #N/A
GE Current, a Daintree company | LRCC06R040********835V1 | 2785 | Downlight | 71.8 | 2022-11-04 | 2022-11-14 | High | 2 | #N/A | 71.8 | #N/A | #N/A
GE Current, a Daintree company | LRCC06R040********840V1 | 2785 | Downlight | 71.8 | 2022-11-04 | 2022-11-14 | High | 2 | #N/A | 71.8 | #N/A | #N/A
GE Current, a Daintree company | LRCC06R040********850V1 | 2785 | Downlight | 71.8 | 2022-11-04 | 2022-11-14 | High | 2 | #N/A | 71.8 | #N/A | #N/A
GE Current, a Daintree company | LRCC08R040********827V1 | 2785 | Downlight | 71.8 | 2022-11-04 | 2022-11-14 | High | 2 | #N/A | 71.8 | #N/A | #N/A
GE Current, a Daintree company | LRCC08R040********830V1 | 2785 | Downlight | 71.8 | 2022-11-04 | 2022-11-14 | High | 2 | #N/A | 71.8 | #N/A | #N/A
GE Current, a Daintree company | LRCC08R040********835V1 | 2785 | Downlight | 71.8 | 2022-11-04 | 2022-11-14 | High | 2 | #N/A | 71.8 | #N/A | #N/A
GE Current, a Daintree company | LRCC08R040********840V1 | 2785 | Downlight | 71.8 | 2022-11-04 | 2022-11-14 | High | 2 | #N/A | 71.8 | #N/A | #N/A
GE Current, a Daintree company | LRCC08R040********850V1 | 2785 | Downlight | 71.8 | 2022-11-04 | 2022-11-14 | High | 2 | #N/A | 71.8 | #N/A | #N/A
Lightolier | Z4RDL15###W*CDE1 | 1112 | Downlight | 71.9 | 2018-11-12 | 2022-03-16 | High | 2 | #N/A | 71.9 | #N/A | #N/A
Lightolier | Z4RDL15###W*CDLU | 1112 | Downlight | 71.9 | 2018-11-12 | 2022-03-16 | High | 2 | #N/A | 71.9 | #N/A | #N/A
Lightolier | Z4RDL15###W*CDZ10U | 1112 | Downlight | 71.9 | 2018-11-12 | 2022-03-16 | High | 2 | #N/A | 71.9 | #N/A | #N/A
CREE LIGHTING | SDR6-11L-9ACK-TRI10V-WH-UNV | 1150 | Downlight | 71.9 | 2021-08-31 | 2022-02-22 | High | 2 | #N/A | 71.9 | #N/A | #N/A
CREE LIGHTING | SDS6-11L-9ACK-TRI10V-WH-UNV | 1150 | Downlight | 71.9 | 2021-08-31 | 2022-02-22 | High | 2 | #N/A | 71.9 | #N/A | #N/A
MODERN FORMS | FM-4219-27-** | 2300 | Downlight | 71.9 | 2021-08-01 | 2021-06-29 | High | 2 | #N/A | 71.9 | #N/A | #N/A
MODERN FORMS | FM-4219-30-** | 2300 | Downlight | 71.9 | 2021-08-01 | 2021-06-29 | High | 2 | #N/A | 71.9 | #N/A | #N/A
MODERN FORMS | FM-4219-35-** | 2300 | Downlight | 71.9 | 2021-08-01 | 2021-06-29 | High | 2 | #N/A | 71.9 | #N/A | #N/A
NICOR | ADL8-1040-UNV with ADL8-1040-MDL-#K-$$ | 3093 | Downlight | 71.9 | 2016-02-29 | 2016-02-19 | High | 2 | #N/A | 71.9 | #N/A | #N/A
NICOR | ADL8-1040-UNV with ADL8-1040-MDL-#K-$$ | 3093 | Downlight | 71.9 | 2016-02-29 | 2016-02-19 | High | 2 | #N/A | 71.9 | #N/A | #N/A
Arani | SL6-VAR-R-BK-V3 | 1080 | Downlight | 72 | 2021-12-29 | 2022-01-06 | High | 2 | #N/A | 72 | #N/A | #N/A
Arani | SL6-VAR-R-BN-V3 | 1080 | Downlight | 72 | 2021-12-29 | 2022-01-06 | High | 2 | #N/A | 72 | #N/A | #N/A
Arani | SL6-VAR-R-WH-V3 | 1080 | Downlight | 72 | 2021-12-29 | 2022-01-06 | High | 2 | #N/A | 72 | #N/A | #N/A
KOK | KOK-6EJCT15SR05 | 1080 | Downlight | 72 | 2020-05-01 | 2020-05-28 | High | 2 | #N/A | 72 | #N/A | #N/A
HOMI | HM08-PR8-15W120/IP44-3CCT-*SA | 1080 | Downlight | 72 | 2021-12-30 | 2022-01-05 | High | 2 | #N/A | 72 | #N/A | #N/A
WT LIGHTING | EW6C | 1080 | Downlight | 72 | 2021-11-01 | 2021-11-16 | High | 2 | #N/A | 72 | #N/A | #N/A
Lightolier | FD6SSLMZ10SCTUW | 1080 | Downlight | 72 | 2022-05-01 | 2022-05-10 | High | 2 | #N/A | 72 | #N/A | #N/A
LSI Industries Inc. | ADL FS1 UNV #ZZ | 1440 | Downlight | 72 | 2022-09-01 | 2022-09-19 | High | 2 | #N/A | 72 | #N/A | #N/A
PLT SOLUTIONS | PLTRC111# | 1440 | Downlight | 72 | 2022-12-22 | 2022-12-28 | High | 2 | #N/A | 72 | #N/A | #N/A
OKT Lighting | CP#-D20W-35W | 1440 | Downlight | 72 | 2022-03-29 | 2022-04-26 | High | 2 | #N/A | 72 | #N/A | #N/A
ETI | 538291##(##=00-99) | 1800 | Downlight | 72 | 2020-10-08 | 2021-02-03 | High | 2 | #N/A | 72 | #N/A | #N/A
ETI | 538291##-A(##=00-99) | 1800 | Downlight | 72 | 2022-11-14 | 2022-11-15 | High | 2 | #N/A | 72 | #N/A | #N/A
ETI | 538292###(##=00-99-#=0-9) | 1800 | Downlight | 72 | 2020-03-12 | 2021-02-03 | High | 2 | #N/A | 72 | #N/A | #N/A
ETI | 538292###-A(##=00-99, #=0-9) | 1800 | Downlight | 72 | 2022-11-14 | 2022-11-16 | High | 2 | #N/A | 72 | #N/A | #N/A
HENGTE | HT-US-G1Y5CBRRD8-925XX-##1 | 1800 | Downlight | 72 | 2020-08-14 | 2020-08-17 | High | 2 | #N/A | 72 | #N/A | #N/A
Commercial Electric | 1005591777 | 1800 | Downlight | 72 | 2020-09-14 | 2020-09-15 | High | 2 | #N/A | 72 | #N/A | #N/A
Commercial Electric | 538291##(##=00-99) | 1800 | Downlight | 72 | 2020-10-08 | 2020-12-21 | High | 2 | #N/A | 72 | #N/A | #N/A
Commercial Electric | 538291##-A(##=00-99) | 1800 | Downlight | 72 | 2022-11-14 | 2022-11-16 | High | 2 | #N/A | 72 | #N/A | #N/A
Commercial Electric | 538292###(##=00-99#=0-9) | 1800 | Downlight | 72 | 2020-03-12 | 2020-08-10 | High | 2 | #N/A | 72 | #N/A | #N/A
Commercial Electric | 538292###-A(##=00-99, #=0-9) | 1800 | Downlight | 72 | 2022-11-14 | 2022-11-17 | High | 2 | #N/A | 72 | #N/A | #N/A
WAC Lighting | DS-WS05-F27S-** | 1800 | Downlight | 72 | 2018-11-29 | 2018-11-14 | High | 2 | #N/A | 72 | #N/A | #N/A
WAC Lighting | DS-WS05-F30S-** | 1800 | Downlight | 72 | 2018-11-29 | 2018-11-14 | High | 2 | #N/A | 72 | #N/A | #N/A
WAC Lighting | DS-WS05-F35S-** | 1800 | Downlight | 72 | 2018-11-29 | 2018-11-14 | High | 2 | #N/A | 72 | #N/A | #N/A
WAC Lighting | DS-WS05-F40S-** | 1800 | Downlight | 72 | 2018-11-29 | 2018-11-14 | High | 2 | #N/A | 72 | #N/A | #N/A
WAC Lighting | DS-WS05-N27S-** | 1800 | Downlight | 72 | 2018-11-29 | 2018-11-14 | High | 2 | #N/A | 72 | #N/A | #N/A
WAC Lighting | DS-WS05-N30S-** | 1800 | Downlight | 72 | 2018-11-29 | 2018-11-14 | High | 2 | #N/A | 72 | #N/A | #N/A
WAC Lighting | DS-WS05-N35S-** | 1800 | Downlight | 72 | 2018-11-29 | 2018-11-14 | High | 2 | #N/A | 72 | #N/A | #N/A
WAC Lighting | DS-WS05-N40S-** | 1800 | Downlight | 72 | 2018-11-29 | 2018-11-14 | High | 2 | #N/A | 72 | #N/A | #N/A
WAC Lighting | DS-WS05-S27S-** | 1800 | Downlight | 72 | 2018-11-29 | 2018-11-14 | High | 2 | #N/A | 72 | #N/A | #N/A
WAC Lighting | DS-WS05-S30S-** | 1800 | Downlight | 72 | 2018-11-29 | 2018-11-14 | High | 2 | #N/A | 72 | #N/A | #N/A
WAC Lighting | DS-WS05-S35S-** | 1800 | Downlight | 72 | 2018-11-29 | 2018-11-14 | High | 2 | #N/A | 72 | #N/A | #N/A
WAC Lighting | DS-WS05-S40S-** | 1800 | Downlight | 72 | 2018-11-29 | 2018-11-14 | High | 2 | #N/A | 72 | #N/A | #N/A
WAC Lighting | DS-WE05-F27S-** | 1800 | Downlight | 72 | 2018-11-29 | 2018-11-14 | High | 2 | #N/A | 72 | #N/A | #N/A
WAC Lighting | DS-WE05-F30S-** | 1800 | Downlight | 72 | 2018-11-29 | 2018-11-14 | High | 2 | #N/A | 72 | #N/A | #N/A
WAC Lighting | DS-WE05-F35S-** | 1800 | Downlight | 72 | 2018-11-29 | 2018-11-14 | High | 2 | #N/A | 72 | #N/A | #N/A
WAC Lighting | DS-WE05-F40S-** | 1800 | Downlight | 72 | 2018-11-29 | 2018-11-14 | High | 2 | #N/A | 72 | #N/A | #N/A
WAC Lighting | DS-WE05-N27S-** | 1800 | Downlight | 72 | 2018-11-29 | 2018-11-14 | High | 2 | #N/A | 72 | #N/A | #N/A
WAC Lighting | DS-WE05-N30S-** | 1800 | Downlight | 72 | 2018-11-29 | 2018-11-14 | High | 2 | #N/A | 72 | #N/A | #N/A
WAC Lighting | DS-WE05-N35S-** | 1800 | Downlight | 72 | 2018-11-29 | 2018-11-14 | High | 2 | #N/A | 72 | #N/A | #N/A
WAC Lighting | DS-WE05-N40S-** | 1800 | Downlight | 72 | 2018-11-29 | 2018-11-14 | High | 2 | #N/A | 72 | #N/A | #N/A
WAC Lighting | DS-WE05-S27S-** | 1800 | Downlight | 72 | 2018-11-29 | 2018-11-14 | High | 2 | #N/A | 72 | #N/A | #N/A
WAC Lighting | DS-WE05-S30S-** | 1800 | Downlight | 72 | 2018-11-29 | 2018-11-14 | High | 2 | #N/A | 72 | #N/A | #N/A
WAC Lighting | DS-WE05-S35S-** | 1800 | Downlight | 72 | 2018-11-29 | 2018-11-14 | High | 2 | #N/A | 72 | #N/A | #N/A
WAC Lighting | DS-WE05-S40S-** | 1800 | Downlight | 72 | 2018-11-29 | 2018-11-14 | High | 2 | #N/A | 72 | #N/A | #N/A
WAC Lighting | DS-PD05-F40-** | 1800 | Downlight | 72 | 2016-08-01 | 2018-11-14 | High | 2 | #N/A | 72 | #N/A | #N/A
WAC Lighting | DS-PD05-N27-** | 1800 | Downlight | 72 | 2016-08-01 | 2018-11-14 | High | 2 | #N/A | 72 | #N/A | #N/A
WAC Lighting | DS-PD05-N30-** | 1800 | Downlight | 72 | 2016-08-01 | 2018-11-14 | High | 2 | #N/A | 72 | #N/A | #N/A
WAC Lighting | DS-PD05-N35-** | 1800 | Downlight | 72 | 2016-08-01 | 2018-11-14 | High | 2 | #N/A | 72 | #N/A | #N/A
WAC Lighting | DS-PD05-N40-** | 1800 | Downlight | 72 | 2016-08-01 | 2018-11-14 | High | 2 | #N/A | 72 | #N/A | #N/A
WAC Lighting | DS-PD05-S27-** | 1800 | Downlight | 72 | 2016-08-01 | 2018-11-14 | High | 2 | #N/A | 72 | #N/A | #N/A
WAC Lighting | DS-PD05-S30-** | 1800 | Downlight | 72 | 2016-08-01 | 2018-11-14 | High | 2 | #N/A | 72 | #N/A | #N/A
WAC Lighting | DS-PD05-S35-** | 1800 | Downlight | 72 | 2016-08-01 | 2018-11-14 | High | 2 | #N/A | 72 | #N/A | #N/A
WAC Lighting | DS-PD05-S40-** | 1800 | Downlight | 72 | 2016-08-01 | 2018-11-14 | High | 2 | #N/A | 72 | #N/A | #N/A
WAC Lighting | DC-PD05-F827-** | 1800 | Downlight | 72 | 2018-11-29 | 2018-11-14 | High | 2 | #N/A | 72 | #N/A | #N/A
WAC Lighting | DC-PD05-F830-** | 1800 | Downlight | 72 | 2018-11-29 | 2018-11-14 | High | 2 | #N/A | 72 | #N/A | #N/A
WAC Lighting | DC-PD05-F835-** | 1800 | Downlight | 72 | 2018-11-29 | 2018-11-14 | High | 2 | #N/A | 72 | #N/A | #N/A
WAC Lighting | DC-PD05-F840-** | 1800 | Downlight | 72 | 2018-11-29 | 2018-11-14 | High | 2 | #N/A | 72 | #N/A | #N/A
WAC Lighting | DC-PD05-N827-** | 1800 | Downlight | 72 | 2018-11-29 | 2018-11-14 | High | 2 | #N/A | 72 | #N/A | #N/A
WAC Lighting | DC-WS05-N840S-** | 1800 | Downlight | 72 | 2018-11-29 | 2018-11-14 | High | 2 | #N/A | 72 | #N/A | #N/A
WAC Lighting | DC-WS05-S827S-** | 1800 | Downlight | 72 | 2018-11-29 | 2018-11-14 | High | 2 | #N/A | 72 | #N/A | #N/A
WAC Lighting | DC-WS05-S830S-** | 1800 | Downlight | 72 | 2018-11-29 | 2018-11-14 | High | 2 | #N/A | 72 | #N/A | #N/A
WAC Lighting | DC-WS05-S835S-** | 1800 | Downlight | 72 | 2018-11-29 | 2018-11-14 | High | 2 | #N/A | 72 | #N/A | #N/A
WAC Lighting | DC-WS05-S840S-** | 1800 | Downlight | 72 | 2018-11-29 | 2018-11-14 | High | 2 | #N/A | 72 | #N/A | #N/A
WAC Lighting | DC-PD05-N830-** | 1800 | Downlight | 72 | 2018-11-29 | 2018-11-14 | High | 2 | #N/A | 72 | #N/A | #N/A
WAC Lighting | DC-PD05-N835-** | 1800 | Downlight | 72 | 2018-11-29 | 2018-11-14 | High | 2 | #N/A | 72 | #N/A | #N/A
WAC Lighting | DC-PD05-N840-** | 1800 | Downlight | 72 | 2018-11-29 | 2018-11-14 | High | 2 | #N/A | 72 | #N/A | #N/A
WAC Lighting | DC-PD05-S827-** | 1800 | Downlight | 72 | 2018-11-29 | 2018-11-14 | High | 2 | #N/A | 72 | #N/A | #N/A
WAC Lighting | DC-PD05-S830-** | 1800 | Downlight | 72 | 2018-11-29 | 2018-11-14 | High | 2 | #N/A | 72 | #N/A | #N/A
WAC Lighting | DC-PD05-S835-** | 1800 | Downlight | 72 | 2018-11-29 | 2018-11-14 | High | 2 | #N/A | 72 | #N/A | #N/A
WAC Lighting | DC-PD05-S840-** | 1800 | Downlight | 72 | 2018-11-29 | 2018-11-14 | High | 2 | #N/A | 72 | #N/A | #N/A
WAC Lighting | DS-PD05-F27-** | 1800 | Downlight | 72 | 2016-08-01 | 2018-11-14 | High | 2 | #N/A | 72 | #N/A | #N/A
WAC Lighting | DS-PD05-F30-** | 1800 | Downlight | 72 | 2016-08-01 | 2018-11-14 | High | 2 | #N/A | 72 | #N/A | #N/A
WAC Lighting | DS-PD05-F35-** | 1800 | Downlight | 72 | 2016-08-01 | 2018-11-14 | High | 2 | #N/A | 72 | #N/A | #N/A
WAC Lighting | DC-WE05-F827S-** | 1800 | Downlight | 72 | 2018-11-29 | 2018-11-14 | High | 2 | #N/A | 72 | #N/A | #N/A
WAC Lighting | DC-WE05-F830S-** | 1800 | Downlight | 72 | 2018-11-29 | 2018-11-14 | High | 2 | #N/A | 72 | #N/A | #N/A
WAC Lighting | DC-WE05-F835S-** | 1800 | Downlight | 72 | 2018-11-29 | 2018-11-14 | High | 2 | #N/A | 72 | #N/A | #N/A
WAC Lighting | DC-WE05-F840S-** | 1800 | Downlight | 72 | 2018-11-29 | 2018-11-14 | High | 2 | #N/A | 72 | #N/A | #N/A
WAC Lighting | DS-CD05-F27-** | 1800 | Downlight | 72 | 2016-08-01 | 2018-11-14 | High | 2 | #N/A | 72 | #N/A | #N/A
WAC Lighting | DS-CD05-F30-** | 1800 | Downlight | 72 | 2016-08-01 | 2018-11-14 | High | 2 | #N/A | 72 | #N/A | #N/A
WAC Lighting | DS-CD05-F35-** | 1800 | Downlight | 72 | 2016-08-01 | 2018-11-14 | High | 2 | #N/A | 72 | #N/A | #N/A
WAC Lighting | DS-CD05-F40-** | 1800 | Downlight | 72 | 2016-08-01 | 2018-11-14 | High | 2 | #N/A | 72 | #N/A | #N/A
WAC Lighting | DC-WE05-N827S-** | 1800 | Downlight | 72 | 2018-11-29 | 2018-11-14 | High | 2 | #N/A | 72 | #N/A | #N/A
WAC Lighting | DC-WE05-N830S-** | 1800 | Downlight | 72 | 2018-11-29 | 2018-11-14 | High | 2 | #N/A | 72 | #N/A | #N/A
WAC Lighting | DC-WE05-N835S-** | 1800 | Downlight | 72 | 2018-11-29 | 2018-11-14 | High | 2 | #N/A | 72 | #N/A | #N/A
WAC Lighting | DC-WE05-N840S-** | 1800 | Downlight | 72 | 2018-11-29 | 2018-11-14 | High | 2 | #N/A | 72 | #N/A | #N/A
WAC Lighting | DS-CD05-N27-** | 1800 | Downlight | 72 | 2016-08-01 | 2018-11-14 | High | 2 | #N/A | 72 | #N/A | #N/A
WAC Lighting | DS-CD05-N30-** | 1800 | Downlight | 72 | 2016-08-01 | 2018-11-14 | High | 2 | #N/A | 72 | #N/A | #N/A
WAC Lighting | DS-CD05-N35-** | 1800 | Downlight | 72 | 2016-08-01 | 2018-11-14 | High | 2 | #N/A | 72 | #N/A | #N/A
WAC Lighting | DS-CD05-N40-** | 1800 | Downlight | 72 | 2016-08-01 | 2018-11-14 | High | 2 | #N/A | 72 | #N/A | #N/A
WAC Lighting | DS-CD05-S27-** | 1800 | Downlight | 72 | 2016-08-01 | 2018-11-14 | High | 2 | #N/A | 72 | #N/A | #N/A
WAC Lighting | DS-CD05-S30-** | 1800 | Downlight | 72 | 2016-08-01 | 2018-11-14 | High | 2 | #N/A | 72 | #N/A | #N/A
WAC Lighting | DS-CD05-S35-** | 1800 | Downlight | 72 | 2016-08-01 | 2018-11-14 | High | 2 | #N/A | 72 | #N/A | #N/A
WAC Lighting | DS-CD05-S40-** | 1800 | Downlight | 72 | 2016-08-01 | 2018-11-14 | High | 2 | #N/A | 72 | #N/A | #N/A
WAC Lighting | DC-WE05-S827S-** | 1800 | Downlight | 72 | 2018-11-29 | 2018-11-14 | High | 2 | #N/A | 72 | #N/A | #N/A
WAC Lighting | DC-WE05-S830S-** | 1800 | Downlight | 72 | 2018-11-29 | 2018-11-14 | High | 2 | #N/A | 72 | #N/A | #N/A
WAC Lighting | DC-WE05-S835S-** | 1800 | Downlight | 72 | 2018-11-29 | 2018-11-14 | High | 2 | #N/A | 72 | #N/A | #N/A
WAC Lighting | DC-WE05-S840S-** | 1800 | Downlight | 72 | 2018-11-29 | 2018-11-14 | High | 2 | #N/A | 72 | #N/A | #N/A
WAC Lighting | DC-CD05-F827-** | 1800 | Downlight | 72 | 2018-11-29 | 2018-11-14 | High | 2 | #N/A | 72 | #N/A | #N/A
WAC Lighting | DC-CD05-F830-** | 1800 | Downlight | 72 | 2018-11-29 | 2018-11-14 | High | 2 | #N/A | 72 | #N/A | #N/A
WAC Lighting | DC-CD05-F835-** | 1800 | Downlight | 72 | 2018-11-29 | 2018-11-14 | High | 2 | #N/A | 72 | #N/A | #N/A
WAC Lighting | DC-CD05-F840-** | 1800 | Downlight | 72 | 2018-11-29 | 2018-11-14 | High | 2 | #N/A | 72 | #N/A | #N/A
WAC Lighting | DC-CD05-N827-** | 1800 | Downlight | 72 | 2018-11-29 | 2018-11-14 | High | 2 | #N/A | 72 | #N/A | #N/A
WAC Lighting | DC-CD05-N830-** | 1800 | Downlight | 72 | 2018-11-29 | 2018-11-14 | High | 2 | #N/A | 72 | #N/A | #N/A
WAC Lighting | DC-CD05-N835-** | 1800 | Downlight | 72 | 2018-11-29 | 2018-11-14 | High | 2 | #N/A | 72 | #N/A | #N/A
WAC Lighting | DC-CD05-N840-** | 1800 | Downlight | 72 | 2018-11-29 | 2018-11-14 | High | 2 | #N/A | 72 | #N/A | #N/A
WAC Lighting | DC-CD05-S827-** | 1800 | Downlight | 72 | 2018-11-29 | 2018-11-14 | High | 2 | #N/A | 72 | #N/A | #N/A
WAC Lighting | DC-CD05-S830-** | 1800 | Downlight | 72 | 2018-11-29 | 2018-11-14 | High | 2 | #N/A | 72 | #N/A | #N/A
WAC Lighting | DC-CD05-S835-** | 1800 | Downlight | 72 | 2018-11-29 | 2018-11-14 | High | 2 | #N/A | 72 | #N/A | #N/A
WAC Lighting | DC-CD05-S840-** | 1800 | Downlight | 72 | 2018-11-29 | 2018-11-14 | High | 2 | #N/A | 72 | #N/A | #N/A
WAC Lighting | DC-WS05-F827S-** | 1800 | Downlight | 72 | 2018-11-29 | 2018-11-14 | High | 2 | #N/A | 72 | #N/A | #N/A
WAC Lighting | DC-WS05-F830S-** | 1800 | Downlight | 72 | 2018-11-29 | 2018-11-14 | High | 2 | #N/A | 72 | #N/A | #N/A
WAC Lighting | DC-WS05-F835S-** | 1800 | Downlight | 72 | 2018-11-29 | 2018-11-14 | High | 2 | #N/A | 72 | #N/A | #N/A
WAC Lighting | DC-WS05-F840S-** | 1800 | Downlight | 72 | 2018-11-29 | 2018-11-14 | High | 2 | #N/A | 72 | #N/A | #N/A
WAC Lighting | DC-WS05-N827S-** | 1800 | Downlight | 72 | 2018-11-29 | 2018-11-14 | High | 2 | #N/A | 72 | #N/A | #N/A
WAC Lighting | DC-WS05-N830S-** | 1800 | Downlight | 72 | 2018-11-29 | 2018-11-14 | High | 2 | #N/A | 72 | #N/A | #N/A
WAC Lighting | DC-WS05-N835S-** | 1800 | Downlight | 72 | 2018-11-29 | 2018-11-14 | High | 2 | #N/A | 72 | #N/A | #N/A
ConTech Lighting | CPL227KMVDFC-P | 1864 | Downlight | 72 | 2015-10-30 | 2016-05-19 | High | 2 | #N/A | 72 | #N/A | #N/A
Sistemalux | 8128AT-027-20-UNV-01-D10 | 1902 | Downlight | 72 | 2017-03-09 | 2017-03-29 | High | 2 | #N/A | 72 | #N/A | #N/A
Green Creative | PXCYL2/**/LE1590##/OSRDIM010347V/**/**/** | 1370 | Downlight | 72.1 | 2022-01-20 | 2022-03-03 | High | 2 | #N/A | 72.1 | #N/A | #N/A
DMF Lighting | DCC2MMZXXYYWH | 1998 | Downlight | 72.1 | 2016-02-26 | 2016-03-28 | High | 2 | #N/A | 72.1 | #N/A | #N/A
ConTech Lighting | RL20IC [1,2] [30KC,35KC,40KC] MVD | 1020 | Downlight | 72.2 | 2017-05-04 | 2017-05-24 | High | 2 | #N/A | 72.2 | #N/A | #N/A
ConTech Lighting | RL20ICR [1,2] [30KC,35KC,40KC] MVD | 1020 | Downlight | 72.2 | 2017-05-04 | 2017-05-24 | High | 2 | #N/A | 72.2 | #N/A | #N/A
ConTech Lighting | RL20SA [1,2] [30KC,35KC,40KC] [12D,27D][BLANK,-CP,-ER] | 1020 | Downlight | 72.2 | 2017-05-04 | 2017-05-24 | High | 2 | #N/A | 72.2 | #N/A | #N/A
ConTech Lighting | RL20SAR [1,2] [30KC,35KC,40KC] [12D,27D] [BLANK,-CP,-ER] | 1020 | Downlight | 72.2 | 2017-05-04 | 2017-05-24 | High | 2 | #N/A | 72.2 | #N/A | #N/A
ARTIKA | 9FLPR-SPx- xxxxxx | 1300 | Downlight | 72.2 | 2021-12-25 | 2021-12-30 | High | 2 | #N/A | 72.2 | #N/A | #N/A
ARTIKA | 9FM-EUDC-****** | 1300 | Downlight | 72.2 | 2022-12-14 | 2022-12-14 | High | 2 | #N/A | 72.2 | #N/A | #N/A
ARTIKA | 9FM-EUDC-BL | 1300 | Downlight | 72.2 | 2022-12-14 | 2022-12-14 | High | 2 | #N/A | 72.2 | #N/A | #N/A
ARTIKA | 9FM-EUDC-WH | 1300 | Downlight | 72.2 | 2022-12-14 | 2022-12-14 | High | 2 | #N/A | 72.2 | #N/A | #N/A
HENGTE | HT-PMD418W27-309N*1 | 1300 | Downlight | 72.2 | 2020-08-13 | 2020-08-17 | High | 2 | #N/A | 72.2 | #N/A | #N/A
HENGTE | HT-PMD418W27-359N*1 | 1300 | Downlight | 72.2 | 2020-08-13 | 2020-08-17 | High | 2 | #N/A | 72.2 | #N/A | #N/A
HENGTE | HT-PMD418W27-409N*1 | 1300 | Downlight | 72.2 | 2020-08-13 | 2020-08-17 | High | 2 | #N/A | 72.2 | #N/A | #N/A
HENGTE | HT-PMD418W27-509N*1 | 1300 | Downlight | 72.2 | 2020-08-13 | 2020-08-17 | High | 2 | #N/A | 72.2 | #N/A | #N/A
MaxLite | RRECO61830W/V2 | 1300 | Downlight | 72.2 | 2017-06-27 | 2017-07-06 | High | 2 | #N/A | 72.2 | #N/A | #N/A
MaxLite | RRECO61840W/V2 | 1300 | Downlight | 72.2 | 2017-06-27 | 2017-07-06 | High | 2 | #N/A | 72.2 | #N/A | #N/A
Satco | S11716 | 1300 | Downlight | 72.2 | 2019-01-01 | 2021-07-16 | High | 2 | #N/A | 72.2 | #N/A | #N/A
RAB | LCBC6R189TWUNVWS-SS-NS | 1300 | Downlight | 72.2 | 2020-12-22 | 2022-05-23 | High | 2 | #N/A | 72.2 | #N/A | #N/A
NaturaLED | LED-FX4PCL18/33/930/BK | 1300 | Downlight | 72.2 | 2020-09-05 | 2020-09-08 | High | 2 | #N/A | 72.2 | #N/A | #N/A
NaturaLED | LED-FX4PCL18/33/930/WH | 1300 | Downlight | 72.2 | 2020-09-05 | 2020-09-08 | High | 2 | #N/A | 72.2 | #N/A | #N/A
NaturaLED | LED-FX4PCL18/33/940/BK | 1300 | Downlight | 72.2 | 2020-09-05 | 2020-09-08 | High | 2 | #N/A | 72.2 | #N/A | #N/A
NaturaLED | LED-FX4PCL18/33/940/WH | 1300 | Downlight | 72.2 | 2020-09-05 | 2020-09-08 | High | 2 | #N/A | 72.2 | #N/A | #N/A
NaturaLED | LED-FX4PCL18/33/950/BK | 1300 | Downlight | 72.2 | 2020-09-05 | 2020-09-08 | High | 2 | #N/A | 72.2 | #N/A | #N/A
NaturaLED | LED-FX4PCL18/33/950/WH | 1300 | Downlight | 72.2 | 2020-09-05 | 2020-09-08 | High | 2 | #N/A | 72.2 | #N/A | #N/A
RAB | C6R189SSUNVW/LC | 1300 | Downlight | 72.2 | 2020-12-22 | 2022-05-23 | High | 2 | #N/A | 72.2 | #N/A | #N/A
KOK | KOK-8EJCT18SR05 | 1300 | Downlight | 72.2 | 2020-05-01 | 2020-05-28 | High | 2 | #N/A | 72.2 | #N/A | #N/A
YG | YGCL-18X-ETL(3000K) | 1300 | Downlight | 72.2 | 2021-01-21 | 2021-01-24 | High | 2 | #N/A | 72.2 | #N/A | #N/A
YG | YGCL-18X-ETL(4000K) | 1300 | Downlight | 72.2 | 2021-01-21 | 2021-01-24 | High | 2 | #N/A | 72.2 | #N/A | #N/A
YG | YGCL-18X-ETL(5000K) | 1300 | Downlight | 72.2 | 2021-01-21 | 2021-01-24 | High | 2 | #N/A | 72.2 | #N/A | #N/A
Lightolier | FD8R13ESCT1W | 1300 | Downlight | 72.2 | 2022-10-13 | 2022-11-17 | High | 2 | #N/A | 72.2 | #N/A | #N/A
Lightolier | FD8RSLMZ10SCTUW | 1300 | Downlight | 72.2 | 2022-05-01 | 2022-05-10 | High | 2 | #N/A | 72.2 | #N/A | #N/A
Lightolier | FD8SSLMZ10SCTUW | 1300 | Downlight | 72.2 | 2022-05-01 | 2022-05-10 | High | 2 | #N/A | 72.2 | #N/A | #N/A
Home Decorators Collection | JXM3001L/*** | 1300 | Downlight | 72.2 | 2021-10-26 | 2021-11-03 | High | 2 | #N/A | 72.2 | #N/A | #N/A
Tamlite Lighting | CLY8-CCTA/WH | 1300 | Downlight | 72.2 | 2019-08-16 | 2019-09-10 | High | 2 | #N/A | 72.2 | #N/A | #N/A
Lumenwerx | AE3CY[P¦S] D 4 TMB BVL TMB SDL SW [50¦80] 2 90 35 NA [UNV¦120¦277] 20W D1 [FINISHES] | 1516 | Downlight | 72.2 | 2022-10-01 | 2022-11-15 | High | 2 | #N/A | 72.2 | #N/A | #N/A
Liteline | ALR8-2630W | 1660 | Downlight | 72.2 | 2015-11-26 | 2016-04-22 | High | 2 | #N/A | 72.2 | #N/A | #N/A
Espen | VEKR8D/9T/27W-10V | 1950 | Downlight | 72.2 | 2019-12-25 | 2020-01-13 | High | 2 | #N/A | 72.2 | #N/A | #N/A
Elite Lighting | HH4-LED-1200L-DIM10-[120,277]V-[N,M,W]D-[27,30,35,40,50]K-90 | 1207 | Downlight | 72.3 | 2016-09-21 | 2016-12-20 | High | 2 | #N/A | 72.3 | #N/A | #N/A
Elite Lighting | HH6IC-LED-1200L-DIM10-[120,277]V-[N,M,W]D-[27,30,35,40,50]K-90 | 1207 | Downlight | 72.3 | 2016-09-21 | 2016-12-20 | High | 2 | #N/A | 72.3 | #N/A | #N/A
PORTFOLIO | LDSQA4A 18940 D010TE LAR25NF 4LSQA1H | 2045 | Downlight | 72.3 | 2015-11-10 | 2016-02-19 | High | 2 | #N/A | 72.3 | #N/A | #N/A
PORTFOLIO | LDSQA4A 18940 DLT LAR25NF 4LSQAL1H | 2045 | Downlight | 72.3 | 2015-11-10 | 2016-02-19 | High | 2 | #N/A | 72.3 | #N/A | #N/A
PORTFOLIO | LDSQA4A 18940 DMX LAR25NF 4LSQAL1H | 2045 | Downlight | 72.3 | 2015-11-10 | 2016-02-19 | High | 2 | #N/A | 72.3 | #N/A | #N/A
Intense Lighting | GDS4**L7279*******NS/****###***-***-* | 3161 | Downlight | 72.3 | 2020-01-01 | 2020-06-25 | High | 2 | #N/A | 72.3 | #N/A | #N/A
Intense Lighting | GDS4**L727*******NS/****###***-***-* | 3161 | Downlight | 72.3 | 2020-01-01 | 2020-06-25 | High | 2 | #N/A | 72.3 | #N/A | #N/A
Intense Lighting | GDS4**L7309*******NS/****###***-***-* | 3161 | Downlight | 72.3 | 2020-01-01 | 2020-06-25 | High | 2 | #N/A | 72.3 | #N/A | #N/A
Intense Lighting | GDS4**L730*******NS/****###***-***-* | 3161 | Downlight | 72.3 | 2020-01-01 | 2020-06-25 | High | 2 | #N/A | 72.3 | #N/A | #N/A
Intense Lighting | GDS4**L7359*******NS/****###***-***-* | 3161 | Downlight | 72.3 | 2020-01-01 | 2020-06-25 | High | 2 | #N/A | 72.3 | #N/A | #N/A
Intense Lighting | GDS4**L735*******NS/****###***-***-* | 3161 | Downlight | 72.3 | 2020-01-01 | 2020-06-25 | High | 2 | #N/A | 72.3 | #N/A | #N/A
Intense Lighting | GDS4**L7409*******NS/****###***-***-* | 3161 | Downlight | 72.3 | 2020-01-01 | 2020-06-25 | High | 2 | #N/A | 72.3 | #N/A | #N/A
Intense Lighting | GDS4**L740*******NS/****###***-***-* | 3161 | Downlight | 72.3 | 2020-01-01 | 2020-06-25 | High | 2 | #N/A | 72.3 | #N/A | #N/A
Halo Commercial | HC815D010 HM81520 9[27¦30¦35¦40] 81[ND¦MD¦WD¦RWW][C¦F¦W¦BB¦WB] | 1013 | Downlight | 72.4 | 2019-12-16 | 2019-12-18 | High | 2 | #N/A | 72.4 | #N/A | #N/A
Elite Lighting | SCH6-LED-***-1200L-DIM10-###V-MD-30K-90 | 1207 | Downlight | 72.4 | 2019-01-01 | 2022-05-09 | High | 2 | #N/A | 72.4 | #N/A | #N/A
Elite Lighting | SCH6-LED-***-1200L-DIM10-###V-MD-35K-90 | 1207 | Downlight | 72.4 | 2019-01-01 | 2022-05-09 | High | 2 | #N/A | 72.4 | #N/A | #N/A
Elite Lighting | SCH6-LED-***-1200L-DIM10-###V-MD-50K-90 | 1207 | Downlight | 72.4 | 2019-01-01 | 2022-05-09 | High | 2 | #N/A | 72.4 | #N/A | #N/A
Elite Lighting | SCH6-LED-***-1200L-DIM10-###V-ND-27K-90 | 1207 | Downlight | 72.4 | 2019-01-01 | 2022-05-09 | High | 2 | #N/A | 72.4 | #N/A | #N/A
Elite Lighting | SCH6-LED-***-1200L-DIM10-###V-ND-30K-90 | 1207 | Downlight | 72.4 | 2019-01-01 | 2022-05-09 | High | 2 | #N/A | 72.4 | #N/A | #N/A
Elite Lighting | SCH6-LED-***-1200L-DIM10-###V-ND-35K-90 | 1207 | Downlight | 72.4 | 2019-01-01 | 2022-05-09 | High | 2 | #N/A | 72.4 | #N/A | #N/A
Elite Lighting | SCH6-LED-***-1200L-DIM10-###V-ND-40K-90 | 1207 | Downlight | 72.4 | 2019-01-01 | 2022-05-09 | High | 2 | #N/A | 72.4 | #N/A | #N/A
Elite Lighting | SCH6-LED-***-1200L-DIM10-###V-ND-50K-90 | 1207 | Downlight | 72.4 | 2019-01-01 | 2022-05-09 | High | 2 | #N/A | 72.4 | #N/A | #N/A
Elite Lighting | SCH6-LED-***-1200L-DIM10-###V-WD-27K-90 | 1207 | Downlight | 72.4 | 2019-01-01 | 2022-05-09 | High | 2 | #N/A | 72.4 | #N/A | #N/A
Elite Lighting | SCH6-LED-***-1200L-DIM10-###V-WD-30K-90 | 1207 | Downlight | 72.4 | 2019-01-01 | 2022-05-09 | High | 2 | #N/A | 72.4 | #N/A | #N/A
Elite Lighting | SCH6-LED-***-1200L-DIM10-###V-WD-35K-90 | 1207 | Downlight | 72.4 | 2019-01-01 | 2022-05-09 | High | 2 | #N/A | 72.4 | #N/A | #N/A
Elite Lighting | SCH6-LED-***-1200L-DIM10-###V-WD-40K-90 | 1207 | Downlight | 72.4 | 2019-01-01 | 2022-05-09 | High | 2 | #N/A | 72.4 | #N/A | #N/A
Elite Lighting | SCH6-LED-***-1200L-DIM10-###V-WD-50K-90 | 1207 | Downlight | 72.4 | 2019-01-01 | 2022-05-09 | High | 2 | #N/A | 72.4 | #N/A | #N/A
Elite Lighting | SCH8-LED-***-1200L-DIM10-###V-MD-27K-90 | 1207 | Downlight | 72.4 | 2019-01-01 | 2022-05-09 | High | 2 | #N/A | 72.4 | #N/A | #N/A
Elite Lighting | SCH8-LED-***-1200L-DIM10-###V-MD-30K-90 | 1207 | Downlight | 72.4 | 2019-01-01 | 2022-05-09 | High | 2 | #N/A | 72.4 | #N/A | #N/A
Elite Lighting | SCH8-LED-***-1200L-DIM10-###V-MD-35K-90 | 1207 | Downlight | 72.4 | 2019-01-01 | 2022-05-09 | High | 2 | #N/A | 72.4 | #N/A | #N/A
Elite Lighting | SCH8-LED-***-1200L-DIM10-###V-MD-40K-90 | 1207 | Downlight | 72.4 | 2019-01-01 | 2022-05-09 | High | 2 | #N/A | 72.4 | #N/A | #N/A
Elite Lighting | SCH8-LED-***-1200L-DIM10-###V-MD-50K-90 | 1207 | Downlight | 72.4 | 2019-01-01 | 2022-05-09 | High | 2 | #N/A | 72.4 | #N/A | #N/A
Elite Lighting | SCH8-LED-***-1200L-DIM10-###V-ND-27K-90 | 1207 | Downlight | 72.4 | 2019-01-01 | 2022-05-09 | High | 2 | #N/A | 72.4 | #N/A | #N/A
Elite Lighting | SCH8-LED-***-1200L-DIM10-###V-ND-30K-90 | 1207 | Downlight | 72.4 | 2019-01-01 | 2022-05-09 | High | 2 | #N/A | 72.4 | #N/A | #N/A
Elite Lighting | SCH8-LED-***-1200L-DIM10-###V-ND-35K-90 | 1207 | Downlight | 72.4 | 2019-01-01 | 2022-05-09 | High | 2 | #N/A | 72.4 | #N/A | #N/A
Elite Lighting | SCH10-LED-***-1200L-DIM10-###V-MD-27K-90 | 1207 | Downlight | 72.4 | 2019-01-01 | 2022-05-09 | High | 2 | #N/A | 72.4 | #N/A | #N/A
Elite Lighting | SCH10-LED-***-1200L-DIM10-###V-MD-30K-90 | 1207 | Downlight | 72.4 | 2019-01-01 | 2022-05-09 | High | 2 | #N/A | 72.4 | #N/A | #N/A
Elite Lighting | SCH10-LED-***-1200L-DIM10-###V-MD-35K-90 | 1207 | Downlight | 72.4 | 2019-01-01 | 2022-05-09 | High | 2 | #N/A | 72.4 | #N/A | #N/A
Elite Lighting | SCH10-LED-***-1200L-DIM10-###V-MD-40K-90 | 1207 | Downlight | 72.4 | 2019-01-01 | 2022-05-09 | High | 2 | #N/A | 72.4 | #N/A | #N/A
Elite Lighting | SCH10-LED-***-1200L-DIM10-###V-MD-50K-90 | 1207 | Downlight | 72.4 | 2019-01-01 | 2022-05-09 | High | 2 | #N/A | 72.4 | #N/A | #N/A
Elite Lighting | SCH10-LED-***-1200L-DIM10-###V-ND-27K-90 | 1207 | Downlight | 72.4 | 2019-01-01 | 2022-05-09 | High | 2 | #N/A | 72.4 | #N/A | #N/A
Elite Lighting | SCH10-LED-***-1200L-DIM10-###V-ND-30K-90 | 1207 | Downlight | 72.4 | 2019-01-01 | 2022-05-09 | High | 2 | #N/A | 72.4 | #N/A | #N/A
Elite Lighting | SCH10-LED-***-1200L-DIM10-###V-ND-35K-90 | 1207 | Downlight | 72.4 | 2019-01-01 | 2022-05-09 | High | 2 | #N/A | 72.4 | #N/A | #N/A
Elite Lighting | SCH10-LED-***-1200L-DIM10-###V-ND-40K-90 | 1207 | Downlight | 72.4 | 2019-01-01 | 2022-05-09 | High | 2 | #N/A | 72.4 | #N/A | #N/A
Elite Lighting | SCH10-LED-***-1200L-DIM10-###V-ND-50K-90 | 1207 | Downlight | 72.4 | 2019-01-01 | 2022-05-09 | High | 2 | #N/A | 72.4 | #N/A | #N/A
Elite Lighting | SCH10-LED-***-1200L-DIM10-###V-WD-27K-90 | 1207 | Downlight | 72.4 | 2019-01-01 | 2022-05-09 | High | 2 | #N/A | 72.4 | #N/A | #N/A
Elite Lighting | SCH10-LED-***-1200L-DIM10-###V-WD-30K-90 | 1207 | Downlight | 72.4 | 2019-01-01 | 2022-05-09 | High | 2 | #N/A | 72.4 | #N/A | #N/A
Elite Lighting | SCH10-LED-***-1200L-DIM10-###V-WD-35K-90 | 1207 | Downlight | 72.4 | 2019-01-01 | 2022-05-09 | High | 2 | #N/A | 72.4 | #N/A | #N/A
Elite Lighting | SCH10-LED-***-1200L-DIM10-###V-WD-40K-90 | 1207 | Downlight | 72.4 | 2019-01-01 | 2022-05-09 | High | 2 | #N/A | 72.4 | #N/A | #N/A
Elite Lighting | SCH10-LED-***-1200L-DIM10-###V-WD-50K-90 | 1207 | Downlight | 72.4 | 2019-01-01 | 2022-05-09 | High | 2 | #N/A | 72.4 | #N/A | #N/A
Lightolier | L6R20AxE1VA / L6R20xxxVA / L6Rxx | 1360 | Downlight | 72.4 | 2016-07-08 | 2016-07-25 | High | 2 | #N/A | 72.4 | #N/A | #N/A
Nora Lighting | NLCB-65#1527*** | 1500 | Downlight | 72.4 | 2018-01-15 | 2018-01-12 | High | 2 | #N/A | 72.4 | #N/A | #N/A
PROJECT SOURCE | 1288222 | 1217 | Downlight | 72.5 | 2019-08-07 | 2019-08-15 | High | 2 | #N/A | 72.5 | #N/A | #N/A
Palm Coast Imports | 41930 | 1217 | Downlight | 72.5 | 2019-08-07 | 2019-08-15 | High | 2 | #N/A | 72.5 | #N/A | #N/A
RAB | DLS0023 | 1450 | Downlight | 72.5 | 2020-01-15 | 2020-03-24 | High | 2 | #N/A | 72.5 | #N/A | #N/A
RGB | PBD2323-20 (3000K) | 1450 | Downlight | 72.5 | 2017-04-10 | 2017-06-29 | High | 2 | #N/A | 72.5 | #N/A | #N/A
RGB | PBD2323-20 (4000K) | 1450 | Downlight | 72.5 | 2017-04-10 | 2017-06-29 | High | 2 | #N/A | 72.5 | #N/A | #N/A
RGB | PBD2323-20 (5000K) | 1450 | Downlight | 72.5 | 2017-04-10 | 2017-06-29 | High | 2 | #N/A | 72.5 | #N/A | #N/A
Halo | HL618ICAT-HLM69##-[455H¦455SC¦455SN¦455TBZ¦456P¦456W] | 1937 | Downlight | 72.5 | 2015-01-02 | 2017-04-27 | High | 2 | #N/A | 72.5 | #N/A | #N/A
GE Current, a Daintree company | LRCC10R030********827V1 | 2023 | Downlight | 72.5 | 2022-09-16 | 2022-10-03 | High | 2 | #N/A | 72.5 | #N/A | #N/A
GE Current, a Daintree company | LRCC10R030********830V1 | 2023 | Downlight | 72.5 | 2022-09-16 | 2022-10-03 | High | 2 | #N/A | 72.5 | #N/A | #N/A
GE Current, a Daintree company | LRCC10R030********835V1 | 2023 | Downlight | 72.5 | 2022-09-16 | 2022-10-03 | High | 2 | #N/A | 72.5 | #N/A | #N/A
GE Current, a Daintree company | LRCC10R030********840V1 | 2023 | Downlight | 72.5 | 2022-09-16 | 2022-10-03 | High | 2 | #N/A | 72.5 | #N/A | #N/A
GE Current, a Daintree company | LRCC10R030********850V1 | 2023 | Downlight | 72.5 | 2022-09-16 | 2022-10-03 | High | 2 | #N/A | 72.5 | #N/A | #N/A
GE Current, a Daintree company | LRCC12R030********827V1 | 2023 | Downlight | 72.5 | 2022-09-16 | 2022-10-03 | High | 2 | #N/A | 72.5 | #N/A | #N/A
GE Current, a Daintree company | LRCC12R030********830V1 | 2023 | Downlight | 72.5 | 2022-09-16 | 2022-10-03 | High | 2 | #N/A | 72.5 | #N/A | #N/A
GE Current, a Daintree company | LRCC12R030********835V1 | 2023 | Downlight | 72.5 | 2022-09-16 | 2022-10-03 | High | 2 | #N/A | 72.5 | #N/A | #N/A
GE Current, a Daintree company | LRCC12R030********840V1 | 2023 | Downlight | 72.5 | 2022-09-16 | 2022-10-03 | High | 2 | #N/A | 72.5 | #N/A | #N/A
GE Current, a Daintree company | LRCC12R030********850V1 | 2023 | Downlight | 72.5 | 2022-09-16 | 2022-10-03 | High | 2 | #N/A | 72.5 | #N/A | #N/A
GE Current, a Daintree company | LRCC06R030********827V1 | 2023 | Downlight | 72.5 | 2022-09-16 | 2022-10-03 | High | 2 | #N/A | 72.5 | #N/A | #N/A
GE Current, a Daintree company | LRCC06R030********830V1 | 2023 | Downlight | 72.5 | 2022-09-16 | 2022-10-03 | High | 2 | #N/A | 72.5 | #N/A | #N/A
GE Current, a Daintree company | LRCC06R030********835V1 | 2023 | Downlight | 72.5 | 2022-09-16 | 2022-10-03 | High | 2 | #N/A | 72.5 | #N/A | #N/A
GE Current, a Daintree company | LRCC06R030********840V1 | 2023 | Downlight | 72.5 | 2022-09-16 | 2022-10-03 | High | 2 | #N/A | 72.5 | #N/A | #N/A
GE Current, a Daintree company | LRCC06R030********850V1 | 2023 | Downlight | 72.5 | 2022-09-16 | 2022-10-03 | High | 2 | #N/A | 72.5 | #N/A | #N/A
GE Current, a Daintree company | LRCC08R030********827V1 | 2023 | Downlight | 72.5 | 2022-09-16 | 2022-10-03 | High | 2 | #N/A | 72.5 | #N/A | #N/A
GE Current, a Daintree company | LRCC08R030********830V1 | 2023 | Downlight | 72.5 | 2022-09-16 | 2022-10-03 | High | 2 | #N/A | 72.5 | #N/A | #N/A
GE Current, a Daintree company | LRCC08R030********835V1 | 2023 | Downlight | 72.5 | 2022-09-16 | 2022-10-03 | High | 2 | #N/A | 72.5 | #N/A | #N/A
GE Current, a Daintree company | LRCC08R030********840V1 | 2023 | Downlight | 72.5 | 2022-09-16 | 2022-10-03 | High | 2 | #N/A | 72.5 | #N/A | #N/A
GE Current, a Daintree company | LRCC08R030********850V1 | 2023 | Downlight | 72.5 | 2022-09-16 | 2022-10-03 | High | 2 | #N/A | 72.5 | #N/A | #N/A
Halo | SMD6S12940WHE | 1155 | Downlight | 72.6 | 2018-07-01 | 2018-06-28 | High | 2 | #N/A | 72.6 | #N/A | #N/A
Lightolier | P6***25###WHLU | 1815 | Downlight | 72.6 | 2018-11-12 | 2021-07-19 | High | 2 | #N/A | 72.6 | #N/A | #N/A
Lightolier | P6***25###WHZ10U | 1815 | Downlight | 72.6 | 2018-11-12 | 2021-07-19 | High | 2 | #N/A | 72.6 | #N/A | #N/A
Elite Lighting | HH4-LED-2000L-DIM10-[120,277]V-[N,M,W]D-[27,30,35,40,50]K-80 | 1959 | Downlight | 72.6 | 2016-09-21 | 2016-12-23 | High | 2 | #N/A | 72.6 | #N/A | #N/A
Elite Lighting | HH6IC-LED-2000L-DIM10-[120,277]V-[N,M,W]D-[27,30,35,40,50]K-80 | 1959 | Downlight | 72.6 | 2016-09-21 | 2016-12-24 | High | 2 | #N/A | 72.6 | #N/A | #N/A
WAC Lighting | DC-WS06-F935A-** | 2615 | Downlight | 72.6 | 2018-11-29 | 2018-11-15 | High | 2 | #N/A | 72.6 | #N/A | #N/A
PORTFOLIO | LD8A10D010TE ER8A10930D2W 8LN#H | 1010 | Downlight | 72.7 | 2016-11-15 | 2016-12-16 | High | 2 | #N/A | 72.7 | #N/A | #N/A
KOK | KOK-6EJCT15LR** | 1090 | Downlight | 72.7 | 2020-05-01 | 2020-05-27 | High | 2 | #N/A | 72.7 | #N/A | #N/A
Indy | [L4¦LRM4¦LLP4¦LC4¦LC4a¦L6¦LRM6¦LRT6¦LC6a¦L8¦LRM8¦LRT8¦LC8a¦LRT9¦LRT10¦LRT12] 17LM [27¦30¦35¦40¦50]K [MVOLT¦120¦277] G4 [80¦90¦97]CRI [FD¦DALI¦DMX¦EZI¦EZ10¦EZB¦ZT¦GZ1¦AE1BN¦AE2**] [HN¦HM¦HW¦P¦NPR¦WPR] [CS¦CSS¦CD] | 1156 | Downlight | 72.7 | 2021-02-01 | 2021-02-23 | High | 2 | #N/A | 72.7 | #N/A | #N/A
Ferguson | FLDL71200LEDCCTW | 1200 | Downlight | 72.7 | 2022-11-21 | 2022-11-21 | High | 2 | #N/A | 72.7 | #N/A | #N/A
RAB | DLS0077(DSK34-6R16.5930120WS) | 1200 | Downlight | 72.7 | 2021-10-14 | 2021-11-08 | High | 2 | #N/A | 72.7 | #N/A | #N/A
Lightolier | Z4RDL20###W*CDE1 | 1501 | Downlight | 72.7 | 2018-11-12 | 2022-03-16 | High | 2 | #N/A | 72.7 | #N/A | #N/A
Lightolier | Z4RDL20###W*CDLU | 1501 | Downlight | 72.7 | 2018-11-12 | 2022-03-16 | High | 2 | #N/A | 72.7 | #N/A | #N/A
Lightolier | Z4RDL20###W*CDZ10U | 1501 | Downlight | 72.7 | 2018-11-12 | 2022-03-16 | High | 2 | #N/A | 72.7 | #N/A | #N/A
PLT SOLUTIONS | PLTA1561621* | 1600 | Downlight | 72.7 | 2022-06-24 | 2022-07-27 | High | 2 | #N/A | 72.7 | #N/A | #N/A
Best Lighting Products | LED-FRP-**6-#K | 1042 | Downlight | 72.8 | 2017-10-15 | 2017-10-18 | High | 2 | #N/A | 72.8 | #N/A | #N/A
Lightolier | SD7R099301W | 1121 | Downlight | 72.8 | 2017-09-22 | 2017-09-22 | High | 2 | #N/A | 72.8 | #N/A | #N/A
PHILIPS | PSD7R099301W | 1121 | Downlight | 72.8 | 2017-09-22 | 2017-09-22 | High | 2 | #N/A | 72.8 | #N/A | #N/A
Halo | HLCMS9129301EWH* | 1282 | Downlight | 72.8 | 2020-06-01 | 2020-04-08 | High | 2 | #N/A | 72.8 | #N/A | #N/A
Halo | HLCMS9129301EWH*-C | 1282 | Downlight | 72.8 | 2020-06-01 | 2020-04-08 | High | 2 | #N/A | 72.8 | #N/A | #N/A
Ortech | 2225PS-3KWH | 1310 | Downlight | 72.8 | 2020-07-01 | 2020-07-09 | High | 2 | #N/A | 72.8 | #N/A | #N/A
Ortech | 2225PS-5KWH | 1310 | Downlight | 72.8 | 2020-07-01 | 2020-07-09 | High | 2 | #N/A | 72.8 | #N/A | #N/A
UP-SHINE | UP-DL36-25W(4000K) | 1820 | Downlight | 72.8 | 2016-07-19 | 2016-07-21 | High | 2 | #N/A | 72.8 | #N/A | #N/A
NICOR | ADL8-1048-UNV with ADL8-1048-MDL-#K-$$ | 3642 | Downlight | 72.8 | 2016-04-05 | 2016-02-19 | High | 2 | #N/A | 72.8 | #N/A | #N/A
NICOR | ADL8-1048-UNV with ADL8-1048-MDL-#K-$$ | 3642 | Downlight | 72.8 | 2016-04-05 | 2016-02-19 | High | 2 | #N/A | 72.8 | #N/A | #N/A
Liton | LRQ52##[27,30,35,40]-LHQLD515C70-DIN | 1079 | Downlight | 72.9 | 2016-09-09 | 2016-11-18 | High | 2 | #N/A | 72.9 | #N/A | #N/A
Estimator Contractor Series | [SP4ES¦SP6ES¦SP8ES]20L[30K¦35K¦40K][D1¦DX¦DXEM][AR4ES¦AR6ES¦AR8ES]/[SG¦MW]/[WF¦MF] | 1469 | Downlight | 72.9 | 2018-04-02 | 2017-04-11 | High | 2 | #N/A | 72.9 | #N/A | #N/A
Vantage | [A4VOFLED¦A6VEFLED¦A6VOFLED¦SQ44VEFLED][1¦2]-15[30K¦35K¦40K]-[L4060¦L4015¦M6060¦M6015¦L6030¦LSQ441]-[SCL¦SGC¦ECL¦WHT]-[DL-2¦DL-3¦LDE1¦TDM¦DMX¦EM-17¦EMI-17¦EM-20¦HCR¦PF] | 1500 | Downlight | 72.9 | 2019-02-20 | 2019-03-22 | High | 2 | #N/A | 72.9 | #N/A | #N/A
RGB | PBD3030-24 (3000K) | 1750 | Downlight | 72.9 | 2017-04-10 | 2017-06-29 | High | 2 | #N/A | 72.9 | #N/A | #N/A
RGB | PBD3030-24 (4000K) | 1750 | Downlight | 72.9 | 2017-04-10 | 2017-06-29 | High | 2 | #N/A | 72.9 | #N/A | #N/A
RGB | PBD3030-24 (5000K) | 1750 | Downlight | 72.9 | 2017-04-10 | 2017-06-29 | High | 2 | #N/A | 72.9 | #N/A | #N/A
TCP | FMR12CCT | 1750 | Downlight | 72.9 | 2020-11-25 | 2020-12-29 | High | 2 | #N/A | 72.9 | #N/A | #N/A
Lightolier | Z6RDL25###W*CDLU | 1816 | Downlight | 72.9 | 2018-11-12 | 2022-03-16 | High | 2 | #N/A | 72.9 | #N/A | #N/A
Lightolier | Z6RDL25###W*CDZ10U | 1816 | Downlight | 72.9 | 2018-11-12 | 2022-03-16 | High | 2 | #N/A | 72.9 | #N/A | #N/A
Juno Lighting | WF6C ADJ TUWH XX YY | 1022 | Downlight | 73 | 2022-02-18 | 2022-02-18 | High | 2 | #N/A | 73 | #N/A | #N/A
SATCO/NUVO | S29363 | 1350 | Downlight | 73 | 2018-04-13 | 2018-04-20 | High | 2 | #N/A | 73 | #N/A | #N/A
RP Lighting+Fans | 4350**-#K-13 | 1460 | Downlight | 73 | 2019-03-06 | 2019-03-20 | High | 2 | #N/A | 73 | #N/A | #N/A
HOMI | HM08-PR12-20W120/IP44-30K-*SA | 1460 | Downlight | 73 | 2021-12-30 | 2022-01-05 | High | 2 | #N/A | 73 | #N/A | #N/A
HOMI | HM08-PR12-20W120/IP44-35K-*SA | 1460 | Downlight | 73 | 2021-12-30 | 2022-01-05 | High | 2 | #N/A | 73 | #N/A | #N/A
HOMI | HM08-PR12-20W120/IP44-40K-*SA | 1460 | Downlight | 73 | 2021-12-30 | 2022-01-05 | High | 2 | #N/A | 73 | #N/A | #N/A
HOMI | HM08-PR12-20W120/IP44-50K-*SA | 1460 | Downlight | 73 | 2021-12-30 | 2022-01-05 | High | 2 | #N/A | 73 | #N/A | #N/A
Liteline | ALR10-3435W | 2270 | Downlight | 73 | 2015-11-26 | 2016-04-22 | High | 2 | #N/A | 73 | #N/A | #N/A
GE Current, a Daintree company | LRXBR83X9WWVQ | 2700 | Downlight | 73 | 2022-01-01 | 2021-12-28 | High | 2 | #N/A | 73 | #N/A | #N/A
Prescolite | LBRST-8RD-M-30LWWCS9-WH | 2700 | Downlight | 73 | 2022-08-01 | 2022-08-17 | High | 2 | #N/A | 73 | #N/A | #N/A
Focal Point | FLC6D-RO-1000L-120-L11-T-xx/LC6-RD-1000L-30K-DN-yy-zz | 3130 | Downlight | 73 | 2016-02-12 | 2016-06-10 | High | 2 | #N/A | 73 | #N/A | #N/A
PORTFOLIO | LD6B60D010TE EU6B607090[27¦30¦35¦40¦50] 6LB[M¦W¦N¦S]#[LI¦MW¦WMH¦WH¦H] | 4341 | Downlight | 73 | 2017-06-06 | 2017-06-07 | High | 2 | #N/A | 73 | #N/A | #N/A
PORTFOLIO | LDRT67B60D010TE EU6B607090[27¦30¦35¦40¦50] 6LB[M¦W¦N¦S]#[LI¦MW¦WMH¦WH¦H] | 4341 | Downlight | 73 | 2017-06-30 | 2017-12-05 | High | 2 | #N/A | 73 | #N/A | #N/A
Essentia by Cree | S-DL6-63L-27K_S-DL6T-M-SSC | 4381 | Downlight | 73 | 2016-07-03 | 2016-08-11 | High | 2 | #N/A | 73 | #N/A | #N/A
Essentia by Cree | S-DL6-63L-27K_S-DL6T-N-SSC | 4381 | Downlight | 73 | 2016-07-03 | 2016-08-11 | High | 2 | #N/A | 73 | #N/A | #N/A
Essentia by Cree | S-DL6-63L-27K_S-DL6T-W-SSC | 4381 | Downlight | 73 | 2016-07-03 | 2016-08-11 | High | 2 | #N/A | 73 | #N/A | #N/A
Essentia by Cree | S-DL6-63L-27K_S-DL6T-WW-SSC | 4381 | Downlight | 73 | 2016-07-03 | 2017-01-05 | High | 2 | #N/A | 73 | #N/A | #N/A
Essentia by Cree | S-DL6-63L-30K_S-DL6T-M-SSC | 4381 | Downlight | 73 | 2016-07-03 | 2016-08-11 | High | 2 | #N/A | 73 | #N/A | #N/A
Essentia by Cree | S-DL6-63L-30K_S-DL6T-N-SSC | 4381 | Downlight | 73 | 2016-07-03 | 2016-08-11 | High | 2 | #N/A | 73 | #N/A | #N/A
Essentia by Cree | S-DL6-63L-30K_S-DL6T-W-SSC | 4381 | Downlight | 73 | 2016-07-03 | 2016-08-11 | High | 2 | #N/A | 73 | #N/A | #N/A
Essentia by Cree | S-DL6-63L-35K_S-DL6T-M-SSC | 4381 | Downlight | 73 | 2016-07-03 | 2016-08-11 | High | 2 | #N/A | 73 | #N/A | #N/A
Essentia by Cree | S-DL6-63L-35K_S-DL6T-N-SSC | 4381 | Downlight | 73 | 2016-07-03 | 2016-08-11 | High | 2 | #N/A | 73 | #N/A | #N/A
Essentia by Cree | S-DL6-63L-35K_S-DL6T-W-SSC | 4381 | Downlight | 73 | 2016-07-03 | 2016-08-11 | High | 2 | #N/A | 73 | #N/A | #N/A
Essentia by Cree | S-DL6-63L-40K_S-DL6T-M-SSC | 4381 | Downlight | 73 | 2016-07-03 | 2016-08-11 | High | 2 | #N/A | 73 | #N/A | #N/A
Essentia by Cree | S-DL6-63L-40K_S-DL6T-N-SSC | 4381 | Downlight | 73 | 2016-07-03 | 2016-08-11 | High | 2 | #N/A | 73 | #N/A | #N/A
Essentia by Cree | S-DL6-63L-40K_S-DL6T-W-SSC | 4381 | Downlight | 73 | 2016-07-03 | 2016-08-11 | High | 2 | #N/A | 73 | #N/A | #N/A
Essentia by Cree | S-DL8-63L-27K_S-DL8T-M-SSC | 4381 | Downlight | 73 | 2016-07-03 | 2016-08-11 | High | 2 | #N/A | 73 | #N/A | #N/A
Essentia by Cree | S-DL8-63L-27K_S-DL8T-N-SSC | 4381 | Downlight | 73 | 2016-07-03 | 2016-08-11 | High | 2 | #N/A | 73 | #N/A | #N/A
Essentia by Cree | S-DL8-63L-27K_S-DL8T-W-SSC | 4381 | Downlight | 73 | 2016-07-03 | 2016-08-11 | High | 2 | #N/A | 73 | #N/A | #N/A
Essentia by Cree | S-DL8-63L-30K_S-DL8T-M-SSC | 4381 | Downlight | 73 | 2016-07-03 | 2016-08-11 | High | 2 | #N/A | 73 | #N/A | #N/A
Essentia by Cree | S-DL8-63L-30K_S-DL8T-N-SSC | 4381 | Downlight | 73 | 2016-07-03 | 2016-08-11 | High | 2 | #N/A | 73 | #N/A | #N/A
Essentia by Cree | S-DL8-63L-30K_S-DL8T-W-SSC | 4381 | Downlight | 73 | 2016-07-03 | 2016-08-11 | High | 2 | #N/A | 73 | #N/A | #N/A
Essentia by Cree | S-DL8-63L-35K_S-DL8T-M-SSC | 4381 | Downlight | 73 | 2016-07-03 | 2016-08-11 | High | 2 | #N/A | 73 | #N/A | #N/A
Essentia by Cree | S-DL8-63L-35K_S-DL8T-N-SSC | 4381 | Downlight | 73 | 2016-07-03 | 2016-08-11 | High | 2 | #N/A | 73 | #N/A | #N/A
Essentia by Cree | S-DL8-63L-35K_S-DL8T-W-SSC | 4381 | Downlight | 73 | 2016-07-03 | 2016-08-11 | High | 2 | #N/A | 73 | #N/A | #N/A
Essentia by Cree | S-DL8-63L-40K_S-DL8T-M-SSC | 4381 | Downlight | 73 | 2016-07-03 | 2016-08-11 | High | 2 | #N/A | 73 | #N/A | #N/A
Essentia by Cree | S-DL8-63L-40K_S-DL8T-N-SSC | 4381 | Downlight | 73 | 2016-07-03 | 2016-08-11 | High | 2 | #N/A | 73 | #N/A | #N/A
Essentia by Cree | S-DL8-63L-40K_S-DL8T-W-SSC | 4381 | Downlight | 73 | 2016-07-03 | 2016-08-11 | High | 2 | #N/A | 73 | #N/A | #N/A
Halo | HC415D010 HM412 8[27¦30¦35¦40] 41[ND¦MD¦WD¦RWW] | 1024 | Downlight | 73.1 | 2018-11-15 | 2019-06-26 | High | 2 | #N/A | 73.1 | #N/A | #N/A
Halo Commercial | HCC4S15D010 HM412 8[27¦30¦35¦40] 41[ND¦MD¦WD¦RWW][C¦F¦W¦BB¦WB] | 1024 | Downlight | 73.1 | 2019-10-01 | 2019-10-01 | High | 2 | #N/A | 73.1 | #N/A | #N/A
Lithonia Lighting | WF6 [ ¦SQ] [ ¦B¦S] [ ¦LL]LED [27¦30¦40¦50]K [MW¦MB¦BN¦ORB] | 1038 | Downlight | 73.1 | 2016-06-30 | 2016-07-06 | High | 2 | #N/A | 73.1 | #N/A | #N/A
PORTFOLIO | LAM4B408R##90[27¦30¦35¦40][D010TR¦DE010][Blank¦M][1¦2¦3][MB¦MW¦MMS] | 3010 | Downlight | 73.1 | 2021-01-06 | 2021-02-15 | High | 2 | #N/A | 73.1 | #N/A | #N/A
Sistemalux | 8168NC-027-20-UNV-01-D10 | 5786 | Downlight | 73.1 | 2017-03-09 | 2017-03-29 | High | 2 | #N/A | 73.1 | #N/A | #N/A
Halo | HLB6099FSE010MWR* | 1061 | Downlight | 73.2 | 2019-11-19 | 2019-11-20 | High | 2 | #N/A | 73.2 | #N/A | #N/A
Nora Lighting | NRM2-###L1527**** | 1216 | Downlight | 73.2 | 2017-12-15 | 2018-04-30 | High | 2 | #N/A | 73.2 | #N/A | #N/A
OREiN | CE41a150012021 | 1500 | Downlight | 73.2 | 2022-09-10 | 2022-09-13 | High | 2 | #N/A | 73.2 | #N/A | #N/A
Hampton Bay | CE41a150012021 | 1500 | Downlight | 73.2 | 2022-09-10 | 2022-09-12 | High | 2 | #N/A | 73.2 | #N/A | #N/A
Hampton Bay | CE41a150012021W | 1500 | Downlight | 73.2 | 2022-09-10 | 2022-09-12 | High | 2 | #N/A | 73.2 | #N/A | #N/A
Access Lighting Corp | 20791LEDD-27-***/*** | 1100 | Downlight | 73.3 | 2019-01-09 | 2019-10-17 | High | 2 | #N/A | 73.3 | #N/A | #N/A
American Lighting | AD6RE-5CCT-WH | 1100 | Downlight | 73.3 | 2020-04-30 | 2020-05-26 | High | 2 | #N/A | 73.3 | #N/A | #N/A
Ardenlux | LDSK7.5-106L930-TD | 1100 | Downlight | 73.3 | 2018-11-01 | 2019-01-30 | High | 2 | #N/A | 73.3 | #N/A | #N/A
Ardenlux | LDSK7.5-106L940-TD | 1100 | Downlight | 73.3 | 2018-11-01 | 2019-01-30 | High | 2 | #N/A | 73.3 | #N/A | #N/A
Ardenlux | LDSK7.5-106L950-TD | 1100 | Downlight | 73.3 | 2018-11-01 | 2019-01-30 | High | 2 | #N/A | 73.3 | #N/A | #N/A
ASD | ASD-JBR-6D15AC-** | 1100 | Downlight | 73.3 | 2022-09-01 | 2022-08-23 | High | 2 | #N/A | 73.3 | #N/A | #N/A
ASD | ASD-LDS-6D15AC-** | 1100 | Downlight | 73.3 | 2022-09-01 | 2022-08-22 | High | 2 | #N/A | 73.3 | #N/A | #N/A
ASD | ASD-LDS-6N15CC-MS-WH | 1100 | Downlight | 73.3 | 2021-06-03 | 2021-06-11 | High | 2 | #N/A | 73.3 | #N/A | #N/A
ESL Vision | ESL-ODSK-6-15W-227-DA-** | 1100 | Downlight | 73.3 | 2021-04-26 | 2021-07-14 | High | 2 | #N/A | 73.3 | #N/A | #N/A
ESL Vision | ESL-ODSK-6-15W-230-DA-** | 1100 | Downlight | 73.3 | 2021-04-26 | 2021-07-14 | High | 2 | #N/A | 73.3 | #N/A | #N/A
ESL Vision | ESL-ODSK-6-15W-235-DA-** | 1100 | Downlight | 73.3 | 2021-04-26 | 2021-07-14 | High | 2 | #N/A | 73.3 | #N/A | #N/A
ESL Vision | ESL-ODSK-6-15W-240-DA-** | 1100 | Downlight | 73.3 | 2021-04-26 | 2021-07-14 | High | 2 | #N/A | 73.3 | #N/A | #N/A
ESL Vision | ESL-ODSK-6-15W-250-DA-** | 1100 | Downlight | 73.3 | 2021-04-26 | 2021-03-15 | High | 2 | #N/A | 73.3 | #N/A | #N/A
ESL Vision | ESL-WFR-6-15W-22750 | 1100 | Downlight | 73.3 | 2019-06-01 | 2020-07-06 | High | 2 | #N/A | 73.3 | #N/A | #N/A
Elite | RL575-1100L-DIMTR-120-27K/30K/35K/40K/50K-90-WH | 1100 | Downlight | 73.3 | 2021-04-10 | 2021-05-02 | High | 2 | #N/A | 73.3 | #N/A | #N/A
Elite | RL675-1100L-DIMTR-120-27K/30K/35K/40K/50K-90-WH | 1100 | Downlight | 73.3 | 2019-06-04 | 2019-06-10 | High | 2 | #N/A | 73.3 | #N/A | #N/A
Elite | RL676-1100L-DIMTR-120-27K/30K/35K/40K/50K-90-WH | 1100 | Downlight | 73.3 | 2019-06-07 | 2019-06-07 | High | 2 | #N/A | 73.3 | #N/A | #N/A
HENGTE | HT-G55GARD6-915-27I-## | 1100 | Downlight | 73.3 | 2021-05-24 | 2021-05-31 | High | 2 | #N/A | 73.3 | #N/A | #N/A
HENGTE | HT-G65ARRD6-915-27I-##1 | 1100 | Downlight | 73.3 | 2020-04-15 | 2020-04-16 | High | 2 | #N/A | 73.3 | #N/A | #N/A
HENGTE | HT-G65ARRD6-915-27J-##2 | 1100 | Downlight | 73.3 | 2020-07-10 | 2020-07-22 | High | 2 | #N/A | 73.3 | #N/A | #N/A
HENGTE | HT-G65ASSD6-915-27I-##1 | 1100 | Downlight | 73.3 | 2020-04-15 | 2020-04-16 | High | 2 | #N/A | 73.3 | #N/A | #N/A
HENGTE | HT-G65BRRD6-915-27I-##1 | 1100 | Downlight | 73.3 | 2020-04-13 | 2020-04-13 | High | 2 | #N/A | 73.3 | #N/A | #N/A
HENGTE | HT-G65BSSD6-915-27I-##1 | 1100 | Downlight | 73.3 | 2020-04-25 | 2020-04-22 | High | 2 | #N/A | 73.3 | #N/A | #N/A
HENGTE | HT-G65BSSD6-915-27J-##1 | 1100 | Downlight | 73.3 | 2020-07-03 | 2020-07-09 | High | 2 | #N/A | 73.3 | #N/A | #N/A
HENGTE | HT-G65ERRD5-915-XXI-##1 | 1100 | Downlight | 73.3 | 2020-08-12 | 2020-08-13 | High | 2 | #N/A | 73.3 | #N/A | #N/A
HENGTE | HT-G65ERRD6-915-XXJ-##1 | 1100 | Downlight | 73.3 | 2020-08-12 | 2020-08-13 | High | 2 | #N/A | 73.3 | #N/A | #N/A
HENGTE | HT-G65ESRD6-915-XXI-##1 | 1100 | Downlight | 73.3 | 2020-09-09 | 2020-09-10 | High | 2 | #N/A | 73.3 | #N/A | #N/A
HENGTE | HT-G45AECD6-915-27B2-##1 | 1100 | Downlight | 73.3 | 2021-06-16 | 2021-06-24 | High | 2 | #N/A | 73.3 | #N/A | #N/A
Halco Lighting Technologies | 89109 | 1100 | Downlight | 73.3 | 2021-06-04 | 2021-06-13 | High | 2 | #N/A | 73.3 | #N/A | #N/A
ProLED | 82994 | 1100 | Downlight | 73.3 | 2022-07-20 | 2022-07-01 | High | 2 | #N/A | 73.3 | #N/A | #N/A
Run Bison | YMX-DL-0002-6-12 | 1100 | Downlight | 73.3 | 2021-06-29 | 2021-07-09 | High | 2 | #N/A | 73.3 | #N/A | #N/A
Run Bison | YMX-DL-0002-6-6 | 1100 | Downlight | 73.3 | 2021-06-29 | 2021-07-09 | High | 2 | #N/A | 73.3 | #N/A | #N/A
HENGTE | HT-G2URRD6-815-27D-## | 1100 | Downlight | 73.3 | 2018-02-05 | 2018-02-02 | High | 2 | #N/A | 73.3 | #N/A | #N/A
HENGTE | HT-G55ARRD6-915-XXI-## | 1100 | Downlight | 73.3 | 2019-05-22 | 2019-05-24 | High | 2 | #N/A | 73.3 | #N/A | #N/A
HENGTE | HT-G55URRD6-915-XXI-## | 1100 | Downlight | 73.3 | 2019-05-22 | 2019-05-24 | High | 2 | #N/A | 73.3 | #N/A | #N/A
HENGTE | HT-G65URRD6-915-27I-## | 1100 | Downlight | 73.3 | 2019-04-19 | 2019-04-29 | High | 2 | #N/A | 73.3 | #N/A | #N/A
HENGTE | HT-G65USSD6-915-27I-## | 1100 | Downlight | 73.3 | 2019-04-19 | 2019-04-29 | High | 2 | #N/A | 73.3 | #N/A | #N/A
Impulse Lighting | IL-D836CCT | 1100 | Downlight | 73.3 | 2022-03-08 | 2022-11-11 | High | 2 | #N/A | 73.3 | #N/A | #N/A
MORRIS | 72645A | 1100 | Downlight | 73.3 | 2017-01-03 | 2019-05-22 | High | 2 | #N/A | 73.3 | #N/A | #N/A
MORRIS | 72682A | 1100 | Downlight | 73.3 | 2021-04-30 | 2021-05-24 | High | 2 | #N/A | 73.3 | #N/A | #N/A
MW LIGHTING | MSSD615W-5CCT-G2 | 1100 | Downlight | 73.3 | 2021-08-20 | 2021-12-09 | High | 2 | #N/A | 73.3 | #N/A | #N/A
MW LIGHTING | MSSD615WBA-5CCT | 1100 | Downlight | 73.3 | 2021-08-20 | 2022-01-28 | High | 2 | #N/A | 73.3 | #N/A | #N/A
MW LIGHTING | MW-SSD615W-27/30/35/40/50K | 1100 | Downlight | 73.3 | 2021-04-09 | 2021-04-15 | High | 2 | #N/A | 73.3 | #N/A | #N/A
MW LIGHTING | MW-SSD615WBA-27/30/35/40/50K | 1100 | Downlight | 73.3 | 2021-04-09 | 2021-04-15 | High | 2 | #N/A | 73.3 | #N/A | #N/A
Light by Lotus | LED-6-S15W-5CCT-FG-** | 1100 | Downlight | 73.3 | 2021-05-29 | 2021-06-23 | High | 2 | #N/A | 73.3 | #N/A | #N/A
LOTUS LED LIGHTS | LD4R-27K | 1100 | Downlight | 73.3 | 2019-10-01 | 2019-10-30 | High | 2 | #N/A | 73.3 | #N/A | #N/A
LOTUS LED LIGHTS | LD4S-27K | 1100 | Downlight | 73.3 | 2019-10-01 | 2019-10-30 | High | 2 | #N/A | 73.3 | #N/A | #N/A
LOTUS LED LIGHTS | LL4G-27K-HO | 1100 | Downlight | 73.3 | 2020-08-14 | 2020-10-13 | High | 2 | #N/A | 73.3 | #N/A | #N/A
LOTUS LED LIGHTS | LRG4-27K-HO | 1100 | Downlight | 73.3 | 2020-08-14 | 2020-10-13 | High | 2 | #N/A | 73.3 | #N/A | #N/A
MaxLite | SDBR6159CSW | 1100 | Downlight | 73.3 | 2020-12-12 | 2021-01-14 | High | 2 | #N/A | 73.3 | #N/A | #N/A
Sarin Energy Solutions | SES-JDL-15-5000 | 1100 | Downlight | 73.3 | 2019-08-01 | 2019-08-05 | High | 2 | #N/A | 73.3 | #N/A | #N/A
Superior Life | 93091 | 1100 | Downlight | 73.3 | 2019-06-01 | 2020-05-11 | High | 2 | #N/A | 73.3 | #N/A | #N/A
Superior LifeÂ® | 91003 | 1100 | Downlight | 73.3 | 2017-01-27 | 2017-05-23 | High | 2 | #N/A | 73.3 | #N/A | #N/A
Superior LifeÂ® | 91004 | 1100 | Downlight | 73.3 | 2017-01-27 | 2017-05-23 | High | 2 | #N/A | 73.3 | #N/A | #N/A
Signcomplex | ME6-015-AL-5CCT-#D | 1100 | Downlight | 73.3 | 2020-04-30 | 2020-06-08 | High | 2 | #N/A | 73.3 | #N/A | #N/A
DOOTONG | DT-T8816TDA02-15W(2700K) | 1100 | Downlight | 73.3 | 2020-07-20 | 2020-08-10 | High | 2 | #N/A | 73.3 | #N/A | #N/A
DOOTONG | DT-T8816TDA02-15W(3000K) | 1100 | Downlight | 73.3 | 2020-07-20 | 2020-08-10 | High | 2 | #N/A | 73.3 | #N/A | #N/A
DOOTONG | DT-T8816TDA02-15W(3500K) | 1100 | Downlight | 73.3 | 2020-07-20 | 2020-08-10 | High | 2 | #N/A | 73.3 | #N/A | #N/A
DOOTONG | DT-T8816TDA02-15W(4000K) | 1100 | Downlight | 73.3 | 2020-07-20 | 2020-08-10 | High | 2 | #N/A | 73.3 | #N/A | #N/A
DOOTONG | DT-T8816TDA02-15W(5000K) | 1100 | Downlight | 73.3 | 2020-07-20 | 2020-08-10 | High | 2 | #N/A | 73.3 | #N/A | #N/A
SZDAYTON | DT-T8816TDA02-15W(2700K) | 1100 | Downlight | 73.3 | 2020-07-20 | 2020-08-10 | High | 2 | #N/A | 73.3 | #N/A | #N/A
SZDAYTON | DT-T8816TDA02-15W(3000K) | 1100 | Downlight | 73.3 | 2020-07-20 | 2020-08-10 | High | 2 | #N/A | 73.3 | #N/A | #N/A
SZDAYTON | DT-T8816TDA02-15W(3500K) | 1100 | Downlight | 73.3 | 2020-07-20 | 2020-08-10 | High | 2 | #N/A | 73.3 | #N/A | #N/A
SZDAYTON | DT-T8816TDA02-15W(4000K) | 1100 | Downlight | 73.3 | 2020-07-20 | 2020-08-10 | High | 2 | #N/A | 73.3 | #N/A | #N/A
SZDAYTON | DT-T8816TDA02-15W(5000K) | 1100 | Downlight | 73.3 | 2020-07-20 | 2020-08-10 | High | 2 | #N/A | 73.3 | #N/A | #N/A
LIGHT THE FUTURE | D206-90-2700-* | 1100 | Downlight | 73.3 | 2020-01-04 | 2020-03-06 | High | 2 | #N/A | 73.3 | #N/A | #N/A
LIGHT THE FUTURE | D206-90-3000-* | 1100 | Downlight | 73.3 | 2020-01-04 | 2020-03-06 | High | 2 | #N/A | 73.3 | #N/A | #N/A
LIGHT THE FUTURE | D206-90-3500-* | 1100 | Downlight | 73.3 | 2020-01-04 | 2020-03-06 | High | 2 | #N/A | 73.3 | #N/A | #N/A
LIGHT THE FUTURE | D206-90-4000-* | 1100 | Downlight | 73.3 | 2020-01-04 | 2020-03-06 | High | 2 | #N/A | 73.3 | #N/A | #N/A
LIGHT THE FUTURE | D206-90-5000-* | 1100 | Downlight | 73.3 | 2020-01-04 | 2020-03-06 | High | 2 | #N/A | 73.3 | #N/A | #N/A
LIGHT THE FUTURE | D218-15W-90-2700-* | 1100 | Downlight | 73.3 | 2020-01-04 | 2020-03-06 | High | 2 | #N/A | 73.3 | #N/A | #N/A
LIGHT THE FUTURE | D218-15W-90-3000-* | 1100 | Downlight | 73.3 | 2020-01-04 | 2020-03-06 | High | 2 | #N/A | 73.3 | #N/A | #N/A
LIGHT THE FUTURE | D218-15W-90-3500-* | 1100 | Downlight | 73.3 | 2020-01-04 | 2020-03-06 | High | 2 | #N/A | 73.3 | #N/A | #N/A
LIGHT THE FUTURE | D218-15W-90-4000-* | 1100 | Downlight | 73.3 | 2020-01-04 | 2020-03-06 | High | 2 | #N/A | 73.3 | #N/A | #N/A
LIGHT THE FUTURE | D218-15W-90-5000-* | 1100 | Downlight | 73.3 | 2020-01-04 | 2020-03-06 | High | 2 | #N/A | 73.3 | #N/A | #N/A
LIGHT THE FUTURE | D286-80-2700 | 1100 | Downlight | 73.3 | 2019-06-01 | 2019-10-01 | High | 2 | #N/A | 73.3 | #N/A | #N/A
LIGHT THE FUTURE | D228-15W-90-2700-** | 1100 | Downlight | 73.3 | 2021-03-22 | 2021-03-16 | High | 2 | #N/A | 73.3 | #N/A | #N/A
LIGHT THE FUTURE | D228-15W-90-3000-** | 1100 | Downlight | 73.3 | 2021-03-22 | 2021-03-16 | High | 2 | #N/A | 73.3 | #N/A | #N/A
LIGHT THE FUTURE | D228-15W-90-3500-** | 1100 | Downlight | 73.3 | 2021-03-22 | 2021-03-16 | High | 2 | #N/A | 73.3 | #N/A | #N/A
LIGHT THE FUTURE | D228-15W-90-4000-** | 1100 | Downlight | 73.3 | 2021-03-22 | 2021-03-16 | High | 2 | #N/A | 73.3 | #N/A | #N/A
LIGHT THE FUTURE | D228-15W-90-5000-** | 1100 | Downlight | 73.3 | 2021-03-22 | 2021-03-16 | High | 2 | #N/A | 73.3 | #N/A | #N/A
LIGHT THE FUTURE | D236-80-2700 | 1100 | Downlight | 73.3 | 2018-08-10 | 2018-07-16 | High | 2 | #N/A | 73.3 | #N/A | #N/A
SLG Lighting | DF 6S 11 G1 9FS | 1100 | Downlight | 73.3 | 2020-04-09 | 2020-04-10 | High | 2 | #N/A | 73.3 | #N/A | #N/A
Stanpro | CDU4R-PS4Q/3CWH | 1100 | Downlight | 73.3 | 2019-12-06 | 2019-12-11 | High | 2 | #N/A | 73.3 | #N/A | #N/A
Lightolier | FD6R11ESCT1W | 1100 | Downlight | 73.3 | 2022-05-01 | 2022-05-11 | High | 2 | #N/A | 73.3 | #N/A | #N/A
LIGHT THE FUTURE | D966-CCT-90-**-GB | 1100 | Downlight | 73.3 | 2022-09-08 | 2022-11-11 | High | 2 | #N/A | 73.3 | #N/A | #N/A
LIGHT THE FUTURE | D556-90-2700-** | 1100 | Downlight | 73.3 | 2021-03-22 | 2021-03-22 | High | 2 | #N/A | 73.3 | #N/A | #N/A
LIGHT THE FUTURE | D556-90-3000-** | 1100 | Downlight | 73.3 | 2021-03-22 | 2021-03-22 | High | 2 | #N/A | 73.3 | #N/A | #N/A
LIGHT THE FUTURE | D556-90-3500-** | 1100 | Downlight | 73.3 | 2021-03-22 | 2021-03-22 | High | 2 | #N/A | 73.3 | #N/A | #N/A
LIGHT THE FUTURE | D556-90-4000-** | 1100 | Downlight | 73.3 | 2021-03-22 | 2021-03-22 | High | 2 | #N/A | 73.3 | #N/A | #N/A
LIGHT THE FUTURE | D556-90-5000-** | 1100 | Downlight | 73.3 | 2021-03-22 | 2021-03-22 | High | 2 | #N/A | 73.3 | #N/A | #N/A
LIGHT THE FUTURE | D556-90-CCT-** | 1100 | Downlight | 73.3 | 2021-03-22 | 2021-03-15 | High | 2 | #N/A | 73.3 | #N/A | #N/A
LIGHT THE FUTURE | D636-N-*-80-2700 | 1100 | Downlight | 73.3 | 2018-08-28 | 2018-08-29 | High | 2 | #N/A | 73.3 | #N/A | #N/A
LIGHT THE FUTURE | D656-N-80-2700 | 1100 | Downlight | 73.3 | 2017-11-10 | 2017-11-06 | High | 2 | #N/A | 73.3 | #N/A | #N/A
Commercial Electric | 1004658316 | 1100 | Downlight | 73.3 | 2019-10-21 | 2019-10-25 | High | 2 | #N/A | 73.3 | #N/A | #N/A
Commercial Electric | 1004658318 | 1100 | Downlight | 73.3 | 2019-10-21 | 2019-10-25 | High | 2 | #N/A | 73.3 | #N/A | #N/A
LIGHT THE FUTURE | D416-N-KT-XXXX | 1100 | Downlight | 73.3 | 2016-09-05 | 2016-09-02 | High | 2 | #N/A | 73.3 | #N/A | #N/A
LIGHT THE FUTURE | D906-CCT-90-**-R | 1100 | Downlight | 73.3 | 2022-07-05 | 2022-06-30 | High | 2 | #N/A | 73.3 | #N/A | #N/A
LIGHT THE FUTURE | D906-CCT-90-**-SR | 1100 | Downlight | 73.3 | 2022-09-02 | 2022-08-30 | High | 2 | #N/A | 73.3 | #N/A | #N/A
LIGHT THE FUTURE | D916-2700 | 1100 | Downlight | 73.3 | 2019-01-14 | 2019-07-23 | High | 2 | #N/A | 73.3 | #N/A | #N/A
LIGHT THE FUTURE | D916-CCT-90 | 1100 | Downlight | 73.3 | 2019-06-01 | 2019-11-11 | High | 2 | #N/A | 73.3 | #N/A | #N/A
Westinghouse | 52560 | 1100 | Downlight | 73.3 | 2022-12-01 | 2022-12-08 | High | 2 | #N/A | 73.3 | #N/A | #N/A
QPLUS | QLEDMB-23(Dm) | 1650 | Downlight | 73.3 | 2018-01-13 | 2018-01-11 | High | 2 | #N/A | 73.3 | #N/A | #N/A
FEIT ELECTRIC | 74212/6WY | 1650 | Downlight | 73.3 | 2022-05-08 | 2022-08-29 | High | 2 | #N/A | 73.3 | #N/A | #N/A
FEIT ELECTRIC | FP15/4WY/NK | 1650 | Downlight | 73.3 | 2019-01-21 | 2019-02-08 | High | 2 | #N/A | 73.3 | #N/A | #N/A
Commercial Electric | 74212/6WY/HD/CAN | 1650 | Downlight | 73.3 | 2022-03-29 | 2022-03-29 | High | 2 | #N/A | 73.3 | #N/A | #N/A
HOMI | HM08-PR16-30W120/IP44-30K-*SA | 2200 | Downlight | 73.3 | 2021-11-30 | 2021-12-13 | High | 2 | #N/A | 73.3 | #N/A | #N/A
HOMI | HM08-PR16-30W120/IP44-35K-*SA | 2200 | Downlight | 73.3 | 2021-11-30 | 2021-12-13 | High | 2 | #N/A | 73.3 | #N/A | #N/A
HOMI | HM08-PR16-30W120/IP44-40K-*SA | 2200 | Downlight | 73.3 | 2021-11-30 | 2021-12-13 | High | 2 | #N/A | 73.3 | #N/A | #N/A
HOMI | HM08-PR16-30W120/IP44-50K-*SA | 2200 | Downlight | 73.3 | 2021-11-30 | 2021-12-13 | High | 2 | #N/A | 73.3 | #N/A | #N/A
Elite Lighting | HH6-LED-4000L-DIM10-[120,277]V-[N,M,W]D-[27,30,35,40,50]K-90 | 4047 | Downlight | 73.3 | 2016-09-21 | 2016-12-27 | High | 2 | #N/A | 73.3 | #N/A | #N/A
Intense Lighting | GD8***L14279*******FL/***###**-***-** | 6261 | Downlight | 73.3 | 2021-02-01 | 2021-06-17 | High | 2 | #N/A | 73.3 | #N/A | #N/A
Intense Lighting | GD8***L14279*******NF/***###**-***-** | 6261 | Downlight | 73.3 | 2021-02-01 | 2021-06-17 | High | 2 | #N/A | 73.3 | #N/A | #N/A
Intense Lighting | GD8***L14279*******SP/***###**-***-** | 6261 | Downlight | 73.3 | 2021-02-01 | 2021-06-17 | High | 2 | #N/A | 73.3 | #N/A | #N/A
Intense Lighting | GD8***L14279*******VF/***###**-***-** | 6261 | Downlight | 73.3 | 2021-02-01 | 2021-06-17 | High | 2 | #N/A | 73.3 | #N/A | #N/A
Intense Lighting | GD8***L14279*******WF/***###**-***-** | 6261 | Downlight | 73.3 | 2021-02-01 | 2021-06-17 | High | 2 | #N/A | 73.3 | #N/A | #N/A
Intense Lighting | GD8***L1427*******FL/***###**-***-** | 6261 | Downlight | 73.3 | 2021-02-01 | 2021-06-17 | High | 2 | #N/A | 73.3 | #N/A | #N/A
Intense Lighting | GD8***L1427*******NF/***###**-***-** | 6261 | Downlight | 73.3 | 2021-02-01 | 2021-06-17 | High | 2 | #N/A | 73.3 | #N/A | #N/A
Intense Lighting | GD8***L1427*******SP/***###**-***-** | 6261 | Downlight | 73.3 | 2021-02-01 | 2021-06-17 | High | 2 | #N/A | 73.3 | #N/A | #N/A
Intense Lighting | GD8***L1427*******VF/***###**-***-** | 6261 | Downlight | 73.3 | 2021-02-01 | 2021-06-17 | High | 2 | #N/A | 73.3 | #N/A | #N/A
Intense Lighting | GD8***L1427*******WF/***###**-***-** | 6261 | Downlight | 73.3 | 2021-02-01 | 2021-06-17 | High | 2 | #N/A | 73.3 | #N/A | #N/A
Intense Lighting | GD8***L14309*******FL/***###**-***-** | 6261 | Downlight | 73.3 | 2021-02-01 | 2021-06-17 | High | 2 | #N/A | 73.3 | #N/A | #N/A
Intense Lighting | GD8***L14309*******NF/***###**-***-** | 6261 | Downlight | 73.3 | 2021-02-01 | 2021-06-17 | High | 2 | #N/A | 73.3 | #N/A | #N/A
Intense Lighting | GD8***L14309*******SP/***###**-***-** | 6261 | Downlight | 73.3 | 2021-02-01 | 2021-06-17 | High | 2 | #N/A | 73.3 | #N/A | #N/A
Intense Lighting | GD8***L14309*******VF/***###**-***-** | 6261 | Downlight | 73.3 | 2021-02-01 | 2021-06-17 | High | 2 | #N/A | 73.3 | #N/A | #N/A
Intense Lighting | GD8***L14309*******WF/***###**-***-** | 6261 | Downlight | 73.3 | 2021-02-01 | 2021-06-17 | High | 2 | #N/A | 73.3 | #N/A | #N/A
Intense Lighting | GD8***L1430*******FL/***###**-***-** | 6261 | Downlight | 73.3 | 2021-02-01 | 2021-06-17 | High | 2 | #N/A | 73.3 | #N/A | #N/A
Intense Lighting | GD8***L1430*******NF/***###**-***-** | 6261 | Downlight | 73.3 | 2021-02-01 | 2021-06-17 | High | 2 | #N/A | 73.3 | #N/A | #N/A
Intense Lighting | GD8***L1430*******SP/***###**-***-** | 6261 | Downlight | 73.3 | 2021-02-01 | 2021-06-17 | High | 2 | #N/A | 73.3 | #N/A | #N/A
Intense Lighting | GD8***L1430*******VF/***###**-***-** | 6261 | Downlight | 73.3 | 2021-02-01 | 2021-06-17 | High | 2 | #N/A | 73.3 | #N/A | #N/A
Intense Lighting | GD8***L1430*******WF/***###**-***-** | 6261 | Downlight | 73.3 | 2021-02-01 | 2021-06-17 | High | 2 | #N/A | 73.3 | #N/A | #N/A
Intense Lighting | GD8***L14359*******FL/***###**-***-** | 6261 | Downlight | 73.3 | 2021-02-01 | 2021-06-17 | High | 2 | #N/A | 73.3 | #N/A | #N/A
Intense Lighting | GD8***L14359*******NF/***###**-***-** | 6261 | Downlight | 73.3 | 2021-02-01 | 2021-06-17 | High | 2 | #N/A | 73.3 | #N/A | #N/A
Intense Lighting | GD8***L14359*******SP/***###**-***-** | 6261 | Downlight | 73.3 | 2021-02-01 | 2021-06-17 | High | 2 | #N/A | 73.3 | #N/A | #N/A
Intense Lighting | GD8***L14359*******VF/***###**-***-** | 6261 | Downlight | 73.3 | 2021-02-01 | 2021-06-17 | High | 2 | #N/A | 73.3 | #N/A | #N/A
Intense Lighting | GD8***L14359*******WF/***###**-***-** | 6261 | Downlight | 73.3 | 2021-02-01 | 2021-06-17 | High | 2 | #N/A | 73.3 | #N/A | #N/A
Intense Lighting | GD8***L1435*******FL/***###**-***-** | 6261 | Downlight | 73.3 | 2021-02-01 | 2021-06-17 | High | 2 | #N/A | 73.3 | #N/A | #N/A
Intense Lighting | GD8***L1435*******NF/***###**-***-** | 6261 | Downlight | 73.3 | 2021-02-01 | 2021-06-17 | High | 2 | #N/A | 73.3 | #N/A | #N/A
Intense Lighting | GD8***L1435*******SP/***###**-***-** | 6261 | Downlight | 73.3 | 2021-02-01 | 2021-06-17 | High | 2 | #N/A | 73.3 | #N/A | #N/A
Intense Lighting | GD8***L1435*******VF/***###**-***-** | 6261 | Downlight | 73.3 | 2021-02-01 | 2021-06-17 | High | 2 | #N/A | 73.3 | #N/A | #N/A
Intense Lighting | GD8***L1435*******WF/***###**-***-** | 6261 | Downlight | 73.3 | 2021-02-01 | 2021-06-17 | High | 2 | #N/A | 73.3 | #N/A | #N/A
Intense Lighting | GD8***L14409*******FL/***###**-***-** | 6261 | Downlight | 73.3 | 2021-02-01 | 2021-06-17 | High | 2 | #N/A | 73.3 | #N/A | #N/A
Intense Lighting | GD8***L14409*******NF/***###**-***-** | 6261 | Downlight | 73.3 | 2021-02-01 | 2021-06-17 | High | 2 | #N/A | 73.3 | #N/A | #N/A
Intense Lighting | GD8***L14409*******SP/***###**-***-** | 6261 | Downlight | 73.3 | 2021-02-01 | 2021-06-17 | High | 2 | #N/A | 73.3 | #N/A | #N/A
Intense Lighting | GD8***L14409*******VF/***###**-***-** | 6261 | Downlight | 73.3 | 2021-02-01 | 2021-06-17 | High | 2 | #N/A | 73.3 | #N/A | #N/A
Intense Lighting | GD8***L14409*******WF/***###**-***-** | 6261 | Downlight | 73.3 | 2021-02-01 | 2021-06-17 | High | 2 | #N/A | 73.3 | #N/A | #N/A
Intense Lighting | GD8***L1440*******FL/***###**-***-** | 6261 | Downlight | 73.3 | 2021-02-01 | 2021-06-17 | High | 2 | #N/A | 73.3 | #N/A | #N/A
Intense Lighting | GD8***L1440*******NF/***###**-***-** | 6261 | Downlight | 73.3 | 2021-02-01 | 2021-06-17 | High | 2 | #N/A | 73.3 | #N/A | #N/A
Intense Lighting | GD8***L1440*******SP/***###**-***-** | 6261 | Downlight | 73.3 | 2021-02-01 | 2021-06-17 | High | 2 | #N/A | 73.3 | #N/A | #N/A
Intense Lighting | GD8***L1440*******VF/***###**-***-** | 6261 | Downlight | 73.3 | 2021-02-01 | 2021-06-17 | High | 2 | #N/A | 73.3 | #N/A | #N/A
Intense Lighting | GD8***L1440*******WF/***###**-***-** | 6261 | Downlight | 73.3 | 2021-02-01 | 2021-06-17 | High | 2 | #N/A | 73.3 | #N/A | #N/A
Intense Lighting | GD6***L14279*******FL/***###**-***-** | 6261 | Downlight | 73.3 | 2021-02-01 | 2021-06-17 | High | 2 | #N/A | 73.3 | #N/A | #N/A
Intense Lighting | GD6***L14279*******NF/***###**-***-** | 6261 | Downlight | 73.3 | 2021-02-01 | 2021-06-17 | High | 2 | #N/A | 73.3 | #N/A | #N/A
Intense Lighting | GD6***L14279*******SP/***###**-***-** | 6261 | Downlight | 73.3 | 2021-02-01 | 2021-06-17 | High | 2 | #N/A | 73.3 | #N/A | #N/A
Intense Lighting | GD6***L14279*******VF/***###**-***-** | 6261 | Downlight | 73.3 | 2021-02-01 | 2021-06-17 | High | 2 | #N/A | 73.3 | #N/A | #N/A
Intense Lighting | GD6***L14279*******WF/***###**-***-** | 6261 | Downlight | 73.3 | 2021-02-01 | 2021-06-17 | High | 2 | #N/A | 73.3 | #N/A | #N/A
Intense Lighting | GD6***L1427*******FL/***###**-***-** | 6261 | Downlight | 73.3 | 2021-02-01 | 2021-06-17 | High | 2 | #N/A | 73.3 | #N/A | #N/A
Intense Lighting | GD6***L1427*******NF/***###**-***-** | 6261 | Downlight | 73.3 | 2021-02-01 | 2021-06-17 | High | 2 | #N/A | 73.3 | #N/A | #N/A
Intense Lighting | GD6***L1427*******SP/***###**-***-** | 6261 | Downlight | 73.3 | 2021-02-01 | 2021-06-17 | High | 2 | #N/A | 73.3 | #N/A | #N/A
Intense Lighting | GD6***L1427*******VF/***###**-***-** | 6261 | Downlight | 73.3 | 2021-02-01 | 2021-06-17 | High | 2 | #N/A | 73.3 | #N/A | #N/A
Intense Lighting | GD6***L1427*******WF/***###**-***-** | 6261 | Downlight | 73.3 | 2021-02-01 | 2021-06-17 | High | 2 | #N/A | 73.3 | #N/A | #N/A
Intense Lighting | GD6***L14309*******FL/***###**-***-** | 6261 | Downlight | 73.3 | 2021-02-01 | 2021-06-17 | High | 2 | #N/A | 73.3 | #N/A | #N/A
Intense Lighting | GD6***L14309*******NF/***###**-***-** | 6261 | Downlight | 73.3 | 2021-02-01 | 2021-06-17 | High | 2 | #N/A | 73.3 | #N/A | #N/A
Intense Lighting | GD6***L14309*******SP/***###**-***-** | 6261 | Downlight | 73.3 | 2021-02-01 | 2021-06-17 | High | 2 | #N/A | 73.3 | #N/A | #N/A
Intense Lighting | GD6***L14309*******VF/***###**-***-** | 6261 | Downlight | 73.3 | 2021-02-01 | 2021-06-17 | High | 2 | #N/A | 73.3 | #N/A | #N/A
Intense Lighting | GD6***L14309*******WF/***###**-***-** | 6261 | Downlight | 73.3 | 2021-02-01 | 2021-06-17 | High | 2 | #N/A | 73.3 | #N/A | #N/A
Intense Lighting | GD6***L1430*******FL/***###**-***-** | 6261 | Downlight | 73.3 | 2021-02-01 | 2021-06-17 | High | 2 | #N/A | 73.3 | #N/A | #N/A
Intense Lighting | GD6***L1430*******NF/***###**-***-** | 6261 | Downlight | 73.3 | 2021-02-01 | 2021-06-17 | High | 2 | #N/A | 73.3 | #N/A | #N/A
Intense Lighting | GD6***L1430*******SP/***###**-***-** | 6261 | Downlight | 73.3 | 2021-02-01 | 2021-06-17 | High | 2 | #N/A | 73.3 | #N/A | #N/A
Intense Lighting | GD6***L1430*******VF/***###**-***-** | 6261 | Downlight | 73.3 | 2021-02-01 | 2021-06-17 | High | 2 | #N/A | 73.3 | #N/A | #N/A
Intense Lighting | GD6***L1430*******WF/***###**-***-** | 6261 | Downlight | 73.3 | 2021-02-01 | 2021-06-17 | High | 2 | #N/A | 73.3 | #N/A | #N/A
Intense Lighting | GD6***L14359*******FL/***###**-***-** | 6261 | Downlight | 73.3 | 2021-02-01 | 2021-06-17 | High | 2 | #N/A | 73.3 | #N/A | #N/A
Intense Lighting | GD6***L14359*******NF/***###**-***-** | 6261 | Downlight | 73.3 | 2021-02-01 | 2021-06-17 | High | 2 | #N/A | 73.3 | #N/A | #N/A
Intense Lighting | GD6***L14359*******SP/***###**-***-** | 6261 | Downlight | 73.3 | 2021-02-01 | 2021-06-17 | High | 2 | #N/A | 73.3 | #N/A | #N/A
Intense Lighting | GD6***L14359*******VF/***###**-***-** | 6261 | Downlight | 73.3 | 2021-02-01 | 2021-06-17 | High | 2 | #N/A | 73.3 | #N/A | #N/A
Intense Lighting | GD6***L14359*******WF/***###**-***-** | 6261 | Downlight | 73.3 | 2021-02-01 | 2021-06-17 | High | 2 | #N/A | 73.3 | #N/A | #N/A
Intense Lighting | GD6***L1435*******FL/***###**-***-** | 6261 | Downlight | 73.3 | 2021-02-01 | 2021-06-17 | High | 2 | #N/A | 73.3 | #N/A | #N/A
Intense Lighting | GD6***L1435*******NF/***###**-***-** | 6261 | Downlight | 73.3 | 2021-02-01 | 2021-06-17 | High | 2 | #N/A | 73.3 | #N/A | #N/A
Intense Lighting | GD6***L1435*******SP/***###**-***-** | 6261 | Downlight | 73.3 | 2021-02-01 | 2021-06-17 | High | 2 | #N/A | 73.3 | #N/A | #N/A
Intense Lighting | GD6***L1435*******VF/***###**-***-** | 6261 | Downlight | 73.3 | 2021-02-01 | 2021-06-17 | High | 2 | #N/A | 73.3 | #N/A | #N/A
Intense Lighting | GD6***L1435*******WF/***###**-***-** | 6261 | Downlight | 73.3 | 2021-02-01 | 2021-06-17 | High | 2 | #N/A | 73.3 | #N/A | #N/A
Intense Lighting | GD6***L14409*******FL/***###**-***-** | 6261 | Downlight | 73.3 | 2021-02-01 | 2021-06-17 | High | 2 | #N/A | 73.3 | #N/A | #N/A
Intense Lighting | GD6***L14409*******NF/***###**-***-** | 6261 | Downlight | 73.3 | 2021-02-01 | 2021-06-17 | High | 2 | #N/A | 73.3 | #N/A | #N/A
Intense Lighting | GD6***L14409*******SP/***###**-***-** | 6261 | Downlight | 73.3 | 2021-02-01 | 2021-06-17 | High | 2 | #N/A | 73.3 | #N/A | #N/A
Intense Lighting | GD6***L14409*******VF/***###**-***-** | 6261 | Downlight | 73.3 | 2021-02-01 | 2021-06-17 | High | 2 | #N/A | 73.3 | #N/A | #N/A
Intense Lighting | GD6***L14409*******WF/***###**-***-** | 6261 | Downlight | 73.3 | 2021-02-01 | 2021-06-17 | High | 2 | #N/A | 73.3 | #N/A | #N/A
Intense Lighting | GD6***L1440*******FL/***###**-***-** | 6261 | Downlight | 73.3 | 2021-02-01 | 2021-06-17 | High | 2 | #N/A | 73.3 | #N/A | #N/A
Intense Lighting | GD6***L1440*******NF/***###**-***-** | 6261 | Downlight | 73.3 | 2021-02-01 | 2021-06-17 | High | 2 | #N/A | 73.3 | #N/A | #N/A
Intense Lighting | GD6***L1440*******SP/***###**-***-** | 6261 | Downlight | 73.3 | 2021-02-01 | 2021-06-17 | High | 2 | #N/A | 73.3 | #N/A | #N/A
Intense Lighting | GD6***L1440*******VF/***###**-***-** | 6261 | Downlight | 73.3 | 2021-02-01 | 2021-06-17 | High | 2 | #N/A | 73.3 | #N/A | #N/A
Intense Lighting | GD6***L1440*******WF/***###**-***-** | 6261 | Downlight | 73.3 | 2021-02-01 | 2021-06-17 | High | 2 | #N/A | 73.3 | #N/A | #N/A
PORTFOLIO | LDSQA4A 09827 D010TE LAR15SP 4LSQA0H | 1020 | Downlight | 73.4 | 2015-11-10 | 2016-02-19 | High | 2 | #N/A | 73.4 | #N/A | #N/A
PORTFOLIO | LDSQA4A 09827 D010TE LAR15SP 4LSQAL0H | 1020 | Downlight | 73.4 | 2015-11-10 | 2016-02-19 | High | 2 | #N/A | 73.4 | #N/A | #N/A
PORTFOLIO | LDSQA4A 09827 D010TR LAR15SP 4LSQA0H | 1020 | Downlight | 73.4 | 2015-11-10 | 2016-02-19 | High | 2 | #N/A | 73.4 | #N/A | #N/A
PORTFOLIO | LDSQA4A 09827 D010TR LAR15SP 4LSQAL0H | 1020 | Downlight | 73.4 | 2015-11-10 | 2016-02-19 | High | 2 | #N/A | 73.4 | #N/A | #N/A
PORTFOLIO | LDSQA4A 09830 D010TE LAR15SP 4LSQA0H | 1020 | Downlight | 73.4 | 2015-11-10 | 2016-02-19 | High | 2 | #N/A | 73.4 | #N/A | #N/A
PORTFOLIO | LDSQA4A 09830 D010TE LAR15SP 4LSQAL0H | 1020 | Downlight | 73.4 | 2015-11-10 | 2016-02-19 | High | 2 | #N/A | 73.4 | #N/A | #N/A
PORTFOLIO | LDSQA4A 09830 D010TR LAR15SP 4LSQA0H | 1020 | Downlight | 73.4 | 2015-11-10 | 2016-02-19 | High | 2 | #N/A | 73.4 | #N/A | #N/A
PORTFOLIO | LDSQA4A 09830 D010TR LAR15SP 4LSQAL0H | 1020 | Downlight | 73.4 | 2015-11-10 | 2016-02-19 | High | 2 | #N/A | 73.4 | #N/A | #N/A
PORTFOLIO | LDSQA4A 09835 D010TE LAR15SP 4LSQAL0H | 1020 | Downlight | 73.4 | 2015-11-10 | 2016-02-19 | High | 2 | #N/A | 73.4 | #N/A | #N/A
PORTFOLIO | LDSQA4A 09835 D010TR LAR15SP 4LSQA0H | 1020 | Downlight | 73.4 | 2015-11-10 | 2016-02-19 | High | 2 | #N/A | 73.4 | #N/A | #N/A
PORTFOLIO | LDSQA4A 09835 D010TR LAR15SP 4LSQAL0H | 1020 | Downlight | 73.4 | 2015-11-10 | 2016-02-19 | High | 2 | #N/A | 73.4 | #N/A | #N/A
PORTFOLIO | LDSQA4A 09840 D010TE LAR15SP 4LSQA0H | 1020 | Downlight | 73.4 | 2015-11-10 | 2016-02-19 | High | 2 | #N/A | 73.4 | #N/A | #N/A
PORTFOLIO | LDSQA4A 09840 D010TE LAR15SP 4LSQAL0H | 1020 | Downlight | 73.4 | 2015-11-10 | 2016-02-19 | High | 2 | #N/A | 73.4 | #N/A | #N/A
PORTFOLIO | LDSQA4A 09840 D010TE LAR15SP 4LSQAL1H | 1020 | Downlight | 73.4 | 2015-11-10 | 2016-02-19 | High | 2 | #N/A | 73.4 | #N/A | #N/A
PORTFOLIO | LDSQA4A 09840 D010TR LAR15SP 4LSQA0H | 1020 | Downlight | 73.4 | 2015-11-10 | 2016-02-19 | High | 2 | #N/A | 73.4 | #N/A | #N/A
PORTFOLIO | LDSQA4A 09840 D010TR LAR15SP 4LSQAL0H | 1020 | Downlight | 73.4 | 2015-11-10 | 2016-02-19 | High | 2 | #N/A | 73.4 | #N/A | #N/A
Aculux | AX3 [A¦AR] 12LM [27¦30¦35¦40]K [80¦90]CRI [12¦24¦35¦50]D [DMXR¦DALI¦EZ1¦EZB¦FPC] [MVOLT¦120] [ ¦ CP] [ ¦ICAT] | 1028 | Downlight | 73.4 | 2015-09-01 | 2015-10-30 | High | 2 | #N/A | 73.4 | #N/A | #N/A
Halo | HLC9129401EWH* | 1291 | Downlight | 73.4 | 2020-06-01 | 2020-04-08 | High | 2 | #N/A | 73.4 | #N/A | #N/A
Halo | HLC9129401EWH*-C | 1291 | Downlight | 73.4 | 2020-06-01 | 2020-04-08 | High | 2 | #N/A | 73.4 | #N/A | #N/A
PORTFOLIO | LDSQA4A 18835 D010TE LAR15SP 4LSQA1H | 2092 | Downlight | 73.4 | 2015-11-10 | 2016-02-19 | High | 2 | #N/A | 73.4 | #N/A | #N/A
PORTFOLIO | LDSQA4A 18835 DLT LAR15SP 4LSQA1H | 2092 | Downlight | 73.4 | 2015-11-10 | 2016-02-19 | High | 2 | #N/A | 73.4 | #N/A | #N/A
PORTFOLIO | LDSQA4A 18835 DMX LAR15SP 4LSQA1H | 2092 | Downlight | 73.4 | 2015-11-10 | 2016-02-19 | High | 2 | #N/A | 73.4 | #N/A | #N/A
LITON Lighting | CH648UE-D10 with CR6L36**-T30(CRTR6L36**-T30) | 3670 | Downlight | 73.4 | 2020-01-10 | 2020-01-17 | High | 2 | #N/A | 73.4 | #N/A | #N/A
NICOR | ADL6-1048-UNV with ADL6-1048-MDL-#K-$$ | 3670 | Downlight | 73.4 | 2016-02-29 | 2016-02-19 | High | 2 | #N/A | 73.4 | #N/A | #N/A
Elite Lighting | SCH10-LED-***-4000L-DIM10-###V-MD-27K-90 | 4047 | Downlight | 73.4 | 2019-01-01 | 2022-05-09 | High | 2 | #N/A | 73.4 | #N/A | #N/A
Elite Lighting | SCH10-LED-***-4000L-DIM10-###V-MD-30K-90 | 4047 | Downlight | 73.4 | 2019-01-01 | 2022-05-09 | High | 2 | #N/A | 73.4 | #N/A | #N/A
Elite Lighting | SCH10-LED-***-4000L-DIM10-###V-MD-35K-90 | 4047 | Downlight | 73.4 | 2019-01-01 | 2022-05-09 | High | 2 | #N/A | 73.4 | #N/A | #N/A
Elite Lighting | SCH10-LED-***-4000L-DIM10-###V-MD-40K-90 | 4047 | Downlight | 73.4 | 2019-01-01 | 2022-05-09 | High | 2 | #N/A | 73.4 | #N/A | #N/A
Elite Lighting | SCH10-LED-***-4000L-DIM10-###V-MD-50K-90 | 4047 | Downlight | 73.4 | 2019-01-01 | 2022-05-09 | High | 2 | #N/A | 73.4 | #N/A | #N/A
Elite Lighting | SCH10-LED-***-4000L-DIM10-###V-ND-27K-90 | 4047 | Downlight | 73.4 | 2019-01-01 | 2022-05-09 | High | 2 | #N/A | 73.4 | #N/A | #N/A
Elite Lighting | SCH10-LED-***-4000L-DIM10-###V-ND-30K-90 | 4047 | Downlight | 73.4 | 2019-01-01 | 2022-05-09 | High | 2 | #N/A | 73.4 | #N/A | #N/A
Elite Lighting | SCH10-LED-***-4000L-DIM10-###V-ND-35K-90 | 4047 | Downlight | 73.4 | 2019-01-01 | 2022-05-09 | High | 2 | #N/A | 73.4 | #N/A | #N/A
Elite Lighting | SCH10-LED-***-4000L-DIM10-###V-ND-40K-90 | 4047 | Downlight | 73.4 | 2019-01-01 | 2022-05-09 | High | 2 | #N/A | 73.4 | #N/A | #N/A
Elite Lighting | SCH10-LED-***-4000L-DIM10-###V-ND-50K-90 | 4047 | Downlight | 73.4 | 2019-01-01 | 2022-05-09 | High | 2 | #N/A | 73.4 | #N/A | #N/A
Elite Lighting | SCH10-LED-***-4000L-DIM10-###V-WD-27K-90 | 4047 | Downlight | 73.4 | 2019-01-01 | 2022-05-09 | High | 2 | #N/A | 73.4 | #N/A | #N/A
Elite Lighting | SCH10-LED-***-4000L-DIM10-###V-WD-30K-90 | 4047 | Downlight | 73.4 | 2019-01-01 | 2022-05-09 | High | 2 | #N/A | 73.4 | #N/A | #N/A
Elite Lighting | SCH10-LED-***-4000L-DIM10-###V-WD-35K-90 | 4047 | Downlight | 73.4 | 2019-01-01 | 2022-05-09 | High | 2 | #N/A | 73.4 | #N/A | #N/A
Elite Lighting | SCH10-LED-***-4000L-DIM10-###V-WD-40K-90 | 4047 | Downlight | 73.4 | 2019-01-01 | 2022-05-09 | High | 2 | #N/A | 73.4 | #N/A | #N/A
Elite Lighting | SCH10-LED-***-4000L-DIM10-###V-WD-50K-90 | 4047 | Downlight | 73.4 | 2019-01-01 | 2022-05-09 | High | 2 | #N/A | 73.4 | #N/A | #N/A
Elite Lighting | SCH6-LED-***-4000L-DIM10-###V-MD-27K-90 | 4047 | Downlight | 73.4 | 2019-01-01 | 2022-05-09 | High | 2 | #N/A | 73.4 | #N/A | #N/A
Elite Lighting | SCH6-LED-***-4000L-DIM10-###V-MD-30K-90 | 4047 | Downlight | 73.4 | 2019-01-01 | 2022-05-09 | High | 2 | #N/A | 73.4 | #N/A | #N/A
Elite Lighting | SCH6-LED-***-4000L-DIM10-###V-MD-35K-90 | 4047 | Downlight | 73.4 | 2019-01-01 | 2022-05-09 | High | 2 | #N/A | 73.4 | #N/A | #N/A
Elite Lighting | SCH6-LED-***-4000L-DIM10-###V-MD-40K-90 | 4047 | Downlight | 73.4 | 2019-01-01 | 2022-05-09 | High | 2 | #N/A | 73.4 | #N/A | #N/A
Elite Lighting | SCH6-LED-***-4000L-DIM10-###V-MD-50K-90 | 4047 | Downlight | 73.4 | 2019-01-01 | 2022-05-09 | High | 2 | #N/A | 73.4 | #N/A | #N/A
Elite Lighting | SCH6-LED-***-4000L-DIM10-###V-ND-27K-90 | 4047 | Downlight | 73.4 | 2019-01-01 | 2022-05-09 | High | 2 | #N/A | 73.4 | #N/A | #N/A
Elite Lighting | SCH6-LED-***-4000L-DIM10-###V-ND-30K-90 | 4047 | Downlight | 73.4 | 2019-01-01 | 2022-05-09 | High | 2 | #N/A | 73.4 | #N/A | #N/A
Elite Lighting | SCH6-LED-***-4000L-DIM10-###V-ND-35K-90 | 4047 | Downlight | 73.4 | 2019-01-01 | 2022-05-09 | High | 2 | #N/A | 73.4 | #N/A | #N/A
Elite Lighting | SCH6-LED-***-4000L-DIM10-###V-ND-40K-90 | 4047 | Downlight | 73.4 | 2019-01-01 | 2022-05-09 | High | 2 | #N/A | 73.4 | #N/A | #N/A
Elite Lighting | SCH6-LED-***-4000L-DIM10-###V-ND-50K-90 | 4047 | Downlight | 73.4 | 2019-01-01 | 2022-05-09 | High | 2 | #N/A | 73.4 | #N/A | #N/A
Elite Lighting | SCH6-LED-***-4000L-DIM10-###V-WD-27K-90 | 4047 | Downlight | 73.4 | 2019-01-01 | 2022-05-09 | High | 2 | #N/A | 73.4 | #N/A | #N/A
Elite Lighting | SCH6-LED-***-4000L-DIM10-###V-WD-30K-90 | 4047 | Downlight | 73.4 | 2019-01-01 | 2022-05-09 | High | 2 | #N/A | 73.4 | #N/A | #N/A
Elite Lighting | SCH6-LED-***-4000L-DIM10-###V-WD-35K-90 | 4047 | Downlight | 73.4 | 2019-01-01 | 2022-05-09 | High | 2 | #N/A | 73.4 | #N/A | #N/A
Elite Lighting | SCH6-LED-***-4000L-DIM10-###V-WD-40K-90 | 4047 | Downlight | 73.4 | 2019-01-01 | 2022-05-09 | High | 2 | #N/A | 73.4 | #N/A | #N/A
Elite Lighting | SCH6-LED-***-4000L-DIM10-###V-WD-50K-90 | 4047 | Downlight | 73.4 | 2019-01-01 | 2022-05-09 | High | 2 | #N/A | 73.4 | #N/A | #N/A
Elite Lighting | SCH8-LED-***-4000L-DIM10-###V-MD-27K-90 | 4047 | Downlight | 73.4 | 2019-01-01 | 2022-05-09 | High | 2 | #N/A | 73.4 | #N/A | #N/A
Elite Lighting | SCH8-LED-***-4000L-DIM10-###V-MD-30K-90 | 4047 | Downlight | 73.4 | 2019-01-01 | 2022-05-09 | High | 2 | #N/A | 73.4 | #N/A | #N/A
Elite Lighting | SCH8-LED-***-4000L-DIM10-###V-MD-35K-90 | 4047 | Downlight | 73.4 | 2019-01-01 | 2022-05-09 | High | 2 | #N/A | 73.4 | #N/A | #N/A
Elite Lighting | SCH8-LED-***-4000L-DIM10-###V-MD-40K-90 | 4047 | Downlight | 73.4 | 2019-01-01 | 2022-05-09 | High | 2 | #N/A | 73.4 | #N/A | #N/A
Elite Lighting | SCH8-LED-***-4000L-DIM10-###V-MD-50K-90 | 4047 | Downlight | 73.4 | 2019-01-01 | 2022-05-09 | High | 2 | #N/A | 73.4 | #N/A | #N/A
Elite Lighting | SCH8-LED-***-4000L-DIM10-###V-ND-27K-90 | 4047 | Downlight | 73.4 | 2019-01-01 | 2022-05-09 | High | 2 | #N/A | 73.4 | #N/A | #N/A
Elite Lighting | SCH8-LED-***-4000L-DIM10-###V-ND-30K-90 | 4047 | Downlight | 73.4 | 2019-01-01 | 2022-05-09 | High | 2 | #N/A | 73.4 | #N/A | #N/A
Elite Lighting | SCH8-LED-***-4000L-DIM10-###V-ND-35K-90 | 4047 | Downlight | 73.4 | 2019-01-01 | 2022-05-09 | High | 2 | #N/A | 73.4 | #N/A | #N/A
Elite Lighting | SCH8-LED-***-4000L-DIM10-###V-ND-40K-90 | 4047 | Downlight | 73.4 | 2019-01-01 | 2022-05-09 | High | 2 | #N/A | 73.4 | #N/A | #N/A
Elite Lighting | SCH8-LED-***-4000L-DIM10-###V-ND-50K-90 | 4047 | Downlight | 73.4 | 2019-01-01 | 2022-05-09 | High | 2 | #N/A | 73.4 | #N/A | #N/A
Elite Lighting | SCH8-LED-***-4000L-DIM10-###V-WD-27K-90 | 4047 | Downlight | 73.4 | 2019-01-01 | 2022-05-09 | High | 2 | #N/A | 73.4 | #N/A | #N/A
Elite Lighting | SCH8-LED-***-4000L-DIM10-###V-WD-30K-90 | 4047 | Downlight | 73.4 | 2019-01-01 | 2022-05-09 | High | 2 | #N/A | 73.4 | #N/A | #N/A
Elite Lighting | SCH8-LED-***-4000L-DIM10-###V-WD-35K-90 | 4047 | Downlight | 73.4 | 2019-01-01 | 2022-05-09 | High | 2 | #N/A | 73.4 | #N/A | #N/A
Elite Lighting | SCH8-LED-***-4000L-DIM10-###V-WD-40K-90 | 4047 | Downlight | 73.4 | 2019-01-01 | 2022-05-09 | High | 2 | #N/A | 73.4 | #N/A | #N/A
Elite Lighting | SCH8-LED-***-4000L-DIM10-###V-WD-50K-90 | 4047 | Downlight | 73.4 | 2019-01-01 | 2022-05-09 | High | 2 | #N/A | 73.4 | #N/A | #N/A
Sistemalux | V68-[RF¦NC¦IC¦CP¦AT]-B-930-[SP¦FL¦WW]-120-##-LTE | 1016 | Downlight | 73.5 | 2021-01-21 | 2021-04-26 | High | 2 | #N/A | 73.5 | #N/A | #N/A
Sistemalux | V68-[RF¦NC¦IC¦CP¦AT]-B-935-[SP¦FL¦WW]-120-##-LTE | 1016 | Downlight | 73.5 | 2021-01-21 | 2021-04-26 | High | 2 | #N/A | 73.5 | #N/A | #N/A
Halo | HLB6099401EMWR | 1029 | Downlight | 73.5 | 2018-12-14 | 2018-12-19 | High | 2 | #N/A | 73.5 | #N/A | #N/A
ConTech Lighting | ASMR727KC[MVD1,MVD2]-[B,S,W] | 1032 | Downlight | 73.5 | 2021-03-04 | 2021-04-05 | High | 2 | #N/A | 73.5 | #N/A | #N/A
ConTech Lighting | ASMR727K[MVD1,MVD2]-[B,S,W] | 1032 | Downlight | 73.5 | 2021-03-04 | 2021-04-05 | High | 2 | #N/A | 73.5 | #N/A | #N/A
ConTech Lighting | ASMR730KC[MVD1,MVD2]-[B,S,W] | 1032 | Downlight | 73.5 | 2021-03-04 | 2021-04-05 | High | 2 | #N/A | 73.5 | #N/A | #N/A
ConTech Lighting | ASMR730K[MVD1,MVD2]-[B,S,W] | 1032 | Downlight | 73.5 | 2021-03-04 | 2021-04-05 | High | 2 | #N/A | 73.5 | #N/A | #N/A
ConTech Lighting | ASMR735KC[MVD1,MVD2]-[B,S,W] | 1032 | Downlight | 73.5 | 2021-03-04 | 2021-04-05 | High | 2 | #N/A | 73.5 | #N/A | #N/A
ConTech Lighting | ASMR735K[MVD1,MVD2]-[B,S,W] | 1032 | Downlight | 73.5 | 2021-03-04 | 2021-04-05 | High | 2 | #N/A | 73.5 | #N/A | #N/A
ConTech Lighting | ASMR740KC[MVD1,MVD2]-[B,S,W] | 1032 | Downlight | 73.5 | 2021-03-04 | 2021-04-05 | High | 2 | #N/A | 73.5 | #N/A | #N/A
ConTech Lighting | ASMR740K[MVD1,MVD2]-[B,S,W] | 1032 | Downlight | 73.5 | 2021-03-04 | 2021-04-05 | High | 2 | #N/A | 73.5 | #N/A | #N/A
NICOR | DQR5-10-120-#K-$$-XX | 1103 | Downlight | 73.5 | 2016-01-21 | 2016-01-21 | High | 2 | #N/A | 73.5 | #N/A | #N/A
NICOR | DQR5-10-120-#K-$$-XX | 1103 | Downlight | 73.5 | 2016-01-21 | 2016-01-21 | High | 2 | #N/A | 73.5 | #N/A | #N/A
NICOR | DQR5-10-120-#K-$$-XX | 1103 | Downlight | 73.5 | 2016-01-21 | 2016-01-21 | High | 2 | #N/A | 73.5 | #N/A | #N/A
NICOR | DQR5-10-120-#K-$$-XX | 1103 | Downlight | 73.5 | 2016-01-21 | 2016-01-21 | High | 2 | #N/A | 73.5 | #N/A | #N/A
UP-SHINE | UP-DL36-20W(2700K) | 1470 | Downlight | 73.5 | 2016-07-10 | 2016-07-21 | High | 2 | #N/A | 73.5 | #N/A | #N/A
Commercial Electric | JJU3011LL-2/*** | 1691 | Downlight | 73.5 | 2018-12-25 | 2018-12-26 | High | 2 | #N/A | 73.5 | #N/A | #N/A
Elite Lighting | HH4-LED-2000L-DIM10-[120,277]V-[N,M,W]D-[27,30,35,40,50]K-90 | 1955 | Downlight | 73.5 | 2016-09-21 | 2016-11-21 | High | 2 | #N/A | 73.5 | #N/A | #N/A
Elite Lighting | HH6IC-LED-2000L-DIM10-[120,277]V-[N,M,W]D-[27,30,35,40,50]K-90 | 1955 | Downlight | 73.5 | 2016-09-21 | 2016-11-28 | High | 2 | #N/A | 73.5 | #N/A | #N/A
Halo Commercial | HC830D010 HM83040 9[27¦30¦35¦40] 81[ND¦MD¦WD¦RWW][C¦F¦W¦BB¦WB] | 2029 | Downlight | 73.5 | 2019-12-16 | 2019-12-18 | High | 2 | #N/A | 73.5 | #N/A | #N/A
SATCO¦NUVO | 62/1788 | 2500 | Downlight | 73.5 | 2022-12-15 | 2022-12-20 | High | 2 | #N/A | 73.5 | #N/A | #N/A
WESTGATE MFG | FCD-13-MCT-*G | 1750 | Downlight | 73.6 | 2022-12-01 | 2022-12-30 | High | 2 | #N/A | 73.6 | #N/A | #N/A
Utopia | LAD##*-100L/##-UNV-###-*** | 7217 | Downlight | 73.6 | 2018-09-01 | 2018-10-25 | High | 2 | #N/A | 73.6 | #N/A | #N/A
Sunlite | 87722 | 1400 | Downlight | 73.7 | 2022-04-18 | 2022-05-16 | High | 2 | #N/A | 73.7 | #N/A | #N/A
Sunlite | LFX/CRD/SCCT/6R/MW/D | 1400 | Downlight | 73.7 | 2020-01-09 | 2020-01-15 | High | 2 | #N/A | 73.7 | #N/A | #N/A
Sunlite | LFX/CRD/SCCT/6R/MW/D | 1400 | Downlight | 73.7 | 2020-01-09 | 2020-01-15 | High | 2 | #N/A | 73.7 | #N/A | #N/A
Sunlite | LFX/CRD/SCCT/6R/MW/D | 1400 | Downlight | 73.7 | 2020-01-09 | 2020-01-15 | High | 2 | #N/A | 73.7 | #N/A | #N/A
Sunlite | LFX/CRD/SCT/6R/MW/D | 1400 | Downlight | 73.7 | 2020-01-09 | 2020-01-15 | High | 2 | #N/A | 73.7 | #N/A | #N/A
Sunlite | LFX/CRD/SCT/6R/MW/D | 1400 | Downlight | 73.7 | 2020-01-09 | 2020-01-15 | High | 2 | #N/A | 73.7 | #N/A | #N/A
Sunlite | LFX/CRD/SCT/6R/MW/D | 1400 | Downlight | 73.7 | 2020-01-09 | 2020-01-15 | High | 2 | #N/A | 73.7 | #N/A | #N/A
WAC Lighting | DS-WE08-F940S-** | 3390 | Downlight | 73.7 | 2019-06-29 | 2020-03-03 | High | 2 | #N/A | 73.7 | #N/A | #N/A
WAC Lighting | DS-WE08-N927S-** | 3390 | Downlight | 73.7 | 2019-06-29 | 2020-03-03 | High | 2 | #N/A | 73.7 | #N/A | #N/A
WAC Lighting | DS-WE08-N930S-** | 3390 | Downlight | 73.7 | 2019-06-29 | 2020-03-03 | High | 2 | #N/A | 73.7 | #N/A | #N/A
WAC Lighting | DS-WE08-N935S-** | 3390 | Downlight | 73.7 | 2019-06-29 | 2020-03-03 | High | 2 | #N/A | 73.7 | #N/A | #N/A
WAC Lighting | DS-WE08-N940S-** | 3390 | Downlight | 73.7 | 2019-06-29 | 2020-03-03 | High | 2 | #N/A | 73.7 | #N/A | #N/A
WAC Lighting | DS-WE08-S927S-** | 3390 | Downlight | 73.7 | 2019-06-29 | 2020-03-03 | High | 2 | #N/A | 73.7 | #N/A | #N/A
WAC Lighting | DS-WE08-S930S-** | 3390 | Downlight | 73.7 | 2019-06-29 | 2020-03-03 | High | 2 | #N/A | 73.7 | #N/A | #N/A
WAC Lighting | DS-WE08-S935S-** | 3390 | Downlight | 73.7 | 2019-06-29 | 2020-03-03 | High | 2 | #N/A | 73.7 | #N/A | #N/A
WAC Lighting | DS-WE08-S940S-** | 3390 | Downlight | 73.7 | 2019-06-29 | 2020-03-03 | High | 2 | #N/A | 73.7 | #N/A | #N/A
WAC Lighting | DS-PD08-F927-** | 3390 | Downlight | 73.7 | 2019-06-29 | 2020-03-03 | High | 2 | #N/A | 73.7 | #N/A | #N/A
WAC Lighting | DS-PD08-F930-** | 3390 | Downlight | 73.7 | 2019-06-29 | 2020-03-03 | High | 2 | #N/A | 73.7 | #N/A | #N/A
WAC Lighting | DS-PD08-F935-** | 3390 | Downlight | 73.7 | 2019-06-29 | 2020-03-03 | High | 2 | #N/A | 73.7 | #N/A | #N/A
WAC Lighting | DS-PD08-F940-** | 3390 | Downlight | 73.7 | 2019-06-29 | 2020-03-03 | High | 2 | #N/A | 73.7 | #N/A | #N/A
WAC Lighting | DS-PD08-N927-** | 3390 | Downlight | 73.7 | 2019-06-29 | 2020-03-03 | High | 2 | #N/A | 73.7 | #N/A | #N/A
WAC Lighting | DS-PD08-N930-** | 3390 | Downlight | 73.7 | 2019-06-29 | 2020-03-03 | High | 2 | #N/A | 73.7 | #N/A | #N/A
WAC Lighting | DS-PD08-N935-** | 3390 | Downlight | 73.7 | 2019-06-29 | 2020-03-03 | High | 2 | #N/A | 73.7 | #N/A | #N/A
WAC Lighting | DS-PD08-N940-** | 3390 | Downlight | 73.7 | 2019-06-29 | 2020-03-03 | High | 2 | #N/A | 73.7 | #N/A | #N/A
WAC Lighting | DS-PD08-S927-** | 3390 | Downlight | 73.7 | 2019-06-29 | 2020-03-03 | High | 2 | #N/A | 73.7 | #N/A | #N/A
WAC Lighting | DS-PD08-S930-** | 3390 | Downlight | 73.7 | 2019-06-29 | 2020-03-03 | High | 2 | #N/A | 73.7 | #N/A | #N/A
WAC Lighting | DS-PD08-S935-** | 3390 | Downlight | 73.7 | 2019-06-29 | 2020-03-03 | High | 2 | #N/A | 73.7 | #N/A | #N/A
WAC Lighting | DS-PD08-S940-** | 3390 | Downlight | 73.7 | 2019-06-29 | 2020-03-03 | High | 2 | #N/A | 73.7 | #N/A | #N/A
WAC Lighting | DS-WS08-F927S-** | 3390 | Downlight | 73.7 | 2019-06-29 | 2020-03-03 | High | 2 | #N/A | 73.7 | #N/A | #N/A
WAC Lighting | DS-WS08-F930S-** | 3390 | Downlight | 73.7 | 2019-06-29 | 2020-03-03 | High | 2 | #N/A | 73.7 | #N/A | #N/A
WAC Lighting | DS-WS08-F935S-** | 3390 | Downlight | 73.7 | 2019-06-29 | 2020-03-03 | High | 2 | #N/A | 73.7 | #N/A | #N/A
WAC Lighting | DS-WS08-F940S-** | 3390 | Downlight | 73.7 | 2019-06-29 | 2020-03-03 | High | 2 | #N/A | 73.7 | #N/A | #N/A
WAC Lighting | DS-WS08-N927S-** | 3390 | Downlight | 73.7 | 2019-06-29 | 2020-03-03 | High | 2 | #N/A | 73.7 | #N/A | #N/A
WAC Lighting | DS-WS08-N930S-** | 3390 | Downlight | 73.7 | 2019-06-29 | 2020-03-03 | High | 2 | #N/A | 73.7 | #N/A | #N/A
WAC Lighting | DS-WS08-N935S-** | 3390 | Downlight | 73.7 | 2019-06-29 | 2020-03-03 | High | 2 | #N/A | 73.7 | #N/A | #N/A
WAC Lighting | DS-WS08-N940S-** | 3390 | Downlight | 73.7 | 2019-06-29 | 2020-03-03 | High | 2 | #N/A | 73.7 | #N/A | #N/A
WAC Lighting | DS-WS08-S927S-** | 3390 | Downlight | 73.7 | 2019-06-29 | 2020-03-03 | High | 2 | #N/A | 73.7 | #N/A | #N/A
WAC Lighting | DS-WS08-S930S-** | 3390 | Downlight | 73.7 | 2019-06-29 | 2020-03-03 | High | 2 | #N/A | 73.7 | #N/A | #N/A
WAC Lighting | DS-WS08-S935S-** | 3390 | Downlight | 73.7 | 2019-06-29 | 2020-03-03 | High | 2 | #N/A | 73.7 | #N/A | #N/A
WAC Lighting | DS-WS08-S940S-** | 3390 | Downlight | 73.7 | 2019-06-29 | 2020-03-03 | High | 2 | #N/A | 73.7 | #N/A | #N/A
WAC Lighting | DS-WE08-F927S-** | 3390 | Downlight | 73.7 | 2019-06-29 | 2020-03-03 | High | 2 | #N/A | 73.7 | #N/A | #N/A
WAC Lighting | DS-WE08-F930S-** | 3390 | Downlight | 73.7 | 2019-06-29 | 2020-03-03 | High | 2 | #N/A | 73.7 | #N/A | #N/A
WAC Lighting | DS-WE08-F935S-** | 3390 | Downlight | 73.7 | 2019-06-29 | 2020-03-03 | High | 2 | #N/A | 73.7 | #N/A | #N/A
WAC Lighting | DS-CD08-F927-** | 3390 | Downlight | 73.7 | 2019-06-29 | 2020-03-03 | High | 2 | #N/A | 73.7 | #N/A | #N/A
WAC Lighting | DS-CD08-F930-** | 3390 | Downlight | 73.7 | 2019-06-29 | 2020-03-03 | High | 2 | #N/A | 73.7 | #N/A | #N/A
WAC Lighting | DS-CD08-F935-** | 3390 | Downlight | 73.7 | 2019-06-29 | 2020-03-03 | High | 2 | #N/A | 73.7 | #N/A | #N/A
WAC Lighting | DS-CD08-F940-** | 3390 | Downlight | 73.7 | 2019-06-29 | 2020-03-03 | High | 2 | #N/A | 73.7 | #N/A | #N/A
WAC Lighting | DS-CD08-N927-** | 3390 | Downlight | 73.7 | 2019-06-29 | 2020-03-03 | High | 2 | #N/A | 73.7 | #N/A | #N/A
WAC Lighting | DS-CD08-N930-** | 3390 | Downlight | 73.7 | 2019-06-29 | 2020-03-03 | High | 2 | #N/A | 73.7 | #N/A | #N/A
WAC Lighting | DS-CD08-N935-** | 3390 | Downlight | 73.7 | 2019-06-29 | 2020-03-03 | High | 2 | #N/A | 73.7 | #N/A | #N/A
WAC Lighting | DS-CD08-N940-** | 3390 | Downlight | 73.7 | 2019-06-29 | 2020-03-03 | High | 2 | #N/A | 73.7 | #N/A | #N/A
WAC Lighting | DS-CD08-S927-** | 3390 | Downlight | 73.7 | 2019-06-29 | 2020-03-03 | High | 2 | #N/A | 73.7 | #N/A | #N/A
WAC Lighting | DS-CD08-S930-** | 3390 | Downlight | 73.7 | 2019-06-29 | 2020-03-03 | High | 2 | #N/A | 73.7 | #N/A | #N/A
WAC Lighting | DS-CD08-S935-** | 3390 | Downlight | 73.7 | 2019-06-29 | 2020-03-03 | High | 2 | #N/A | 73.7 | #N/A | #N/A
WAC Lighting | DS-CD08-S940-** | 3390 | Downlight | 73.7 | 2019-06-29 | 2020-03-03 | High | 2 | #N/A | 73.7 | #N/A | #N/A
Halo | SMD6S12950WHE | 1180 | Downlight | 73.8 | 2018-07-01 | 2018-06-28 | High | 2 | #N/A | 73.8 | #N/A | #N/A
UP-SHINE | UP-DL36-42W(2700K) | 3100 | Downlight | 73.8 | 2016-07-10 | 2016-07-21 | High | 2 | #N/A | 73.8 | #N/A | #N/A
UP-SHINE | UP-DL36-50W(2700K) | 3690 | Downlight | 73.8 | 2016-07-10 | 2016-07-21 | High | 2 | #N/A | 73.8 | #N/A | #N/A
Halo | HLB6S099FSE010MWR* | 1072 | Downlight | 73.9 | 2019-11-19 | 2019-11-20 | High | 2 | #N/A | 73.9 | #N/A | #N/A
Lightolier | C6L158##*E1 / C6RDLCD* | 1076 | Downlight | 73.9 | 2017-04-20 | 2018-06-27 | High | 2 | #N/A | 73.9 | #N/A | #N/A
Lightolier | C6L158***E1R / C6RDL*** | 1076 | Downlight | 73.9 | 2017-12-08 | 2018-01-05 | High | 2 | #N/A | 73.9 | #N/A | #N/A
Lightolier | C6L158##*LU / C6RDLCD* | 1076 | Downlight | 73.9 | 2016-10-06 | 2018-06-28 | High | 2 | #N/A | 73.9 | #N/A | #N/A
Lightolier | C6L158##*Z10U / C6RDLCD* | 1076 | Downlight | 73.9 | 2016-10-06 | 2018-06-25 | High | 2 | #N/A | 73.9 | #N/A | #N/A
Lightolier | C6L158***Z10UR / C6RDL*** | 1076 | Downlight | 73.9 | 2017-12-08 | 2018-01-05 | High | 2 | #N/A | 73.9 | #N/A | #N/A
Lightolier | C6*DL158##*ELV1*** | 1076 | Downlight | 73.9 | 2017-04-20 | 2017-04-14 | High | 2 | #N/A | 73.9 | #N/A | #N/A
Lightolier | C6*DL158##*LU*** | 1076 | Downlight | 73.9 | 2017-04-20 | 2017-04-14 | High | 2 | #N/A | 73.9 | #N/A | #N/A
Lightolier | JWN-C6L15830WZ10U /JWN-C6RDLCC* | 1076 | Downlight | 73.9 | 2017-12-08 | 2018-01-04 | High | 2 | #N/A | 73.9 | #N/A | #N/A
Sylvania | 65540 | 1700 | Downlight | 73.9 | 2021-01-15 | 2021-01-24 | High | 2 | #N/A | 73.9 | #N/A | #N/A
Sylvania | 65543 | 1700 | Downlight | 73.9 | 2021-01-15 | 2021-01-24 | High | 2 | #N/A | 73.9 | #N/A | #N/A
Sylvania | 65546 | 1700 | Downlight | 73.9 | 2021-01-15 | 2021-01-24 | High | 2 | #N/A | 73.9 | #N/A | #N/A
Sylvania | 65549 | 1700 | Downlight | 73.9 | 2021-01-15 | 2021-01-24 | High | 2 | #N/A | 73.9 | #N/A | #N/A
PORTFOLIO | LDSQA4A 18830 D010TE LAR25NF 4LSQAL1H | 2107 | Downlight | 73.9 | 2015-11-10 | 2016-02-19 | High | 2 | #N/A | 73.9 | #N/A | #N/A
PORTFOLIO | LDSQA4A 18830 DLT LAR25NF 4LSQAL1H | 2107 | Downlight | 73.9 | 2015-11-10 | 2016-02-19 | High | 2 | #N/A | 73.9 | #N/A | #N/A
PORTFOLIO | LDSQA4A 18830 DMX LAR25NF 4LSQAL1H | 2107 | Downlight | 73.9 | 2015-11-10 | 2016-02-19 | High | 2 | #N/A | 73.9 | #N/A | #N/A
Intense Lighting | GD8***L7279*******FL/***###**-***-** | 2634 | Downlight | 73.9 | 2021-02-01 | 2021-06-17 | High | 2 | #N/A | 73.9 | #N/A | #N/A
Intense Lighting | GD8***L7279*******NF/***###**-***-** | 2634 | Downlight | 73.9 | 2021-02-01 | 2021-06-17 | High | 2 | #N/A | 73.9 | #N/A | #N/A
Intense Lighting | GD8***L7279*******NS/***###**-***-** | 2634 | Downlight | 73.9 | 2021-02-01 | 2021-06-17 | High | 2 | #N/A | 73.9 | #N/A | #N/A
Intense Lighting | GD8***L7279*******SP/***###**-***-** | 2634 | Downlight | 73.9 | 2021-02-01 | 2021-06-17 | High | 2 | #N/A | 73.9 | #N/A | #N/A
Intense Lighting | GD8***L7279*******WF/***###**-***-** | 2634 | Downlight | 73.9 | 2021-02-01 | 2021-06-17 | High | 2 | #N/A | 73.9 | #N/A | #N/A
Intense Lighting | GD8***L727*******FL/***###**-***-** | 2634 | Downlight | 73.9 | 2021-02-01 | 2021-06-17 | High | 2 | #N/A | 73.9 | #N/A | #N/A
Intense Lighting | GD8***L727*******NF/***###**-***-** | 2634 | Downlight | 73.9 | 2021-02-01 | 2021-06-17 | High | 2 | #N/A | 73.9 | #N/A | #N/A
Intense Lighting | GD8***L727*******NS/***###**-***-** | 2634 | Downlight | 73.9 | 2021-02-01 | 2021-06-17 | High | 2 | #N/A | 73.9 | #N/A | #N/A
Intense Lighting | GD8***L727*******SP/***###**-***-** | 2634 | Downlight | 73.9 | 2021-02-01 | 2021-06-17 | High | 2 | #N/A | 73.9 | #N/A | #N/A
Intense Lighting | GD8***L727*******WF/***###**-***-** | 2634 | Downlight | 73.9 | 2021-02-01 | 2021-06-17 | High | 2 | #N/A | 73.9 | #N/A | #N/A
Intense Lighting | GD8***L7309*******FL/***###**-***-** | 2634 | Downlight | 73.9 | 2021-02-01 | 2021-06-17 | High | 2 | #N/A | 73.9 | #N/A | #N/A
Intense Lighting | GD8***L7309*******NF/***###**-***-** | 2634 | Downlight | 73.9 | 2021-02-01 | 2021-06-17 | High | 2 | #N/A | 73.9 | #N/A | #N/A
Intense Lighting | GD8***L7309*******NS/***###**-***-** | 2634 | Downlight | 73.9 | 2021-02-01 | 2021-06-17 | High | 2 | #N/A | 73.9 | #N/A | #N/A
Intense Lighting | GD8***L7309*******SP/***###**-***-** | 2634 | Downlight | 73.9 | 2021-02-01 | 2021-06-17 | High | 2 | #N/A | 73.9 | #N/A | #N/A
Intense Lighting | GD8***L7309*******WF/***###**-***-** | 2634 | Downlight | 73.9 | 2021-02-01 | 2021-06-17 | High | 2 | #N/A | 73.9 | #N/A | #N/A
Intense Lighting | GD8***L730*******FL/***###**-***-** | 2634 | Downlight | 73.9 | 2021-02-01 | 2021-06-17 | High | 2 | #N/A | 73.9 | #N/A | #N/A
Intense Lighting | GD8***L730*******NF/***###**-***-** | 2634 | Downlight | 73.9 | 2021-02-01 | 2021-06-17 | High | 2 | #N/A | 73.9 | #N/A | #N/A
Intense Lighting | GD8***L730*******NS/***###**-***-** | 2634 | Downlight | 73.9 | 2021-02-01 | 2021-06-17 | High | 2 | #N/A | 73.9 | #N/A | #N/A
Intense Lighting | GD8***L730*******SP/***###**-***-** | 2634 | Downlight | 73.9 | 2021-02-01 | 2021-06-17 | High | 2 | #N/A | 73.9 | #N/A | #N/A
Intense Lighting | GD8***L730*******WF/***###**-***-** | 2634 | Downlight | 73.9 | 2021-02-01 | 2021-06-17 | High | 2 | #N/A | 73.9 | #N/A | #N/A
Intense Lighting | GD8***L7359*******FL/***###**-***-** | 2634 | Downlight | 73.9 | 2021-02-01 | 2021-06-17 | High | 2 | #N/A | 73.9 | #N/A | #N/A
Intense Lighting | GD8***L7359*******NF/***###**-***-** | 2634 | Downlight | 73.9 | 2021-02-01 | 2021-06-17 | High | 2 | #N/A | 73.9 | #N/A | #N/A
Intense Lighting | GD8***L7359*******NS/***###**-***-** | 2634 | Downlight | 73.9 | 2021-02-01 | 2021-06-17 | High | 2 | #N/A | 73.9 | #N/A | #N/A
Intense Lighting | GD8***L7359*******SP/***###**-***-** | 2634 | Downlight | 73.9 | 2021-02-01 | 2021-06-17 | High | 2 | #N/A | 73.9 | #N/A | #N/A
Intense Lighting | GD8***L7359*******WF/***###**-***-** | 2634 | Downlight | 73.9 | 2021-02-01 | 2021-06-17 | High | 2 | #N/A | 73.9 | #N/A | #N/A
Intense Lighting | GD8***L735*******FL/***###**-***-** | 2634 | Downlight | 73.9 | 2021-02-01 | 2021-06-17 | High | 2 | #N/A | 73.9 | #N/A | #N/A
Intense Lighting | GD8***L735*******NF/***###**-***-** | 2634 | Downlight | 73.9 | 2021-02-01 | 2021-06-17 | High | 2 | #N/A | 73.9 | #N/A | #N/A
Intense Lighting | GD8***L735*******NS/***###**-***-** | 2634 | Downlight | 73.9 | 2021-02-01 | 2021-06-17 | High | 2 | #N/A | 73.9 | #N/A | #N/A
Intense Lighting | GD8***L735*******SP/***###**-***-** | 2634 | Downlight | 73.9 | 2021-02-01 | 2021-06-17 | High | 2 | #N/A | 73.9 | #N/A | #N/A
Intense Lighting | GD8***L735*******WF/***###**-***-** | 2634 | Downlight | 73.9 | 2021-02-01 | 2021-06-17 | High | 2 | #N/A | 73.9 | #N/A | #N/A
Intense Lighting | GD8***L7409*******FL/***###**-***-** | 2634 | Downlight | 73.9 | 2021-02-01 | 2021-06-17 | High | 2 | #N/A | 73.9 | #N/A | #N/A
Intense Lighting | GD8***L7409*******NF/***###**-***-** | 2634 | Downlight | 73.9 | 2021-02-01 | 2021-06-17 | High | 2 | #N/A | 73.9 | #N/A | #N/A
Intense Lighting | GD8***L7409*******NS/***###**-***-** | 2634 | Downlight | 73.9 | 2021-02-01 | 2021-06-17 | High | 2 | #N/A | 73.9 | #N/A | #N/A
Intense Lighting | GD8***L7409*******SP/***###**-***-** | 2634 | Downlight | 73.9 | 2021-02-01 | 2021-06-17 | High | 2 | #N/A | 73.9 | #N/A | #N/A
Intense Lighting | GD8***L7409*******WF/***###**-***-** | 2634 | Downlight | 73.9 | 2021-02-01 | 2021-06-17 | High | 2 | #N/A | 73.9 | #N/A | #N/A
Intense Lighting | GD8***L740*******FL/***###**-***-** | 2634 | Downlight | 73.9 | 2021-02-01 | 2021-06-17 | High | 2 | #N/A | 73.9 | #N/A | #N/A
Intense Lighting | GD8***L740*******NF/***###**-***-** | 2634 | Downlight | 73.9 | 2021-02-01 | 2021-06-17 | High | 2 | #N/A | 73.9 | #N/A | #N/A
Intense Lighting | GD8***L740*******NS/***###**-***-** | 2634 | Downlight | 73.9 | 2021-02-01 | 2021-06-17 | High | 2 | #N/A | 73.9 | #N/A | #N/A
Intense Lighting | GD8***L740*******SP/***###**-***-** | 2634 | Downlight | 73.9 | 2021-02-01 | 2021-06-17 | High | 2 | #N/A | 73.9 | #N/A | #N/A
Intense Lighting | GD8***L740*******WF/***###**-***-** | 2634 | Downlight | 73.9 | 2021-02-01 | 2021-06-17 | High | 2 | #N/A | 73.9 | #N/A | #N/A
Intense Lighting | GD6***L7279*******FL/***###**-***-** | 2634 | Downlight | 73.9 | 2021-02-01 | 2021-06-17 | High | 2 | #N/A | 73.9 | #N/A | #N/A
Intense Lighting | GD6***L7279*******NF/***###**-***-** | 2634 | Downlight | 73.9 | 2021-02-01 | 2021-06-17 | High | 2 | #N/A | 73.9 | #N/A | #N/A
Intense Lighting | GD6***L7279*******NS/***###**-***-** | 2634 | Downlight | 73.9 | 2021-02-01 | 2021-06-17 | High | 2 | #N/A | 73.9 | #N/A | #N/A
Intense Lighting | GD6***L7279*******SP/***###**-***-** | 2634 | Downlight | 73.9 | 2021-02-01 | 2021-06-17 | High | 2 | #N/A | 73.9 | #N/A | #N/A
Intense Lighting | GD6***L7279*******WF/***###**-***-** | 2634 | Downlight | 73.9 | 2021-02-01 | 2021-06-17 | High | 2 | #N/A | 73.9 | #N/A | #N/A
Intense Lighting | GD6***L727*******FL/***###**-***-** | 2634 | Downlight | 73.9 | 2021-02-01 | 2021-06-17 | High | 2 | #N/A | 73.9 | #N/A | #N/A
Intense Lighting | GD6***L727*******NF/***###**-***-** | 2634 | Downlight | 73.9 | 2021-02-01 | 2021-06-17 | High | 2 | #N/A | 73.9 | #N/A | #N/A
Intense Lighting | GD6***L727*******NS/***###**-***-** | 2634 | Downlight | 73.9 | 2021-02-01 | 2021-06-17 | High | 2 | #N/A | 73.9 | #N/A | #N/A
Intense Lighting | GD6***L727*******SP/***###**-***-** | 2634 | Downlight | 73.9 | 2021-02-01 | 2021-06-17 | High | 2 | #N/A | 73.9 | #N/A | #N/A
Intense Lighting | GD6***L727*******WF/***###**-***-** | 2634 | Downlight | 73.9 | 2021-02-01 | 2021-06-17 | High | 2 | #N/A | 73.9 | #N/A | #N/A
Intense Lighting | GD6***L7309*******FL/***###**-***-** | 2634 | Downlight | 73.9 | 2021-02-01 | 2021-06-17 | High | 2 | #N/A | 73.9 | #N/A | #N/A
Intense Lighting | GD6***L7309*******NF/***###**-***-** | 2634 | Downlight | 73.9 | 2021-02-01 | 2021-06-17 | High | 2 | #N/A | 73.9 | #N/A | #N/A
Intense Lighting | GD6***L7309*******NS/***###**-***-** | 2634 | Downlight | 73.9 | 2021-02-01 | 2021-06-17 | High | 2 | #N/A | 73.9 | #N/A | #N/A
Intense Lighting | GD6***L7309********SP/***###**-***-** | 2634 | Downlight | 73.9 | 2021-02-01 | 2021-06-17 | High | 2 | #N/A | 73.9 | #N/A | #N/A
Intense Lighting | GD6***L7309*******WF/***###**-***-** | 2634 | Downlight | 73.9 | 2021-02-01 | 2021-06-17 | High | 2 | #N/A | 73.9 | #N/A | #N/A
Intense Lighting | GD6***L730*******FL/***###**-***-** | 2634 | Downlight | 73.9 | 2021-02-01 | 2021-06-17 | High | 2 | #N/A | 73.9 | #N/A | #N/A
Intense Lighting | GD6***L730*******NF/***###**-***-** | 2634 | Downlight | 73.9 | 2021-02-01 | 2021-06-17 | High | 2 | #N/A | 73.9 | #N/A | #N/A
Intense Lighting | GD6***L730*******NS/***###**-***-** | 2634 | Downlight | 73.9 | 2021-02-01 | 2021-06-17 | High | 2 | #N/A | 73.9 | #N/A | #N/A
Intense Lighting | GD6***L730*******SP/***###**-***-** | 2634 | Downlight | 73.9 | 2021-02-01 | 2021-06-17 | High | 2 | #N/A | 73.9 | #N/A | #N/A
Intense Lighting | GD6***L730*******WF/***###**-***-** | 2634 | Downlight | 73.9 | 2021-02-01 | 2021-06-17 | High | 2 | #N/A | 73.9 | #N/A | #N/A
Intense Lighting | GD6***L7359*******FL/***###**-***-** | 2634 | Downlight | 73.9 | 2021-02-01 | 2021-06-17 | High | 2 | #N/A | 73.9 | #N/A | #N/A
Intense Lighting | GD6***L7359*******NF/***###**-***-** | 2634 | Downlight | 73.9 | 2021-02-01 | 2021-06-17 | High | 2 | #N/A | 73.9 | #N/A | #N/A
Intense Lighting | GD6***L7359*******NS/***###**-***-** | 2634 | Downlight | 73.9 | 2021-02-01 | 2021-06-17 | High | 2 | #N/A | 73.9 | #N/A | #N/A
Intense Lighting | GD6***L7359*******SP/***###**-***-** | 2634 | Downlight | 73.9 | 2021-02-01 | 2021-06-17 | High | 2 | #N/A | 73.9 | #N/A | #N/A
Intense Lighting | GD6***L7359*******WF/***###**-***-** | 2634 | Downlight | 73.9 | 2021-02-01 | 2021-06-17 | High | 2 | #N/A | 73.9 | #N/A | #N/A
Intense Lighting | GD6***L735*******FL/***###**-***-** | 2634 | Downlight | 73.9 | 2021-02-01 | 2021-06-17 | High | 2 | #N/A | 73.9 | #N/A | #N/A
Intense Lighting | GD6***L735*******NF/***###**-***-** | 2634 | Downlight | 73.9 | 2021-02-01 | 2021-06-17 | High | 2 | #N/A | 73.9 | #N/A | #N/A
Intense Lighting | GD6***L735*******NS/***###**-***-** | 2634 | Downlight | 73.9 | 2021-02-01 | 2021-06-17 | High | 2 | #N/A | 73.9 | #N/A | #N/A
Intense Lighting | GD6***L735*******SP/***###**-***-** | 2634 | Downlight | 73.9 | 2021-02-01 | 2021-06-17 | High | 2 | #N/A | 73.9 | #N/A | #N/A
Intense Lighting | GD6***L735*******WF/***###**-***-** | 2634 | Downlight | 73.9 | 2021-02-01 | 2021-06-17 | High | 2 | #N/A | 73.9 | #N/A | #N/A
Intense Lighting | GD6***L7409*******FL/***###**-***-** | 2634 | Downlight | 73.9 | 2021-02-01 | 2021-06-17 | High | 2 | #N/A | 73.9 | #N/A | #N/A
Intense Lighting | GD6***L7409*******NF/***###**-***-** | 2634 | Downlight | 73.9 | 2021-02-01 | 2021-06-17 | High | 2 | #N/A | 73.9 | #N/A | #N/A
Intense Lighting | GD6***L7409*******NS/***###**-***-** | 2634 | Downlight | 73.9 | 2021-02-01 | 2021-06-17 | High | 2 | #N/A | 73.9 | #N/A | #N/A
Intense Lighting | GD6***L7409*******SP/***###**-***-** | 2634 | Downlight | 73.9 | 2021-02-01 | 2021-06-17 | High | 2 | #N/A | 73.9 | #N/A | #N/A
Intense Lighting | GD6***L7409*******WF/***###**-***-** | 2634 | Downlight | 73.9 | 2021-02-01 | 2021-06-17 | High | 2 | #N/A | 73.9 | #N/A | #N/A
Intense Lighting | GD6***L740*******FL/***###**-***-** | 2634 | Downlight | 73.9 | 2021-02-01 | 2021-06-17 | High | 2 | #N/A | 73.9 | #N/A | #N/A
Intense Lighting | GD6***L740*******NF/***###**-***-** | 2634 | Downlight | 73.9 | 2021-02-01 | 2021-06-17 | High | 2 | #N/A | 73.9 | #N/A | #N/A
Intense Lighting | GD6***L740*******NS/***###**-***-** | 2634 | Downlight | 73.9 | 2021-02-01 | 2021-06-17 | High | 2 | #N/A | 73.9 | #N/A | #N/A
Intense Lighting | GD6***L740*******SP/***###**-***-** | 2634 | Downlight | 73.9 | 2021-02-01 | 2021-06-17 | High | 2 | #N/A | 73.9 | #N/A | #N/A
Intense Lighting | GD6***L740*******WF/***###**-***-** | 2634 | Downlight | 73.9 | 2021-02-01 | 2021-06-17 | High | 2 | #N/A | 73.9 | #N/A | #N/A
ARTIKA | FLP14-****## | 3400 | Downlight | 73.9 | 2020-12-30 | 2020-12-18 | High | 2 | #N/A | 73.9 | #N/A | #N/A
ARTIKA | FLP22-****## | 3400 | Downlight | 73.9 | 2020-12-30 | 2020-12-18 | High | 2 | #N/A | 73.9 | #N/A | #N/A
FDL | FDLED-6-R15W-3K4K5K | 1110 | Downlight | 74 | 2020-11-20 | 2020-11-23 | High | 2 | #N/A | 74 | #N/A | #N/A
HOMI | HM08-PR12-20W120/IP44-3CCT-*SA | 1480 | Downlight | 74 | 2021-12-30 | 2022-01-05 | High | 2 | #N/A | 74 | #N/A | #N/A
Liteline | ALR8-3440W | 2300 | Downlight | 74 | 2015-11-26 | 2016-04-22 | High | 2 | #N/A | 74 | #N/A | #N/A
Commercial Electric | NK02a014ER-TZJ | 1000 | Downlight | 74.1 | 2021-09-23 | 2021-09-28 | High | 2 | #N/A | 74.1 | #N/A | #N/A
Halo | HLB6099FS1EMW* | 1023 | Downlight | 74.1 | 2020-09-22 | 2020-09-25 | High | 2 | #N/A | 74.1 | #N/A | #N/A
Halo | HLB6099FS1EMW*-* | 1023 | Downlight | 74.1 | 2020-09-22 | 2020-09-25 | High | 2 | #N/A | 74.1 | #N/A | #N/A
Halo | HLB6099FS1EMW*-#* | 1023 | Downlight | 74.1 | 2020-09-22 | 2020-09-25 | High | 2 | #N/A | 74.1 | #N/A | #N/A
Keystone | KT-RDLED17PS-6A-9CSE-VDIM-EM5 | 1260 | Downlight | 74.1 | 2021-12-03 | 2021-12-16 | High | 2 | #N/A | 74.1 | #N/A | #N/A
GREENCREATIVE | 18CDL6DIM/830/277V | 1334 | Downlight | 74.1 | 2018-05-11 | 2018-05-29 | High | 2 | #N/A | 74.1 | #N/A | #N/A
PORTFOLIO | LAM4B208R##90[27¦30¦35¦40][D010TR¦DE010][Blank¦M][1¦2¦3][MB¦MW¦MMS] | 1527 | Downlight | 74.1 | 2021-01-06 | 2021-02-15 | High | 2 | #N/A | 74.1 | #N/A | #N/A
fusion | ER3-SHAL-ADJ-LED-2000L-DIM10-MVOLT-##K | 2000 | Downlight | 74.1 | 2018-06-30 | 2018-08-31 | High | 2 | #N/A | 74.1 | #N/A | #N/A
Entegrity | ENLED-8RCC-027W-35K | 2000 | Downlight | 74.1 | 2018-10-25 | 2018-10-25 | High | 2 | #N/A | 74.1 | #N/A | #N/A
Elite | RL842-2000L-DIMST-MVOLT-27K-90-W-WH | 2000 | Downlight | 74.1 | 2018-04-15 | 2018-04-20 | High | 2 | #N/A | 74.1 | #N/A | #N/A
Green Creative | 27CDLA8/830/277V | 2000 | Downlight | 74.1 | 2016-01-01 | 2016-02-04 | High | 2 | #N/A | 74.1 | #N/A | #N/A
Green Creative | 27CDLA8/835/277V | 2000 | Downlight | 74.1 | 2016-01-01 | 2016-02-04 | High | 2 | #N/A | 74.1 | #N/A | #N/A
Green Creative | 27CDLA8/840/277V | 2000 | Downlight | 74.1 | 2016-01-01 | 2016-02-04 | High | 2 | #N/A | 74.1 | #N/A | #N/A
HENGTE | LT-ICCDR8-827/UNV-30DE-3## | 2000 | Downlight | 74.1 | 2017-09-25 | 2017-09-20 | High | 2 | #N/A | 74.1 | #N/A | #N/A
HENGTE | LT-ICCDR8-927UNV-30DH-3## | 2000 | Downlight | 74.1 | 2019-07-10 | 2019-07-15 | High | 2 | #N/A | 74.1 | #N/A | #N/A
Sylvania | 65526 | 2000 | Downlight | 74.1 | 2020-09-11 | 2020-09-11 | High | 2 | #N/A | 74.1 | #N/A | #N/A
Sylvania | 2000lm 3000K-B | 2000 | Downlight | 74.1 | 2016-07-01 | 2016-07-28 | High | 2 | #N/A | 74.1 | #N/A | #N/A
NaturaLED | LED8CRL27SW-200L930/MV | 2000 | Downlight | 74.1 | 2019-07-26 | 2019-07-29 | High | 2 | #N/A | 74.1 | #N/A | #N/A
SLG Lighting | DRS 8R 10/15/20 G1 940K | 2000 | Downlight | 74.1 | 2020-03-27 | 2020-04-01 | High | 2 | #N/A | 74.1 | #N/A | #N/A
TGS | FL-8-30 | 2000 | Downlight | 74.1 | 2019-09-12 | 2019-09-17 | High | 2 | #N/A | 74.1 | #N/A | #N/A
Verbatim | D4TQ-C27-W27-V120 | 2000 | Downlight | 74.1 | 2019-05-06 | 2019-06-04 | High | 2 | #N/A | 74.1 | #N/A | #N/A
Verbatim | D4TQ-C27-W27-V277 | 2000 | Downlight | 74.1 | 2019-05-06 | 2019-06-04 | High | 2 | #N/A | 74.1 | #N/A | #N/A
Verbatim | D6TQ-C27-W27-V120 | 2000 | Downlight | 74.1 | 2019-05-06 | 2019-06-04 | High | 2 | #N/A | 74.1 | #N/A | #N/A
Verbatim | D6TQ-C27-W27-V277 | 2000 | Downlight | 74.1 | 2019-05-06 | 2019-06-04 | High | 2 | #N/A | 74.1 | #N/A | #N/A
Halo | HC430D010 HM412 8[27¦30¦35¦40] 41[ND¦MD¦WD¦RWW] | 2046 | Downlight | 74.1 | 2018-11-15 | 2019-06-28 | High | 2 | #N/A | 74.1 | #N/A | #N/A
Indy | [L4¦LRM4¦LLP4¦LC4¦LC4a¦L6¦LRM6¦LRT6¦LC6a¦L8¦LRM8¦LRT8¦LC8a¦LRT9¦LRT10¦LRT12] 33LM [27¦30¦35¦40¦50]K [MVOLT¦120¦277] G4 [80¦90¦97]CRI [FD¦DALI¦DMX¦EZI¦EZ10¦EZB¦ZT¦GZ1¦AE1BN¦AE2**] [HN¦HM¦HW¦P¦NPR¦WPR] [CS¦CSS¦CD] | 2416 | Downlight | 74.1 | 2021-02-01 | 2021-02-25 | High | 2 | #N/A | 74.1 | #N/A | #N/A
Halo | LTQL4069S1EDM*-4* | 2540 | Downlight | 74.1 | 2021-10-25 | 2021-11-18 | High | 2 | #N/A | 74.1 | #N/A | #N/A
Spectrum Lighting, Inc | SGRTE[6¦7¦8¦9¦10¦12¦14]FX40L[27K¦30K¦35K¦40K]DX[FS¦EM¦CR¦GR¦WP12¦WP24¦WP36]/AR6223FX[MW¦MB¦SG¦PTCC][WF¦MF¦SO¦SOW] | 2411 | Downlight | 74.2 | 2017-02-01 | 2017-08-02 | High | 2 | #N/A | 74.2 | #N/A | #N/A
Best Lighting | BL6CLED-48A | 3709 | Downlight | 74.2 | 2019-02-01 | 2019-01-31 | High | 2 | #N/A | 74.2 | #N/A | #N/A
Green Creative | PXCYL#/**/LEL90##/KDIM120V /**/**/** | 4450 | Downlight | 74.2 | 2021-10-30 | 2021-11-29 | High | 2 | #N/A | 74.2 | #N/A | #N/A
Green Creative | PXCYL#/**/LEL90##/KDIM120V/**/**/** | 4450 | Downlight | 74.2 | 2021-10-30 | 2021-11-29 | High | 2 | #N/A | 74.2 | #N/A | #N/A
GREENCREATIVE | AD#LEL90##DIM010UNV***** | 4450 | Downlight | 74.2 | 2018-05-25 | 2018-05-31 | High | 2 | #N/A | 74.2 | #N/A | #N/A
Green Creative | 24.5NCDLR8DIM/927/EXT | 1820 | Downlight | 74.3 | 2018-04-03 | 2018-04-17 | High | 2 | #N/A | 74.3 | #N/A | #N/A
HOMI | HM08-PR16-30W120-30K-*SA | 2230 | Downlight | 74.3 | 2021-11-30 | 2021-12-13 | High | 2 | #N/A | 74.3 | #N/A | #N/A
HOMI | HM08-PR16-30W120-35K-*SA | 2230 | Downlight | 74.3 | 2021-11-30 | 2021-12-13 | High | 2 | #N/A | 74.3 | #N/A | #N/A
HOMI | HM08-PR16-30W120-40K-*SA | 2230 | Downlight | 74.3 | 2021-11-30 | 2021-12-13 | High | 2 | #N/A | 74.3 | #N/A | #N/A
HOMI | HM08-PR16-30W120-50K-*SA | 2230 | Downlight | 74.3 | 2021-11-30 | 2021-12-13 | High | 2 | #N/A | 74.3 | #N/A | #N/A
Wen Lighting | WEN-D528-KT-90-5000 | 2230 | Downlight | 74.3 | 2018-07-13 | 2018-07-16 | High | 2 | #N/A | 74.3 | #N/A | #N/A
RAB | DLS0147(SUMO-R-24/D10) | 2600 | Downlight | 74.3 | 2022-08-10 | 2022-09-22 | High | 2 | #N/A | 74.3 | #N/A | #N/A
LIGHT THE FUTURE | D528-N-XXXX | 2600 | Downlight | 74.3 | 2016-03-07 | 2016-03-10 | High | 2 | #N/A | 74.3 | #N/A | #N/A
LIGHT THE FUTURE | D528-N-XXXX | 2600 | Downlight | 74.3 | 2016-03-07 | 2016-03-10 | High | 2 | #N/A | 74.3 | #N/A | #N/A
Trace-lite | FJX-R9-18-27K | 1340 | Downlight | 74.4 | 2019-06-24 | 2019-07-25 | High | 2 | #N/A | 74.4 | #N/A | #N/A
Trace-lite | FJX-R9-18-CTK | 1340 | Downlight | 74.4 | 2019-06-24 | 2019-07-25 | High | 2 | #N/A | 74.4 | #N/A | #N/A
Trace-lite | FJX-R9-18-VS-3K | 1340 | Downlight | 74.4 | 2019-06-24 | 2019-07-25 | High | 2 | #N/A | 74.4 | #N/A | #N/A
Nora Lighting | NELOCAC-8R30W | 1340 | Downlight | 74.4 | 2020-01-08 | 2020-01-14 | High | 2 | #N/A | 74.4 | #N/A | #N/A
SATCO¦NUVO | 62/1786 | 1450 | Downlight | 74.4 | 2022-12-15 | 2022-12-20 | High | 2 | #N/A | 74.4 | #N/A | #N/A
Liteline | ALR10-2630W | 1712 | Downlight | 74.4 | 2015-11-26 | 2016-04-22 | High | 2 | #N/A | 74.4 | #N/A | #N/A
Halo | SMD12S209SWHE*-* | 2180 | Downlight | 74.4 | 2021-10-28 | 2021-12-08 | High | 2 | #N/A | 74.4 | #N/A | #N/A
PATHWAY LIGHTING PRODUCTS, INC. | [4¦6¦8]SQSFLX20[3K¦35K¦4K¦5K][E1¦E2]DA ES | 2256 | Downlight | 74.4 | 2020-02-01 | 2020-02-27 | High | 2 | #N/A | 74.4 | #N/A | #N/A
Halo | HLB8LS9FSE010MWR* | 2374 | Downlight | 74.4 | 2020-04-10 | 2020-04-13 | High | 2 | #N/A | 74.4 | #N/A | #N/A
PORTFOLIO | LD8B40[D010¦D010TR] ER8B304090[27¦30¦35¦40¦50] 8LB[N¦M¦W¦S]#[LI¦MW¦WMH¦WH¦H] | 3140 | Downlight | 74.4 | 2018-12-31 | 2019-01-22 | High | 2 | #N/A | 74.4 | #N/A | #N/A
Royal | 8539XX-80-27K | 1050 | Downlight | 74.5 | 2019-03-12 | 2019-04-02 | High | 2 | #N/A | 74.5 | #N/A | #N/A
Lightolier | L6R15RE1VA / L6R20xxxVA / L6Rxx | 1201 | Downlight | 74.5 | 2016-07-08 | 2016-07-25 | High | 2 | #N/A | 74.5 | #N/A | #N/A
MODERN FORMS | FM-4211-** | 1490 | Downlight | 74.5 | 2018-05-01 | 2018-07-17 | High | 2 | #N/A | 74.5 | #N/A | #N/A
RENO | RENO-8-S22W-345K** | 1640 | Downlight | 74.5 | 2020-07-10 | 2020-07-15 | High | 2 | #N/A | 74.5 | #N/A | #N/A
Amerlux | HORNET-HP-R-RTF-T-2-18-WT-120-277-FL-FL-30-LE/TE | 2681 | Downlight | 74.5 | 2014-06-01 | 2022-09-20 | High | 2 | #N/A | 74.5 | #N/A | #N/A
Intense Lighting | GDS4**L7279*******FL/****###***-***-* | 3174 | Downlight | 74.5 | 2020-01-01 | 2020-06-25 | High | 2 | #N/A | 74.5 | #N/A | #N/A
Intense Lighting | GDS4**L7279*******NF/****###***-***-* | 3174 | Downlight | 74.5 | 2020-01-01 | 2020-06-25 | High | 2 | #N/A | 74.5 | #N/A | #N/A
Intense Lighting | GDS4**L7279*******SP/****###***-***-* | 3174 | Downlight | 74.5 | 2020-01-01 | 2020-06-25 | High | 2 | #N/A | 74.5 | #N/A | #N/A
Intense Lighting | GDS4**L7279*******WF/****###***-***-* | 3174 | Downlight | 74.5 | 2020-01-01 | 2020-06-25 | High | 2 | #N/A | 74.5 | #N/A | #N/A
Intense Lighting | GDS4**L727*******FL/****###***-***-* | 3174 | Downlight | 74.5 | 2020-01-01 | 2020-06-25 | High | 2 | #N/A | 74.5 | #N/A | #N/A
Intense Lighting | GDS4**L727*******NF/****###***-***-* | 3174 | Downlight | 74.5 | 2020-01-01 | 2020-06-25 | High | 2 | #N/A | 74.5 | #N/A | #N/A
Intense Lighting | GDS4**L727*******SP/****###***-***-* | 3174 | Downlight | 74.5 | 2020-01-01 | 2020-06-25 | High | 2 | #N/A | 74.5 | #N/A | #N/A
Intense Lighting | GDS4**L727*******WF/****###***-***-* | 3174 | Downlight | 74.5 | 2020-01-01 | 2020-06-25 | High | 2 | #N/A | 74.5 | #N/A | #N/A
Intense Lighting | GDS4**L7309*******FL/****###***-***-* | 3174 | Downlight | 74.5 | 2020-01-01 | 2020-06-25 | High | 2 | #N/A | 74.5 | #N/A | #N/A
Intense Lighting | GDS4**L7309*******NF/****###***-***-* | 3174 | Downlight | 74.5 | 2020-01-01 | 2020-06-25 | High | 2 | #N/A | 74.5 | #N/A | #N/A
Intense Lighting | GDS4**L7309*******SP/****###***-***-* | 3174 | Downlight | 74.5 | 2020-01-01 | 2020-06-25 | High | 2 | #N/A | 74.5 | #N/A | #N/A
Intense Lighting | GDS4**L7309*******WF/****###***-***-* | 3174 | Downlight | 74.5 | 2020-01-01 | 2020-06-25 | High | 2 | #N/A | 74.5 | #N/A | #N/A
Intense Lighting | GDS4**L730*******FL/****###***-***-* | 3174 | Downlight | 74.5 | 2020-01-01 | 2020-06-25 | High | 2 | #N/A | 74.5 | #N/A | #N/A
Intense Lighting | GDS4**L730*******NF/****###***-***-* | 3174 | Downlight | 74.5 | 2020-01-01 | 2020-06-25 | High | 2 | #N/A | 74.5 | #N/A | #N/A
Intense Lighting | GDS4**L730*******SP/****###***-***-* | 3174 | Downlight | 74.5 | 2020-01-01 | 2020-06-25 | High | 2 | #N/A | 74.5 | #N/A | #N/A
Intense Lighting | GDS4**L730*******WF/****###***-***-* | 3174 | Downlight | 74.5 | 2020-01-01 | 2020-06-25 | High | 2 | #N/A | 74.5 | #N/A | #N/A
Intense Lighting | GDS4**L7359*******FL/****###***-***-* | 3174 | Downlight | 74.5 | 2020-01-01 | 2020-06-25 | High | 2 | #N/A | 74.5 | #N/A | #N/A
Intense Lighting | GDS4**L7359*******NF/****###***-***-* | 3174 | Downlight | 74.5 | 2020-01-01 | 2020-06-25 | High | 2 | #N/A | 74.5 | #N/A | #N/A
Intense Lighting | GDS4**L7359*******SP/****###***-***-* | 3174 | Downlight | 74.5 | 2020-01-01 | 2020-06-25 | High | 2 | #N/A | 74.5 | #N/A | #N/A
Intense Lighting | GDS4**L7359*******WF/****###***-***-* | 3174 | Downlight | 74.5 | 2020-01-01 | 2020-06-25 | High | 2 | #N/A | 74.5 | #N/A | #N/A
Intense Lighting | GDS4**L735*******FL/****###***-***-* | 3174 | Downlight | 74.5 | 2020-01-01 | 2020-06-25 | High | 2 | #N/A | 74.5 | #N/A | #N/A
Intense Lighting | GDS4**L735*******NF/****###***-***-* | 3174 | Downlight | 74.5 | 2020-01-01 | 2020-06-25 | High | 2 | #N/A | 74.5 | #N/A | #N/A
Intense Lighting | GDS4**L735*******SP/****###***-***-* | 3174 | Downlight | 74.5 | 2020-01-01 | 2020-06-25 | High | 2 | #N/A | 74.5 | #N/A | #N/A
Intense Lighting | GDS4**L735*******WF/****###***-***-* | 3174 | Downlight | 74.5 | 2020-01-01 | 2020-06-25 | High | 2 | #N/A | 74.5 | #N/A | #N/A
Intense Lighting | GDS4**L7409*******FL/****###***-***-* | 3174 | Downlight | 74.5 | 2020-01-01 | 2020-06-25 | High | 2 | #N/A | 74.5 | #N/A | #N/A
Intense Lighting | GDS4**L7409*******NF/****###***-***-* | 3174 | Downlight | 74.5 | 2020-01-01 | 2020-06-25 | High | 2 | #N/A | 74.5 | #N/A | #N/A
Intense Lighting | GDS4**L7409*******SP/****###***-***-* | 3174 | Downlight | 74.5 | 2020-01-01 | 2020-06-25 | High | 2 | #N/A | 74.5 | #N/A | #N/A
Intense Lighting | GDS4**L7409*******WF/****###***-***-* | 3174 | Downlight | 74.5 | 2020-01-01 | 2020-06-25 | High | 2 | #N/A | 74.5 | #N/A | #N/A
Intense Lighting | GDS4**L740*******FL/****###***-***-* | 3174 | Downlight | 74.5 | 2020-01-01 | 2020-06-25 | High | 2 | #N/A | 74.5 | #N/A | #N/A
Intense Lighting | GDS4**L740*******NF/****###***-***-* | 3174 | Downlight | 74.5 | 2020-01-01 | 2020-06-25 | High | 2 | #N/A | 74.5 | #N/A | #N/A
Intense Lighting | GDS4**L740*******SP/****###***-***-* | 3174 | Downlight | 74.5 | 2020-01-01 | 2020-06-25 | High | 2 | #N/A | 74.5 | #N/A | #N/A
Intense Lighting | GDS4**L740*******WF/****###***-***-* | 3174 | Downlight | 74.5 | 2020-01-01 | 2020-06-25 | High | 2 | #N/A | 74.5 | #N/A | #N/A
ConTech Lighting | R4SQIC#[27K,30K,30KC,35K,35KC,40K,40KC]MVD[N,M,W] | 3300 | Downlight | 74.5 | 2017-03-03 | 2017-04-26 | High | 2 | #N/A | 74.5 | #N/A | #N/A
ConTech Lighting | R4SQNC#[27K,30K,30KC,35K,35KC,40K,40KC][12,27][D]N,M,W][BLANK,-ER] | 3300 | Downlight | 74.5 | 2017-03-03 | 2017-04-26 | High | 2 | #N/A | 74.5 | #N/A | #N/A
ConTech Lighting | R4SQRM#[27K,30K,30KC,35K,35KC,40K,40KC][12,27][D]N,M,W] | 3300 | Downlight | 74.5 | 2017-03-03 | 2017-04-26 | High | 2 | #N/A | 74.5 | #N/A | #N/A
ConTech Lighting | R4SQSA#[27K, 30K, 30KC, 35K, 35KC, 40K, 40KC][12,27][D][N,M,W][BLANK,-CP] | 3300 | Downlight | 74.5 | 2017-03-03 | 2017-04-26 | High | 2 | #N/A | 74.5 | #N/A | #N/A
ConTech Lighting | CY3[S,T]227K12D1[C,FC,RS,W,TFC][BLANK,X]S-[B,BZ,P,S] | 1000 | Downlight | 74.6 | 2016-10-04 | 2016-10-18 | High | 2 | #N/A | 74.6 | #N/A | #N/A
ConTech Lighting | CY3[S,T]227KMVD2[C,FC,RS,W,TFC][BLANK,X]S-[B,BZ,P,S] | 1000 | Downlight | 74.6 | 2016-10-04 | 2016-10-18 | High | 2 | #N/A | 74.6 | #N/A | #N/A
Lightolier | L6RAxE1VA / L6R15927VA | 1201 | Downlight | 74.6 | 2015-10-12 | 2015-08-17 | High | 2 | #N/A | 74.6 | #N/A | #N/A
SATCO¦NUVO | 62/1777 | 2200 | Downlight | 74.6 | 2022-12-15 | 2022-12-20 | High | 2 | #N/A | 74.6 | #N/A | #N/A
GREENCREATIVE | AD#LEM90##DIM010UNV***** | 2350 | Downlight | 74.6 | 2018-05-25 | 2018-05-31 | High | 2 | #N/A | 74.6 | #N/A | #N/A
Rayon Lighting | RBCR-LS23-UNV / RBCLS23-CTS / RBC10-*-* | 3728 | Downlight | 74.6 | 2021-03-14 | 2021-04-05 | High | 2 | #N/A | 74.6 | #N/A | #N/A
Rayon Lighting | RBCR-LS23-UNV / RBCLS23-CTS / RBC6-*-* | 3728 | Downlight | 74.6 | 2021-03-14 | 2021-04-05 | High | 2 | #N/A | 74.6 | #N/A | #N/A
Rayon Lighting | RBCR-LS23-UNV / RBCLS23-CTS / RBC8-*-* | 3728 | Downlight | 74.6 | 2021-03-14 | 2021-04-05 | High | 2 | #N/A | 74.6 | #N/A | #N/A
Halo | HLB6099FS1EMW*-2TR | 1061 | Downlight | 74.7 | 2020-10-23 | 2020-11-02 | High | 2 | #N/A | 74.7 | #N/A | #N/A
Halo | HLB6099FS1EMWR | 1061 | Downlight | 74.7 | 2019-02-20 | 2019-02-21 | High | 2 | #N/A | 74.7 | #N/A | #N/A
ESL Vision | ESL-CCR-R56-15W-140 | 1120 | Downlight | 74.7 | 2016-12-15 | 2016-12-09 | High | 2 | #N/A | 74.7 | #N/A | #N/A
Liteline | ALR10-1527W | 1120 | Downlight | 74.7 | 2016-06-03 | 2016-12-12 | High | 2 | #N/A | 74.7 | #N/A | #N/A
Liteline | ALR10-1530W | 1120 | Downlight | 74.7 | 2016-06-03 | 2016-12-12 | High | 2 | #N/A | 74.7 | #N/A | #N/A
Liteline | ALR4-1527W | 1120 | Downlight | 74.7 | 2016-06-03 | 2016-12-12 | High | 2 | #N/A | 74.7 | #N/A | #N/A
Liteline | ALR4-1530W | 1120 | Downlight | 74.7 | 2016-06-03 | 2016-12-12 | High | 2 | #N/A | 74.7 | #N/A | #N/A
Liteline | ALR6-1527W | 1120 | Downlight | 74.7 | 2016-06-03 | 2016-12-12 | High | 2 | #N/A | 74.7 | #N/A | #N/A
Liteline | ALR6-1530W | 1120 | Downlight | 74.7 | 2016-06-03 | 2016-12-12 | High | 2 | #N/A | 74.7 | #N/A | #N/A
Liteline | ALR8-1527W | 1120 | Downlight | 74.7 | 2016-06-03 | 2016-12-12 | High | 2 | #N/A | 74.7 | #N/A | #N/A
Liteline | ALR8-1530W | 1120 | Downlight | 74.7 | 2016-06-03 | 2016-12-12 | High | 2 | #N/A | 74.7 | #N/A | #N/A
MORRIS | 72644 | 1120 | Downlight | 74.7 | 2018-05-03 | 2018-05-03 | High | 2 | #N/A | 74.7 | #N/A | #N/A
MKS | MKS/MCP/15W/27K/** | 1120 | Downlight | 74.7 | 2019-01-01 | 2019-07-10 | High | 2 | #N/A | 74.7 | #N/A | #N/A
MKS | MKS/MCS/15W/27K/** | 1120 | Downlight | 74.7 | 2019-01-01 | 2019-07-10 | High | 2 | #N/A | 74.7 | #N/A | #N/A
LIGHT THE FUTURE | D416-N-XXXX | 1120 | Downlight | 74.7 | 2016-03-07 | 2016-03-10 | High | 2 | #N/A | 74.7 | #N/A | #N/A
Lightolier | P6***20###WHLU | 1531 | Downlight | 74.7 | 2018-11-12 | 2021-07-19 | High | 2 | #N/A | 74.7 | #N/A | #N/A
Lightolier | P6***20###WHZ10U | 1531 | Downlight | 74.7 | 2018-11-12 | 2021-07-19 | High | 2 | #N/A | 74.7 | #N/A | #N/A
Halo | SMD12R209SWHE*-* | 2205 | Downlight | 74.7 | 2021-10-28 | 2021-12-08 | High | 2 | #N/A | 74.7 | #N/A | #N/A
WAC Lighting | DS-WS06-F927A-** | 2615 | Downlight | 74.7 | 2018-11-29 | 2018-11-15 | High | 2 | #N/A | 74.7 | #N/A | #N/A
WAC Lighting | DS-WS06-F927B-** | 2615 | Downlight | 74.7 | 2018-11-29 | 2018-11-15 | High | 2 | #N/A | 74.7 | #N/A | #N/A
WAC Lighting | DS-WS06-F930A-** | 2615 | Downlight | 74.7 | 2018-11-29 | 2018-11-15 | High | 2 | #N/A | 74.7 | #N/A | #N/A
WAC Lighting | DS-WS06-F930B-** | 2615 | Downlight | 74.7 | 2018-11-29 | 2018-11-15 | High | 2 | #N/A | 74.7 | #N/A | #N/A
WAC Lighting | DS-WS06-F935A-** | 2615 | Downlight | 74.7 | 2018-11-29 | 2018-11-15 | High | 2 | #N/A | 74.7 | #N/A | #N/A
WAC Lighting | DS-WS06-F935B-** | 2615 | Downlight | 74.7 | 2018-11-29 | 2018-11-15 | High | 2 | #N/A | 74.7 | #N/A | #N/A
WAC Lighting | DS-WS06-F940A-** | 2615 | Downlight | 74.7 | 2018-11-29 | 2018-11-15 | High | 2 | #N/A | 74.7 | #N/A | #N/A
WAC Lighting | DS-WS06-F940B-** | 2615 | Downlight | 74.7 | 2018-11-29 | 2018-11-15 | High | 2 | #N/A | 74.7 | #N/A | #N/A
WAC Lighting | DS-WE06-F927A-** | 2615 | Downlight | 74.7 | 2018-11-29 | 2018-11-15 | High | 2 | #N/A | 74.7 | #N/A | #N/A
WAC Lighting | DS-WE06-F927B-** | 2615 | Downlight | 74.7 | 2018-11-29 | 2018-11-15 | High | 2 | #N/A | 74.7 | #N/A | #N/A
WAC Lighting | DS-WE06-F930A-** | 2615 | Downlight | 74.7 | 2018-11-29 | 2018-11-15 | High | 2 | #N/A | 74.7 | #N/A | #N/A
WAC Lighting | DS-WE06-F930B-** | 2615 | Downlight | 74.7 | 2018-11-29 | 2018-11-15 | High | 2 | #N/A | 74.7 | #N/A | #N/A
WAC Lighting | DS-WE06-F935A-** | 2615 | Downlight | 74.7 | 2018-11-29 | 2018-11-15 | High | 2 | #N/A | 74.7 | #N/A | #N/A
WAC Lighting | DS-WE06-F935B-** | 2615 | Downlight | 74.7 | 2018-11-29 | 2018-11-15 | High | 2 | #N/A | 74.7 | #N/A | #N/A
WAC Lighting | DS-WE06-F940A-** | 2615 | Downlight | 74.7 | 2018-11-29 | 2018-11-15 | High | 2 | #N/A | 74.7 | #N/A | #N/A
WAC Lighting | DS-WE06-F940B-** | 2615 | Downlight | 74.7 | 2018-11-29 | 2018-11-15 | High | 2 | #N/A | 74.7 | #N/A | #N/A
WAC Lighting | DC-WS06-F927A-** | 2615 | Downlight | 74.7 | 2018-11-29 | 2018-11-15 | High | 2 | #N/A | 74.7 | #N/A | #N/A
WAC Lighting | DC-WS06-F927B-** | 2615 | Downlight | 74.7 | 2018-11-29 | 2018-11-15 | High | 2 | #N/A | 74.7 | #N/A | #N/A
WAC Lighting | DC-WS06-F930A-** | 2615 | Downlight | 74.7 | 2018-11-29 | 2018-11-15 | High | 2 | #N/A | 74.7 | #N/A | #N/A
WAC Lighting | DC-WS06-F930B-** | 2615 | Downlight | 74.7 | 2018-11-29 | 2018-11-15 | High | 2 | #N/A | 74.7 | #N/A | #N/A
WAC Lighting | DC-WS06-F935B-** | 2615 | Downlight | 74.7 | 2018-11-29 | 2018-11-15 | High | 2 | #N/A | 74.7 | #N/A | #N/A
WAC Lighting | DC-WS06-F940A-** | 2615 | Downlight | 74.7 | 2018-11-29 | 2018-11-15 | High | 2 | #N/A | 74.7 | #N/A | #N/A
WAC Lighting | DC-WS06-F940B-** | 2615 | Downlight | 74.7 | 2018-11-29 | 2018-11-15 | High | 2 | #N/A | 74.7 | #N/A | #N/A
WAC Lighting | DC-WE06-F927A-** | 2615 | Downlight | 74.7 | 2018-11-29 | 2018-11-15 | High | 2 | #N/A | 74.7 | #N/A | #N/A
WAC Lighting | DC-WE06-F927B-** | 2615 | Downlight | 74.7 | 2018-11-29 | 2018-11-15 | High | 2 | #N/A | 74.7 | #N/A | #N/A
WAC Lighting | DC-WE06-F930A-** | 2615 | Downlight | 74.7 | 2018-11-29 | 2018-11-15 | High | 2 | #N/A | 74.7 | #N/A | #N/A
WAC Lighting | DC-WE06-F930B-** | 2615 | Downlight | 74.7 | 2018-11-29 | 2018-11-15 | High | 2 | #N/A | 74.7 | #N/A | #N/A
WAC Lighting | DC-WE06-F935A-** | 2615 | Downlight | 74.7 | 2018-11-29 | 2018-11-15 | High | 2 | #N/A | 74.7 | #N/A | #N/A
WAC Lighting | DC-WE06-F935B-** | 2615 | Downlight | 74.7 | 2018-11-29 | 2018-11-15 | High | 2 | #N/A | 74.7 | #N/A | #N/A
WAC Lighting | DC-WE06-F940A-** | 2615 | Downlight | 74.7 | 2018-11-29 | 2018-11-15 | High | 2 | #N/A | 74.7 | #N/A | #N/A
WAC Lighting | DC-WE06-F940B-** | 2615 | Downlight | 74.7 | 2018-11-29 | 2018-11-15 | High | 2 | #N/A | 74.7 | #N/A | #N/A
Halo | SMD6S12927WHE | 1167 | Downlight | 74.8 | 2018-07-01 | 2018-06-28 | High | 2 | #N/A | 74.8 | #N/A | #N/A
GE Current, a Daintree company | LRCC10R020********827V1 | 1383 | Downlight | 74.8 | 2022-09-16 | 2022-10-03 | High | 2 | #N/A | 74.8 | #N/A | #N/A
GE Current, a Daintree company | LRCC10R020********830V1 | 1383 | Downlight | 74.8 | 2022-09-16 | 2022-10-03 | High | 2 | #N/A | 74.8 | #N/A | #N/A
GE Current, a Daintree company | LRCC10R020********835V1 | 1383 | Downlight | 74.8 | 2022-09-16 | 2022-10-03 | High | 2 | #N/A | 74.8 | #N/A | #N/A
GE Current, a Daintree company | LRCC10R020********840V1 | 1383 | Downlight | 74.8 | 2022-09-16 | 2022-10-03 | High | 2 | #N/A | 74.8 | #N/A | #N/A
GE Current, a Daintree company | LRCC10R020********850V1 | 1383 | Downlight | 74.8 | 2022-09-16 | 2022-10-03 | High | 2 | #N/A | 74.8 | #N/A | #N/A
GE Current, a Daintree company | LRCC12R020********827V1 | 1383 | Downlight | 74.8 | 2022-09-16 | 2022-10-03 | High | 2 | #N/A | 74.8 | #N/A | #N/A
GE Current, a Daintree company | LRCC12R020********830V1 | 1383 | Downlight | 74.8 | 2022-09-16 | 2022-10-03 | High | 2 | #N/A | 74.8 | #N/A | #N/A
GE Current, a Daintree company | LRCC12R020********835V1 | 1383 | Downlight | 74.8 | 2022-09-16 | 2022-10-03 | High | 2 | #N/A | 74.8 | #N/A | #N/A
GE Current, a Daintree company | LRCC12R020********840V1 | 1383 | Downlight | 74.8 | 2022-09-16 | 2022-10-03 | High | 2 | #N/A | 74.8 | #N/A | #N/A
GE Current, a Daintree company | LRCC12R020********850V1 | 1383 | Downlight | 74.8 | 2022-09-16 | 2022-10-03 | High | 2 | #N/A | 74.8 | #N/A | #N/A
GE Current, a Daintree company | LRCC06R020********827V1 | 1383 | Downlight | 74.8 | 2022-09-16 | 2022-10-03 | High | 2 | #N/A | 74.8 | #N/A | #N/A
GE Current, a Daintree company | LRCC06R020********830V1 | 1383 | Downlight | 74.8 | 2022-09-16 | 2022-10-03 | High | 2 | #N/A | 74.8 | #N/A | #N/A
GE Current, a Daintree company | LRCC06R020********835V1 | 1383 | Downlight | 74.8 | 2022-09-16 | 2022-10-03 | High | 2 | #N/A | 74.8 | #N/A | #N/A
GE Current, a Daintree company | LRCC06R020********840V1 | 1383 | Downlight | 74.8 | 2022-09-16 | 2022-10-03 | High | 2 | #N/A | 74.8 | #N/A | #N/A
GE Current, a Daintree company | LRCC06R020********850V1 | 1383 | Downlight | 74.8 | 2022-09-16 | 2022-10-03 | High | 2 | #N/A | 74.8 | #N/A | #N/A
GE Current, a Daintree company | LRCC08R020********827V1 | 1383 | Downlight | 74.8 | 2022-09-16 | 2022-10-03 | High | 2 | #N/A | 74.8 | #N/A | #N/A
GE Current, a Daintree company | LRCC08R020********830V1 | 1383 | Downlight | 74.8 | 2022-09-16 | 2022-10-03 | High | 2 | #N/A | 74.8 | #N/A | #N/A
GE Current, a Daintree company | LRCC08R020********835V1 | 1383 | Downlight | 74.8 | 2022-09-16 | 2022-10-03 | High | 2 | #N/A | 74.8 | #N/A | #N/A
GE Current, a Daintree company | LRCC08R020********840V1 | 1383 | Downlight | 74.8 | 2022-09-16 | 2022-10-03 | High | 2 | #N/A | 74.8 | #N/A | #N/A
GE Current, a Daintree company | LRCC08R020********850V1 | 1383 | Downlight | 74.8 | 2022-09-16 | 2022-10-03 | High | 2 | #N/A | 74.8 | #N/A | #N/A
Lightolier | C6L208##*Z10U / C6RDLCD* | 1411 | Downlight | 74.8 | 2016-10-06 | 2018-06-25 | High | 2 | #N/A | 74.8 | #N/A | #N/A
Atlantic Lighting | XLED614-BXX-VR15-27K-2WR | 3000 | Downlight | 74.8 | 2017-01-31 | 2017-02-14 | High | 2 | #N/A | 74.8 | #N/A | #N/A
Liton | CR6L36SW-T[30,35,40] | 3671 | Downlight | 74.8 | 2017-01-01 | 2017-03-03 | High | 2 | #N/A | 74.8 | #N/A | #N/A
Lightolier | C6L208##*E1 / C6RDLCD* | 1411 | Downlight | 74.9 | 2017-04-20 | 2018-06-27 | High | 2 | #N/A | 74.9 | #N/A | #N/A
Lightolier | C6L208***E1R / C6RDL*** | 1411 | Downlight | 74.9 | 2017-12-08 | 2018-01-05 | High | 2 | #N/A | 74.9 | #N/A | #N/A
Lightolier | C6L208##*LU / C6RDLCD* | 1411 | Downlight | 74.9 | 2016-10-06 | 2018-06-28 | High | 2 | #N/A | 74.9 | #N/A | #N/A
Lightolier | C6L208***Z10UR / C6RDL*** | 1411 | Downlight | 74.9 | 2017-12-08 | 2018-01-05 | High | 2 | #N/A | 74.9 | #N/A | #N/A
Lightolier | C6*DL208##*ELV1*** | 1411 | Downlight | 74.9 | 2017-04-20 | 2017-04-14 | High | 2 | #N/A | 74.9 | #N/A | #N/A
Lightolier | C6*DL208##*LU*** | 1411 | Downlight | 74.9 | 2017-04-20 | 2017-04-14 | High | 2 | #N/A | 74.9 | #N/A | #N/A
Lightolier | C6*DL208##*Z10U*** | 1411 | Downlight | 74.9 | 2017-04-20 | 2017-04-14 | High | 2 | #N/A | 74.9 | #N/A | #N/A
Lightolier | JWN-C6L20830WZ10U /JWN-C6RDLCC* | 1411 | Downlight | 74.9 | 2017-12-08 | 2018-01-04 | High | 2 | #N/A | 74.9 | #N/A | #N/A
Nora Lighting | NLOCAC-11R345MPW | 1639 | Downlight | 74.9 | 2018-10-30 | 2019-02-06 | High | 2 | #N/A | 74.9 | #N/A | #N/A
Aculux | AX4 [A¦D] 27LM 30K [80¦90¦95]CRI [12¦24¦35¦50]D [DMXR¦DALI¦EZ1¦EZB¦GZ1¦FPC¦ECOS2¦ECOD¦EDXB¦EDAB] [120¦MVOLT] [blank¦CP] [blank¦ICAT] | 1984 | Downlight | 74.9 | 2016-07-01 | 2016-08-17 | High | 2 | #N/A | 74.9 | #N/A | #N/A
GE Current, a Daintree company | LRXBR41X9CWVQ | 1050 | Downlight | 75 | 2022-01-01 | 2021-12-28 | High | 2 | #N/A | 75 | #N/A | #N/A
Prescolite | LBRST-4RD-M-LSSLCWCS9-WH | 1050 | Downlight | 75 | 2022-08-01 | 2022-08-17 | High | 2 | #N/A | 75 | #N/A | #N/A
MAXXIMA | MRL-S61200W | 1050 | Downlight | 75 | 2019-10-14 | 2019-11-05 | High | 2 | #N/A | 75 | #N/A | #N/A
MAXXIMA | MRL-S61220WS | 1050 | Downlight | 75 | 2019-10-14 | 2019-11-05 | High | 2 | #N/A | 75 | #N/A | #N/A
RAB | DLG0007 | 1050 | Downlight | 75 | 2020-01-16 | 2020-03-05 | High | 2 | #N/A | 75 | #N/A | #N/A
Verbatim | D4TQ-C27-W14-V120 | 1050 | Downlight | 75 | 2019-05-06 | 2019-06-04 | High | 2 | #N/A | 75 | #N/A | #N/A
Verbatim | D4TQ-C27-W14-V277 | 1050 | Downlight | 75 | 2019-05-06 | 2019-06-03 | High | 2 | #N/A | 75 | #N/A | #N/A
Verbatim | D6TQ-C27-W14-V120 | 1050 | Downlight | 75 | 2019-05-06 | 2019-06-04 | High | 2 | #N/A | 75 | #N/A | #N/A
Verbatim | D6TQ-C27-W14-V277 | 1050 | Downlight | 75 | 2019-05-06 | 2019-06-04 | High | 2 | #N/A | 75 | #N/A | #N/A
EELighting | UTP-R6586MW-15W5CCTA-120347V-DIM-CRI80 | 1125 | Downlight | 75 | 2021-01-14 | 2021-02-04 | High | 2 | #N/A | 75 | #N/A | #N/A
LEADVISION | LV1125AD-156RR1COM | 1125 | Downlight | 75 | 2020-11-24 | 2020-12-18 | High | 2 | #N/A | 75 | #N/A | #N/A
LEADVISION | LV1125AD-156RR1COM | 1125 | Downlight | 75 | 2021-11-07 | 2022-01-26 | High | 2 | #N/A | 75 | #N/A | #N/A
NADAIR | SL6-1125-#**3K** | 1125 | Downlight | 75 | 2018-06-30 | 2018-07-11 | High | 2 | #N/A | 75 | #N/A | #N/A
Luminiz | DS101603CTMW | 1125 | Downlight | 75 | 2020-07-01 | 2021-01-24 | High | 2 | #N/A | 75 | #N/A | #N/A
Luminiz | DS102603CTBK | 1125 | Downlight | 75 | 2020-07-01 | 2021-01-24 | High | 2 | #N/A | 75 | #N/A | #N/A
Luminiz | DS102603CTNK | 1125 | Downlight | 75 | 2020-07-01 | 2021-01-24 | High | 2 | #N/A | 75 | #N/A | #N/A
Satco | S11721 | 1125 | Downlight | 75 | 2019-12-01 | 2019-12-09 | High | 2 | #N/A | 75 | #N/A | #N/A
Westgate | RSL6-30K | 1125 | Downlight | 75 | 2019-08-23 | 2019-08-26 | High | 2 | #N/A | 75 | #N/A | #N/A
Westgate | RSL6-MCT | 1125 | Downlight | 75 | 2019-11-14 | 2019-11-15 | High | 2 | #N/A | 75 | #N/A | #N/A
Westgate | SSL6-30K | 1125 | Downlight | 75 | 2019-11-14 | 2019-11-15 | High | 2 | #N/A | 75 | #N/A | #N/A
Westgate | SSL6-40K | 1125 | Downlight | 75 | 2019-11-14 | 2019-11-15 | High | 2 | #N/A | 75 | #N/A | #N/A
Westgate | SSL6-50K | 1125 | Downlight | 75 | 2019-11-14 | 2019-11-15 | High | 2 | #N/A | 75 | #N/A | #N/A
Westgate | SSL6-MCT | 1125 | Downlight | 75 | 2019-11-14 | 2019-11-15 | High | 2 | #N/A | 75 | #N/A | #N/A
EiKO | DWR6/16W/830/120DT | 1200 | Downlight | 75 | 2021-06-15 | 2021-07-06 | High | 2 | #N/A | 75 | #N/A | #N/A
EiKO | DWR6/16W/9CCT5/120DT | 1200 | Downlight | 75 | 2021-06-15 | 2021-07-06 | High | 2 | #N/A | 75 | #N/A | #N/A
fusion | ER3-SHAL-ADJ-LED-1200L-DIM10-MVOLT-##K | 1200 | Downlight | 75 | 2018-06-30 | 2018-08-31 | High | 2 | #N/A | 75 | #N/A | #N/A
Impulse Lighting | IL-D236D-CCT | 1200 | Downlight | 75 | 2022-06-08 | 2022-09-08 | High | 2 | #N/A | 75 | #N/A | #N/A
Sylvania | LEDMD6R2A1200ST9SC3 | 1200 | Downlight | 75 | 2019-10-30 | 2019-10-31 | High | 2 | #N/A | 75 | #N/A | #N/A
JAYKAL | JLS68102-CR-6-M2-9MCCT1-10-FF-* | 1200 | Downlight | 75 | 2022-12-21 | 2022-12-28 | High | 2 | #N/A | 75 | #N/A | #N/A
JAYKAL | JLS68102-CR-6-M2-9MCCT2-10-FF-* | 1200 | Downlight | 75 | 2022-12-21 | 2022-12-28 | High | 2 | #N/A | 75 | #N/A | #N/A
MORRIS | 72765 | 1200 | Downlight | 75 | 2022-07-07 | 2022-08-22 | High | 2 | #N/A | 75 | #N/A | #N/A
MES | MES-DL254-6-16W-OAC3A | 1200 | Downlight | 75 | 2020-02-01 | 2020-10-11 | High | 2 | #N/A | 75 | #N/A | #N/A
MES | MES-DL254-6-16W-OAC3B | 1200 | Downlight | 75 | 2020-02-01 | 2020-10-11 | High | 2 | #N/A | 75 | #N/A | #N/A
Lightolier | SD9R12ESCT1W | 1200 | Downlight | 75 | 2022-10-13 | 2022-11-15 | High | 2 | #N/A | 75 | #N/A | #N/A
Lightolier | SD9RSLMZ10SCTUW | 1200 | Downlight | 75 | 2022-05-01 | 2022-05-12 | High | 2 | #N/A | 75 | #N/A | #N/A
Topaz | RDL/6GIM/16/5CTS?46 | 1200 | Downlight | 75 | 2022-01-24 | 2022-01-28 | High | 2 | #N/A | 75 | #N/A | #N/A
UPSHINE | UP-DL254-6-16W-0AC3(CRI90,3000K,3500K,4000K) | 1200 | Downlight | 75 | 2020-02-01 | 2020-04-16 | High | 2 | #N/A | 75 | #N/A | #N/A
UPSHINE | UP-DL254-6-16W-0AC3(CRI90,3000K,4000K,5000K) | 1200 | Downlight | 75 | 2020-02-01 | 2020-04-16 | High | 2 | #N/A | 75 | #N/A | #N/A
Commercial Electric | 1004330905 | 1200 | Downlight | 75 | 2019-05-18 | 2019-05-16 | High | 2 | #N/A | 75 | #N/A | #N/A
Elite Lighting | HH4-LED-1200L-DIM10-[120,277]V-[N,M,W]D-[27,30,35,40,50]K-80 | 1223 | Downlight | 75 | 2016-09-21 | 2017-01-05 | High | 2 | #N/A | 75 | #N/A | #N/A
Elite Lighting | HH6IC-LED-1200L-DIM10-[120,277]V-[N,M,W]D-[27,30,35,40,50]K-80 | 1223 | Downlight | 75 | 2016-09-21 | 2017-01-10 | High | 2 | #N/A | 75 | #N/A | #N/A
LAND LIGHTING | LED-X6-3000* | 1350 | Downlight | 75 | 2022-04-14 | 2019-08-26 | High | 2 | #N/A | 75 | #N/A | #N/A
GREENBEAM | GBRD-6W-18-27 | 1350 | Downlight | 75 | 2019-10-08 | 2019-10-18 | High | 2 | #N/A | 75 | #N/A | #N/A
GREENBEAM | GBRD-6W-18-40 | 1350 | Downlight | 75 | 2019-06-02 | 2019-06-25 | High | 2 | #N/A | 75 | #N/A | #N/A
Luminiz | DS101803CTBK | 1350 | Downlight | 75 | 2020-09-01 | 2021-01-24 | High | 2 | #N/A | 75 | #N/A | #N/A
Luminiz | DS103803CTBK | 1350 | Downlight | 75 | 2020-09-01 | 2021-01-24 | High | 2 | #N/A | 75 | #N/A | #N/A
Luminiz | DS103803CTNK | 1350 | Downlight | 75 | 2020-09-01 | 2021-01-24 | High | 2 | #N/A | 75 | #N/A | #N/A
ANC | RD7R16(2700K) | 1350 | Downlight | 75 | 2020-06-08 | 2020-06-11 | High | 2 | #N/A | 75 | #N/A | #N/A
ANC | RD7R16(3000K) | 1350 | Downlight | 75 | 2020-06-08 | 2020-06-11 | High | 2 | #N/A | 75 | #N/A | #N/A
ANC | RD7R16(4000K) | 1350 | Downlight | 75 | 2020-06-08 | 2020-06-11 | High | 2 | #N/A | 75 | #N/A | #N/A
ANC | RD7R16(5000K) | 1350 | Downlight | 75 | 2020-06-08 | 2020-06-11 | High | 2 | #N/A | 75 | #N/A | #N/A
ANC | RD8R18(2700K) | 1350 | Downlight | 75 | 2020-06-08 | 2020-06-11 | High | 2 | #N/A | 75 | #N/A | #N/A
ANC | RD8R18(3000K) | 1350 | Downlight | 75 | 2020-06-08 | 2020-06-11 | High | 2 | #N/A | 75 | #N/A | #N/A
ANC | RD8R18(4000K) | 1350 | Downlight | 75 | 2020-06-08 | 2020-06-11 | High | 2 | #N/A | 75 | #N/A | #N/A
ANC | RD8R18(5000K) | 1350 | Downlight | 75 | 2020-06-08 | 2020-06-11 | High | 2 | #N/A | 75 | #N/A | #N/A
Signcomplex | SC-DL18-D08-A1-01RE | 1350 | Downlight | 75 | 2020-10-30 | 2022-06-22 | High | 2 | #N/A | 75 | #N/A | #N/A
OKT Lighting | CP3-18W-27E | 1350 | Downlight | 75 | 2021-05-22 | 2021-06-01 | High | 2 | #N/A | 75 | #N/A | #N/A
ANC | GL-7INCH-SLIM-16W-IC-DIM(2700K) | 1350 | Downlight | 75 | 2020-06-08 | 2020-06-11 | High | 2 | #N/A | 75 | #N/A | #N/A
ANC | GL-7INCH-SLIM-16W-IC-DIM(3000K) | 1350 | Downlight | 75 | 2020-06-08 | 2020-06-11 | High | 2 | #N/A | 75 | #N/A | #N/A
ANC | GL-7INCH-SLIM-16W-IC-DIM(4000K) | 1350 | Downlight | 75 | 2020-06-08 | 2020-06-11 | High | 2 | #N/A | 75 | #N/A | #N/A
ANC | GL-7INCH-SLIM-16W-IC-DIM(5000K) | 1350 | Downlight | 75 | 2020-06-08 | 2020-06-11 | High | 2 | #N/A | 75 | #N/A | #N/A
ANC | PBD2020-16(2700K) | 1350 | Downlight | 75 | 2020-06-08 | 2020-06-11 | High | 2 | #N/A | 75 | #N/A | #N/A
ANC | PBD2020-16(3000K) | 1350 | Downlight | 75 | 2020-06-08 | 2020-06-11 | High | 2 | #N/A | 75 | #N/A | #N/A
ANC | PBD2020-16(4000K) | 1350 | Downlight | 75 | 2020-06-08 | 2020-06-11 | High | 2 | #N/A | 75 | #N/A | #N/A
ANC | PBD2020-16(5000K) | 1350 | Downlight | 75 | 2020-06-08 | 2020-06-11 | High | 2 | #N/A | 75 | #N/A | #N/A
Sunco Lighting | DL_SL8-18W-27K_5K-#PK | 1350 | Downlight | 75 | 2022-07-01 | 2022-08-10 | High | 2 | #N/A | 75 | #N/A | #N/A
Topaz Lighting | RDL/8RND/18/5CTS | 1350 | Downlight | 75 | 2020-10-30 | 2020-12-07 | High | 2 | #N/A | 75 | #N/A | #N/A
Verbatim | D6-L1350-C30-V277-TR | 1350 | Downlight | 75 | 2017-12-01 | 2017-12-21 | High | 2 | #N/A | 75 | #N/A | #N/A
Verbatim | D8-L1350-C30-V277-TR | 1350 | Downlight | 75 | 2017-12-01 | 2017-12-22 | High | 2 | #N/A | 75 | #N/A | #N/A
Westgate | RSL8-30K | 1350 | Downlight | 75 | 2019-08-23 | 2019-08-26 | High | 2 | #N/A | 75 | #N/A | #N/A
Westgate | RSL8-MCT | 1350 | Downlight | 75 | 2019-11-14 | 2019-11-15 | High | 2 | #N/A | 75 | #N/A | #N/A
Dals | DDP6-CC-** | 1500 | Downlight | 75 | 2021-12-01 | 2022-07-07 | High | 2 | #N/A | 75 | #N/A | #N/A
Dals | GBR06-CC-** | 1500 | Downlight | 75 | 2022-03-01 | 2022-09-08 | High | 2 | #N/A | 75 | #N/A | #N/A
ETI | 565783## | 1500 | Downlight | 75 | 2020-04-01 | 2020-04-09 | High | 2 | #N/A | 75 | #N/A | #N/A
ETI | 565784## | 1500 | Downlight | 75 | 2020-04-01 | 2020-04-09 | High | 2 | #N/A | 75 | #N/A | #N/A
Prescolite | LBSE-8SQD-RM-##K8-** | 1500 | Downlight | 75 | 2021-01-01 | 2020-12-08 | High | 2 | #N/A | 75 | #N/A | #N/A
HELIOS LIGHTING | 6R20L-30K-**-** | 1500 | Downlight | 75 | 2019-04-03 | 2019-05-17 | High | 2 | #N/A | 75 | #N/A | #N/A
HELIOS LIGHTING | 6R20L-30K-**-**-DM1 | 1500 | Downlight | 75 | 2019-04-03 | 2019-05-17 | High | 2 | #N/A | 75 | #N/A | #N/A
HELIOS LIGHTING | 6R20L-30K-**-**-LDE | 1500 | Downlight | 75 | 2019-04-03 | 2019-05-17 | High | 2 | #N/A | 75 | #N/A | #N/A
HELIOS LIGHTING | 6R20L-35K-**-** | 1500 | Downlight | 75 | 2019-04-03 | 2019-05-17 | High | 2 | #N/A | 75 | #N/A | #N/A
HELIOS LIGHTING | 6R20L-35K-**-**-DM1 | 1500 | Downlight | 75 | 2019-04-03 | 2019-05-17 | High | 2 | #N/A | 75 | #N/A | #N/A
HELIOS LIGHTING | 6R20L-35K-**-**-LDE | 1500 | Downlight | 75 | 2019-04-03 | 2019-05-17 | High | 2 | #N/A | 75 | #N/A | #N/A
HELIOS LIGHTING | 6R20L-40K-**-** | 1500 | Downlight | 75 | 2019-04-03 | 2019-05-17 | High | 2 | #N/A | 75 | #N/A | #N/A
HELIOS LIGHTING | 6R20L-40K-**-**-DM1 | 1500 | Downlight | 75 | 2019-04-03 | 2019-05-17 | High | 2 | #N/A | 75 | #N/A | #N/A
HELIOS LIGHTING | 6R20L-40K-**-**-LDE | 1500 | Downlight | 75 | 2019-04-03 | 2019-05-17 | High | 2 | #N/A | 75 | #N/A | #N/A
ProLED | 82995 | 1500 | Downlight | 75 | 2022-07-20 | 2022-07-01 | High | 2 | #N/A | 75 | #N/A | #N/A
JAYKAL | JLS68102-CP-4-M1-MCCT-10-S-28 | 1500 | Downlight | 75 | 2020-11-12 | 2021-01-07 | High | 2 | #N/A | 75 | #N/A | #N/A
NSL | LVLDL-10-##-**-R-L | 1500 | Downlight | 75 | 2017-03-20 | 2017-04-13 | High | 2 | #N/A | 75 | #N/A | #N/A
Nora Lighting | NFLIN-R81527WWLE3 | 1500 | Downlight | 75 | 2018-08-27 | 2018-08-31 | High | 2 | #N/A | 75 | #N/A | #N/A
NSL | LVLDL-10-##-**-R-L | 1500 | Downlight | 75 | 2017-03-20 | 2017-04-13 | High | 2 | #N/A | 75 | #N/A | #N/A
RAB | DLS0008 | 1500 | Downlight | 75 | 2019-12-12 | 2020-03-20 | High | 2 | #N/A | 75 | #N/A | #N/A
Satco | S11722 | 1500 | Downlight | 75 | 2019-12-01 | 2019-12-09 | High | 2 | #N/A | 75 | #N/A | #N/A
LIGHT THE FUTURE | D218-20W-90-2700-* | 1500 | Downlight | 75 | 2020-01-04 | 2020-03-06 | High | 2 | #N/A | 75 | #N/A | #N/A
LIGHT THE FUTURE | D218-20W-90-3000-* | 1500 | Downlight | 75 | 2020-01-04 | 2020-03-06 | High | 2 | #N/A | 75 | #N/A | #N/A
LIGHT THE FUTURE | D218-20W-90-3500-* | 1500 | Downlight | 75 | 2020-01-04 | 2020-03-06 | High | 2 | #N/A | 75 | #N/A | #N/A
LIGHT THE FUTURE | D218-20W-90-4000-* | 1500 | Downlight | 75 | 2020-01-04 | 2020-03-06 | High | 2 | #N/A | 75 | #N/A | #N/A
LIGHT THE FUTURE | D218-20W-90-5000-* | 1500 | Downlight | 75 | 2020-01-04 | 2020-03-06 | High | 2 | #N/A | 75 | #N/A | #N/A
LIGHT THE FUTURE | D228-20W-90-CCT-** | 1500 | Downlight | 75 | 2022-06-15 | 2022-06-13 | High | 2 | #N/A | 75 | #N/A | #N/A
S LITE | 6R20L-30K-**-** | 1500 | Downlight | 75 | 2022-01-02 | 2019-04-18 | High | 2 | #N/A | 75 | #N/A | #N/A
S LITE | 6R20L-30K-**-**-DM1 | 1500 | Downlight | 75 | 2022-01-02 | 2019-04-18 | High | 2 | #N/A | 75 | #N/A | #N/A
S LITE | 6R20L-30K-**-**-LDE | 1500 | Downlight | 75 | 2022-01-02 | 2019-04-18 | High | 2 | #N/A | 75 | #N/A | #N/A
S LITE | 6R20L-35K-**-** | 1500 | Downlight | 75 | 2022-01-02 | 2019-04-18 | High | 2 | #N/A | 75 | #N/A | #N/A
S LITE | 6R20L-35K-**-**-DM1 | 1500 | Downlight | 75 | 2022-01-02 | 2019-04-18 | High | 2 | #N/A | 75 | #N/A | #N/A
S LITE | 6R20L-35K-**-**-LDE | 1500 | Downlight | 75 | 2022-01-02 | 2019-04-18 | High | 2 | #N/A | 75 | #N/A | #N/A
S LITE | 6R20L-40K-**-** | 1500 | Downlight | 75 | 2022-01-02 | 2019-04-18 | High | 2 | #N/A | 75 | #N/A | #N/A
S LITE | 6R20L-40K-**-**-DM1 | 1500 | Downlight | 75 | 2022-01-02 | 2019-04-18 | High | 2 | #N/A | 75 | #N/A | #N/A
S LITE | 6R20L-40K-**-**-LDE | 1500 | Downlight | 75 | 2022-01-02 | 2019-04-18 | High | 2 | #N/A | 75 | #N/A | #N/A
Lightolier | SD11R15ESCT1W | 1500 | Downlight | 75 | 2022-10-13 | 2022-11-15 | High | 2 | #N/A | 75 | #N/A | #N/A
Lightolier | SD11RSLMZ10SCTUW | 1500 | Downlight | 75 | 2022-05-01 | 2022-05-12 | High | 2 | #N/A | 75 | #N/A | #N/A
UP-SHINE | UP-DL36-20W(3000K) | 1500 | Downlight | 75 | 2016-07-10 | 2016-07-21 | High | 2 | #N/A | 75 | #N/A | #N/A
TGL Inc. | TGL-PREM10DL-20W-00T | 1500 | Downlight | 75 | 2021-02-01 | 2021-02-03 | High | 2 | #N/A | 75 | #N/A | #N/A
MODERN FORMS | FM-4211-27-** | 1500 | Downlight | 75 | 2021-08-01 | 2021-06-29 | High | 2 | #N/A | 75 | #N/A | #N/A
MODERN FORMS | FM-4211-30-** | 1500 | Downlight | 75 | 2021-08-01 | 2021-06-29 | High | 2 | #N/A | 75 | #N/A | #N/A
MODERN FORMS | FM-4211-35-** | 1500 | Downlight | 75 | 2021-08-01 | 2021-06-29 | High | 2 | #N/A | 75 | #N/A | #N/A
MODERN FORMS | FM-4411-** | 1500 | Downlight | 75 | 2019-02-01 | 2018-09-28 | High | 2 | #N/A | 75 | #N/A | #N/A
Elite Lighting | HH4-LED-1500L-DIM10-[120,277]V-[N,M,W]D-[27,30,35,40,50]K-90 | 1561 | Downlight | 75 | 2016-09-21 | 2016-12-20 | High | 2 | #N/A | 75 | #N/A | #N/A
Elite Lighting | HH6IC-LED-1500L-DIM10-[120,277]V-[N,M,W]D-[27,30,35,40,50]K-90 | 1561 | Downlight | 75 | 2016-09-21 | 2016-12-20 | High | 2 | #N/A | 75 | #N/A | #N/A
GE Current, a Daintree company | LRXBR81X9WWVQ | 1650 | Downlight | 75 | 2022-01-01 | 2021-12-28 | High | 2 | #N/A | 75 | #N/A | #N/A
JAYKAL | JLS68102-CR-8-M4-9MCCT1-10-FF-* | 1650 | Downlight | 75 | 2022-12-21 | 2022-12-28 | High | 2 | #N/A | 75 | #N/A | #N/A
JAYKAL | JLS68102-CR-8-M4-9MCCT2-10-FF-* | 1650 | Downlight | 75 | 2022-12-21 | 2022-12-28 | High | 2 | #N/A | 75 | #N/A | #N/A
MES | MES-DL254-8-22W-OAC3A | 1650 | Downlight | 75 | 2020-02-01 | 2020-10-11 | High | 2 | #N/A | 75 | #N/A | #N/A
MES | MES-DL254-8-22W-OAC3B | 1650 | Downlight | 75 | 2020-02-01 | 2020-10-11 | High | 2 | #N/A | 75 | #N/A | #N/A
Lightolier | SD14R16ESCT1W | 1650 | Downlight | 75 | 2022-10-13 | 2022-11-15 | High | 2 | #N/A | 75 | #N/A | #N/A
UPSHINE | UP-DL254-8-22W-0AC3(CRI90,3000K,3500K,4000K) | 1650 | Downlight | 75 | 2020-02-01 | 2020-04-16 | High | 2 | #N/A | 75 | #N/A | #N/A
UPSHINE | UP-DL254-8-22W-0AC3(CRI90,3000K,4000K,5000K) | 1650 | Downlight | 75 | 2020-02-01 | 2020-04-16 | High | 2 | #N/A | 75 | #N/A | #N/A
LIGHT THE FUTURE | D816-2700 | 1650 | Downlight | 75 | 2017-11-10 | 2017-11-09 | High | 2 | #N/A | 75 | #N/A | #N/A
WAC Lighting | DS-PD0622-S927-** | 1650 | Downlight | 75 | 2019-06-29 | 2020-01-09 | High | 2 | #N/A | 75 | #N/A | #N/A
WAC Lighting | DS-PD0622-S930-** | 1650 | Downlight | 75 | 2019-06-29 | 2020-01-09 | High | 2 | #N/A | 75 | #N/A | #N/A
WAC Lighting | DS-PD0622-S935-** | 1650 | Downlight | 75 | 2019-06-29 | 2020-01-09 | High | 2 | #N/A | 75 | #N/A | #N/A
WAC Lighting | DS-PD0622-S940-** | 1650 | Downlight | 75 | 2019-06-29 | 2020-01-09 | High | 2 | #N/A | 75 | #N/A | #N/A
WAC Lighting | DS-WS0622-F927S-** | 1650 | Downlight | 75 | 2019-06-29 | 2020-01-09 | High | 2 | #N/A | 75 | #N/A | #N/A
WAC Lighting | DS-WS0622-F930S-** | 1650 | Downlight | 75 | 2019-06-29 | 2020-01-09 | High | 2 | #N/A | 75 | #N/A | #N/A
WAC Lighting | DS-WS0622-F935S-** | 1650 | Downlight | 75 | 2019-06-29 | 2020-01-09 | High | 2 | #N/A | 75 | #N/A | #N/A
WAC Lighting | DS-WS0622-F940S-** | 1650 | Downlight | 75 | 2019-06-29 | 2020-01-09 | High | 2 | #N/A | 75 | #N/A | #N/A
WAC Lighting | DS-WS0622-N927S-** | 1650 | Downlight | 75 | 2019-06-29 | 2020-01-09 | High | 2 | #N/A | 75 | #N/A | #N/A
WAC Lighting | DS-WS0622-N930S-** | 1650 | Downlight | 75 | 2019-06-29 | 2020-01-09 | High | 2 | #N/A | 75 | #N/A | #N/A
WAC Lighting | DS-WS0622-N935S-** | 1650 | Downlight | 75 | 2019-06-29 | 2020-01-09 | High | 2 | #N/A | 75 | #N/A | #N/A
WAC Lighting | DS-WS0622-N940S-** | 1650 | Downlight | 75 | 2019-06-29 | 2020-01-09 | High | 2 | #N/A | 75 | #N/A | #N/A
WAC Lighting | DS-WS0622-S927S-** | 1650 | Downlight | 75 | 2019-06-29 | 2020-01-09 | High | 2 | #N/A | 75 | #N/A | #N/A
WAC Lighting | DS-WS0622-S930S-** | 1650 | Downlight | 75 | 2019-06-29 | 2020-01-09 | High | 2 | #N/A | 75 | #N/A | #N/A
WAC Lighting | DS-WS0622-S935S-** | 1650 | Downlight | 75 | 2019-06-29 | 2020-01-09 | High | 2 | #N/A | 75 | #N/A | #N/A
WAC Lighting | DS-WS0622-S940S-** | 1650 | Downlight | 75 | 2019-06-29 | 2020-01-09 | High | 2 | #N/A | 75 | #N/A | #N/A
WAC Lighting | DS-WE0622-F927S-** | 1650 | Downlight | 75 | 2019-06-29 | 2020-01-09 | High | 2 | #N/A | 75 | #N/A | #N/A
WAC Lighting | DS-WE0622-F930S-** | 1650 | Downlight | 75 | 2019-06-29 | 2020-01-09 | High | 2 | #N/A | 75 | #N/A | #N/A
WAC Lighting | DS-WE0622-F935S-** | 1650 | Downlight | 75 | 2019-06-29 | 2020-01-09 | High | 2 | #N/A | 75 | #N/A | #N/A
WAC Lighting | DS-WE0622-F940S-** | 1650 | Downlight | 75 | 2019-06-29 | 2020-01-09 | High | 2 | #N/A | 75 | #N/A | #N/A
WAC Lighting | DS-WE0622-N927S-** | 1650 | Downlight | 75 | 2019-06-29 | 2020-01-09 | High | 2 | #N/A | 75 | #N/A | #N/A
WAC Lighting | DS-WE0622-N930S-** | 1650 | Downlight | 75 | 2019-06-29 | 2020-01-09 | High | 2 | #N/A | 75 | #N/A | #N/A
WAC Lighting | DS-WE0622-N935S-** | 1650 | Downlight | 75 | 2019-06-29 | 2020-01-09 | High | 2 | #N/A | 75 | #N/A | #N/A
WAC Lighting | DS-WE0622-N940S-** | 1650 | Downlight | 75 | 2019-06-29 | 2020-01-09 | High | 2 | #N/A | 75 | #N/A | #N/A
WAC Lighting | DS-WE0622-S927S-** | 1650 | Downlight | 75 | 2019-06-29 | 2020-01-09 | High | 2 | #N/A | 75 | #N/A | #N/A
WAC Lighting | DS-WE0622-S930S-** | 1650 | Downlight | 75 | 2019-06-29 | 2020-01-09 | High | 2 | #N/A | 75 | #N/A | #N/A
WAC Lighting | DS-WE0622-S935S-** | 1650 | Downlight | 75 | 2019-06-29 | 2020-01-09 | High | 2 | #N/A | 75 | #N/A | #N/A
WAC Lighting | DS-WE0622-S940S-** | 1650 | Downlight | 75 | 2019-06-29 | 2020-01-09 | High | 2 | #N/A | 75 | #N/A | #N/A
WAC Lighting | DS-PD0622-F927-** | 1650 | Downlight | 75 | 2019-06-29 | 2020-01-09 | High | 2 | #N/A | 75 | #N/A | #N/A
WAC Lighting | DS-PD0622-F930-** | 1650 | Downlight | 75 | 2019-06-29 | 2020-01-09 | High | 2 | #N/A | 75 | #N/A | #N/A
WAC Lighting | DS-PD0622-F935-** | 1650 | Downlight | 75 | 2019-06-29 | 2020-01-09 | High | 2 | #N/A | 75 | #N/A | #N/A
WAC Lighting | DS-PD0622-F940-** | 1650 | Downlight | 75 | 2019-06-29 | 2020-01-09 | High | 2 | #N/A | 75 | #N/A | #N/A
WAC Lighting | DS-PD0622-N927-** | 1650 | Downlight | 75 | 2019-06-29 | 2020-01-09 | High | 2 | #N/A | 75 | #N/A | #N/A
WAC Lighting | DS-PD0622-N930-** | 1650 | Downlight | 75 | 2019-06-29 | 2020-01-09 | High | 2 | #N/A | 75 | #N/A | #N/A
WAC Lighting | DS-PD0622-N935-** | 1650 | Downlight | 75 | 2019-06-29 | 2020-01-09 | High | 2 | #N/A | 75 | #N/A | #N/A
WAC Lighting | DS-PD0622-N940-** | 1650 | Downlight | 75 | 2019-06-29 | 2020-01-09 | High | 2 | #N/A | 75 | #N/A | #N/A
WAC Lighting | DC-PD0622-F927-** | 1650 | Downlight | 75 | 2019-06-29 | 2020-01-09 | High | 2 | #N/A | 75 | #N/A | #N/A
WAC Lighting | DC-PD0622-F930-** | 1650 | Downlight | 75 | 2019-06-29 | 2020-01-09 | High | 2 | #N/A | 75 | #N/A | #N/A
WAC Lighting | DC-WS0622-F927S-** | 1650 | Downlight | 75 | 2019-06-29 | 2020-01-09 | High | 2 | #N/A | 75 | #N/A | #N/A
WAC Lighting | DC-WS0622-F930S-** | 1650 | Downlight | 75 | 2019-06-29 | 2020-01-09 | High | 2 | #N/A | 75 | #N/A | #N/A
WAC Lighting | DC-WS0622-F935S-** | 1650 | Downlight | 75 | 2019-06-29 | 2020-01-09 | High | 2 | #N/A | 75 | #N/A | #N/A
WAC Lighting | DC-WS0622-F940S-** | 1650 | Downlight | 75 | 2019-06-29 | 2020-01-09 | High | 2 | #N/A | 75 | #N/A | #N/A
WAC Lighting | DC-PD0622-F935-** | 1650 | Downlight | 75 | 2019-06-29 | 2020-01-09 | High | 2 | #N/A | 75 | #N/A | #N/A
WAC Lighting | DC-PD0622-F940-** | 1650 | Downlight | 75 | 2019-06-29 | 2020-01-09 | High | 2 | #N/A | 75 | #N/A | #N/A
WAC Lighting | DC-PD0622-N927-** | 1650 | Downlight | 75 | 2019-06-29 | 2020-01-09 | High | 2 | #N/A | 75 | #N/A | #N/A
WAC Lighting | DC-PD0622-N930-** | 1650 | Downlight | 75 | 2019-06-29 | 2020-01-09 | High | 2 | #N/A | 75 | #N/A | #N/A
WAC Lighting | DC-PD0622-N935-** | 1650 | Downlight | 75 | 2019-06-29 | 2020-01-09 | High | 2 | #N/A | 75 | #N/A | #N/A
WAC Lighting | DC-PD0622-N940-** | 1650 | Downlight | 75 | 2019-06-29 | 2020-01-09 | High | 2 | #N/A | 75 | #N/A | #N/A
WAC Lighting | DC-PD0622-S927-** | 1650 | Downlight | 75 | 2019-06-29 | 2020-01-09 | High | 2 | #N/A | 75 | #N/A | #N/A
WAC Lighting | DC-PD0622-S930-** | 1650 | Downlight | 75 | 2019-06-29 | 2020-01-09 | High | 2 | #N/A | 75 | #N/A | #N/A
WAC Lighting | DC-PD0622-S935-** | 1650 | Downlight | 75 | 2019-06-29 | 2020-01-09 | High | 2 | #N/A | 75 | #N/A | #N/A
WAC Lighting | DC-PD0622-S940-** | 1650 | Downlight | 75 | 2019-06-29 | 2020-01-09 | High | 2 | #N/A | 75 | #N/A | #N/A
WAC Lighting | DC-WS0622-N927S-** | 1650 | Downlight | 75 | 2019-06-29 | 2020-01-09 | High | 2 | #N/A | 75 | #N/A | #N/A
WAC Lighting | DC-WS0622-N930S-** | 1650 | Downlight | 75 | 2019-06-29 | 2020-01-09 | High | 2 | #N/A | 75 | #N/A | #N/A
WAC Lighting | DC-WS0622-N935S-** | 1650 | Downlight | 75 | 2019-06-29 | 2020-01-09 | High | 2 | #N/A | 75 | #N/A | #N/A
WAC Lighting | DC-WS0622-N940S-** | 1650 | Downlight | 75 | 2019-06-29 | 2020-01-09 | High | 2 | #N/A | 75 | #N/A | #N/A
WAC Lighting | DC-WS0622-S927S-** | 1650 | Downlight | 75 | 2019-06-29 | 2020-01-09 | High | 2 | #N/A | 75 | #N/A | #N/A
WAC Lighting | DC-WS0622-S930S-** | 1650 | Downlight | 75 | 2019-06-29 | 2020-01-09 | High | 2 | #N/A | 75 | #N/A | #N/A
WAC Lighting | DC-WS0622-S935S-** | 1650 | Downlight | 75 | 2019-06-29 | 2020-01-09 | High | 2 | #N/A | 75 | #N/A | #N/A
WAC Lighting | DC-WS0622-S940S-** | 1650 | Downlight | 75 | 2019-06-29 | 2020-01-09 | High | 2 | #N/A | 75 | #N/A | #N/A
WAC Lighting | DS-CD0622-F927-** | 1650 | Downlight | 75 | 2019-06-29 | 2020-01-09 | High | 2 | #N/A | 75 | #N/A | #N/A
WAC Lighting | DS-CD0622-F930-** | 1650 | Downlight | 75 | 2019-06-29 | 2020-01-09 | High | 2 | #N/A | 75 | #N/A | #N/A
WAC Lighting | DS-CD0622-F935-** | 1650 | Downlight | 75 | 2019-06-29 | 2020-01-09 | High | 2 | #N/A | 75 | #N/A | #N/A
WAC Lighting | DS-CD0622-F940-** | 1650 | Downlight | 75 | 2019-06-29 | 2020-01-09 | High | 2 | #N/A | 75 | #N/A | #N/A
WAC Lighting | DS-CD0622-N927-** | 1650 | Downlight | 75 | 2019-06-29 | 2020-01-09 | High | 2 | #N/A | 75 | #N/A | #N/A
WAC Lighting | DS-CD0622-N930-** | 1650 | Downlight | 75 | 2019-06-29 | 2020-01-09 | High | 2 | #N/A | 75 | #N/A | #N/A
WAC Lighting | DS-CD0622-N935-** | 1650 | Downlight | 75 | 2019-06-29 | 2020-01-09 | High | 2 | #N/A | 75 | #N/A | #N/A
WAC Lighting | DS-CD0622-N940-** | 1650 | Downlight | 75 | 2019-06-29 | 2020-01-09 | High | 2 | #N/A | 75 | #N/A | #N/A
WAC Lighting | DS-CD0622-S927-** | 1650 | Downlight | 75 | 2019-06-29 | 2020-01-09 | High | 2 | #N/A | 75 | #N/A | #N/A
WAC Lighting | DC-WE0622-F927S-** | 1650 | Downlight | 75 | 2019-06-29 | 2020-01-09 | High | 2 | #N/A | 75 | #N/A | #N/A
WAC Lighting | DC-WE0622-F930S-** | 1650 | Downlight | 75 | 2019-06-29 | 2020-01-09 | High | 2 | #N/A | 75 | #N/A | #N/A
WAC Lighting | DC-WE0622-F935S-** | 1650 | Downlight | 75 | 2019-06-29 | 2020-01-09 | High | 2 | #N/A | 75 | #N/A | #N/A
WAC Lighting | DC-WE0622-F940S-** | 1650 | Downlight | 75 | 2019-06-29 | 2020-01-09 | High | 2 | #N/A | 75 | #N/A | #N/A
WAC Lighting | DC-WE0622-N927S-** | 1650 | Downlight | 75 | 2019-06-29 | 2020-01-09 | High | 2 | #N/A | 75 | #N/A | #N/A
WAC Lighting | DC-WE0622-N930S-** | 1650 | Downlight | 75 | 2019-06-29 | 2020-01-09 | High | 2 | #N/A | 75 | #N/A | #N/A
WAC Lighting | DC-WE0622-N935S-** | 1650 | Downlight | 75 | 2019-06-29 | 2020-01-09 | High | 2 | #N/A | 75 | #N/A | #N/A
WAC Lighting | DS-CD0622-S930-** | 1650 | Downlight | 75 | 2019-06-29 | 2020-01-09 | High | 2 | #N/A | 75 | #N/A | #N/A
WAC Lighting | DS-CD0622-S935-** | 1650 | Downlight | 75 | 2019-06-29 | 2020-01-09 | High | 2 | #N/A | 75 | #N/A | #N/A
WAC Lighting | DS-CD0622-S940-** | 1650 | Downlight | 75 | 2019-06-29 | 2020-01-09 | High | 2 | #N/A | 75 | #N/A | #N/A
WAC Lighting | DC-WE0622-N940S-** | 1650 | Downlight | 75 | 2019-06-29 | 2020-01-09 | High | 2 | #N/A | 75 | #N/A | #N/A
WAC Lighting | DC-WE0622-S927S-** | 1650 | Downlight | 75 | 2019-06-29 | 2020-01-09 | High | 2 | #N/A | 75 | #N/A | #N/A
WAC Lighting | DC-WE0622-S930S-** | 1650 | Downlight | 75 | 2019-06-29 | 2020-01-09 | High | 2 | #N/A | 75 | #N/A | #N/A
WAC Lighting | DC-WE0622-S935S-** | 1650 | Downlight | 75 | 2019-06-29 | 2020-01-09 | High | 2 | #N/A | 75 | #N/A | #N/A
WAC Lighting | DC-WE0622-S940S-** | 1650 | Downlight | 75 | 2019-06-29 | 2020-01-09 | High | 2 | #N/A | 75 | #N/A | #N/A
WAC Lighting | DC-CD0622-F927-** | 1650 | Downlight | 75 | 2019-06-29 | 2020-01-09 | High | 2 | #N/A | 75 | #N/A | #N/A
WAC Lighting | DC-CD0622-F930-** | 1650 | Downlight | 75 | 2019-06-29 | 2020-01-09 | High | 2 | #N/A | 75 | #N/A | #N/A
WAC Lighting | DC-CD0622-F935-** | 1650 | Downlight | 75 | 2019-06-29 | 2020-01-09 | High | 2 | #N/A | 75 | #N/A | #N/A
WAC Lighting | DC-CD0622-F940-** | 1650 | Downlight | 75 | 2019-06-29 | 2020-01-09 | High | 2 | #N/A | 75 | #N/A | #N/A
WAC Lighting | DC-CD0622-N927-** | 1650 | Downlight | 75 | 2019-06-29 | 2020-01-09 | High | 2 | #N/A | 75 | #N/A | #N/A
WAC Lighting | DC-CD0622-N930-** | 1650 | Downlight | 75 | 2019-06-29 | 2020-01-09 | High | 2 | #N/A | 75 | #N/A | #N/A
WAC Lighting | DC-CD0622-N935-** | 1650 | Downlight | 75 | 2019-06-29 | 2020-01-09 | High | 2 | #N/A | 75 | #N/A | #N/A
WAC Lighting | DC-CD0622-N940-** | 1650 | Downlight | 75 | 2019-06-29 | 2020-01-09 | High | 2 | #N/A | 75 | #N/A | #N/A
WAC Lighting | DC-CD0622-S927-** | 1650 | Downlight | 75 | 2019-06-29 | 2020-01-09 | High | 2 | #N/A | 75 | #N/A | #N/A
WAC Lighting | DC-CD0622-S930-** | 1650 | Downlight | 75 | 2019-06-29 | 2020-01-09 | High | 2 | #N/A | 75 | #N/A | #N/A
WAC Lighting | DC-CD0622-S935-** | 1650 | Downlight | 75 | 2019-06-29 | 2020-01-09 | High | 2 | #N/A | 75 | #N/A | #N/A
WAC Lighting | DC-CD0622-S940-** | 1650 | Downlight | 75 | 2019-06-29 | 2020-01-09 | High | 2 | #N/A | 75 | #N/A | #N/A
ARTIKA | 12FLPR-SPx- xxxxxx | 1800 | Downlight | 75 | 2021-12-25 | 2021-12-30 | High | 2 | #N/A | 75 | #N/A | #N/A
Green Creative | MFR8HO/9CCT5S/DUALDIM/EXT | 1800 | Downlight | 75 | 2022-10-15 | 2022-10-17 | High | 2 | #N/A | 75 | #N/A | #N/A
Liron Lighting | LEDCSP24W12IN30K | 1800 | Downlight | 75 | 2020-05-01 | 2020-07-06 | High | 2 | #N/A | 75 | #N/A | #N/A
Liron Lighting | LEDCSP24W12IN40K | 1800 | Downlight | 75 | 2020-05-01 | 2020-07-06 | High | 2 | #N/A | 75 | #N/A | #N/A
Liron Lighting | LEDCSP24W12IN50K | 1800 | Downlight | 75 | 2020-05-01 | 2020-07-06 | High | 2 | #N/A | 75 | #N/A | #N/A
Satco | S11606 | 1800 | Downlight | 75 | 2019-04-24 | 2019-04-23 | High | 2 | #N/A | 75 | #N/A | #N/A
RAB | DLS0141(SUMO-R-12) | 1800 | Downlight | 75 | 2022-08-10 | 2022-09-22 | High | 2 | #N/A | 75 | #N/A | #N/A
RAB | DLS0144(SUMO-R-12/D10) | 1800 | Downlight | 75 | 2022-08-10 | 2022-09-23 | High | 2 | #N/A | 75 | #N/A | #N/A
HOMI | HM04-PR11-24W80-120-3CCT | 1800 | Downlight | 75 | 2022-05-13 | 2022-06-02 | High | 2 | #N/A | 75 | #N/A | #N/A
HOMI | HM04-PR12-24W-120-3CCT-*SA | 1800 | Downlight | 75 | 2020-04-01 | 2020-04-21 | High | 2 | #N/A | 75 | #N/A | #N/A
Westgate | RSL12-30K | 1800 | Downlight | 75 | 2019-08-23 | 2019-08-26 | High | 2 | #N/A | 75 | #N/A | #N/A
Westgate | RSL12-MCT | 1800 | Downlight | 75 | 2019-11-14 | 2019-11-15 | High | 2 | #N/A | 75 | #N/A | #N/A
Satco | S11723 | 1875 | Downlight | 75 | 2019-12-01 | 2019-12-09 | High | 2 | #N/A | 75 | #N/A | #N/A
Verbatim | D8-L1875-C30-V277-TR | 1875 | Downlight | 75 | 2017-12-01 | 2017-12-22 | High | 2 | #N/A | 75 | #N/A | #N/A
WAC Lighting | DS-WS05-F27A-** | 1875 | Downlight | 75 | 2016-08-01 | 2018-11-15 | High | 2 | #N/A | 75 | #N/A | #N/A
WAC Lighting | DS-WS05-F27B-** | 1875 | Downlight | 75 | 2016-08-01 | 2018-11-15 | High | 2 | #N/A | 75 | #N/A | #N/A
WAC Lighting | DS-WS05-F30A-** | 1875 | Downlight | 75 | 2016-08-01 | 2018-11-15 | High | 2 | #N/A | 75 | #N/A | #N/A
WAC Lighting | DS-WS05-F30B-** | 1875 | Downlight | 75 | 2016-08-01 | 2018-11-15 | High | 2 | #N/A | 75 | #N/A | #N/A
WAC Lighting | DS-WS05-F35A-** | 1875 | Downlight | 75 | 2016-08-01 | 2018-11-15 | High | 2 | #N/A | 75 | #N/A | #N/A
WAC Lighting | DS-WS05-F35B-** | 1875 | Downlight | 75 | 2016-08-01 | 2018-11-15 | High | 2 | #N/A | 75 | #N/A | #N/A
WAC Lighting | DS-WS05-F40A-** | 1875 | Downlight | 75 | 2016-08-01 | 2018-11-15 | High | 2 | #N/A | 75 | #N/A | #N/A
WAC Lighting | DS-WS05-F40B-** | 1875 | Downlight | 75 | 2016-08-01 | 2018-11-15 | High | 2 | #N/A | 75 | #N/A | #N/A
WAC Lighting | DS-WE05-F27A-** | 1875 | Downlight | 75 | 2018-11-29 | 2018-11-15 | High | 2 | #N/A | 75 | #N/A | #N/A
WAC Lighting | DS-WE05-F27B-** | 1875 | Downlight | 75 | 2018-11-29 | 2018-11-15 | High | 2 | #N/A | 75 | #N/A | #N/A
WAC Lighting | DS-WE05-F30A-** | 1875 | Downlight | 75 | 2018-11-29 | 2018-11-15 | High | 2 | #N/A | 75 | #N/A | #N/A
WAC Lighting | DS-WE05-F30B-** | 1875 | Downlight | 75 | 2018-11-29 | 2018-11-15 | High | 2 | #N/A | 75 | #N/A | #N/A
WAC Lighting | DS-WE05-F35A-** | 1875 | Downlight | 75 | 2018-11-29 | 2018-11-15 | High | 2 | #N/A | 75 | #N/A | #N/A
WAC Lighting | DS-WE05-F35B-** | 1875 | Downlight | 75 | 2018-11-29 | 2018-11-15 | High | 2 | #N/A | 75 | #N/A | #N/A
WAC Lighting | DS-WE05-F40A-** | 1875 | Downlight | 75 | 2018-11-29 | 2018-11-15 | High | 2 | #N/A | 75 | #N/A | #N/A
WAC Lighting | DS-WE05-F40B-** | 1875 | Downlight | 75 | 2018-11-29 | 2018-11-15 | High | 2 | #N/A | 75 | #N/A | #N/A
WAC Lighting | DC-WE05-F827A-** | 1875 | Downlight | 75 | 2018-11-29 | 2018-11-15 | High | 2 | #N/A | 75 | #N/A | #N/A
WAC Lighting | DC-WE05-F827B-** | 1875 | Downlight | 75 | 2018-11-29 | 2018-11-15 | High | 2 | #N/A | 75 | #N/A | #N/A
WAC Lighting | DC-WE05-F830A-** | 1875 | Downlight | 75 | 2018-11-29 | 2018-11-15 | High | 2 | #N/A | 75 | #N/A | #N/A
WAC Lighting | DC-WE05-F830B-** | 1875 | Downlight | 75 | 2018-11-29 | 2018-11-15 | High | 2 | #N/A | 75 | #N/A | #N/A
WAC Lighting | DC-WE05-F835A-** | 1875 | Downlight | 75 | 2018-11-29 | 2018-11-15 | High | 2 | #N/A | 75 | #N/A | #N/A
WAC Lighting | DC-WE05-F835B-** | 1875 | Downlight | 75 | 2018-11-29 | 2018-11-15 | High | 2 | #N/A | 75 | #N/A | #N/A
WAC Lighting | DC-WE05-F840A-** | 1875 | Downlight | 75 | 2018-11-29 | 2018-11-15 | High | 2 | #N/A | 75 | #N/A | #N/A
WAC Lighting | DC-WE05-F840B-** | 1875 | Downlight | 75 | 2018-11-29 | 2018-11-15 | High | 2 | #N/A | 75 | #N/A | #N/A
WAC Lighting | DC-WS05-F827A-** | 1875 | Downlight | 75 | 2018-11-29 | 2018-11-15 | High | 2 | #N/A | 75 | #N/A | #N/A
WAC Lighting | DC-WS05-F827B-** | 1875 | Downlight | 75 | 2018-11-29 | 2018-11-15 | High | 2 | #N/A | 75 | #N/A | #N/A
WAC Lighting | DC-WS05-F830A-** | 1875 | Downlight | 75 | 2018-11-29 | 2018-11-15 | High | 2 | #N/A | 75 | #N/A | #N/A
WAC Lighting | DC-WS05-F830B-** | 1875 | Downlight | 75 | 2018-11-29 | 2018-11-15 | High | 2 | #N/A | 75 | #N/A | #N/A
WAC Lighting | DC-WS05-F835A-** | 1875 | Downlight | 75 | 2018-11-29 | 2018-11-15 | High | 2 | #N/A | 75 | #N/A | #N/A
WAC Lighting | DC-WS05-F835B-** | 1875 | Downlight | 75 | 2018-11-29 | 2018-11-15 | High | 2 | #N/A | 75 | #N/A | #N/A
WAC Lighting | DC-WS05-F840A-** | 1875 | Downlight | 75 | 2018-11-29 | 2018-11-15 | High | 2 | #N/A | 75 | #N/A | #N/A
WAC Lighting | DC-WS05-F840B-** | 1875 | Downlight | 75 | 2018-11-29 | 2018-11-15 | High | 2 | #N/A | 75 | #N/A | #N/A
RAB | DLS0142(SUMO-R-15) | 1950 | Downlight | 75 | 2022-08-10 | 2022-09-22 | High | 2 | #N/A | 75 | #N/A | #N/A
RAB | DLS0145(SUMO-R-15/D10) | 1950 | Downlight | 75 | 2022-08-10 | 2022-09-22 | High | 2 | #N/A | 75 | #N/A | #N/A
US Green Lighting | L/DL8/W/XU/9ADJ/TJ01 | 2250 | Downlight | 75 | 2019-01-14 | 2019-02-18 | High | 2 | #N/A | 75 | #N/A | #N/A
ATG | DJ8T-30-01 | 2250 | Downlight | 75 | 2019-04-01 | 2019-12-04 | High | 2 | #N/A | 75 | #N/A | #N/A
ESL Vision | ESL-OPT-8-xW-1yy | 2250 | Downlight | 75 | 2019-01-14 | 2019-02-20 | High | 2 | #N/A | 75 | #N/A | #N/A
LED ONE | LOC-8DL-MW-MCCT | 2250 | Downlight | 75 | 2019-01-14 | 2019-08-29 | High | 2 | #N/A | 75 | #N/A | #N/A
MAXXIMA | MRL-83000C | 2250 | Downlight | 75 | 2018-12-01 | 2019-11-14 | High | 2 | #N/A | 75 | #N/A | #N/A
MaxLite | RRCX20WCSD | 2250 | Downlight | 75 | 2021-03-11 | 2021-09-07 | High | 2 | #N/A | 75 | #N/A | #N/A
MaxLite | RRCX20WCSD(RRC10R**) | 2250 | Downlight | 75 | 2021-03-11 | 2021-09-07 | High | 2 | #N/A | 75 | #N/A | #N/A
MaxLite | RRCX20WCSD(RRC10R**) | 2250 | Downlight | 75 | 2022-02-25 | 2022-02-25 | High | 2 | #N/A | 75 | #N/A | #N/A
MaxLite | RRCX20WCSD(RRC4R**) | 2250 | Downlight | 75 | 2021-03-11 | 2021-09-07 | High | 2 | #N/A | 75 | #N/A | #N/A
MaxLite | RRCX20WCSD(RRC4R**) | 2250 | Downlight | 75 | 2022-02-25 | 2022-02-25 | High | 2 | #N/A | 75 | #N/A | #N/A
MaxLite | RRCX20WCSD(RRC6R**) | 2250 | Downlight | 75 | 2021-03-11 | 2021-09-07 | High | 2 | #N/A | 75 | #N/A | #N/A
MaxLite | RRCX20WCSD(RRC6R**) | 2250 | Downlight | 75 | 2022-02-25 | 2022-02-25 | High | 2 | #N/A | 75 | #N/A | #N/A
MaxLite | RRCX20WCSD(RRC8R**) | 2250 | Downlight | 75 | 2021-03-11 | 2021-09-07 | High | 2 | #N/A | 75 | #N/A | #N/A
MaxLite | RRCX20WCSD(RRC8R**) | 2250 | Downlight | 75 | 2022-02-25 | 2022-02-25 | High | 2 | #N/A | 75 | #N/A | #N/A
RAB | DLS0143(SUMO-R-19) | 2250 | Downlight | 75 | 2022-08-10 | 2022-09-22 | High | 2 | #N/A | 75 | #N/A | #N/A
RAB | DLS0146(SUMO-R-19/D10) | 2250 | Downlight | 75 | 2022-08-10 | 2022-09-22 | High | 2 | #N/A | 75 | #N/A | #N/A
LIGHT THE FUTURE | D218-30W-90-2700-* | 2250 | Downlight | 75 | 2020-01-04 | 2020-03-06 | High | 2 | #N/A | 75 | #N/A | #N/A
LIGHT THE FUTURE | D218-30W-90-3000-* | 2250 | Downlight | 75 | 2020-01-04 | 2020-03-06 | High | 2 | #N/A | 75 | #N/A | #N/A
LIGHT THE FUTURE | D218-30W-90-3500-* | 2250 | Downlight | 75 | 2020-01-04 | 2020-03-06 | High | 2 | #N/A | 75 | #N/A | #N/A
LIGHT THE FUTURE | D218-30W-90-4000-* | 2250 | Downlight | 75 | 2020-01-04 | 2020-03-06 | High | 2 | #N/A | 75 | #N/A | #N/A
LIGHT THE FUTURE | D218-30W-90-5000-* | 2250 | Downlight | 75 | 2020-01-04 | 2020-03-06 | High | 2 | #N/A | 75 | #N/A | #N/A
LifeLux | USALED-DLMB8 | 2250 | Downlight | 75 | 2019-04-01 | 2019-12-19 | High | 2 | #N/A | 75 | #N/A | #N/A
Wen Lighting | WEN-D528-KT-90-4000 | 2250 | Downlight | 75 | 2018-07-13 | 2018-07-16 | High | 2 | #N/A | 75 | #N/A | #N/A
JAYKAL | JLS68102-CR-10-M5-9MCCT1-10-FF-* | 2475 | Downlight | 75 | 2022-12-21 | 2022-12-28 | High | 2 | #N/A | 75 | #N/A | #N/A
JAYKAL | JLS68102-CR-10-M5-9MCCT2-10-FF-* | 2475 | Downlight | 75 | 2022-12-21 | 2022-12-28 | High | 2 | #N/A | 75 | #N/A | #N/A
MES | MES-DL254-10-33W-OAC3A | 2475 | Downlight | 75 | 2020-02-01 | 2020-10-11 | High | 2 | #N/A | 75 | #N/A | #N/A
MES | MES-DL254-10-33W-OAC3B | 2475 | Downlight | 75 | 2020-02-01 | 2020-10-11 | High | 2 | #N/A | 75 | #N/A | #N/A
UPSHINE | UP-DL254-10-33W-0AC3(CRI90,3000K,3500K,4000K) | 2475 | Downlight | 75 | 2020-02-01 | 2020-04-16 | High | 2 | #N/A | 75 | #N/A | #N/A
UPSHINE | UP-DL254-10-33W-0AC3(CRI90,3000K,4000K,5000K) | 2475 | Downlight | 75 | 2020-02-01 | 2020-04-16 | High | 2 | #N/A | 75 | #N/A | #N/A
ASD | ASD-CDL7-10DA40AC | 3000 | Downlight | 75 | 2021-12-01 | 2022-01-18 | High | 2 | #N/A | 75 | #N/A | #N/A
Espen | VEKR9.5D/9T/40W-10V | 3000 | Downlight | 75 | 2020-01-10 | 2020-01-13 | High | 2 | #N/A | 75 | #N/A | #N/A
DMF Lighting | DCD3M-35827FL | 3000 | Downlight | 75 | 2019-12-01 | 2020-02-23 | High | 2 | #N/A | 75 | #N/A | #N/A
DMF Lighting | DCD3M-35827NF | 3000 | Downlight | 75 | 2019-12-01 | 2020-02-23 | High | 2 | #N/A | 75 | #N/A | #N/A
DMF Lighting | DCD3M-35827NS | 3000 | Downlight | 75 | 2019-12-01 | 2020-02-23 | High | 2 | #N/A | 75 | #N/A | #N/A
DMF Lighting | DCD3M-35827SP | 3000 | Downlight | 75 | 2019-12-01 | 2020-02-23 | High | 2 | #N/A | 75 | #N/A | #N/A
DMF Lighting | DCD3M-35827WF | 3000 | Downlight | 75 | 2019-12-01 | 2020-02-23 | High | 2 | #N/A | 75 | #N/A | #N/A
DMF Lighting | DCD3M-35830FL | 3000 | Downlight | 75 | 2019-12-01 | 2020-02-23 | High | 2 | #N/A | 75 | #N/A | #N/A
DMF Lighting | DCD3M-35830NF | 3000 | Downlight | 75 | 2019-12-01 | 2020-02-23 | High | 2 | #N/A | 75 | #N/A | #N/A
DMF Lighting | DCD3M-35830NS | 3000 | Downlight | 75 | 2019-12-01 | 2020-02-23 | High | 2 | #N/A | 75 | #N/A | #N/A
DMF Lighting | DCD3M-35830SP | 3000 | Downlight | 75 | 2019-12-01 | 2020-02-23 | High | 2 | #N/A | 75 | #N/A | #N/A
DMF Lighting | DCD3M-35830WF | 3000 | Downlight | 75 | 2019-12-01 | 2020-02-23 | High | 2 | #N/A | 75 | #N/A | #N/A
DMF Lighting | DCD3M-35835FL | 3000 | Downlight | 75 | 2019-12-01 | 2020-02-23 | High | 2 | #N/A | 75 | #N/A | #N/A
DMF Lighting | DCD3M-35835NF | 3000 | Downlight | 75 | 2019-12-01 | 2020-02-23 | High | 2 | #N/A | 75 | #N/A | #N/A
DMF Lighting | DCD3M-35835NS | 3000 | Downlight | 75 | 2019-12-01 | 2020-02-23 | High | 2 | #N/A | 75 | #N/A | #N/A
DMF Lighting | DCD3M-35835WF | 3000 | Downlight | 75 | 2019-12-01 | 2020-02-23 | High | 2 | #N/A | 75 | #N/A | #N/A
DMF Lighting | DCD3M-35840FL | 3000 | Downlight | 75 | 2019-12-01 | 2020-02-23 | High | 2 | #N/A | 75 | #N/A | #N/A
DMF Lighting | DCD3M-35840NF | 3000 | Downlight | 75 | 2019-12-01 | 2020-02-23 | High | 2 | #N/A | 75 | #N/A | #N/A
DMF Lighting | DCD3M-35840NS | 3000 | Downlight | 75 | 2019-12-01 | 2020-02-23 | High | 2 | #N/A | 75 | #N/A | #N/A
DMF Lighting | DCD3M-35840SP | 3000 | Downlight | 75 | 2019-12-01 | 2020-02-23 | High | 2 | #N/A | 75 | #N/A | #N/A
DMF Lighting | DCD3M-35840WF | 3000 | Downlight | 75 | 2019-12-01 | 2020-02-23 | High | 2 | #N/A | 75 | #N/A | #N/A
ETI | 531891##-1(##=11-30) | 3000 | Downlight | 75 | 2018-08-14 | 2018-08-09 | High | 2 | #N/A | 75 | #N/A | #N/A
ETI | 531891##(##=11-30) | 3000 | Downlight | 75 | 2017-09-11 | 2017-09-06 | High | 2 | #N/A | 75 | #N/A | #N/A
ProLED | 88987 | 3000 | Downlight | 75 | 2022-07-20 | 2022-06-30 | High | 2 | #N/A | 75 | #N/A | #N/A
Sylvania | 72625 | 3000 | Downlight | 75 | 2016-09-02 | 2016-09-08 | High | 2 | #N/A | 75 | #N/A | #N/A
Sylvania | 72626 | 3000 | Downlight | 75 | 2016-09-02 | 2016-09-08 | High | 2 | #N/A | 75 | #N/A | #N/A
MORRIS | 72668 | 3000 | Downlight | 75 | 2018-05-21 | 2018-05-16 | High | 2 | #N/A | 75 | #N/A | #N/A
Satco | S11724 | 3000 | Downlight | 75 | 2019-12-01 | 2019-12-09 | High | 2 | #N/A | 75 | #N/A | #N/A
SLG Lighting | DEP LS4 SD G1 9FSKâ€‚ | 3000 | Downlight | 75 | 2022-03-24 | 2022-03-24 | High | 2 | #N/A | 75 | #N/A | #N/A
LIGHT THE FUTURE | D810-CCT-90-DM-**-* | 3000 | Downlight | 75 | 2021-09-30 | 2021-09-28 | High | 2 | #N/A | 75 | #N/A | #N/A
Elite Lighting | SCH10-LED-***-3000L-DIM10-###V-WD-50K-90 | 3079 | Downlight | 75 | 2019-01-01 | 2022-05-09 | High | 2 | #N/A | 75 | #N/A | #N/A
Elite Lighting | SCH6-LED-***-3000L-DIM10-###V-MD-27K-90 | 3079 | Downlight | 75 | 2019-01-01 | 2022-05-09 | High | 2 | #N/A | 75 | #N/A | #N/A
Elite Lighting | SCH6-LED-***-3000L-DIM10-###V-MD-30K-90 | 3079 | Downlight | 75 | 2019-01-01 | 2022-05-09 | High | 2 | #N/A | 75 | #N/A | #N/A
Elite Lighting | SCH6-LED-***-3000L-DIM10-###V-MD-35K-90 | 3079 | Downlight | 75 | 2019-01-01 | 2022-05-09 | High | 2 | #N/A | 75 | #N/A | #N/A
Elite Lighting | SCH6-LED-***-3000L-DIM10-###V-MD-40K-90 | 3079 | Downlight | 75 | 2019-01-01 | 2022-05-09 | High | 2 | #N/A | 75 | #N/A | #N/A
Elite Lighting | SCH6-LED-***-3000L-DIM10-###V-MD-50K-90 | 3079 | Downlight | 75 | 2019-01-01 | 2022-05-09 | High | 2 | #N/A | 75 | #N/A | #N/A
Elite Lighting | SCH6-LED-***-3000L-DIM10-###V-ND-27K-90 | 3079 | Downlight | 75 | 2019-01-01 | 2022-05-09 | High | 2 | #N/A | 75 | #N/A | #N/A
Elite Lighting | SCH6-LED-***-3000L-DIM10-###V-ND-30K-90 | 3079 | Downlight | 75 | 2019-01-01 | 2022-05-09 | High | 2 | #N/A | 75 | #N/A | #N/A
Elite Lighting | SCH6-LED-***-3000L-DIM10-###V-ND-35K-90 | 3079 | Downlight | 75 | 2019-01-01 | 2022-05-09 | High | 2 | #N/A | 75 | #N/A | #N/A
Elite Lighting | SCH6-LED-***-3000L-DIM10-###V-ND-40K-90 | 3079 | Downlight | 75 | 2019-01-01 | 2022-05-09 | High | 2 | #N/A | 75 | #N/A | #N/A
Elite Lighting | SCH6-LED-***-3000L-DIM10-###V-ND-50K-90 | 3079 | Downlight | 75 | 2019-01-01 | 2022-05-09 | High | 2 | #N/A | 75 | #N/A | #N/A
Elite Lighting | SCH6-LED-***-3000L-DIM10-###V-WD-27K-90 | 3079 | Downlight | 75 | 2019-01-01 | 2022-05-09 | High | 2 | #N/A | 75 | #N/A | #N/A
Elite Lighting | SCH6-LED-***-3000L-DIM10-###V-WD-30K-90 | 3079 | Downlight | 75 | 2019-01-01 | 2022-05-09 | High | 2 | #N/A | 75 | #N/A | #N/A
Elite Lighting | SCH6-LED-***-3000L-DIM10-###V-WD-35K-90 | 3079 | Downlight | 75 | 2019-01-01 | 2022-05-09 | High | 2 | #N/A | 75 | #N/A | #N/A
Elite Lighting | SCH6-LED-***-3000L-DIM10-###V-WD-40K-90 | 3079 | Downlight | 75 | 2019-01-01 | 2022-05-09 | High | 2 | #N/A | 75 | #N/A | #N/A
Elite Lighting | SCH6-LED-***-3000L-DIM10-###V-WD-50K-90 | 3079 | Downlight | 75 | 2019-01-01 | 2022-05-09 | High | 2 | #N/A | 75 | #N/A | #N/A
Elite Lighting | SCH8-LED-***-3000L-DIM10-###V-MD-27K-90 | 3079 | Downlight | 75 | 2019-01-01 | 2022-05-09 | High | 2 | #N/A | 75 | #N/A | #N/A
Elite Lighting | SCH8-LED-***-3000L-DIM10-###V-MD-30K-90 | 3079 | Downlight | 75 | 2019-01-01 | 2022-05-09 | High | 2 | #N/A | 75 | #N/A | #N/A
Elite Lighting | SCH8-LED-***-3000L-DIM10-###V-MD-35K-90 | 3079 | Downlight | 75 | 2019-01-01 | 2022-05-09 | High | 2 | #N/A | 75 | #N/A | #N/A
Elite Lighting | SCH8-LED-***-3000L-DIM10-###V-MD-40K-90 | 3079 | Downlight | 75 | 2019-01-01 | 2022-05-09 | High | 2 | #N/A | 75 | #N/A | #N/A
Elite Lighting | SCH8-LED-***-3000L-DIM10-###V-MD-50K-90 | 3079 | Downlight | 75 | 2019-01-01 | 2022-05-09 | High | 2 | #N/A | 75 | #N/A | #N/A
Elite Lighting | SCH8-LED-***-3000L-DIM10-###V-ND-27K-90 | 3079 | Downlight | 75 | 2019-01-01 | 2022-05-09 | High | 2 | #N/A | 75 | #N/A | #N/A
Elite Lighting | SCH8-LED-***-3000L-DIM10-###V-ND-30K-90 | 3079 | Downlight | 75 | 2019-01-01 | 2022-05-09 | High | 2 | #N/A | 75 | #N/A | #N/A
Elite Lighting | SCH8-LED-***-3000L-DIM10-###V-ND-35K-90 | 3079 | Downlight | 75 | 2019-01-01 | 2022-05-09 | High | 2 | #N/A | 75 | #N/A | #N/A
Elite Lighting | SCH8-LED-***-3000L-DIM10-###V-ND-40K-90 | 3079 | Downlight | 75 | 2019-01-01 | 2022-05-09 | High | 2 | #N/A | 75 | #N/A | #N/A
Elite Lighting | SCH8-LED-***-3000L-DIM10-###V-ND-50K-90 | 3079 | Downlight | 75 | 2019-01-01 | 2022-05-09 | High | 2 | #N/A | 75 | #N/A | #N/A
Elite Lighting | SCH10-LED-***-3000L-DIM10-###V-MD-27K-90 | 3079 | Downlight | 75 | 2019-01-01 | 2022-05-09 | High | 2 | #N/A | 75 | #N/A | #N/A
Elite Lighting | SCH10-LED-***-3000L-DIM10-###V-MD-30K-90 | 3079 | Downlight | 75 | 2019-01-01 | 2022-05-09 | High | 2 | #N/A | 75 | #N/A | #N/A
Elite Lighting | SCH10-LED-***-3000L-DIM10-###V-MD-35K-90 | 3079 | Downlight | 75 | 2019-01-01 | 2022-05-09 | High | 2 | #N/A | 75 | #N/A | #N/A
Elite Lighting | SCH10-LED-***-3000L-DIM10-###V-MD-40K-90 | 3079 | Downlight | 75 | 2019-01-01 | 2022-05-09 | High | 2 | #N/A | 75 | #N/A | #N/A
Elite Lighting | SCH10-LED-***-3000L-DIM10-###V-MD-50K-90 | 3079 | Downlight | 75 | 2019-01-01 | 2022-05-09 | High | 2 | #N/A | 75 | #N/A | #N/A
Elite Lighting | SCH10-LED-***-3000L-DIM10-###V-ND-27K-90 | 3079 | Downlight | 75 | 2019-01-01 | 2022-05-09 | High | 2 | #N/A | 75 | #N/A | #N/A
Elite Lighting | SCH10-LED-***-3000L-DIM10-###V-ND-30K-90 | 3079 | Downlight | 75 | 2019-01-01 | 2022-05-09 | High | 2 | #N/A | 75 | #N/A | #N/A
Elite Lighting | SCH10-LED-***-3000L-DIM10-###V-ND-35K-90 | 3079 | Downlight | 75 | 2019-01-01 | 2022-05-09 | High | 2 | #N/A | 75 | #N/A | #N/A
Elite Lighting | SCH10-LED-***-3000L-DIM10-###V-ND-40K-90 | 3079 | Downlight | 75 | 2019-01-01 | 2022-05-09 | High | 2 | #N/A | 75 | #N/A | #N/A
Elite Lighting | SCH10-LED-***-3000L-DIM10-###V-ND-50K-90 | 3079 | Downlight | 75 | 2019-01-01 | 2022-05-09 | High | 2 | #N/A | 75 | #N/A | #N/A
Elite Lighting | SCH10-LED-***-3000L-DIM10-###V-WD-27K-90 | 3079 | Downlight | 75 | 2019-01-01 | 2022-05-09 | High | 2 | #N/A | 75 | #N/A | #N/A
Elite Lighting | SCH10-LED-***-3000L-DIM10-###V-WD-30K-90 | 3079 | Downlight | 75 | 2019-01-01 | 2022-05-09 | High | 2 | #N/A | 75 | #N/A | #N/A
Elite Lighting | SCH10-LED-***-3000L-DIM10-###V-WD-35K-90 | 3079 | Downlight | 75 | 2019-01-01 | 2022-05-09 | High | 2 | #N/A | 75 | #N/A | #N/A
Elite Lighting | SCH10-LED-***-3000L-DIM10-###V-WD-40K-90 | 3079 | Downlight | 75 | 2019-01-01 | 2022-05-09 | High | 2 | #N/A | 75 | #N/A | #N/A
Intense Lighting | GDS4**L8279*******FL/****###***-***-* | 3569 | Downlight | 75 | 2020-01-01 | 2020-06-25 | High | 2 | #N/A | 75 | #N/A | #N/A
Intense Lighting | GDS4**L8279*******NF/****###***-***-* | 3569 | Downlight | 75 | 2020-01-01 | 2020-06-25 | High | 2 | #N/A | 75 | #N/A | #N/A
Intense Lighting | GDS4**L8279*******SP/****###***-***-* | 3569 | Downlight | 75 | 2020-01-01 | 2020-06-25 | High | 2 | #N/A | 75 | #N/A | #N/A
Intense Lighting | GDS4**L8279*******WF/****###***-***-* | 3569 | Downlight | 75 | 2020-01-01 | 2020-06-25 | High | 2 | #N/A | 75 | #N/A | #N/A
Intense Lighting | GDS4**L827*******FL/****###***-***-* | 3569 | Downlight | 75 | 2020-01-01 | 2020-06-25 | High | 2 | #N/A | 75 | #N/A | #N/A
Intense Lighting | GDS4**L827*******NF/****###***-***-* | 3569 | Downlight | 75 | 2020-01-01 | 2020-06-25 | High | 2 | #N/A | 75 | #N/A | #N/A
Intense Lighting | GDS4**L827*******SP/****###***-***-* | 3569 | Downlight | 75 | 2020-01-01 | 2020-06-25 | High | 2 | #N/A | 75 | #N/A | #N/A
Intense Lighting | GDS4**L827*******WF/****###***-***-* | 3569 | Downlight | 75 | 2020-01-01 | 2020-06-25 | High | 2 | #N/A | 75 | #N/A | #N/A
Intense Lighting | GDS4**L8309*******FL/****###***-***-* | 3569 | Downlight | 75 | 2020-01-01 | 2020-06-25 | High | 2 | #N/A | 75 | #N/A | #N/A
Intense Lighting | GDS4**L8309*******NF/****###***-***-* | 3569 | Downlight | 75 | 2020-01-01 | 2020-06-25 | High | 2 | #N/A | 75 | #N/A | #N/A
Intense Lighting | GDS4**L8309*******SP/****###***-***-* | 3569 | Downlight | 75 | 2020-01-01 | 2020-06-25 | High | 2 | #N/A | 75 | #N/A | #N/A
Intense Lighting | GDS4**L8309*******WF/****###***-***-* | 3569 | Downlight | 75 | 2020-01-01 | 2020-06-25 | High | 2 | #N/A | 75 | #N/A | #N/A
Intense Lighting | GDS4**L830*******FL/****###***-***-* | 3569 | Downlight | 75 | 2020-01-01 | 2020-06-25 | High | 2 | #N/A | 75 | #N/A | #N/A
Intense Lighting | GDS4**L830*******NF/****###***-***-* | 3569 | Downlight | 75 | 2020-01-01 | 2020-06-25 | High | 2 | #N/A | 75 | #N/A | #N/A
Intense Lighting | GDS4**L830*******SP/****###***-***-* | 3569 | Downlight | 75 | 2020-01-01 | 2020-06-25 | High | 2 | #N/A | 75 | #N/A | #N/A
Intense Lighting | GDS4**L830*******WF/****###***-***-* | 3569 | Downlight | 75 | 2020-01-01 | 2020-06-25 | High | 2 | #N/A | 75 | #N/A | #N/A
Intense Lighting | GDS4**L8359*******FL/****###***-***-* | 3569 | Downlight | 75 | 2020-01-01 | 2020-06-25 | High | 2 | #N/A | 75 | #N/A | #N/A
Intense Lighting | GDS4**L8359*******NF/****###***-***-* | 3569 | Downlight | 75 | 2020-01-01 | 2020-06-25 | High | 2 | #N/A | 75 | #N/A | #N/A
Intense Lighting | GDS4**L8359*******SP/****###***-***-* | 3569 | Downlight | 75 | 2020-01-01 | 2020-06-25 | High | 2 | #N/A | 75 | #N/A | #N/A
Intense Lighting | GDS4**L8359*******WF/****###***-***-* | 3569 | Downlight | 75 | 2020-01-01 | 2020-06-25 | High | 2 | #N/A | 75 | #N/A | #N/A
Intense Lighting | GDS4**L835*******FL/****###***-***-* | 3569 | Downlight | 75 | 2020-01-01 | 2020-06-25 | High | 2 | #N/A | 75 | #N/A | #N/A
Intense Lighting | GDS4**L835*******NF/****###***-***-* | 3569 | Downlight | 75 | 2020-01-01 | 2020-06-25 | High | 2 | #N/A | 75 | #N/A | #N/A
Intense Lighting | GDS4**L835*******SP/****###***-***-* | 3569 | Downlight | 75 | 2020-01-01 | 2020-06-25 | High | 2 | #N/A | 75 | #N/A | #N/A
Intense Lighting | GDS4**L835*******WF/****###***-***-* | 3569 | Downlight | 75 | 2020-01-01 | 2020-06-25 | High | 2 | #N/A | 75 | #N/A | #N/A
Intense Lighting | GDS4**L8409*******FL/****###***-***-* | 3569 | Downlight | 75 | 2020-01-01 | 2020-06-25 | High | 2 | #N/A | 75 | #N/A | #N/A
Intense Lighting | GDS4**L8409*******NF/****###***-***-* | 3569 | Downlight | 75 | 2020-01-01 | 2020-06-25 | High | 2 | #N/A | 75 | #N/A | #N/A
Intense Lighting | GDS4**L8409*******SP/****###***-***-* | 3569 | Downlight | 75 | 2020-01-01 | 2020-06-25 | High | 2 | #N/A | 75 | #N/A | #N/A
Intense Lighting | GDS4**L8409*******WF/****###***-***-* | 3569 | Downlight | 75 | 2020-01-01 | 2020-06-25 | High | 2 | #N/A | 75 | #N/A | #N/A
Intense Lighting | GDS4**L840*******FL/****###***-***-* | 3569 | Downlight | 75 | 2020-01-01 | 2020-06-25 | High | 2 | #N/A | 75 | #N/A | #N/A
Intense Lighting | GDS4**L840*******NF/****###***-***-* | 3569 | Downlight | 75 | 2020-01-01 | 2020-06-25 | High | 2 | #N/A | 75 | #N/A | #N/A
Intense Lighting | GDS4**L840*******SP/****###***-***-* | 3569 | Downlight | 75 | 2020-01-01 | 2020-06-25 | High | 2 | #N/A | 75 | #N/A | #N/A
Intense Lighting | GDS4**L840*******WF/****###***-***-* | 3569 | Downlight | 75 | 2020-01-01 | 2020-06-25 | High | 2 | #N/A | 75 | #N/A | #N/A
UP-SHINE | UP-DL36-50W(3000K) | 3750 | Downlight | 75 | 2016-07-10 | 2016-07-21 | High | 2 | #N/A | 75 | #N/A | #N/A
Green Creative | PXCYL#/**/LEL90##/KDIM010UNV/**/**/** | 4500 | Downlight | 75 | 2021-10-30 | 2021-11-29 | High | 2 | #N/A | 75 | #N/A | #N/A
Spectrum Lighting Inc. | CR2[8¦9][27¦30¦35¦40]15X[D5¦L2¦A2][MOUNTING][LENGTH][TW¦TB¦MT¦BZ¦CC][blank¦EM][RRM¦SRM¦blank¦CK1¦CK2¦CK3¦CK4¦CK5] / RD2[XS¦SP¦FL¦XF] / RB2[BS¦BK¦BB¦BD¦BSA1¦BKA1][ASG¦ARG¦ABK¦AGD¦TW¦TB¦MT¦BZ¦CC] | 1445 | Downlight | 75.1 | 2021-10-13 | 2021-10-22 | High | 2 | #N/A | 75.1 | #N/A | #N/A
PORTFOLIO | LD2B20[D010¦D010TR] EU2B20NFL2580[27¦30¦35¦40] 2LB[D¦SW¦DL¦CS¦LCS¦SQC¦SQLC]#[LI¦MW¦WMH¦WH¦H] | 1509 | Downlight | 75.1 | 2017-07-26 | 2017-07-28 | High | 2 | #N/A | 75.1 | #N/A | #N/A
Indy | SMCO L CH 25LM ##K 120 ##CRI FD G10 NLN ** | 2028 | Downlight | 75.1 | 2016-09-30 | 2017-02-15 | High | 2 | #N/A | 75.1 | #N/A | #N/A
Indy | [L4¦LRM4¦LLP4¦LC4¦LC4a¦L6¦LRM6¦LRT6¦LC6a¦L8¦LRM8¦LRT8¦LC8a¦LRT9¦LRT10¦LRT12] 28LM [27¦30¦35¦40¦50]K [MVOLT¦120¦277] G4 [80¦90¦97]CRI [FD¦DALI¦DMX¦EZI¦EZ10¦EZB¦ZT¦GZ1¦AE1BN¦AE2**] [HN¦HM¦HW¦P¦NPR¦WPR] [CS¦CSS¦CD] | 2103 | Downlight | 75.1 | 2021-02-01 | 2021-02-23 | High | 2 | #N/A | 75.1 | #N/A | #N/A
Commercial Electric | 1005126735 | 2282 | Downlight | 75.1 | 2019-12-20 | 2019-12-20 | High | 2 | #N/A | 75.1 | #N/A | #N/A
GE Current, a Daintree company | LRXR830927MD | 2630 | Downlight | 75.1 | 2018-09-15 | 2018-10-16 | High | 2 | #N/A | 75.1 | #N/A | #N/A
Elite Lighting | HH6-LED-3000L-DIM10-[120,277]V-[N,M,W]D-[27,30,35,40,50]K-90 | 3079 | Downlight | 75.1 | 2016-09-21 | 2016-12-21 | High | 2 | #N/A | 75.1 | #N/A | #N/A
GE Current, a Daintree company | 93092908 | 1000 | Downlight | 75.2 | 2018-08-01 | 2018-08-31 | High | 2 | #N/A | 75.2 | #N/A | #N/A
GE Current, a Daintree company | LRCC06R015********827V1 | 1053 | Downlight | 75.2 | 2022-09-16 | 2022-10-03 | High | 2 | #N/A | 75.2 | #N/A | #N/A
GE Current, a Daintree company | LRCC10R015********827V1 | 1053 | Downlight | 75.2 | 2022-09-16 | 2022-10-03 | High | 2 | #N/A | 75.2 | #N/A | #N/A
GE Current, a Daintree company | LRCC10R015********830V1 | 1053 | Downlight | 75.2 | 2022-09-16 | 2022-10-03 | High | 2 | #N/A | 75.2 | #N/A | #N/A
GE Current, a Daintree company | LRCC10R015********835V1 | 1053 | Downlight | 75.2 | 2022-09-16 | 2022-10-03 | High | 2 | #N/A | 75.2 | #N/A | #N/A
GE Current, a Daintree company | LRCC10R015********840V1 | 1053 | Downlight | 75.2 | 2022-09-16 | 2022-10-03 | High | 2 | #N/A | 75.2 | #N/A | #N/A
GE Current, a Daintree company | LRCC10R015********850V1 | 1053 | Downlight | 75.2 | 2022-09-16 | 2022-10-03 | High | 2 | #N/A | 75.2 | #N/A | #N/A
GE Current, a Daintree company | LRCC12R015********827V1 | 1053 | Downlight | 75.2 | 2022-09-16 | 2022-10-03 | High | 2 | #N/A | 75.2 | #N/A | #N/A
GE Current, a Daintree company | LRCC12R015********830V1 | 1053 | Downlight | 75.2 | 2022-09-16 | 2022-10-03 | High | 2 | #N/A | 75.2 | #N/A | #N/A
GE Current, a Daintree company | LRCC12R015********835V1 | 1053 | Downlight | 75.2 | 2022-09-16 | 2022-10-03 | High | 2 | #N/A | 75.2 | #N/A | #N/A
GE Current, a Daintree company | LRCC12R015********840V1 | 1053 | Downlight | 75.2 | 2022-09-16 | 2022-10-03 | High | 2 | #N/A | 75.2 | #N/A | #N/A
GE Current, a Daintree company | LRCC12R015********850V1 | 1053 | Downlight | 75.2 | 2022-09-16 | 2022-10-03 | High | 2 | #N/A | 75.2 | #N/A | #N/A
GE Current, a Daintree company | LRCC06R015********830V1 | 1053 | Downlight | 75.2 | 2022-09-16 | 2022-10-03 | High | 2 | #N/A | 75.2 | #N/A | #N/A
GE Current, a Daintree company | LRCC06R015********835V1 | 1053 | Downlight | 75.2 | 2022-09-16 | 2022-10-03 | High | 2 | #N/A | 75.2 | #N/A | #N/A
GE Current, a Daintree company | LRCC06R015********840V1 | 1053 | Downlight | 75.2 | 2022-09-16 | 2022-10-03 | High | 2 | #N/A | 75.2 | #N/A | #N/A
GE Current, a Daintree company | LRCC06R015********850V1 | 1053 | Downlight | 75.2 | 2022-09-16 | 2022-10-03 | High | 2 | #N/A | 75.2 | #N/A | #N/A
GE Current, a Daintree company | LRCC08R015********827V1 | 1053 | Downlight | 75.2 | 2022-09-16 | 2022-10-03 | High | 2 | #N/A | 75.2 | #N/A | #N/A
GE Current, a Daintree company | LRCC08R015********830V1 | 1053 | Downlight | 75.2 | 2022-09-16 | 2022-10-03 | High | 2 | #N/A | 75.2 | #N/A | #N/A
GE Current, a Daintree company | LRCC08R015********835V1 | 1053 | Downlight | 75.2 | 2022-09-16 | 2022-10-03 | High | 2 | #N/A | 75.2 | #N/A | #N/A
GE Current, a Daintree company | LRCC08R015********840V1 | 1053 | Downlight | 75.2 | 2022-09-16 | 2022-10-03 | High | 2 | #N/A | 75.2 | #N/A | #N/A
GE Current, a Daintree company | LRCC08R015********850V1 | 1053 | Downlight | 75.2 | 2022-09-16 | 2022-10-03 | High | 2 | #N/A | 75.2 | #N/A | #N/A
PORTFOLIO | LD8B15[D010¦D010TR] ER8B102090[27¦30¦35¦40¦50] 8LB[N¦M¦W¦S]#[LI¦MW¦WMH¦WH¦H] | 1075 | Downlight | 75.2 | 2018-12-31 | 2019-01-22 | High | 2 | #N/A | 75.2 | #N/A | #N/A
Lightolier | Z6RDL20###W*CDE1 | 1535 | Downlight | 75.2 | 2018-11-12 | 2022-03-16 | High | 2 | #N/A | 75.2 | #N/A | #N/A
Lightolier | Z6RDL20###W*CDLU | 1535 | Downlight | 75.2 | 2018-11-12 | 2022-03-16 | High | 2 | #N/A | 75.2 | #N/A | #N/A
Lightolier | Z6RDL20###W*CDZ10U | 1535 | Downlight | 75.2 | 2018-11-12 | 2022-03-16 | High | 2 | #N/A | 75.2 | #N/A | #N/A
Elite Lighting | SCH6-LED-***-1500L-DIM10-###V-MD-27K-90 | 1561 | Downlight | 75.2 | 2019-01-01 | 2022-05-09 | High | 2 | #N/A | 75.2 | #N/A | #N/A
Elite Lighting | SCH6-LED-***-1500L-DIM10-###V-MD-30K-90 | 1561 | Downlight | 75.2 | 2019-01-01 | 2022-05-09 | High | 2 | #N/A | 75.2 | #N/A | #N/A
Elite Lighting | SCH6-LED-***-1500L-DIM10-###V-MD-35K-90 | 1561 | Downlight | 75.2 | 2019-01-01 | 2022-05-09 | High | 2 | #N/A | 75.2 | #N/A | #N/A
Elite Lighting | SCH6-LED-***-1500L-DIM10-###V-MD-40K-90 | 1561 | Downlight | 75.2 | 2019-01-01 | 2022-05-09 | High | 2 | #N/A | 75.2 | #N/A | #N/A
Elite Lighting | SCH6-LED-***-1500L-DIM10-###V-MD-50K-90 | 1561 | Downlight | 75.2 | 2019-01-01 | 2022-05-09 | High | 2 | #N/A | 75.2 | #N/A | #N/A
Elite Lighting | SCH6-LED-***-1500L-DIM10-###V-ND-27K-90 | 1561 | Downlight | 75.2 | 2019-01-01 | 2022-05-09 | High | 2 | #N/A | 75.2 | #N/A | #N/A
Elite Lighting | SCH6-LED-***-1500L-DIM10-###V-ND-30K-90 | 1561 | Downlight | 75.2 | 2019-01-01 | 2022-05-09 | High | 2 | #N/A | 75.2 | #N/A | #N/A
Elite Lighting | SCH6-LED-***-1500L-DIM10-###V-ND-35K-90 | 1561 | Downlight | 75.2 | 2019-01-01 | 2022-05-09 | High | 2 | #N/A | 75.2 | #N/A | #N/A
Elite Lighting | SCH6-LED-***-1500L-DIM10-###V-ND-40K-90 | 1561 | Downlight | 75.2 | 2019-01-01 | 2022-05-09 | High | 2 | #N/A | 75.2 | #N/A | #N/A
Elite Lighting | SCH6-LED-***-1500L-DIM10-###V-ND-50K-90 | 1561 | Downlight | 75.2 | 2019-01-01 | 2022-05-09 | High | 2 | #N/A | 75.2 | #N/A | #N/A
Elite Lighting | SCH6-LED-***-1500L-DIM10-###V-WD-27K-90 | 1561 | Downlight | 75.2 | 2019-01-01 | 2022-05-09 | High | 2 | #N/A | 75.2 | #N/A | #N/A
Elite Lighting | SCH6-LED-***-1500L-DIM10-###V-WD-30K-90 | 1561 | Downlight | 75.2 | 2019-01-01 | 2022-05-09 | High | 2 | #N/A | 75.2 | #N/A | #N/A
Elite Lighting | SCH6-LED-***-1500L-DIM10-###V-WD-35K-90 | 1561 | Downlight | 75.2 | 2019-01-01 | 2022-05-09 | High | 2 | #N/A | 75.2 | #N/A | #N/A
Elite Lighting | SCH6-LED-***-1500L-DIM10-###V-WD-40K-90 | 1561 | Downlight | 75.2 | 2019-01-01 | 2022-05-09 | High | 2 | #N/A | 75.2 | #N/A | #N/A
Elite Lighting | SCH6-LED-***-1500L-DIM10-###V-WD-50K-90 | 1561 | Downlight | 75.2 | 2019-01-01 | 2022-05-09 | High | 2 | #N/A | 75.2 | #N/A | #N/A
Elite Lighting | SCH8-LED-***-1500L-DIM10-###V-MD-27K-90 | 1561 | Downlight | 75.2 | 2019-01-01 | 2022-05-09 | High | 2 | #N/A | 75.2 | #N/A | #N/A
Elite Lighting | SCH8-LED-***-1500L-DIM10-###V-MD-30K-90 | 1561 | Downlight | 75.2 | 2019-01-01 | 2022-05-09 | High | 2 | #N/A | 75.2 | #N/A | #N/A
Elite Lighting | SCH8-LED-***-1500L-DIM10-###V-MD-35K-90 | 1561 | Downlight | 75.2 | 2019-01-01 | 2022-05-09 | High | 2 | #N/A | 75.2 | #N/A | #N/A
Elite Lighting | SCH8-LED-***-1500L-DIM10-###V-MD-40K-90 | 1561 | Downlight | 75.2 | 2019-01-01 | 2022-05-09 | High | 2 | #N/A | 75.2 | #N/A | #N/A
Elite Lighting | SCH8-LED-***-1500L-DIM10-###V-MD-50K-90 | 1561 | Downlight | 75.2 | 2019-01-01 | 2022-05-09 | High | 2 | #N/A | 75.2 | #N/A | #N/A
Elite Lighting | SCH8-LED-***-1500L-DIM10-###V-ND-27K-90 | 1561 | Downlight | 75.2 | 2019-01-01 | 2022-05-09 | High | 2 | #N/A | 75.2 | #N/A | #N/A
Elite Lighting | SCH8-LED-***-1500L-DIM10-###V-ND-30K-90 | 1561 | Downlight | 75.2 | 2019-01-01 | 2022-05-09 | High | 2 | #N/A | 75.2 | #N/A | #N/A
Elite Lighting | SCH8-LED-***-1500L-DIM10-###V-ND-35K-90 | 1561 | Downlight | 75.2 | 2019-01-01 | 2022-05-09 | High | 2 | #N/A | 75.2 | #N/A | #N/A
Elite Lighting | SCH8-LED-***-1500L-DIM10-###V-ND-40K-90 | 1561 | Downlight | 75.2 | 2019-01-01 | 2022-05-09 | High | 2 | #N/A | 75.2 | #N/A | #N/A
Elite Lighting | SCH8-LED-***-1500L-DIM10-###V-ND-50K-90 | 1561 | Downlight | 75.2 | 2019-01-01 | 2022-05-09 | High | 2 | #N/A | 75.2 | #N/A | #N/A
Elite Lighting | SCH10-LED-***-1500L-DIM10-###V-MD-27K-90 | 1561 | Downlight | 75.2 | 2019-01-01 | 2022-05-09 | High | 2 | #N/A | 75.2 | #N/A | #N/A
Elite Lighting | SCH10-LED-***-1500L-DIM10-###V-MD-30K-90 | 1561 | Downlight | 75.2 | 2019-01-01 | 2022-05-09 | High | 2 | #N/A | 75.2 | #N/A | #N/A
Elite Lighting | SCH10-LED-***-1500L-DIM10-###V-MD-35K-90 | 1561 | Downlight | 75.2 | 2019-01-01 | 2022-05-09 | High | 2 | #N/A | 75.2 | #N/A | #N/A
Elite Lighting | SCH10-LED-***-1500L-DIM10-###V-MD-40K-90 | 1561 | Downlight | 75.2 | 2019-01-01 | 2022-05-09 | High | 2 | #N/A | 75.2 | #N/A | #N/A
Elite Lighting | SCH10-LED-***-1500L-DIM10-###V-MD-50K-90 | 1561 | Downlight | 75.2 | 2019-01-01 | 2022-05-09 | High | 2 | #N/A | 75.2 | #N/A | #N/A
Elite Lighting | SCH10-LED-***-1500L-DIM10-###V-ND-27K-90 | 1561 | Downlight | 75.2 | 2019-01-01 | 2022-05-09 | High | 2 | #N/A | 75.2 | #N/A | #N/A
Elite Lighting | SCH10-LED-***-1500L-DIM10-###V-ND-30K-90 | 1561 | Downlight | 75.2 | 2019-01-01 | 2022-05-09 | High | 2 | #N/A | 75.2 | #N/A | #N/A
Elite Lighting | SCH10-LED-***-1500L-DIM10-###V-ND-35K-90 | 1561 | Downlight | 75.2 | 2019-01-01 | 2022-05-09 | High | 2 | #N/A | 75.2 | #N/A | #N/A
Elite Lighting | SCH10-LED-***-1500L-DIM10-###V-ND-40K-90 | 1561 | Downlight | 75.2 | 2019-01-01 | 2022-05-09 | High | 2 | #N/A | 75.2 | #N/A | #N/A
Elite Lighting | SCH10-LED-***-1500L-DIM10-###V-ND-50K-90 | 1561 | Downlight | 75.2 | 2019-01-01 | 2022-05-09 | High | 2 | #N/A | 75.2 | #N/A | #N/A
Elite Lighting | SCH10-LED-***-1500L-DIM10-###V-WD-27K-90 | 1561 | Downlight | 75.2 | 2019-01-01 | 2022-05-09 | High | 2 | #N/A | 75.2 | #N/A | #N/A
Elite Lighting | SCH10-LED-***-1500L-DIM10-###V-WD-30K-90 | 1561 | Downlight | 75.2 | 2019-01-01 | 2022-05-09 | High | 2 | #N/A | 75.2 | #N/A | #N/A
Elite Lighting | SCH10-LED-***-1500L-DIM10-###V-WD-35K-90 | 1561 | Downlight | 75.2 | 2019-01-01 | 2022-05-09 | High | 2 | #N/A | 75.2 | #N/A | #N/A
Elite Lighting | SCH10-LED-***-1500L-DIM10-###V-WD-40K-90 | 1561 | Downlight | 75.2 | 2019-01-01 | 2022-05-09 | High | 2 | #N/A | 75.2 | #N/A | #N/A
Elite Lighting | SCH10-LED-***-1500L-DIM10-###V-WD-50K-90 | 1561 | Downlight | 75.2 | 2019-01-01 | 2022-05-09 | High | 2 | #N/A | 75.2 | #N/A | #N/A
OKT Lighting | C8-D54W-30E | 4060 | Downlight | 75.2 | 2019-07-08 | 2019-07-11 | High | 2 | #N/A | 75.2 | #N/A | #N/A
ESL Vision | ESL-CCR-R56-15W-150 | 1130 | Downlight | 75.3 | 2016-12-15 | 2016-12-09 | High | 2 | #N/A | 75.3 | #N/A | #N/A
LUMINATTI | FL-0620-S*-3CCT | 1130 | Downlight | 75.3 | 2022-08-12 | 2022-08-12 | High | 2 | #N/A | 75.3 | #N/A | #N/A
LIGHT THE FUTURE | D416-N-XXXX | 1130 | Downlight | 75.3 | 2016-03-07 | 2016-03-10 | High | 2 | #N/A | 75.3 | #N/A | #N/A
PORTFOLIO | LDSQA4A 18835 D010TE LAR25NF 4LSQAL1H | 2145 | Downlight | 75.3 | 2015-11-10 | 2016-02-19 | High | 2 | #N/A | 75.3 | #N/A | #N/A
PORTFOLIO | LDSQA4A 18835 DLT LAR25NF 4LSQAL1H | 2145 | Downlight | 75.3 | 2015-11-10 | 2016-02-19 | High | 2 | #N/A | 75.3 | #N/A | #N/A
PORTFOLIO | LDSQA4A 18835 DMX LAR25NF 4LSQAL1H | 2145 | Downlight | 75.3 | 2015-11-10 | 2016-02-19 | High | 2 | #N/A | 75.3 | #N/A | #N/A
Estimator Contractor Series | [SP4ES¦SP6ES¦SP8ES]15L[30K¦35K¦40K][D1¦DX¦DXEM][AR4ES¦AR6ES¦AR8ES]/[SG¦MW]/[WF¦MF] | 1148 | Downlight | 75.4 | 2018-04-02 | 2017-04-11 | High | 2 | #N/A | 75.4 | #N/A | #N/A
WAC Lighting | DS-WS0834-F927A-** | 2565 | Downlight | 75.4 | 2019-06-29 | 2020-03-03 | High | 2 | #N/A | 75.4 | #N/A | #N/A
WAC Lighting | DS-WS0834-F927B-** | 2565 | Downlight | 75.4 | 2019-06-29 | 2020-03-03 | High | 2 | #N/A | 75.4 | #N/A | #N/A
WAC Lighting | DS-WS0834-F930A-** | 2565 | Downlight | 75.4 | 2019-06-29 | 2020-03-03 | High | 2 | #N/A | 75.4 | #N/A | #N/A
WAC Lighting | DS-WS0834-F930B-** | 2565 | Downlight | 75.4 | 2019-06-29 | 2020-03-03 | High | 2 | #N/A | 75.4 | #N/A | #N/A
WAC Lighting | DS-WS0834-F935A-** | 2565 | Downlight | 75.4 | 2019-06-29 | 2020-03-03 | High | 2 | #N/A | 75.4 | #N/A | #N/A
WAC Lighting | DS-WS0834-F935B-** | 2565 | Downlight | 75.4 | 2019-06-29 | 2020-03-03 | High | 2 | #N/A | 75.4 | #N/A | #N/A
WAC Lighting | DS-WS0834-F940A-** | 2565 | Downlight | 75.4 | 2019-06-29 | 2020-03-03 | High | 2 | #N/A | 75.4 | #N/A | #N/A
WAC Lighting | DS-WS0834-F940B-** | 2565 | Downlight | 75.4 | 2019-06-29 | 2020-03-03 | High | 2 | #N/A | 75.4 | #N/A | #N/A
WAC Lighting | DS-WE0834-F927A-** | 2565 | Downlight | 75.4 | 2019-06-29 | 2020-03-03 | High | 2 | #N/A | 75.4 | #N/A | #N/A
WAC Lighting | DS-WE0834-F927B-** | 2565 | Downlight | 75.4 | 2019-06-29 | 2020-03-03 | High | 2 | #N/A | 75.4 | #N/A | #N/A
WAC Lighting | DS-WE0834-F930A-** | 2565 | Downlight | 75.4 | 2019-06-29 | 2020-03-03 | High | 2 | #N/A | 75.4 | #N/A | #N/A
WAC Lighting | DS-WE0834-F930B-** | 2565 | Downlight | 75.4 | 2019-06-29 | 2020-03-03 | High | 2 | #N/A | 75.4 | #N/A | #N/A
WAC Lighting | DS-WE0834-F935A-** | 2565 | Downlight | 75.4 | 2019-06-29 | 2020-03-03 | High | 2 | #N/A | 75.4 | #N/A | #N/A
WAC Lighting | DS-WE0834-F935B-** | 2565 | Downlight | 75.4 | 2019-06-29 | 2020-03-03 | High | 2 | #N/A | 75.4 | #N/A | #N/A
WAC Lighting | DS-WE0834-F940A-** | 2565 | Downlight | 75.4 | 2019-06-29 | 2020-03-03 | High | 2 | #N/A | 75.4 | #N/A | #N/A
WAC Lighting | DS-WE0834-F940B-** | 2565 | Downlight | 75.4 | 2019-06-29 | 2020-03-03 | High | 2 | #N/A | 75.4 | #N/A | #N/A
Lightolier | LLAB327RSxxxxVA | 2992 | Downlight | 75.4 | 2016-04-01 | 2016-03-24 | High | 2 | #N/A | 75.4 | #N/A | #N/A
ConTech Lighting | RFTA4-40L-W27KC-WHT | 3518 | Downlight | 75.4 | 2020-08-26 | 2020-09-09 | High | 2 | #N/A | 75.4 | #N/A | #N/A
NICOR | ADL6-1048-UNV with ADL6-1048-MDL-#K-$$ | 3771 | Downlight | 75.4 | 2016-02-29 | 2016-02-19 | High | 2 | #N/A | 75.4 | #N/A | #N/A
NICOR | ADL6-1048-UNV with ADL6-1048-MDL-#K-$$ | 3771 | Downlight | 75.4 | 2016-02-29 | 2016-02-19 | High | 2 | #N/A | 75.4 | #N/A | #N/A
Vantage | [A4VOFLED¦A6VEFLED¦A6VOFLED¦SQ44VEFLED][1¦2]-11[30K¦35K¦40K]-[L4060¦L4015¦M6060¦M6015¦L6030¦LSQ441]-[SCL¦SGC¦ECL¦WHT]-[DL-2¦DL-3¦LDE1¦TDM¦DMX¦EM-17¦EMI-17¦EM-20¦HCR¦PF] | 1100 | Downlight | 75.5 | 2019-02-20 | 2019-03-22 | High | 2 | #N/A | 75.5 | #N/A | #N/A
Progress Lighting | P810014-028-30 | 1170 | Downlight | 75.5 | 2019-06-28 | 2019-06-28 | High | 2 | #N/A | 75.5 | #N/A | #N/A
Lithonia Lighting | WF8 [ ¦SQ] [S¦B] LED [30K¦35K¦40K¦50K] MVOLT 90CRI [MW¦MB¦ORB¦BN¦SN] | 1353 | Downlight | 75.5 | 2018-05-08 | 2018-05-08 | High | 2 | #N/A | 75.5 | #N/A | #N/A
HOMI | HM08-PR12-20W120-3CCT-*SA | 1510 | Downlight | 75.5 | 2021-12-30 | 2022-01-05 | High | 2 | #N/A | 75.5 | #N/A | #N/A
SATCO¦NUVO | 62/1784 | 3550 | Downlight | 75.5 | 2022-12-02 | 2022-12-02 | High | 2 | #N/A | 75.5 | #N/A | #N/A
3G Lighting | 3G-DL45RF-15-S80-30K-60D-UNV-DIM-XTR-SI-SH-SF70 | 1046 | Downlight | 75.6 | 2021-10-05 | 2022-01-20 | High | 2 | #N/A | 75.6 | #N/A | #N/A
Archipelago | LDLL12-24-S3 | 1815 | Downlight | 75.6 | 2022-03-18 | 2022-04-28 | High | 2 | #N/A | 75.6 | #N/A | #N/A
HONG YAO | HY-SMD-R12-24W-3CCT | 1815 | Downlight | 75.6 | 2021-01-07 | 2021-01-19 | High | 2 | #N/A | 75.6 | #N/A | #N/A
Intense Lighting | GD8***L12279*******FL/***###**-***-** | 5497 | Downlight | 75.6 | 2021-02-01 | 2021-06-17 | High | 2 | #N/A | 75.6 | #N/A | #N/A
Intense Lighting | GD8***L12279*******NF/***###**-***-** | 5497 | Downlight | 75.6 | 2021-02-01 | 2021-06-17 | High | 2 | #N/A | 75.6 | #N/A | #N/A
Intense Lighting | GD8***L12279*******SP/***###**-***-** | 5497 | Downlight | 75.6 | 2021-02-01 | 2021-06-17 | High | 2 | #N/A | 75.6 | #N/A | #N/A
Intense Lighting | GD8***L12279*******VF/***###**-***-** | 5497 | Downlight | 75.6 | 2021-02-01 | 2021-06-17 | High | 2 | #N/A | 75.6 | #N/A | #N/A
Intense Lighting | GD8***L12279*******WF/***###**-***-** | 5497 | Downlight | 75.6 | 2021-02-01 | 2021-06-17 | High | 2 | #N/A | 75.6 | #N/A | #N/A
Intense Lighting | GD8***L1227*******FL/***###**-***-** | 5497 | Downlight | 75.6 | 2021-02-01 | 2021-06-17 | High | 2 | #N/A | 75.6 | #N/A | #N/A
Intense Lighting | GD8***L1227*******NF/***###**-***-** | 5497 | Downlight | 75.6 | 2021-02-01 | 2021-06-17 | High | 2 | #N/A | 75.6 | #N/A | #N/A
Intense Lighting | GD8***L1227*******SP/***###**-***-** | 5497 | Downlight | 75.6 | 2021-02-01 | 2021-06-17 | High | 2 | #N/A | 75.6 | #N/A | #N/A
Intense Lighting | GD8***L1227*******VF/***###**-***-** | 5497 | Downlight | 75.6 | 2021-02-01 | 2021-06-17 | High | 2 | #N/A | 75.6 | #N/A | #N/A
Intense Lighting | GD8***L1227*******WF/***###**-***-** | 5497 | Downlight | 75.6 | 2021-02-01 | 2021-06-17 | High | 2 | #N/A | 75.6 | #N/A | #N/A
Intense Lighting | GD8***L12309*******FL/***###**-***-** | 5497 | Downlight | 75.6 | 2021-02-01 | 2021-06-17 | High | 2 | #N/A | 75.6 | #N/A | #N/A
Intense Lighting | GD8***L12309*******NF/***###**-***-** | 5497 | Downlight | 75.6 | 2021-02-01 | 2021-06-17 | High | 2 | #N/A | 75.6 | #N/A | #N/A
Intense Lighting | GD8***L12309*******SP/***###**-***-** | 5497 | Downlight | 75.6 | 2021-02-01 | 2021-06-17 | High | 2 | #N/A | 75.6 | #N/A | #N/A
Intense Lighting | GD8***L12309*******VF/***###**-***-** | 5497 | Downlight | 75.6 | 2021-02-01 | 2021-06-17 | High | 2 | #N/A | 75.6 | #N/A | #N/A
Intense Lighting | GD8***L12309*******WF/***###**-***-** | 5497 | Downlight | 75.6 | 2021-02-01 | 2021-06-17 | High | 2 | #N/A | 75.6 | #N/A | #N/A
Intense Lighting | GD8***L1230*******FL/***###**-***-** | 5497 | Downlight | 75.6 | 2021-02-01 | 2021-06-17 | High | 2 | #N/A | 75.6 | #N/A | #N/A
Intense Lighting | GD8***L1230*******NF/***###**-***-** | 5497 | Downlight | 75.6 | 2021-02-01 | 2021-06-17 | High | 2 | #N/A | 75.6 | #N/A | #N/A
Intense Lighting | GD8***L1230*******SP/***###**-***-** | 5497 | Downlight | 75.6 | 2021-02-01 | 2021-06-17 | High | 2 | #N/A | 75.6 | #N/A | #N/A
Intense Lighting | GD8***L1230*******VF/***###**-***-** | 5497 | Downlight | 75.6 | 2021-02-01 | 2021-06-17 | High | 2 | #N/A | 75.6 | #N/A | #N/A
Intense Lighting | GD8***L1230*******WF/***###**-***-** | 5497 | Downlight | 75.6 | 2021-02-01 | 2021-06-17 | High | 2 | #N/A | 75.6 | #N/A | #N/A
Intense Lighting | GD8***L12359*******FL/***###**-***-** | 5497 | Downlight | 75.6 | 2021-02-01 | 2021-06-17 | High | 2 | #N/A | 75.6 | #N/A | #N/A
Intense Lighting | GD8***L12359*******NF/***###**-***-** | 5497 | Downlight | 75.6 | 2021-02-01 | 2021-06-17 | High | 2 | #N/A | 75.6 | #N/A | #N/A
Intense Lighting | GD8***L12359*******SP/***###**-***-** | 5497 | Downlight | 75.6 | 2021-02-01 | 2021-06-17 | High | 2 | #N/A | 75.6 | #N/A | #N/A
Intense Lighting | GD8***L12359*******VF/***###**-***-** | 5497 | Downlight | 75.6 | 2021-02-01 | 2021-06-17 | High | 2 | #N/A | 75.6 | #N/A | #N/A
Intense Lighting | GD8***L12359*******WF/***###**-***-** | 5497 | Downlight | 75.6 | 2021-02-01 | 2021-06-17 | High | 2 | #N/A | 75.6 | #N/A | #N/A
Intense Lighting | GD8***L1235*******FL/***###**-***-** | 5497 | Downlight | 75.6 | 2021-02-01 | 2021-06-17 | High | 2 | #N/A | 75.6 | #N/A | #N/A
Intense Lighting | GD8***L1235*******NF/***###**-***-** | 5497 | Downlight | 75.6 | 2021-02-01 | 2021-06-17 | High | 2 | #N/A | 75.6 | #N/A | #N/A
Intense Lighting | GD8***L1235*******SP/***###**-***-** | 5497 | Downlight | 75.6 | 2021-02-01 | 2021-06-17 | High | 2 | #N/A | 75.6 | #N/A | #N/A
Intense Lighting | GD8***L1235*******VF/***###**-***-** | 5497 | Downlight | 75.6 | 2021-02-01 | 2021-06-17 | High | 2 | #N/A | 75.6 | #N/A | #N/A
Intense Lighting | GD8***L1235*******WF/***###**-***-** | 5497 | Downlight | 75.6 | 2021-02-01 | 2021-06-17 | High | 2 | #N/A | 75.6 | #N/A | #N/A
Intense Lighting | GD8***L12409*******FL/***###**-***-** | 5497 | Downlight | 75.6 | 2021-02-01 | 2021-06-17 | High | 2 | #N/A | 75.6 | #N/A | #N/A
Intense Lighting | GD8***L12409*******NF/***###**-***-** | 5497 | Downlight | 75.6 | 2021-02-01 | 2021-06-17 | High | 2 | #N/A | 75.6 | #N/A | #N/A
Intense Lighting | GD8***L12409*******SP/***###**-***-** | 5497 | Downlight | 75.6 | 2021-02-01 | 2021-06-17 | High | 2 | #N/A | 75.6 | #N/A | #N/A
Intense Lighting | GD8***L12409*******VF/***###**-***-** | 5497 | Downlight | 75.6 | 2021-02-01 | 2021-06-17 | High | 2 | #N/A | 75.6 | #N/A | #N/A
Intense Lighting | GD8***L12409*******WF/***###**-***-** | 5497 | Downlight | 75.6 | 2021-02-01 | 2021-06-17 | High | 2 | #N/A | 75.6 | #N/A | #N/A
Intense Lighting | GD8***L1240*******FL/***###**-***-** | 5497 | Downlight | 75.6 | 2021-02-01 | 2021-06-17 | High | 2 | #N/A | 75.6 | #N/A | #N/A
Intense Lighting | GD8***L1240*******NF/***###**-***-** | 5497 | Downlight | 75.6 | 2021-02-01 | 2021-06-17 | High | 2 | #N/A | 75.6 | #N/A | #N/A
Intense Lighting | GD8***L1240*******SP/***###**-***-** | 5497 | Downlight | 75.6 | 2021-02-01 | 2021-06-17 | High | 2 | #N/A | 75.6 | #N/A | #N/A
Intense Lighting | GD8***L1240*******VF/***###**-***-** | 5497 | Downlight | 75.6 | 2021-02-01 | 2021-06-17 | High | 2 | #N/A | 75.6 | #N/A | #N/A
Intense Lighting | GD8***L1240*******WF/***###**-***-** | 5497 | Downlight | 75.6 | 2021-02-01 | 2021-06-17 | High | 2 | #N/A | 75.6 | #N/A | #N/A
Intense Lighting | GD6***L12279*******FL/***###**-***-** | 5497 | Downlight | 75.6 | 2021-02-01 | 2021-06-17 | High | 2 | #N/A | 75.6 | #N/A | #N/A
Intense Lighting | GD6***L12279*******NF/***###**-***-** | 5497 | Downlight | 75.6 | 2021-02-01 | 2021-06-17 | High | 2 | #N/A | 75.6 | #N/A | #N/A
Intense Lighting | GD6***L12279*******P/***###**-***-** | 5497 | Downlight | 75.6 | 2021-02-01 | 2021-06-17 | High | 2 | #N/A | 75.6 | #N/A | #N/A
Intense Lighting | GD6***L12279*******VF/***###**-***-** | 5497 | Downlight | 75.6 | 2021-02-01 | 2021-06-17 | High | 2 | #N/A | 75.6 | #N/A | #N/A
Intense Lighting | GD6***L12279*******WF/***###**-***-** | 5497 | Downlight | 75.6 | 2021-02-01 | 2021-06-17 | High | 2 | #N/A | 75.6 | #N/A | #N/A
Intense Lighting | GD6***L1227*******FL/***###**-***-** | 5497 | Downlight | 75.6 | 2021-02-01 | 2021-06-17 | High | 2 | #N/A | 75.6 | #N/A | #N/A
Intense Lighting | GD6***L1227*******NF/***###**-***-** | 5497 | Downlight | 75.6 | 2021-02-01 | 2021-06-17 | High | 2 | #N/A | 75.6 | #N/A | #N/A
Intense Lighting | GD6***L1227*******SP/***###**-***-** | 5497 | Downlight | 75.6 | 2021-02-01 | 2021-06-17 | High | 2 | #N/A | 75.6 | #N/A | #N/A
Intense Lighting | GD6***L1227*******VF/***###**-***-** | 5497 | Downlight | 75.6 | 2021-02-01 | 2021-06-17 | High | 2 | #N/A | 75.6 | #N/A | #N/A
Intense Lighting | GD6***L1227*******WF/***###**-***-** | 5497 | Downlight | 75.6 | 2021-02-01 | 2021-06-17 | High | 2 | #N/A | 75.6 | #N/A | #N/A
Intense Lighting | GD6***L12309*******FL/***###**-***-** | 5497 | Downlight | 75.6 | 2021-02-01 | 2021-06-17 | High | 2 | #N/A | 75.6 | #N/A | #N/A
Intense Lighting | GD6***L12309*******NF/***###**-***-** | 5497 | Downlight | 75.6 | 2021-02-01 | 2021-06-17 | High | 2 | #N/A | 75.6 | #N/A | #N/A
Intense Lighting | GD6***L12309*******SP/***###**-***-** | 5497 | Downlight | 75.6 | 2021-02-01 | 2021-06-17 | High | 2 | #N/A | 75.6 | #N/A | #N/A
Intense Lighting | GD6***L12309*******VF/***###**-***-** | 5497 | Downlight | 75.6 | 2021-02-01 | 2021-06-17 | High | 2 | #N/A | 75.6 | #N/A | #N/A
Intense Lighting | GD6***L12309*******WF/***###**-***-** | 5497 | Downlight | 75.6 | 2021-02-01 | 2021-06-17 | High | 2 | #N/A | 75.6 | #N/A | #N/A
Intense Lighting | GD6***L1230*******FL/***###**-***-** | 5497 | Downlight | 75.6 | 2021-02-01 | 2021-06-17 | High | 2 | #N/A | 75.6 | #N/A | #N/A
Intense Lighting | GD6***L1230*******NF/***###**-***-** | 5497 | Downlight | 75.6 | 2021-02-01 | 2021-06-17 | High | 2 | #N/A | 75.6 | #N/A | #N/A
Intense Lighting | GD6***L1230*******SP/***###**-***-** | 5497 | Downlight | 75.6 | 2021-02-01 | 2021-06-17 | High | 2 | #N/A | 75.6 | #N/A | #N/A
Intense Lighting | GD6***L1230*******VF/***###**-***-** | 5497 | Downlight | 75.6 | 2021-02-01 | 2021-06-17 | High | 2 | #N/A | 75.6 | #N/A | #N/A
Intense Lighting | GD6***L1230*******WF/***###**-***-** | 5497 | Downlight | 75.6 | 2021-02-01 | 2021-06-17 | High | 2 | #N/A | 75.6 | #N/A | #N/A
Intense Lighting | GD6***L12359*******FL/***###**-***-** | 5497 | Downlight | 75.6 | 2021-02-01 | 2021-06-17 | High | 2 | #N/A | 75.6 | #N/A | #N/A
Intense Lighting | GD6***L12359*******NF/***###**-***-** | 5497 | Downlight | 75.6 | 2021-02-01 | 2021-06-17 | High | 2 | #N/A | 75.6 | #N/A | #N/A
Intense Lighting | GD6***L12359*******SP/***###**-***-** | 5497 | Downlight | 75.6 | 2021-02-01 | 2021-06-17 | High | 2 | #N/A | 75.6 | #N/A | #N/A
Intense Lighting | GD6***L12359*******VF/***###**-***-** | 5497 | Downlight | 75.6 | 2021-02-01 | 2021-06-17 | High | 2 | #N/A | 75.6 | #N/A | #N/A
Intense Lighting | GD6***L12359*******WF/***###**-***-** | 5497 | Downlight | 75.6 | 2021-02-01 | 2021-06-17 | High | 2 | #N/A | 75.6 | #N/A | #N/A
Intense Lighting | GD6***L1235*******FL/***###**-***-** | 5497 | Downlight | 75.6 | 2021-02-01 | 2021-06-17 | High | 2 | #N/A | 75.6 | #N/A | #N/A
Intense Lighting | GD6***L1235*******NF/***###**-***-** | 5497 | Downlight | 75.6 | 2021-02-01 | 2021-06-17 | High | 2 | #N/A | 75.6 | #N/A | #N/A
Intense Lighting | GD6***L1235*******SP/***###**-***-** | 5497 | Downlight | 75.6 | 2021-02-01 | 2021-06-17 | High | 2 | #N/A | 75.6 | #N/A | #N/A
Intense Lighting | GD6***L1235*******VF/***###**-***-** | 5497 | Downlight | 75.6 | 2021-02-01 | 2021-06-17 | High | 2 | #N/A | 75.6 | #N/A | #N/A
Intense Lighting | GD6***L1235*******WF/***###**-***-** | 5497 | Downlight | 75.6 | 2021-02-01 | 2021-06-17 | High | 2 | #N/A | 75.6 | #N/A | #N/A
Intense Lighting | GD6***L12409*******FL/***###**-***-** | 5497 | Downlight | 75.6 | 2021-02-01 | 2021-06-17 | High | 2 | #N/A | 75.6 | #N/A | #N/A
Intense Lighting | GD6***L12409*******NF/***###**-***-** | 5497 | Downlight | 75.6 | 2021-02-01 | 2021-06-17 | High | 2 | #N/A | 75.6 | #N/A | #N/A
Intense Lighting | GD6***L12409*******SP/***###**-***-** | 5497 | Downlight | 75.6 | 2021-02-01 | 2021-06-17 | High | 2 | #N/A | 75.6 | #N/A | #N/A
Intense Lighting | GD6***L12409*******VF/***###**-***-** | 5497 | Downlight | 75.6 | 2021-02-01 | 2021-06-17 | High | 2 | #N/A | 75.6 | #N/A | #N/A
Intense Lighting | GD6***L12409*******WF/***###**-***-** | 5497 | Downlight | 75.6 | 2021-02-01 | 2021-06-17 | High | 2 | #N/A | 75.6 | #N/A | #N/A
Intense Lighting | GD6***L1240*******FL/***###**-***-** | 5497 | Downlight | 75.6 | 2021-02-01 | 2021-06-17 | High | 2 | #N/A | 75.6 | #N/A | #N/A
Intense Lighting | GD6***L1240*******NF/***###**-***-** | 5497 | Downlight | 75.6 | 2021-02-01 | 2021-06-17 | High | 2 | #N/A | 75.6 | #N/A | #N/A
Intense Lighting | GD6***L1240*******SP/***###**-***-** | 5497 | Downlight | 75.6 | 2021-02-01 | 2021-06-17 | High | 2 | #N/A | 75.6 | #N/A | #N/A
Intense Lighting | GD6***L1240*******VF/***###**-***-** | 5497 | Downlight | 75.6 | 2021-02-01 | 2021-06-17 | High | 2 | #N/A | 75.6 | #N/A | #N/A
Intense Lighting | GD6***L1240*******WF/***###**-***-** | 5497 | Downlight | 75.6 | 2021-02-01 | 2021-06-17 | High | 2 | #N/A | 75.6 | #N/A | #N/A
FDL | FDLED-6-14W-WH-SMART | 1060 | Downlight | 75.7 | 2019-04-01 | 2019-05-13 | High | 2 | #N/A | 75.7 | #N/A | #N/A
SATCO/NUVO | S29362 | 1400 | Downlight | 75.7 | 2018-04-13 | 2018-04-20 | High | 2 | #N/A | 75.7 | #N/A | #N/A
Commercial Electric | CER608943K53** | 1400 | Downlight | 75.7 | 2022-08-01 | 2022-10-06 | High | 2 | #N/A | 75.7 | #N/A | #N/A
Prescolite | LTR-6RD-H-SL20LDM1 + LTR-6RD-T-SL35K8WDSSWT | 1710 | Downlight | 75.7 | 2019-07-12 | 2019-08-23 | High | 2 | #N/A | 75.7 | #N/A | #N/A
Liteline | ALR8-2635W | 1740 | Downlight | 75.7 | 2015-11-26 | 2016-04-22 | High | 2 | #N/A | 75.7 | #N/A | #N/A
Liteline | ALR8-3450W | 2354 | Downlight | 75.7 | 2015-11-26 | 2016-04-22 | High | 2 | #N/A | 75.7 | #N/A | #N/A
UP-SHINE | UP-DL36-42W(3000K) | 3180 | Downlight | 75.7 | 2016-07-10 | 2016-07-21 | High | 2 | #N/A | 75.7 | #N/A | #N/A
Halo | ML4DM10LSFL9FS1E* | 1000 | Downlight | 75.8 | 2022-07-15 | 2022-07-19 | High | 2 | #N/A | 75.8 | #N/A | #N/A
Halo | ML4DM10LSFL9FS1E*-* | 1000 | Downlight | 75.8 | 2022-07-15 | 2022-07-19 | High | 2 | #N/A | 75.8 | #N/A | #N/A
Halo | ML4DM10LSFL9FS1E*-#* | 1000 | Downlight | 75.8 | 2022-07-15 | 2022-07-19 | High | 2 | #N/A | 75.8 | #N/A | #N/A
Elite Lighting Co. | RL641-1150L-DIM10-MVOLT-27K-90-W-WH | 1137 | Downlight | 75.8 | 2017-06-05 | 2017-06-09 | High | 2 | #N/A | 75.8 | #N/A | #N/A
TCP | FMR0930KBBU | 1364 | Downlight | 75.8 | 2022-09-15 | 2022-08-30 | High | 2 | #N/A | 75.8 | #N/A | #N/A
TCP | FMR0941KBBU | 1364 | Downlight | 75.8 | 2022-09-15 | 2022-08-30 | High | 2 | #N/A | 75.8 | #N/A | #N/A
TCP | FMR0950KBBU | 1364 | Downlight | 75.8 | 2022-09-15 | 2022-08-30 | High | 2 | #N/A | 75.8 | #N/A | #N/A
LOTUS LED LIGHTS | LY82RCD 30K | 2500 | Downlight | 75.8 | 2019-09-22 | 2019-10-31 | High | 2 | #N/A | 75.8 | #N/A | #N/A
Lightolier | C6L608##*Z10U / C6RDLCD* | 4307 | Downlight | 75.8 | 2016-10-06 | 2018-06-25 | High | 2 | #N/A | 75.8 | #N/A | #N/A
Lightolier | C6*DL608##*Z10U*** | 4307 | Downlight | 75.8 | 2017-04-20 | 2017-04-14 | High | 2 | #N/A | 75.8 | #N/A | #N/A
Halo | HLBE6099301EMW*-#* | 1025 | Downlight | 75.9 | 2022-12-13 | 2022-12-13 | High | 2 | #N/A | 75.9 | #N/A | #N/A
Commercial Electric | NK02a015GR-TZJ | 1100 | Downlight | 75.9 | 2021-09-23 | 2021-09-28 | High | 2 | #N/A | 75.9 | #N/A | #N/A
C-Lite | C-DS6-A-950L-27K-B1 | 1139 | Downlight | 75.9 | 2020-03-12 | 2020-03-12 | High | 2 | #N/A | 75.9 | #N/A | #N/A
Halo | SMD6S12927WH*-* | 1222 | Downlight | 75.9 | 2020-06-05 | 2020-06-08 | High | 2 | #N/A | 75.9 | #N/A | #N/A
GE Current, a Daintree company | LRXGR62W930MD | 1525 | Downlight | 75.9 | 2021-02-01 | 2021-01-14 | High | 2 | #N/A | 75.9 | #N/A | #N/A
Rayon Lighting | RPA3S-11L-##K-UNV-ID-3RO-15 | 1140 | Downlight | 76 | 2020-05-26 | 2020-06-15 | High | 2 | #N/A | 76 | #N/A | #N/A
Signcomplex | SC-FL15-D06-A1-01RE | 1140 | Downlight | 76 | 2020-10-30 | 2020-12-04 | High | 2 | #N/A | 76 | #N/A | #N/A
TGL Inc. | TGL-PREM10DL-15W-00T | 1140 | Downlight | 76 | 2021-02-01 | 2021-02-03 | High | 2 | #N/A | 76 | #N/A | #N/A
Lightolier | Z6RDL15###W*CDE1 | 1143 | Downlight | 76 | 2018-11-12 | 2022-03-16 | High | 2 | #N/A | 76 | #N/A | #N/A
Lightolier | Z6RDL15###W*CDLU | 1143 | Downlight | 76 | 2018-11-12 | 2022-03-16 | High | 2 | #N/A | 76 | #N/A | #N/A
Lightolier | Z6RDL15###W*CDZ10U | 1143 | Downlight | 76 | 2018-11-12 | 2022-03-16 | High | 2 | #N/A | 76 | #N/A | #N/A
MaxLite | SDLR820CSWJ | 1520 | Downlight | 76 | 2019-07-24 | 2019-06-24 | High | 2 | #N/A | 76 | #N/A | #N/A
PROJECT SOURCE | 1288224 | 1687 | Downlight | 76 | 2019-08-07 | 2019-08-15 | High | 2 | #N/A | 76 | #N/A | #N/A
Palm Coast Imports | 41932 | 1687 | Downlight | 76 | 2019-08-07 | 2019-08-15 | High | 2 | #N/A | 76 | #N/A | #N/A
Lightolier | C6*DL258##*ELV1*** | 1760 | Downlight | 76 | 2017-04-20 | 2017-04-14 | High | 2 | #N/A | 76 | #N/A | #N/A
Lightolier | C6L258##*E1 / C6RDLCD* | 1760 | Downlight | 76 | 2017-04-20 | 2018-06-27 | High | 2 | #N/A | 76 | #N/A | #N/A
Lightolier | C6L258***E1R / C6RDL*** | 1760 | Downlight | 76 | 2017-12-08 | 2018-01-05 | High | 2 | #N/A | 76 | #N/A | #N/A
Lightolier | C6L258##*LU / C6RDLCD* | 1760 | Downlight | 76 | 2016-10-06 | 2018-06-28 | High | 2 | #N/A | 76 | #N/A | #N/A
Lightolier | C6L258##*Z10U / C6RDLCD* | 1760 | Downlight | 76 | 2016-10-06 | 2018-06-25 | High | 2 | #N/A | 76 | #N/A | #N/A
Lightolier | C6L258***Z10UR / C6RDL*** | 1760 | Downlight | 76 | 2017-12-08 | 2018-01-05 | High | 2 | #N/A | 76 | #N/A | #N/A
Lightolier | C6*DL258##*LU*** | 1760 | Downlight | 76 | 2017-04-20 | 2017-04-14 | High | 2 | #N/A | 76 | #N/A | #N/A
Lightolier | C6*DL258##*Z10U*** | 1760 | Downlight | 76 | 2017-04-20 | 2017-04-14 | High | 2 | #N/A | 76 | #N/A | #N/A
Erman | RML-82-11R25W27 | 1900 | Downlight | 76 | 2020-01-13 | 2020-01-13 | High | 2 | #N/A | 76 | #N/A | #N/A
Green Creative | PXCYL#/**/LE2090##/OSRDIM010347V/**/**/** | 1900 | Downlight | 76 | 2022-01-20 | 2022-03-14 | High | 2 | #N/A | 76 | #N/A | #N/A
MORRIS | 72654 | 1900 | Downlight | 76 | 2018-05-03 | 2018-05-03 | High | 2 | #N/A | 76 | #N/A | #N/A
LSI Industries Inc. | ADL FS2 UNV #ZZ | 3040 | Downlight | 76 | 2022-08-31 | 2022-09-26 | High | 2 | #N/A | 76 | #N/A | #N/A
OKT Lighting | CP10-D40W-35T | 3040 | Downlight | 76 | 2020-12-31 | 2020-12-30 | High | 2 | #N/A | 76 | #N/A | #N/A
OKT Lighting | CP4-D40W-35T | 3040 | Downlight | 76 | 2020-12-31 | 2020-12-30 | High | 2 | #N/A | 76 | #N/A | #N/A
OKT Lighting | CP6-D40W-35T | 3040 | Downlight | 76 | 2020-12-31 | 2020-12-30 | High | 2 | #N/A | 76 | #N/A | #N/A
OKT Lighting | CP8-D40W-35T | 3040 | Downlight | 76 | 2020-12-31 | 2020-12-30 | High | 2 | #N/A | 76 | #N/A | #N/A
Valriya | VA-CDL-10-40-30A | 3040 | Downlight | 76 | 2021-07-29 | 2021-08-22 | High | 2 | #N/A | 76 | #N/A | #N/A
Valriya | VA-CDL-4-40-30A | 3040 | Downlight | 76 | 2021-07-29 | 2021-08-22 | High | 2 | #N/A | 76 | #N/A | #N/A
Valriya | VA-CDL-6-40-30A | 3040 | Downlight | 76 | 2021-07-29 | 2021-08-22 | High | 2 | #N/A | 76 | #N/A | #N/A
Valriya | VA-CDL-8-40-30A | 3040 | Downlight | 76 | 2021-07-29 | 2021-08-22 | High | 2 | #N/A | 76 | #N/A | #N/A
UP-SHINE | UP-DL36-50W(4000K) | 3800 | Downlight | 76 | 2016-07-10 | 2016-07-21 | High | 2 | #N/A | 76 | #N/A | #N/A
GE Current, a Daintree company | LRXS818927MD | 1675 | Downlight | 76.1 | 2018-09-15 | 2018-10-16 | High | 2 | #N/A | 76.1 | #N/A | #N/A
Satco | S11811 | 1750 | Downlight | 76.1 | 2019-12-20 | 2020-01-07 | High | 2 | #N/A | 76.1 | #N/A | #N/A
Satco | S11815 | 1750 | Downlight | 76.1 | 2019-12-20 | 2020-01-07 | High | 2 | #N/A | 76.1 | #N/A | #N/A
Intense Lighting | GD8***L6279*******FL/***###**-***-** | 2247 | Downlight | 76.1 | 2021-02-01 | 2021-06-17 | High | 2 | #N/A | 76.1 | #N/A | #N/A
Intense Lighting | GD8***L6279*******NF/***###**-***-** | 2247 | Downlight | 76.1 | 2021-02-01 | 2021-06-17 | High | 2 | #N/A | 76.1 | #N/A | #N/A
Intense Lighting | GD8***L6279*******NS/***###**-***-** | 2247 | Downlight | 76.1 | 2021-02-01 | 2021-06-17 | High | 2 | #N/A | 76.1 | #N/A | #N/A
Intense Lighting | GD8***L6279*******SP/***###**-***-** | 2247 | Downlight | 76.1 | 2021-02-01 | 2021-06-17 | High | 2 | #N/A | 76.1 | #N/A | #N/A
Intense Lighting | GD8***L6279*******WF/***###**-***-** | 2247 | Downlight | 76.1 | 2021-02-01 | 2021-06-17 | High | 2 | #N/A | 76.1 | #N/A | #N/A
Intense Lighting | GD8***L627*******FL/***###**-***-** | 2247 | Downlight | 76.1 | 2021-02-01 | 2021-06-17 | High | 2 | #N/A | 76.1 | #N/A | #N/A
Intense Lighting | GD8***L627*******NF/***###**-***-** | 2247 | Downlight | 76.1 | 2021-02-01 | 2021-06-17 | High | 2 | #N/A | 76.1 | #N/A | #N/A
Intense Lighting | GD8***L627*******NS/***###**-***-** | 2247 | Downlight | 76.1 | 2021-02-01 | 2021-06-17 | High | 2 | #N/A | 76.1 | #N/A | #N/A
Intense Lighting | GD8***L627*******SP/***###**-***-** | 2247 | Downlight | 76.1 | 2021-02-01 | 2021-06-17 | High | 2 | #N/A | 76.1 | #N/A | #N/A
Intense Lighting | GD8***L627*******WF/***###**-***-** | 2247 | Downlight | 76.1 | 2021-02-01 | 2021-06-17 | High | 2 | #N/A | 76.1 | #N/A | #N/A
Intense Lighting | GD8***L6309*******FL/***###**-***-** | 2247 | Downlight | 76.1 | 2021-02-01 | 2021-06-17 | High | 2 | #N/A | 76.1 | #N/A | #N/A
Intense Lighting | GD8***L6309*******NF/***###**-***-** | 2247 | Downlight | 76.1 | 2021-02-01 | 2021-06-17 | High | 2 | #N/A | 76.1 | #N/A | #N/A
Intense Lighting | GD8***L6309*******NS/***###**-***-** | 2247 | Downlight | 76.1 | 2021-02-01 | 2021-06-17 | High | 2 | #N/A | 76.1 | #N/A | #N/A
Intense Lighting | GD8***L6309*******SP/***###**-***-** | 2247 | Downlight | 76.1 | 2021-02-01 | 2021-06-17 | High | 2 | #N/A | 76.1 | #N/A | #N/A
Intense Lighting | GD8***L6309*******WF/***###**-***-** | 2247 | Downlight | 76.1 | 2021-02-01 | 2021-06-17 | High | 2 | #N/A | 76.1 | #N/A | #N/A
Intense Lighting | GD8***L630*******FL/***###**-***-** | 2247 | Downlight | 76.1 | 2021-02-01 | 2021-06-17 | High | 2 | #N/A | 76.1 | #N/A | #N/A
Intense Lighting | GD8***L630*******NF/***###**-***-** | 2247 | Downlight | 76.1 | 2021-02-01 | 2021-06-17 | High | 2 | #N/A | 76.1 | #N/A | #N/A
Intense Lighting | GD8***L630*******NS/***###**-***-** | 2247 | Downlight | 76.1 | 2021-02-01 | 2021-06-17 | High | 2 | #N/A | 76.1 | #N/A | #N/A
Intense Lighting | GD8***L630*******SP/***###**-***-** | 2247 | Downlight | 76.1 | 2021-02-01 | 2021-06-17 | High | 2 | #N/A | 76.1 | #N/A | #N/A
Intense Lighting | GD8***L630*******WF/***###**-***-** | 2247 | Downlight | 76.1 | 2021-02-01 | 2021-06-17 | High | 2 | #N/A | 76.1 | #N/A | #N/A
Intense Lighting | GD8***L6359*******FL/***###**-***-** | 2247 | Downlight | 76.1 | 2021-02-01 | 2021-06-17 | High | 2 | #N/A | 76.1 | #N/A | #N/A
Intense Lighting | GD8***L6359*******NF/***###**-***-** | 2247 | Downlight | 76.1 | 2021-02-01 | 2021-06-17 | High | 2 | #N/A | 76.1 | #N/A | #N/A
Intense Lighting | GD8***L6359*******NS/***###**-***-** | 2247 | Downlight | 76.1 | 2021-02-01 | 2021-06-17 | High | 2 | #N/A | 76.1 | #N/A | #N/A
Intense Lighting | GD8***L6359*******SP/***###**-***-** | 2247 | Downlight | 76.1 | 2021-02-01 | 2021-06-17 | High | 2 | #N/A | 76.1 | #N/A | #N/A
Intense Lighting | GD8***L6359*******WF/***###**-***-** | 2247 | Downlight | 76.1 | 2021-02-01 | 2021-06-17 | High | 2 | #N/A | 76.1 | #N/A | #N/A
Intense Lighting | GD8***L635*******FL/***###**-***-** | 2247 | Downlight | 76.1 | 2021-02-01 | 2021-06-17 | High | 2 | #N/A | 76.1 | #N/A | #N/A
Intense Lighting | GD8***L635*******NF/***###**-***-** | 2247 | Downlight | 76.1 | 2021-02-01 | 2021-06-17 | High | 2 | #N/A | 76.1 | #N/A | #N/A
Intense Lighting | GD8***L635*******NS/***###**-***-** | 2247 | Downlight | 76.1 | 2021-02-01 | 2021-06-17 | High | 2 | #N/A | 76.1 | #N/A | #N/A
Intense Lighting | GD8***L635*******SP/***###**-***-** | 2247 | Downlight | 76.1 | 2021-02-01 | 2021-06-17 | High | 2 | #N/A | 76.1 | #N/A | #N/A
Intense Lighting | GD8***L635*******WF/***###**-***-** | 2247 | Downlight | 76.1 | 2021-02-01 | 2021-06-17 | High | 2 | #N/A | 76.1 | #N/A | #N/A
Intense Lighting | GD8***L6409*******FL/***###**-***-** | 2247 | Downlight | 76.1 | 2021-02-01 | 2021-06-17 | High | 2 | #N/A | 76.1 | #N/A | #N/A
Intense Lighting | GD8***L6409*******NF/***###**-***-** | 2247 | Downlight | 76.1 | 2021-02-01 | 2021-06-17 | High | 2 | #N/A | 76.1 | #N/A | #N/A
Intense Lighting | GD8***L6409*******NS/***###**-***-** | 2247 | Downlight | 76.1 | 2021-02-01 | 2021-06-17 | High | 2 | #N/A | 76.1 | #N/A | #N/A
Intense Lighting | GD8***L6409*******SP/***###**-***-** | 2247 | Downlight | 76.1 | 2021-02-01 | 2021-06-17 | High | 2 | #N/A | 76.1 | #N/A | #N/A
Intense Lighting | GD8***L6409*******WF/***###**-***-** | 2247 | Downlight | 76.1 | 2021-02-01 | 2021-06-17 | High | 2 | #N/A | 76.1 | #N/A | #N/A
Intense Lighting | GD8***L640*******FL/***###**-***-** | 2247 | Downlight | 76.1 | 2021-02-01 | 2021-06-17 | High | 2 | #N/A | 76.1 | #N/A | #N/A
Intense Lighting | GD8***L640*******NF/***###**-***-** | 2247 | Downlight | 76.1 | 2021-02-01 | 2021-06-17 | High | 2 | #N/A | 76.1 | #N/A | #N/A
Intense Lighting | GD8***L640*******NS/***###**-***-** | 2247 | Downlight | 76.1 | 2021-02-01 | 2021-06-17 | High | 2 | #N/A | 76.1 | #N/A | #N/A
Intense Lighting | GD8***L640*******SP/***###**-***-** | 2247 | Downlight | 76.1 | 2021-02-01 | 2021-06-17 | High | 2 | #N/A | 76.1 | #N/A | #N/A
Intense Lighting | GD8***L640*******WF/***###**-***-** | 2247 | Downlight | 76.1 | 2021-02-01 | 2021-06-17 | High | 2 | #N/A | 76.1 | #N/A | #N/A
Intense Lighting | GD6***L6279*******FL/***###**-***-** | 2247 | Downlight | 76.1 | 2021-02-01 | 2021-06-17 | High | 2 | #N/A | 76.1 | #N/A | #N/A
Intense Lighting | GD6***L6279*******NF/***###**-***-** | 2247 | Downlight | 76.1 | 2021-02-01 | 2021-06-17 | High | 2 | #N/A | 76.1 | #N/A | #N/A
Intense Lighting | GD6***L6279*******NS/***###**-***-** | 2247 | Downlight | 76.1 | 2021-02-01 | 2021-06-17 | High | 2 | #N/A | 76.1 | #N/A | #N/A
Intense Lighting | GD6***L6279*******SP/***###**-***-** | 2247 | Downlight | 76.1 | 2021-02-01 | 2021-06-17 | High | 2 | #N/A | 76.1 | #N/A | #N/A
Intense Lighting | GD6***L6279*******WF/***###**-***-** | 2247 | Downlight | 76.1 | 2021-02-01 | 2021-06-17 | High | 2 | #N/A | 76.1 | #N/A | #N/A
Intense Lighting | GD6***L627*******FL/***###**-***-** | 2247 | Downlight | 76.1 | 2021-02-01 | 2021-06-17 | High | 2 | #N/A | 76.1 | #N/A | #N/A
Intense Lighting | GD6***L627*******NF/***###**-***-** | 2247 | Downlight | 76.1 | 2021-02-01 | 2021-06-17 | High | 2 | #N/A | 76.1 | #N/A | #N/A
Intense Lighting | GD6***L627*******NS/***###**-***-** | 2247 | Downlight | 76.1 | 2021-02-01 | 2021-06-17 | High | 2 | #N/A | 76.1 | #N/A | #N/A
Intense Lighting | GD6***L627*******SP/***###**-***-** | 2247 | Downlight | 76.1 | 2021-02-01 | 2021-06-17 | High | 2 | #N/A | 76.1 | #N/A | #N/A
Intense Lighting | GD6***L627*******WF/***###**-***-** | 2247 | Downlight | 76.1 | 2021-02-01 | 2021-06-17 | High | 2 | #N/A | 76.1 | #N/A | #N/A
Intense Lighting | GD6***L6309*******FL/***###**-***-** | 2247 | Downlight | 76.1 | 2021-02-01 | 2021-06-17 | High | 2 | #N/A | 76.1 | #N/A | #N/A
Intense Lighting | GD6***L6309*******NF/***###**-***-** | 2247 | Downlight | 76.1 | 2021-02-01 | 2021-06-17 | High | 2 | #N/A | 76.1 | #N/A | #N/A
Intense Lighting | GD6***L6309*******NS/***###**-***-** | 2247 | Downlight | 76.1 | 2021-02-01 | 2021-06-17 | High | 2 | #N/A | 76.1 | #N/A | #N/A
Intense Lighting | GD6***L6309*******SP/***###**-***-** | 2247 | Downlight | 76.1 | 2021-02-01 | 2021-06-17 | High | 2 | #N/A | 76.1 | #N/A | #N/A
Intense Lighting | GD6***L6309*******WF/***###**-***-** | 2247 | Downlight | 76.1 | 2021-02-01 | 2021-06-17 | High | 2 | #N/A | 76.1 | #N/A | #N/A
Intense Lighting | GD6***L630*******FL/***###**-***-** | 2247 | Downlight | 76.1 | 2021-02-01 | 2021-06-17 | High | 2 | #N/A | 76.1 | #N/A | #N/A
Intense Lighting | GD6***L630*******NF/***###**-***-** | 2247 | Downlight | 76.1 | 2021-02-01 | 2021-06-17 | High | 2 | #N/A | 76.1 | #N/A | #N/A
Intense Lighting | GD6***L630*******NS/***###**-***-** | 2247 | Downlight | 76.1 | 2021-02-01 | 2021-06-17 | High | 2 | #N/A | 76.1 | #N/A | #N/A
Intense Lighting | GD6***L630*******SP/***###**-***-** | 2247 | Downlight | 76.1 | 2021-02-01 | 2021-06-17 | High | 2 | #N/A | 76.1 | #N/A | #N/A
Intense Lighting | GD6***L630*******WF/***###**-***-** | 2247 | Downlight | 76.1 | 2021-02-01 | 2021-06-17 | High | 2 | #N/A | 76.1 | #N/A | #N/A
Intense Lighting | GD6***L6359*******FL/***###**-***-** | 2247 | Downlight | 76.1 | 2021-02-01 | 2021-06-17 | High | 2 | #N/A | 76.1 | #N/A | #N/A
Intense Lighting | GD6***L6359*******NF/***###**-***-** | 2247 | Downlight | 76.1 | 2021-02-01 | 2021-06-17 | High | 2 | #N/A | 76.1 | #N/A | #N/A
Intense Lighting | GD6***L6359*******NS/***###**-***-** | 2247 | Downlight | 76.1 | 2021-02-01 | 2021-06-17 | High | 2 | #N/A | 76.1 | #N/A | #N/A
Intense Lighting | GD6***L6359*******SP/***###**-***-** | 2247 | Downlight | 76.1 | 2021-02-01 | 2021-06-17 | High | 2 | #N/A | 76.1 | #N/A | #N/A
Intense Lighting | GD6***L6359*******WF/***###**-***-** | 2247 | Downlight | 76.1 | 2021-02-01 | 2021-06-17 | High | 2 | #N/A | 76.1 | #N/A | #N/A
Intense Lighting | GD6***L635*******FL/***###**-***-** | 2247 | Downlight | 76.1 | 2021-02-01 | 2021-06-17 | High | 2 | #N/A | 76.1 | #N/A | #N/A
Intense Lighting | GD6***L635*******NF/***###**-***-** | 2247 | Downlight | 76.1 | 2021-02-01 | 2021-06-17 | High | 2 | #N/A | 76.1 | #N/A | #N/A
Intense Lighting | GD6***L635*******NS/***###**-***-** | 2247 | Downlight | 76.1 | 2021-02-01 | 2021-06-17 | High | 2 | #N/A | 76.1 | #N/A | #N/A
Intense Lighting | GD6***L635*******SP/***###**-***-** | 2247 | Downlight | 76.1 | 2021-02-01 | 2021-06-17 | High | 2 | #N/A | 76.1 | #N/A | #N/A
Intense Lighting | GD6***L635*******WF/***###**-***-** | 2247 | Downlight | 76.1 | 2021-02-01 | 2021-06-17 | High | 2 | #N/A | 76.1 | #N/A | #N/A
Intense Lighting | GD6***L6409*******FL/***###**-***-** | 2247 | Downlight | 76.1 | 2021-02-01 | 2021-06-17 | High | 2 | #N/A | 76.1 | #N/A | #N/A
Intense Lighting | GD6***L6409*******NF/***###**-***-** | 2247 | Downlight | 76.1 | 2021-02-01 | 2021-06-17 | High | 2 | #N/A | 76.1 | #N/A | #N/A
Intense Lighting | GD6***L6409*******NS/***###**-***-** | 2247 | Downlight | 76.1 | 2021-02-01 | 2021-06-17 | High | 2 | #N/A | 76.1 | #N/A | #N/A
Intense Lighting | GD6***L6409*******SP/***###**-***-** | 2247 | Downlight | 76.1 | 2021-02-01 | 2021-06-17 | High | 2 | #N/A | 76.1 | #N/A | #N/A
Intense Lighting | GD6***L6409*******WF/***###**-***-** | 2247 | Downlight | 76.1 | 2021-02-01 | 2021-06-17 | High | 2 | #N/A | 76.1 | #N/A | #N/A
Intense Lighting | GD6***L640*******FL/***###**-***-** | 2247 | Downlight | 76.1 | 2021-02-01 | 2021-06-17 | High | 2 | #N/A | 76.1 | #N/A | #N/A
Intense Lighting | GD6***L640*******NF/***###**-***-** | 2247 | Downlight | 76.1 | 2021-02-01 | 2021-06-17 | High | 2 | #N/A | 76.1 | #N/A | #N/A
Intense Lighting | GD6***L640*******NS/***###**-***-** | 2247 | Downlight | 76.1 | 2021-02-01 | 2021-06-17 | High | 2 | #N/A | 76.1 | #N/A | #N/A
Intense Lighting | GD6***L640*******SP/***###**-***-** | 2247 | Downlight | 76.1 | 2021-02-01 | 2021-06-17 | High | 2 | #N/A | 76.1 | #N/A | #N/A
Intense Lighting | GD6***L640*******WF/***###**-***-** | 2247 | Downlight | 76.1 | 2021-02-01 | 2021-06-17 | High | 2 | #N/A | 76.1 | #N/A | #N/A
Satco | S11813 | 3500 | Downlight | 76.1 | 2020-01-10 | 2020-01-13 | High | 2 | #N/A | 76.1 | #N/A | #N/A
Satco | S11817 | 3500 | Downlight | 76.1 | 2020-01-10 | 2020-01-13 | High | 2 | #N/A | 76.1 | #N/A | #N/A
Halo | HLBQL4069BLE40A*-4* | 2560 | Downlight | 76.2 | 2021-08-02 | 2021-08-17 | High | 2 | #N/A | 76.2 | #N/A | #N/A
GE Current, a Daintree company | 93092910 | 1000 | Downlight | 76.3 | 2018-08-01 | 2018-08-31 | High | 2 | #N/A | 76.3 | #N/A | #N/A
Lightolier | P6***15###WHLU | 1147 | Downlight | 76.3 | 2018-11-12 | 2021-07-19 | High | 2 | #N/A | 76.3 | #N/A | #N/A
Lightolier | P6***15###WHZ10U | 1147 | Downlight | 76.3 | 2018-11-12 | 2021-07-19 | High | 2 | #N/A | 76.3 | #N/A | #N/A
Halo | SMD14R209SWHE* | 2014 | Downlight | 76.3 | 2020-07-02 | 2020-07-09 | High | 2 | #N/A | 76.3 | #N/A | #N/A
Halo | SMD14R209SWHE*-* | 2014 | Downlight | 76.3 | 2020-07-02 | 2020-07-09 | High | 2 | #N/A | 76.3 | #N/A | #N/A
WAC Lighting | TK-180503-30-** | 2290 | Downlight | 76.3 | 2019-06-01 | 2019-04-16 | High | 2 | #N/A | 76.3 | #N/A | #N/A
WAC Lighting | TK-180503-35-** | 2290 | Downlight | 76.3 | 2019-06-01 | 2019-04-16 | High | 2 | #N/A | 76.3 | #N/A | #N/A
WAC Lighting | TK-180503-40-** | 2290 | Downlight | 76.3 | 2019-06-01 | 2019-04-16 | High | 2 | #N/A | 76.3 | #N/A | #N/A
Luminiz | DS109203CT** | 2900 | Downlight | 76.3 | 2021-07-01 | 2021-09-02 | High | 2 | #N/A | 76.3 | #N/A | #N/A
GE Current, a Daintree company | LRXR840927PH | 2940 | Downlight | 76.4 | 2018-09-15 | 2018-10-16 | High | 2 | #N/A | 76.4 | #N/A | #N/A
Sylvania | 65355 | 1300 | Downlight | 76.5 | 2021-01-15 | 2021-01-24 | High | 2 | #N/A | 76.5 | #N/A | #N/A
Sylvania | 65358 | 1300 | Downlight | 76.5 | 2021-01-15 | 2021-01-24 | High | 2 | #N/A | 76.5 | #N/A | #N/A
Sylvania | 65361 | 1300 | Downlight | 76.5 | 2021-01-15 | 2021-01-24 | High | 2 | #N/A | 76.5 | #N/A | #N/A
Sylvania | 65364 | 1300 | Downlight | 76.5 | 2021-01-15 | 2021-01-24 | High | 2 | #N/A | 76.5 | #N/A | #N/A
LEDone | LOC-9RDDL-17WMCCT | 1300 | Downlight | 76.5 | 2020-07-06 | 2020-07-06 | High | 2 | #N/A | 76.5 | #N/A | #N/A
LOTUS LED LIGHTS | LL6RR-40K | 1300 | Downlight | 76.5 | 2018-12-17 | 2018-12-26 | High | 2 | #N/A | 76.5 | #N/A | #N/A
Sunco Lighting | CL_M9-17W-27K-#PK | 1300 | Downlight | 76.5 | 2020-03-15 | 2020-03-16 | High | 2 | #N/A | 76.5 | #N/A | #N/A
Sunco Lighting | CL_M9-17W-3K-#PK | 1300 | Downlight | 76.5 | 2020-03-15 | 2020-03-16 | High | 2 | #N/A | 76.5 | #N/A | #N/A
Sunco Lighting | CL_M9-17W-4K-#PK | 1300 | Downlight | 76.5 | 2020-03-15 | 2020-03-16 | High | 2 | #N/A | 76.5 | #N/A | #N/A
Sunco Lighting | CL_M9-17W-5K-#PK | 1300 | Downlight | 76.5 | 2020-03-15 | 2020-03-16 | High | 2 | #N/A | 76.5 | #N/A | #N/A
WAC Lighting | DS-WS0517-F927A-** | 1300 | Downlight | 76.5 | 2019-06-29 | 2020-01-13 | High | 2 | #N/A | 76.5 | #N/A | #N/A
WAC Lighting | DS-WS0517-F927B-** | 1300 | Downlight | 76.5 | 2019-06-29 | 2020-01-13 | High | 2 | #N/A | 76.5 | #N/A | #N/A
WAC Lighting | DS-WS0517-F930A-** | 1300 | Downlight | 76.5 | 2019-06-29 | 2020-01-13 | High | 2 | #N/A | 76.5 | #N/A | #N/A
WAC Lighting | DS-WS0517-F930B-** | 1300 | Downlight | 76.5 | 2019-06-29 | 2020-01-13 | High | 2 | #N/A | 76.5 | #N/A | #N/A
WAC Lighting | DS-WS0517-F935A-** | 1300 | Downlight | 76.5 | 2019-06-29 | 2020-01-13 | High | 2 | #N/A | 76.5 | #N/A | #N/A
WAC Lighting | DS-WS0517-F935B-** | 1300 | Downlight | 76.5 | 2019-06-29 | 2020-01-13 | High | 2 | #N/A | 76.5 | #N/A | #N/A
WAC Lighting | DS-WS0517-F940A-** | 1300 | Downlight | 76.5 | 2019-06-29 | 2020-01-13 | High | 2 | #N/A | 76.5 | #N/A | #N/A
WAC Lighting | DS-WS0517-F940B-** | 1300 | Downlight | 76.5 | 2019-06-29 | 2020-01-13 | High | 2 | #N/A | 76.5 | #N/A | #N/A
WAC Lighting | DS-WE0517-F927A-** | 1300 | Downlight | 76.5 | 2019-06-29 | 2020-01-13 | High | 2 | #N/A | 76.5 | #N/A | #N/A
WAC Lighting | DS-WE0517-F927B-** | 1300 | Downlight | 76.5 | 2019-06-29 | 2020-01-13 | High | 2 | #N/A | 76.5 | #N/A | #N/A
WAC Lighting | DS-WE0517-F930A-** | 1300 | Downlight | 76.5 | 2019-06-29 | 2020-01-13 | High | 2 | #N/A | 76.5 | #N/A | #N/A
WAC Lighting | DS-WE0517-F930B-** | 1300 | Downlight | 76.5 | 2019-06-29 | 2020-01-13 | High | 2 | #N/A | 76.5 | #N/A | #N/A
WAC Lighting | DS-WE0517-F935A-** | 1300 | Downlight | 76.5 | 2019-06-29 | 2020-01-13 | High | 2 | #N/A | 76.5 | #N/A | #N/A
WAC Lighting | DS-WE0517-F935B-** | 1300 | Downlight | 76.5 | 2019-06-29 | 2020-01-13 | High | 2 | #N/A | 76.5 | #N/A | #N/A
WAC Lighting | DS-WE0517-F940A-** | 1300 | Downlight | 76.5 | 2019-06-29 | 2020-01-13 | High | 2 | #N/A | 76.5 | #N/A | #N/A
WAC Lighting | DS-WE0517-F940B-** | 1300 | Downlight | 76.5 | 2019-06-29 | 2020-01-13 | High | 2 | #N/A | 76.5 | #N/A | #N/A
WAC Lighting | DC-WE0517-F927A-** | 1300 | Downlight | 76.5 | 2019-06-29 | 2020-01-13 | High | 2 | #N/A | 76.5 | #N/A | #N/A
WAC Lighting | DC-WE0517-F927B-** | 1300 | Downlight | 76.5 | 2019-06-29 | 2020-01-13 | High | 2 | #N/A | 76.5 | #N/A | #N/A
WAC Lighting | DC-WE0517-F930A-** | 1300 | Downlight | 76.5 | 2019-06-29 | 2020-01-13 | High | 2 | #N/A | 76.5 | #N/A | #N/A
WAC Lighting | DC-WE0517-F930B-** | 1300 | Downlight | 76.5 | 2019-06-29 | 2020-01-13 | High | 2 | #N/A | 76.5 | #N/A | #N/A
WAC Lighting | DC-WE0517-F935A-** | 1300 | Downlight | 76.5 | 2019-06-29 | 2020-01-13 | High | 2 | #N/A | 76.5 | #N/A | #N/A
WAC Lighting | DC-WE0517-F935B-** | 1300 | Downlight | 76.5 | 2019-06-29 | 2020-01-13 | High | 2 | #N/A | 76.5 | #N/A | #N/A
WAC Lighting | DC-WE0517-F940A-** | 1300 | Downlight | 76.5 | 2019-06-29 | 2020-01-13 | High | 2 | #N/A | 76.5 | #N/A | #N/A
WAC Lighting | DC-WE0517-F940B-** | 1300 | Downlight | 76.5 | 2019-06-29 | 2020-01-13 | High | 2 | #N/A | 76.5 | #N/A | #N/A
WAC Lighting | DC-WS0517-F927A-** | 1300 | Downlight | 76.5 | 2019-06-29 | 2020-01-13 | High | 2 | #N/A | 76.5 | #N/A | #N/A
WAC Lighting | DC-WS0517-F927B-** | 1300 | Downlight | 76.5 | 2019-06-29 | 2020-01-13 | High | 2 | #N/A | 76.5 | #N/A | #N/A
WAC Lighting | DC-WS0517-F930A-** | 1300 | Downlight | 76.5 | 2019-06-29 | 2020-01-13 | High | 2 | #N/A | 76.5 | #N/A | #N/A
WAC Lighting | DC-WS0517-F930B-** | 1300 | Downlight | 76.5 | 2019-06-29 | 2020-01-13 | High | 2 | #N/A | 76.5 | #N/A | #N/A
WAC Lighting | DC-WS0517-F935A-** | 1300 | Downlight | 76.5 | 2019-06-29 | 2020-01-13 | High | 2 | #N/A | 76.5 | #N/A | #N/A
WAC Lighting | DC-WS0517-F935B-** | 1300 | Downlight | 76.5 | 2019-06-29 | 2020-01-13 | High | 2 | #N/A | 76.5 | #N/A | #N/A
WAC Lighting | DC-WS0517-F940A-** | 1300 | Downlight | 76.5 | 2019-06-29 | 2020-01-13 | High | 2 | #N/A | 76.5 | #N/A | #N/A
WAC Lighting | DC-WS0517-F940B-** | 1300 | Downlight | 76.5 | 2019-06-29 | 2020-01-13 | High | 2 | #N/A | 76.5 | #N/A | #N/A
JAYKAL | JLS-CP8-D20W-50E | 1530 | Downlight | 76.5 | 2021-08-03 | 2021-08-31 | High | 2 | #N/A | 76.5 | #N/A | #N/A
JAYKAL | JLS-CP4-D20W-30E | 1530 | Downlight | 76.5 | 2021-08-03 | 2021-08-31 | High | 2 | #N/A | 76.5 | #N/A | #N/A
JAYKAL | JLS-CP4-D20W-35E | 1530 | Downlight | 76.5 | 2021-08-03 | 2021-08-31 | High | 2 | #N/A | 76.5 | #N/A | #N/A
JAYKAL | JLS-CP4-D20W-40E | 1530 | Downlight | 76.5 | 2021-08-03 | 2021-08-31 | High | 2 | #N/A | 76.5 | #N/A | #N/A
JAYKAL | JLS-CP4-D20W-50E | 1530 | Downlight | 76.5 | 2021-08-03 | 2021-08-31 | High | 2 | #N/A | 76.5 | #N/A | #N/A
JAYKAL | JLS-CP6-D20W-30E | 1530 | Downlight | 76.5 | 2021-08-03 | 2021-08-31 | High | 2 | #N/A | 76.5 | #N/A | #N/A
JAYKAL | JLS-CP6-D20W-35E | 1530 | Downlight | 76.5 | 2021-08-03 | 2021-08-31 | High | 2 | #N/A | 76.5 | #N/A | #N/A
JAYKAL | JLS-CP6-D20W-40E | 1530 | Downlight | 76.5 | 2021-08-03 | 2021-08-31 | High | 2 | #N/A | 76.5 | #N/A | #N/A
JAYKAL | JLS-CP6-D20W-50E | 1530 | Downlight | 76.5 | 2021-08-03 | 2021-08-31 | High | 2 | #N/A | 76.5 | #N/A | #N/A
JAYKAL | JLS-CP8-D20W-30E | 1530 | Downlight | 76.5 | 2021-08-03 | 2021-08-31 | High | 2 | #N/A | 76.5 | #N/A | #N/A
JAYKAL | JLS-CP8-D20W-35E | 1530 | Downlight | 76.5 | 2021-08-03 | 2021-08-31 | High | 2 | #N/A | 76.5 | #N/A | #N/A
JAYKAL | JLS-CP8-D20W-40E | 1530 | Downlight | 76.5 | 2021-08-03 | 2021-08-31 | High | 2 | #N/A | 76.5 | #N/A | #N/A
HOMI | HM08-PR12-20W120-30K-*SA | 1530 | Downlight | 76.5 | 2021-12-30 | 2022-01-05 | High | 2 | #N/A | 76.5 | #N/A | #N/A
HOMI | HM08-PR12-20W120-35K-*SA | 1530 | Downlight | 76.5 | 2021-12-30 | 2022-01-05 | High | 2 | #N/A | 76.5 | #N/A | #N/A
HOMI | HM08-PR12-20W120-40K-*SA | 1530 | Downlight | 76.5 | 2021-12-30 | 2022-01-05 | High | 2 | #N/A | 76.5 | #N/A | #N/A
HOMI | HM08-PR12-20W120-50K-*SA | 1530 | Downlight | 76.5 | 2021-12-30 | 2022-01-05 | High | 2 | #N/A | 76.5 | #N/A | #N/A
PORTFOLIO | LAM4B212R##90[27¦30¦35¦40][D010TR¦DE010][Blank¦M][1¦2¦3][MB¦MW¦MMS] | 2173 | Downlight | 76.5 | 2021-01-06 | 2021-01-21 | High | 2 | #N/A | 76.5 | #N/A | #N/A
SATCO¦NUVO | 62/1778 | 2600 | Downlight | 76.5 | 2022-12-15 | 2022-12-20 | High | 2 | #N/A | 76.5 | #N/A | #N/A
WAC Lighting | TK-180504-30-** | 3060 | Downlight | 76.5 | 2019-06-01 | 2019-04-16 | High | 2 | #N/A | 76.5 | #N/A | #N/A
WAC Lighting | TK-180504-35-** | 3060 | Downlight | 76.5 | 2019-06-01 | 2019-04-16 | High | 2 | #N/A | 76.5 | #N/A | #N/A
WAC Lighting | TK-180504-40-** | 3060 | Downlight | 76.5 | 2019-06-01 | 2019-04-16 | High | 2 | #N/A | 76.5 | #N/A | #N/A
Liton | LRQLD567##-T[27,30,35,40]-LHQLD515C70-DIN | 1211 | Downlight | 76.6 | 2016-09-09 | 2016-12-01 | High | 2 | #N/A | 76.6 | #N/A | #N/A
OKT Lighting | CP#-D20W-I35T | 1531 | Downlight | 76.6 | 2021-01-10 | 2021-01-12 | High | 2 | #N/A | 76.6 | #N/A | #N/A
Sistemalux | V68-**-H-9##-**-###-##-*** | 1571 | Downlight | 76.6 | 2019-05-22 | 2019-07-25 | High | 2 | #N/A | 76.6 | #N/A | #N/A
PORTFOLIO | LDSQA4A 18835 D010TE LAR35FL 4LSQAL1H | 2184 | Downlight | 76.6 | 2015-11-10 | 2016-02-19 | High | 2 | #N/A | 76.6 | #N/A | #N/A
PORTFOLIO | LDSQA4A 18835 DLT LAR35FL 4LSQAL1H | 2184 | Downlight | 76.6 | 2015-11-10 | 2016-02-19 | High | 2 | #N/A | 76.6 | #N/A | #N/A
PORTFOLIO | LDSQA4A 18835 DMX LAR35FL 4LSQAL1H | 2184 | Downlight | 76.6 | 2015-11-10 | 2016-02-19 | High | 2 | #N/A | 76.6 | #N/A | #N/A
Satco | S11812 | 2450 | Downlight | 76.6 | 2019-12-20 | 2020-01-07 | High | 2 | #N/A | 76.6 | #N/A | #N/A
Satco | S11816 | 2450 | Downlight | 76.6 | 2019-12-20 | 2020-01-07 | High | 2 | #N/A | 76.6 | #N/A | #N/A
SATCO¦NUVO | 62/1774 | 3600 | Downlight | 76.6 | 2022-12-02 | 2022-12-02 | High | 2 | #N/A | 76.6 | #N/A | #N/A
MKS | 99291-MKS | 4250 | Downlight | 76.6 | 2020-01-01 | 2020-01-23 | High | 2 | #N/A | 76.6 | #N/A | #N/A
CREE, Inc. | KR8-60L-10V-FR w/KR8-00L-15D-30K-SSGC-xx | 6000 | Downlight | 76.6 | 2015-09-21 | 2015-10-02 | High | 2 | #N/A | 76.6 | #N/A | #N/A
JS LEDÂ® | SZ-DL15W6-SP (5CCT) | 1150 | Downlight | 76.7 | 2021-02-28 | 2021-06-01 | High | 2 | #N/A | 76.7 | #N/A | #N/A
RAB | DLS0004 | 1150 | Downlight | 76.7 | 2019-12-12 | 2020-03-20 | High | 2 | #N/A | 76.7 | #N/A | #N/A
RAB | DLW0013 | 1150 | Downlight | 76.7 | 2019-12-30 | 2020-01-10 | High | 2 | #N/A | 76.7 | #N/A | #N/A
Superior Life | 91000 | 1150 | Downlight | 76.7 | 2021-12-30 | 2021-12-27 | High | 2 | #N/A | 76.7 | #N/A | #N/A
LIGHT THE FUTURE | D236-80-3000 | 1150 | Downlight | 76.7 | 2018-08-10 | 2018-07-16 | High | 2 | #N/A | 76.7 | #N/A | #N/A
ConTech Lighting | ASMR927KC[MVD1,MVD2]-[B,S,W] | 1496 | Downlight | 76.7 | 2021-03-04 | 2021-04-05 | High | 2 | #N/A | 76.7 | #N/A | #N/A
ConTech Lighting | ASMR930KC[MVD1,MVD2]-[B,S,W] | 1496 | Downlight | 76.7 | 2021-03-04 | 2021-04-05 | High | 2 | #N/A | 76.7 | #N/A | #N/A
ConTech Lighting | ASMR935KC[MVD1,MVD2]-[B,S,W] | 1496 | Downlight | 76.7 | 2021-03-04 | 2021-04-05 | High | 2 | #N/A | 76.7 | #N/A | #N/A
ConTech Lighting | ASMR940KC[MVD1,MVD2]-[B,S,W] | 1496 | Downlight | 76.7 | 2021-03-04 | 2021-04-05 | High | 2 | #N/A | 76.7 | #N/A | #N/A
US Green Lighting | L/DL8/W/XU/9ADJ/TJ01 | 2300 | Downlight | 76.7 | 2019-01-14 | 2019-02-18 | High | 2 | #N/A | 76.7 | #N/A | #N/A
ATG | DJ8T-30-01 | 2300 | Downlight | 76.7 | 2019-04-01 | 2019-12-04 | High | 2 | #N/A | 76.7 | #N/A | #N/A
ESL Vision | ESL-OPT-8-xW-1yy | 2300 | Downlight | 76.7 | 2019-01-14 | 2019-02-20 | High | 2 | #N/A | 76.7 | #N/A | #N/A
LED ONE | LOC-8DL-MW-MCCT | 2300 | Downlight | 76.7 | 2019-01-14 | 2019-08-29 | High | 2 | #N/A | 76.7 | #N/A | #N/A
MAXXIMA | MRL-83000C | 2300 | Downlight | 76.7 | 2018-12-01 | 2019-11-14 | High | 2 | #N/A | 76.7 | #N/A | #N/A
LifeLux | USALED-DLMB8 | 2300 | Downlight | 76.7 | 2019-04-01 | 2019-12-19 | High | 2 | #N/A | 76.7 | #N/A | #N/A
Halo Commercial | HCM19[27¦30¦35¦40]ED010[MW¦MB¦MBWF]**** | 1098 | Downlight | 76.8 | 2021-01-06 | 2021-02-08 | High | 2 | #N/A | 76.8 | #N/A | #N/A
Topaz | SDL6-15W-BN-D-CTS | 1152 | Downlight | 76.8 | 2022-11-17 | 2022-11-18 | High | 2 | #N/A | 76.8 | #N/A | #N/A
Topaz | SDL6/15W/WH/D/CTS-46 | 1152 | Downlight | 76.8 | 2020-04-29 | 2020-04-30 | High | 2 | #N/A | 76.8 | #N/A | #N/A
Liteline | ALR10-3440W | 2390 | Downlight | 76.8 | 2015-11-26 | 2016-04-22 | High | 2 | #N/A | 76.8 | #N/A | #N/A
HOMI | HM08-PR24-40W277-3CCT-0-*SA | 3070 | Downlight | 76.8 | 2021-12-10 | 2021-12-13 | High | 2 | #N/A | 76.8 | #N/A | #N/A
Best Lighting Products | UTDR-6-10L-KFS | 1000 | Downlight | 76.9 | 2020-11-30 | 2020-12-03 | High | 2 | #N/A | 76.9 | #N/A | #N/A
TRANS GLOBE | LED-30021-1 WH | 1000 | Downlight | 76.9 | 2019-05-25 | 2019-06-11 | High | 2 | #N/A | 76.9 | #N/A | #N/A
Aeralux | AE-DL-SL-06-13W-TRIAC-P2750 | 1000 | Downlight | 76.9 | 2020-12-24 | 2020-12-27 | High | 2 | #N/A | 76.9 | #N/A | #N/A
GE Current, a Daintree company | LRXR410827MD | 1000 | Downlight | 76.9 | 2018-10-25 | 2018-11-18 | High | 2 | #N/A | 76.9 | #N/A | #N/A
GE Current, a Daintree company | LRXR810830MD | 1000 | Downlight | 76.9 | 2016-06-15 | 2018-03-20 | High | 2 | #N/A | 76.9 | #N/A | #N/A
GE Current, a Daintree company | LRXS410827MD | 1000 | Downlight | 76.9 | 2018-10-25 | 2018-11-18 | High | 2 | #N/A | 76.9 | #N/A | #N/A
GE Current, a Daintree company | LRXS610827MD | 1000 | Downlight | 76.9 | 2018-10-25 | 2018-11-18 | High | 2 | #N/A | 76.9 | #N/A | #N/A
GE Current, a Daintree company | LRXS810827MD | 1000 | Downlight | 76.9 | 2018-10-25 | 2018-11-18 | High | 2 | #N/A | 76.9 | #N/A | #N/A
Sylvania | 62394 | 1000 | Downlight | 76.9 | 2022-04-01 | 2022-06-03 | High | 2 | #N/A | 76.9 | #N/A | #N/A
MINKA-LAVERY | 739-2-44-L | 1000 | Downlight | 76.9 | 2021-08-27 | 2021-09-28 | High | 2 | #N/A | 76.9 | #N/A | #N/A
NDR Electric | RID-CCT##-614-** | 1000 | Downlight | 76.9 | 2022-10-15 | 2022-10-12 | High | 2 | #N/A | 76.9 | #N/A | #N/A
NDR Electric | RZR-600-13W-3CCT-WH | 1000 | Downlight | 76.9 | 2019-01-10 | 2019-01-18 | High | 2 | #N/A | 76.9 | #N/A | #N/A
NDR Electric | RZR-CCT27-611-WH | 1000 | Downlight | 76.9 | 2022-05-05 | 2022-06-13 | High | 2 | #N/A | 76.9 | #N/A | #N/A
NDR Electric | RZR-CCT-600-WH | 1000 | Downlight | 76.9 | 2019-01-10 | 2019-05-28 | High | 2 | #N/A | 76.9 | #N/A | #N/A
NDR Electric | RZR-CCT-630-WH | 1000 | Downlight | 76.9 | 2020-03-13 | 2020-03-16 | High | 2 | #N/A | 76.9 | #N/A | #N/A
MaxLite | ML2LA07SWH139CS | 1000 | Downlight | 76.9 | 2021-04-09 | 2021-04-06 | High | 2 | #N/A | 76.9 | #N/A | #N/A
MaxLite | ML2LA07SWH139CSMSV | 1000 | Downlight | 76.9 | 2021-04-09 | 2021-04-06 | High | 2 | #N/A | 76.9 | #N/A | #N/A
RAB | DLW0055(WFRL6R139FA120WS) | 1000 | Downlight | 76.9 | 2020-08-26 | 2020-08-31 | High | 2 | #N/A | 76.9 | #N/A | #N/A
RAB | DLW0058(WFRD6R139FA120WS) | 1000 | Downlight | 76.9 | 2020-10-22 | 2020-10-20 | High | 2 | #N/A | 76.9 | #N/A | #N/A
RAB | DLW0062(WFRL6R13930120WS) | 1000 | Downlight | 76.9 | 2021-07-24 | 2021-08-07 | High | 2 | #N/A | 76.9 | #N/A | #N/A
RAB | DLW0063(WFRL6R13940120WS) | 1000 | Downlight | 76.9 | 2021-07-24 | 2021-08-07 | High | 2 | #N/A | 76.9 | #N/A | #N/A
RAB | DLW0081(WFRL6R13927120WS) | 1000 | Downlight | 76.9 | 2021-07-24 | 2021-08-07 | High | 2 | #N/A | 76.9 | #N/A | #N/A
RAB | DLW0082(WFRL6R13935120WS) | 1000 | Downlight | 76.9 | 2021-07-24 | 2021-08-07 | High | 2 | #N/A | 76.9 | #N/A | #N/A
RAB | DLW0083(WFRL6R13950120WS) | 1000 | Downlight | 76.9 | 2021-07-24 | 2021-08-07 | High | 2 | #N/A | 76.9 | #N/A | #N/A
RAB | DLW0095(WFRL6R139FA120WBS) | 1000 | Downlight | 76.9 | 2022-05-26 | 2022-09-02 | High | 2 | #N/A | 76.9 | #N/A | #N/A
Sunlite | 81327 | 1000 | Downlight | 76.9 | 2021-06-17 | 2021-06-24 | High | 2 | #N/A | 76.9 | #N/A | #N/A
Topaz | SMD7/RND/13/CTS/MS | 1000 | Downlight | 76.9 | 2021-04-22 | 2021-05-18 | High | 2 | #N/A | 76.9 | #N/A | #N/A
Topaz | DLD6S-13CS | 1000 | Downlight | 76.9 | 2022-06-22 | 2022-07-14 | High | 2 | #N/A | 76.9 | #N/A | #N/A
Commercial Electric | 565831##(##=00-99) | 1000 | Downlight | 76.9 | 2021-06-01 | 2021-07-20 | High | 2 | #N/A | 76.9 | #N/A | #N/A
Commercial Electric | 53197201 | 1000 | Downlight | 76.9 | 2018-12-05 | 2018-12-03 | High | 2 | #N/A | 76.9 | #N/A | #N/A
Intense Lighting | GD8***L3279*******FL/***###**-***-** | 1141 | Downlight | 76.9 | 2021-02-01 | 2021-06-17 | High | 2 | #N/A | 76.9 | #N/A | #N/A
Intense Lighting | GD8***L3279*******NF/***###**-***-** | 1141 | Downlight | 76.9 | 2021-02-01 | 2021-06-17 | High | 2 | #N/A | 76.9 | #N/A | #N/A
Intense Lighting | GD8***L3279*******NS/***###**-***-** | 1141 | Downlight | 76.9 | 2021-02-01 | 2021-06-17 | High | 2 | #N/A | 76.9 | #N/A | #N/A
Intense Lighting | GD8***L3279*******SP/***###**-***-** | 1141 | Downlight | 76.9 | 2021-02-01 | 2021-06-17 | High | 2 | #N/A | 76.9 | #N/A | #N/A
Intense Lighting | GD8***L3279*******WF/***###**-***-** | 1141 | Downlight | 76.9 | 2021-02-01 | 2021-06-17 | High | 2 | #N/A | 76.9 | #N/A | #N/A
Intense Lighting | GD8***L327*******FL/***###**-***-** | 1141 | Downlight | 76.9 | 2021-02-01 | 2021-06-17 | High | 2 | #N/A | 76.9 | #N/A | #N/A
Intense Lighting | GD8***L327*******NF/***###**-***-** | 1141 | Downlight | 76.9 | 2021-02-01 | 2021-06-17 | High | 2 | #N/A | 76.9 | #N/A | #N/A
Intense Lighting | GD8***L327*******NS/***###**-***-** | 1141 | Downlight | 76.9 | 2021-02-01 | 2021-06-17 | High | 2 | #N/A | 76.9 | #N/A | #N/A
Intense Lighting | GD8***L327*******SP/***###**-***-** | 1141 | Downlight | 76.9 | 2021-02-01 | 2021-06-17 | High | 2 | #N/A | 76.9 | #N/A | #N/A
Intense Lighting | GD8***L327*******WF/***###**-***-** | 1141 | Downlight | 76.9 | 2021-02-01 | 2021-06-17 | High | 2 | #N/A | 76.9 | #N/A | #N/A
Intense Lighting | GD8***L3309*******FL/***###**-***-** | 1141 | Downlight | 76.9 | 2021-02-01 | 2021-06-17 | High | 2 | #N/A | 76.9 | #N/A | #N/A
Intense Lighting | GD8***L3309*******NF/***###**-***-** | 1141 | Downlight | 76.9 | 2021-02-01 | 2021-06-17 | High | 2 | #N/A | 76.9 | #N/A | #N/A
Intense Lighting | GD8***L3309*******NS/***###**-***-** | 1141 | Downlight | 76.9 | 2021-02-01 | 2021-06-17 | High | 2 | #N/A | 76.9 | #N/A | #N/A
Intense Lighting | GD8***L3309*******SP/***###**-***-** | 1141 | Downlight | 76.9 | 2021-02-01 | 2021-06-17 | High | 2 | #N/A | 76.9 | #N/A | #N/A
Intense Lighting | GD8***L3309*******WF/***###**-***-** | 1141 | Downlight | 76.9 | 2021-02-01 | 2021-06-17 | High | 2 | #N/A | 76.9 | #N/A | #N/A
Intense Lighting | GD8***L330*******FL/***###**-***-** | 1141 | Downlight | 76.9 | 2021-02-01 | 2021-06-17 | High | 2 | #N/A | 76.9 | #N/A | #N/A
Intense Lighting | GD8***L330*******NF/***###**-***-** | 1141 | Downlight | 76.9 | 2021-02-01 | 2021-06-17 | High | 2 | #N/A | 76.9 | #N/A | #N/A
Intense Lighting | GD8***L330*******NS/***###**-***-** | 1141 | Downlight | 76.9 | 2021-02-01 | 2021-06-17 | High | 2 | #N/A | 76.9 | #N/A | #N/A
Intense Lighting | GD8***L330*******SP/***###**-***-** | 1141 | Downlight | 76.9 | 2021-02-01 | 2021-06-17 | High | 2 | #N/A | 76.9 | #N/A | #N/A
Intense Lighting | GD8***L330*******WF/***###**-***-** | 1141 | Downlight | 76.9 | 2021-02-01 | 2021-06-17 | High | 2 | #N/A | 76.9 | #N/A | #N/A
Intense Lighting | GD8***L3359*******FL/***###**-***-** | 1141 | Downlight | 76.9 | 2021-02-01 | 2021-06-17 | High | 2 | #N/A | 76.9 | #N/A | #N/A
Intense Lighting | GD8***L3359*******NF/***###**-***-** | 1141 | Downlight | 76.9 | 2021-02-01 | 2021-06-17 | High | 2 | #N/A | 76.9 | #N/A | #N/A
Intense Lighting | GD8***L3359*******NS/***###**-***-** | 1141 | Downlight | 76.9 | 2021-02-01 | 2021-06-17 | High | 2 | #N/A | 76.9 | #N/A | #N/A
Intense Lighting | GD8***L3359*******SP/***###**-***-** | 1141 | Downlight | 76.9 | 2021-02-01 | 2021-06-17 | High | 2 | #N/A | 76.9 | #N/A | #N/A
Intense Lighting | GD8***L3359*******WF/***###**-***-** | 1141 | Downlight | 76.9 | 2021-02-01 | 2021-06-17 | High | 2 | #N/A | 76.9 | #N/A | #N/A
Intense Lighting | GD8***L335*******FL/***###**-***-** | 1141 | Downlight | 76.9 | 2021-02-01 | 2021-06-17 | High | 2 | #N/A | 76.9 | #N/A | #N/A
Intense Lighting | GD8***L335*******NF/***###**-***-** | 1141 | Downlight | 76.9 | 2021-02-01 | 2021-06-17 | High | 2 | #N/A | 76.9 | #N/A | #N/A
Intense Lighting | GD8***L335*******NS/***###**-***-** | 1141 | Downlight | 76.9 | 2021-02-01 | 2021-06-17 | High | 2 | #N/A | 76.9 | #N/A | #N/A
Intense Lighting | GD8***L335*******SP/***###**-***-** | 1141 | Downlight | 76.9 | 2021-02-01 | 2021-06-17 | High | 2 | #N/A | 76.9 | #N/A | #N/A
Intense Lighting | GD8***L335*******WF/***###**-***-** | 1141 | Downlight | 76.9 | 2021-02-01 | 2021-06-17 | High | 2 | #N/A | 76.9 | #N/A | #N/A
Intense Lighting | GD8***L3409*******FL/***###**-***-** | 1141 | Downlight | 76.9 | 2021-02-01 | 2021-06-17 | High | 2 | #N/A | 76.9 | #N/A | #N/A
Intense Lighting | GD8***L3409*******NF/***###**-***-** | 1141 | Downlight | 76.9 | 2021-02-01 | 2021-06-17 | High | 2 | #N/A | 76.9 | #N/A | #N/A
Intense Lighting | GD8***L3409*******NS/***###**-***-** | 1141 | Downlight | 76.9 | 2021-02-01 | 2021-06-17 | High | 2 | #N/A | 76.9 | #N/A | #N/A
Intense Lighting | GD8***L3409*******SP/***###**-***-** | 1141 | Downlight | 76.9 | 2021-02-01 | 2021-06-17 | High | 2 | #N/A | 76.9 | #N/A | #N/A
Intense Lighting | GD8***L3409*******WF/***###**-***-** | 1141 | Downlight | 76.9 | 2021-02-01 | 2021-06-17 | High | 2 | #N/A | 76.9 | #N/A | #N/A
Intense Lighting | GD8***L340*******FL/***###**-***-** | 1141 | Downlight | 76.9 | 2021-02-01 | 2021-06-17 | High | 2 | #N/A | 76.9 | #N/A | #N/A
Intense Lighting | GD8***L340*******NF/***###**-***-** | 1141 | Downlight | 76.9 | 2021-02-01 | 2021-06-17 | High | 2 | #N/A | 76.9 | #N/A | #N/A
Intense Lighting | GD8***L340*******NS/***###**-***-** | 1141 | Downlight | 76.9 | 2021-02-01 | 2021-06-17 | High | 2 | #N/A | 76.9 | #N/A | #N/A
Intense Lighting | GD8***L340*******SP/***###**-***-** | 1141 | Downlight | 76.9 | 2021-02-01 | 2021-06-17 | High | 2 | #N/A | 76.9 | #N/A | #N/A
Intense Lighting | GD8***L340*******WF/***###**-***-** | 1141 | Downlight | 76.9 | 2021-02-01 | 2021-06-17 | High | 2 | #N/A | 76.9 | #N/A | #N/A
Intense Lighting | GD6***L3279*******FL/***###**-***-** | 1141 | Downlight | 76.9 | 2021-02-01 | 2021-06-17 | High | 2 | #N/A | 76.9 | #N/A | #N/A
Intense Lighting | GD6***L3279*******NF/***###**-***-** | 1141 | Downlight | 76.9 | 2021-02-01 | 2021-06-17 | High | 2 | #N/A | 76.9 | #N/A | #N/A
Intense Lighting | GD6***L3279*******NS/***###**-***-** | 1141 | Downlight | 76.9 | 2021-02-01 | 2021-06-17 | High | 2 | #N/A | 76.9 | #N/A | #N/A
Intense Lighting | GD6***L3279*******SP/***###**-***-** | 1141 | Downlight | 76.9 | 2021-02-01 | 2021-06-17 | High | 2 | #N/A | 76.9 | #N/A | #N/A
Intense Lighting | GD6***L3279*******WF/***###**-***-** | 1141 | Downlight | 76.9 | 2021-02-01 | 2021-06-17 | High | 2 | #N/A | 76.9 | #N/A | #N/A
Intense Lighting | GD6***L327*******FL/***###**-***-** | 1141 | Downlight | 76.9 | 2021-02-01 | 2021-06-17 | High | 2 | #N/A | 76.9 | #N/A | #N/A
Intense Lighting | GD6***L327*******NF/***###**-***-** | 1141 | Downlight | 76.9 | 2021-02-01 | 2021-06-17 | High | 2 | #N/A | 76.9 | #N/A | #N/A
Intense Lighting | GD6***L327*******NS/***###**-***-** | 1141 | Downlight | 76.9 | 2021-02-01 | 2021-06-17 | High | 2 | #N/A | 76.9 | #N/A | #N/A
Intense Lighting | GD6***L327*******SP/***###**-***-** | 1141 | Downlight | 76.9 | 2021-02-01 | 2021-06-17 | High | 2 | #N/A | 76.9 | #N/A | #N/A
Intense Lighting | GD6***L327*******WF/***###**-***-** | 1141 | Downlight | 76.9 | 2021-02-01 | 2021-06-17 | High | 2 | #N/A | 76.9 | #N/A | #N/A
Intense Lighting | GD6***L3309*******FL/***###**-***-** | 1141 | Downlight | 76.9 | 2021-02-01 | 2021-06-17 | High | 2 | #N/A | 76.9 | #N/A | #N/A
Intense Lighting | GD6***L3309*******NF/***###**-***-** | 1141 | Downlight | 76.9 | 2021-02-01 | 2021-06-17 | High | 2 | #N/A | 76.9 | #N/A | #N/A
Intense Lighting | GD6***L3309*******NS/***###**-***-** | 1141 | Downlight | 76.9 | 2021-02-01 | 2021-06-17 | High | 2 | #N/A | 76.9 | #N/A | #N/A
Intense Lighting | GD6***L3309*******SP/***###**-***-** | 1141 | Downlight | 76.9 | 2021-02-01 | 2021-06-17 | High | 2 | #N/A | 76.9 | #N/A | #N/A
Intense Lighting | GD6***L3309*******WF/***###**-***-** | 1141 | Downlight | 76.9 | 2021-02-01 | 2021-06-17 | High | 2 | #N/A | 76.9 | #N/A | #N/A
Intense Lighting | GD6***L330*******FL/***###**-***-** | 1141 | Downlight | 76.9 | 2021-02-01 | 2021-06-17 | High | 2 | #N/A | 76.9 | #N/A | #N/A
Intense Lighting | GD6***L330*******NF/***###**-***-** | 1141 | Downlight | 76.9 | 2021-02-01 | 2021-06-17 | High | 2 | #N/A | 76.9 | #N/A | #N/A
Intense Lighting | GD6***L330*******NS/***###**-***-** | 1141 | Downlight | 76.9 | 2021-02-01 | 2021-06-17 | High | 2 | #N/A | 76.9 | #N/A | #N/A
Intense Lighting | GD6***L330*******SP/***###**-***-** | 1141 | Downlight | 76.9 | 2021-02-01 | 2021-06-17 | High | 2 | #N/A | 76.9 | #N/A | #N/A
Intense Lighting | GD6***L330*******WF/***###**-***-** | 1141 | Downlight | 76.9 | 2021-02-01 | 2021-06-17 | High | 2 | #N/A | 76.9 | #N/A | #N/A
Intense Lighting | GD6***L3359*******FL/***###**-***-** | 1141 | Downlight | 76.9 | 2021-02-01 | 2021-06-17 | High | 2 | #N/A | 76.9 | #N/A | #N/A
Intense Lighting | GD6***L3359*******NF/***###**-***-** | 1141 | Downlight | 76.9 | 2021-02-01 | 2021-06-17 | High | 2 | #N/A | 76.9 | #N/A | #N/A
Intense Lighting | GD6***L3359*******NS/***###**-***-** | 1141 | Downlight | 76.9 | 2021-02-01 | 2021-06-17 | High | 2 | #N/A | 76.9 | #N/A | #N/A
Intense Lighting | GD6***L3359*******SP/***###**-***-** | 1141 | Downlight | 76.9 | 2021-02-01 | 2021-06-17 | High | 2 | #N/A | 76.9 | #N/A | #N/A
Intense Lighting | GD6***L3359*******WF/***###**-***-** | 1141 | Downlight | 76.9 | 2021-02-01 | 2021-06-17 | High | 2 | #N/A | 76.9 | #N/A | #N/A
Intense Lighting | GD6***L335*******FL/***###**-***-** | 1141 | Downlight | 76.9 | 2021-02-01 | 2021-06-17 | High | 2 | #N/A | 76.9 | #N/A | #N/A
Intense Lighting | GD6***L335*******NF/***###**-***-** | 1141 | Downlight | 76.9 | 2021-02-01 | 2021-06-17 | High | 2 | #N/A | 76.9 | #N/A | #N/A
Intense Lighting | GD6***L335*******NS/***###**-***-** | 1141 | Downlight | 76.9 | 2021-02-01 | 2021-06-17 | High | 2 | #N/A | 76.9 | #N/A | #N/A
Intense Lighting | GD6***L335*******SP/***###**-***-** | 1141 | Downlight | 76.9 | 2021-02-01 | 2021-06-17 | High | 2 | #N/A | 76.9 | #N/A | #N/A
Intense Lighting | GD6***L335*******WF/***###**-***-** | 1141 | Downlight | 76.9 | 2021-02-01 | 2021-06-17 | High | 2 | #N/A | 76.9 | #N/A | #N/A
Intense Lighting | GD6***L3409*******FL/***###**-***-** | 1141 | Downlight | 76.9 | 2021-02-01 | 2021-06-17 | High | 2 | #N/A | 76.9 | #N/A | #N/A
Intense Lighting | GD6***L3409*******NF/***###**-***-** | 1141 | Downlight | 76.9 | 2021-02-01 | 2021-06-17 | High | 2 | #N/A | 76.9 | #N/A | #N/A
Intense Lighting | GD6***L3409*******NS/***###**-***-** | 1141 | Downlight | 76.9 | 2021-02-01 | 2021-06-17 | High | 2 | #N/A | 76.9 | #N/A | #N/A
Intense Lighting | GD6***L3409*******SP/***###**-***-** | 1141 | Downlight | 76.9 | 2021-02-01 | 2021-06-17 | High | 2 | #N/A | 76.9 | #N/A | #N/A
Intense Lighting | GD6***L3409*******WF/***###**-***-** | 1141 | Downlight | 76.9 | 2021-02-01 | 2021-06-17 | High | 2 | #N/A | 76.9 | #N/A | #N/A
Intense Lighting | GD6***L340*******FL/***###**-***-** | 1141 | Downlight | 76.9 | 2021-02-01 | 2021-06-17 | High | 2 | #N/A | 76.9 | #N/A | #N/A
Intense Lighting | GD6***L340*******NF/***###**-***-** | 1141 | Downlight | 76.9 | 2021-02-01 | 2021-06-17 | High | 2 | #N/A | 76.9 | #N/A | #N/A
Intense Lighting | GD6***L340*******NS/***###**-***-** | 1141 | Downlight | 76.9 | 2021-02-01 | 2021-06-17 | High | 2 | #N/A | 76.9 | #N/A | #N/A
Intense Lighting | GD6***L340*******SP/***###**-***-** | 1141 | Downlight | 76.9 | 2021-02-01 | 2021-06-17 | High | 2 | #N/A | 76.9 | #N/A | #N/A
Intense Lighting | GD6***L340*******WF/***###**-***-** | 1141 | Downlight | 76.9 | 2021-02-01 | 2021-06-17 | High | 2 | #N/A | 76.9 | #N/A | #N/A
Halo | HLCMS9129401EWH* | 1353 | Downlight | 76.9 | 2020-06-01 | 2020-04-08 | High | 2 | #N/A | 76.9 | #N/A | #N/A
Halo | HLCMS9129401EWH*-C | 1353 | Downlight | 76.9 | 2020-06-01 | 2020-04-08 | High | 2 | #N/A | 76.9 | #N/A | #N/A
WAC Lighting | R6D*D*-F9CS-** | 2000 | Downlight | 76.9 | 2020-02-01 | 2020-12-30 | High | 2 | #N/A | 76.9 | #N/A | #N/A
WAC | R1GAT08-F927-**** | 2000 | Downlight | 76.9 | 2022-04-18 | 2022-05-18 | High | 2 | #N/A | 76.9 | #N/A | #N/A
WAC | R1GAT08-F930-**** | 2000 | Downlight | 76.9 | 2022-04-18 | 2022-05-18 | High | 2 | #N/A | 76.9 | #N/A | #N/A
WAC | R1GAT08-F935-**** | 2000 | Downlight | 76.9 | 2022-04-18 | 2022-05-18 | High | 2 | #N/A | 76.9 | #N/A | #N/A
WAC | R1GAT08-F940-**** | 2000 | Downlight | 76.9 | 2022-04-18 | 2022-05-18 | High | 2 | #N/A | 76.9 | #N/A | #N/A
WAC | R1GAT08-N927-**** | 2000 | Downlight | 76.9 | 2022-04-18 | 2022-05-18 | High | 2 | #N/A | 76.9 | #N/A | #N/A
WAC | R1GAT08-N930-**** | 2000 | Downlight | 76.9 | 2022-04-18 | 2022-05-18 | High | 2 | #N/A | 76.9 | #N/A | #N/A
WAC | R1GAT08-N935-**** | 2000 | Downlight | 76.9 | 2022-04-18 | 2022-05-18 | High | 2 | #N/A | 76.9 | #N/A | #N/A
WAC | R1GAT08-N940-**** | 2000 | Downlight | 76.9 | 2022-04-18 | 2022-05-18 | High | 2 | #N/A | 76.9 | #N/A | #N/A
WAC | R1GAT08-S927-**** | 2000 | Downlight | 76.9 | 2022-04-18 | 2022-05-18 | High | 2 | #N/A | 76.9 | #N/A | #N/A
WAC | R1GAT08-S930-**** | 2000 | Downlight | 76.9 | 2022-04-18 | 2022-05-18 | High | 2 | #N/A | 76.9 | #N/A | #N/A
WAC | R1GAT08-S935-**** | 2000 | Downlight | 76.9 | 2022-04-18 | 2022-05-18 | High | 2 | #N/A | 76.9 | #N/A | #N/A
WAC | R1GAT08-S940-**** | 2000 | Downlight | 76.9 | 2022-04-18 | 2022-05-18 | High | 2 | #N/A | 76.9 | #N/A | #N/A
WAC | R1GDL08-F927-**** | 2000 | Downlight | 76.9 | 2022-04-18 | 2022-05-18 | High | 2 | #N/A | 76.9 | #N/A | #N/A
WAC | R1GDL08-F930-**** | 2000 | Downlight | 76.9 | 2022-04-18 | 2022-05-18 | High | 2 | #N/A | 76.9 | #N/A | #N/A
WAC | R1GDL08-F935-**** | 2000 | Downlight | 76.9 | 2022-04-18 | 2022-05-18 | High | 2 | #N/A | 76.9 | #N/A | #N/A
WAC | R1GDL08-F940-**** | 2000 | Downlight | 76.9 | 2022-04-18 | 2022-05-18 | High | 2 | #N/A | 76.9 | #N/A | #N/A
WAC | R1GDL08-N927-**** | 2000 | Downlight | 76.9 | 2022-04-18 | 2022-05-18 | High | 2 | #N/A | 76.9 | #N/A | #N/A
WAC | R1GDL08-N930-**** | 2000 | Downlight | 76.9 | 2022-04-18 | 2022-05-18 | High | 2 | #N/A | 76.9 | #N/A | #N/A
WAC | R1GDL08-N935-**** | 2000 | Downlight | 76.9 | 2022-04-18 | 2022-05-18 | High | 2 | #N/A | 76.9 | #N/A | #N/A
WAC | R1GDL08-N940-**** | 2000 | Downlight | 76.9 | 2022-04-18 | 2022-05-18 | High | 2 | #N/A | 76.9 | #N/A | #N/A
WAC | R1GDL08-S927-**** | 2000 | Downlight | 76.9 | 2022-04-18 | 2022-05-18 | High | 2 | #N/A | 76.9 | #N/A | #N/A
WAC | R1GDL08-S930-**** | 2000 | Downlight | 76.9 | 2022-04-18 | 2022-05-18 | High | 2 | #N/A | 76.9 | #N/A | #N/A
WAC | R1GDL08-S935-**** | 2000 | Downlight | 76.9 | 2022-04-18 | 2022-05-18 | High | 2 | #N/A | 76.9 | #N/A | #N/A
WAC | R1GDL08-S940-**** | 2000 | Downlight | 76.9 | 2022-04-18 | 2022-05-18 | High | 2 | #N/A | 76.9 | #N/A | #N/A
WAC | R1GDT08-F927-**** | 2000 | Downlight | 76.9 | 2022-04-18 | 2022-05-18 | High | 2 | #N/A | 76.9 | #N/A | #N/A
WAC | R1GDT08-F930-**** | 2000 | Downlight | 76.9 | 2022-04-18 | 2022-05-18 | High | 2 | #N/A | 76.9 | #N/A | #N/A
WAC | R1GDT08-F935-**** | 2000 | Downlight | 76.9 | 2022-04-18 | 2022-05-18 | High | 2 | #N/A | 76.9 | #N/A | #N/A
WAC | R1GDT08-F940-**** | 2000 | Downlight | 76.9 | 2022-04-18 | 2022-05-18 | High | 2 | #N/A | 76.9 | #N/A | #N/A
WAC | R1GDT08-N927-**** | 2000 | Downlight | 76.9 | 2022-04-18 | 2022-05-18 | High | 2 | #N/A | 76.9 | #N/A | #N/A
WAC | R1GDT08-N930-**** | 2000 | Downlight | 76.9 | 2022-04-18 | 2022-05-18 | High | 2 | #N/A | 76.9 | #N/A | #N/A
WAC | R1GDT08-N935-**** | 2000 | Downlight | 76.9 | 2022-04-18 | 2022-05-18 | High | 2 | #N/A | 76.9 | #N/A | #N/A
WAC | R1GDT08-N940-**** | 2000 | Downlight | 76.9 | 2022-04-18 | 2022-05-18 | High | 2 | #N/A | 76.9 | #N/A | #N/A
WAC | R1GDT08-S927-**** | 2000 | Downlight | 76.9 | 2022-04-18 | 2022-05-18 | High | 2 | #N/A | 76.9 | #N/A | #N/A
WAC | R1GDT08-S930-**** | 2000 | Downlight | 76.9 | 2022-04-18 | 2022-05-18 | High | 2 | #N/A | 76.9 | #N/A | #N/A
WAC | R1GDT08-S935-**** | 2000 | Downlight | 76.9 | 2022-04-18 | 2022-05-18 | High | 2 | #N/A | 76.9 | #N/A | #N/A
WAC | R1GDT08-S940-**** | 2000 | Downlight | 76.9 | 2022-04-18 | 2022-05-18 | High | 2 | #N/A | 76.9 | #N/A | #N/A
WAC | R1GAL08-F927-**** | 2000 | Downlight | 76.9 | 2022-04-18 | 2022-05-18 | High | 2 | #N/A | 76.9 | #N/A | #N/A
WAC | R1GAL08-F930-**** | 2000 | Downlight | 76.9 | 2022-04-18 | 2022-05-18 | High | 2 | #N/A | 76.9 | #N/A | #N/A
WAC | R1GAL08-F935-**** | 2000 | Downlight | 76.9 | 2022-04-18 | 2022-05-18 | High | 2 | #N/A | 76.9 | #N/A | #N/A
WAC | R1GAL08-F940-**** | 2000 | Downlight | 76.9 | 2022-04-18 | 2022-05-18 | High | 2 | #N/A | 76.9 | #N/A | #N/A
WAC | R1GAL08-N927-**** | 2000 | Downlight | 76.9 | 2022-04-18 | 2022-05-18 | High | 2 | #N/A | 76.9 | #N/A | #N/A
WAC | R1GAL08-N930-**** | 2000 | Downlight | 76.9 | 2022-04-18 | 2022-05-18 | High | 2 | #N/A | 76.9 | #N/A | #N/A
WAC | R1GAL08-N935-**** | 2000 | Downlight | 76.9 | 2022-04-18 | 2022-05-18 | High | 2 | #N/A | 76.9 | #N/A | #N/A
WAC | R1GAL08-N940-**** | 2000 | Downlight | 76.9 | 2022-04-18 | 2022-05-18 | High | 2 | #N/A | 76.9 | #N/A | #N/A
WAC | R1GAL08-S927-**** | 2000 | Downlight | 76.9 | 2022-04-18 | 2022-05-18 | High | 2 | #N/A | 76.9 | #N/A | #N/A
WAC | R1GAL08-S930-**** | 2000 | Downlight | 76.9 | 2022-04-18 | 2022-05-18 | High | 2 | #N/A | 76.9 | #N/A | #N/A
WAC | R1GAL08-S935-**** | 2000 | Downlight | 76.9 | 2022-04-18 | 2022-05-18 | High | 2 | #N/A | 76.9 | #N/A | #N/A
WAC | R1GAL08-S940-**** | 2000 | Downlight | 76.9 | 2022-04-18 | 2022-05-18 | High | 2 | #N/A | 76.9 | #N/A | #N/A
Prescolite | LTR-4RD-H-HL40LDM1 + LTR-4RD-T-HL35K8WDSS | 3884 | Downlight | 76.9 | 2019-07-12 | 2019-08-23 | High | 2 | #N/A | 76.9 | #N/A | #N/A
Prescolite | LTR-4RD-H-HL40LDM1 + LTR-4RD-T-HL35K8WDSSWT | 3884 | Downlight | 76.9 | 2019-07-12 | 2019-08-23 | High | 2 | #N/A | 76.9 | #N/A | #N/A
Prescolite | LTR-4SQ-H-HL40LDM1 + LTR-4SQD-T-HL35K8WDSS | 3884 | Downlight | 76.9 | 2019-07-12 | 2019-08-23 | High | 2 | #N/A | 76.9 | #N/A | #N/A
Prescolite | LTR-4SQ-H-HL40LDM1 + LTR-4SQD-T-HL35K8WDSSWT | 3884 | Downlight | 76.9 | 2019-07-12 | 2019-08-23 | High | 2 | #N/A | 76.9 | #N/A | #N/A
YG | YGCL-12X-ETL(3CCT) | 1000 | Downlight | 77 | 2020-01-16 | 2019-08-27 | High | 2 | #N/A | 77 | #N/A | #N/A
Halo | HLB6099FS1EMW* | 1017 | Downlight | 77 | 2022-12-20 | 2022-12-20 | High | 2 | #N/A | 77 | #N/A | #N/A
Halo | HLB6099FS1EMW*-* | 1017 | Downlight | 77 | 2022-12-20 | 2022-12-20 | High | 2 | #N/A | 77 | #N/A | #N/A
Halo | HLB6099FS1EMW*-#* | 1017 | Downlight | 77 | 2022-12-20 | 2022-12-20 | High | 2 | #N/A | 77 | #N/A | #N/A
Halo | HLB6099FS1EMW*-2TR | 1017 | Downlight | 77 | 2022-12-20 | 2022-12-20 | High | 2 | #N/A | 77 | #N/A | #N/A
TGL INC | TGL-PREM4DL-15W-30E | 1155 | Downlight | 77 | 2020-01-15 | 2018-08-28 | High | 2 | #N/A | 77 | #N/A | #N/A
UP-SHINE | UP-DL36-20W(4000K) | 1540 | Downlight | 77 | 2016-07-10 | 2016-07-21 | High | 2 | #N/A | 77 | #N/A | #N/A
OKT Lighting | C4-D27W-35T | 2079 | Downlight | 77 | 2022-09-30 | 2022-10-05 | High | 2 | #N/A | 77 | #N/A | #N/A
Rayon Lighting | RVP-0381-30-IC/RPA4"R-30 | 2310 | Downlight | 77 | 2019-06-30 | 2019-10-31 | High | 2 | #N/A | 77 | #N/A | #N/A
BULBRITE | LED14JBOXDL/6/927/WHRD/D | 1080 | Downlight | 77.1 | 2020-05-13 | 2020-05-12 | High | 2 | #N/A | 77.1 | #N/A | #N/A
BULBRITE | LED14JBOXDL/6/930/WHRD/D | 1080 | Downlight | 77.1 | 2020-05-13 | 2020-05-12 | High | 2 | #N/A | 77.1 | #N/A | #N/A
BULBRITE | LED14JBOXDL/6/940/WHRD/D | 1080 | Downlight | 77.1 | 2020-05-13 | 2020-05-12 | High | 2 | #N/A | 77.1 | #N/A | #N/A
Lightolier | C4[C¦CSQ][S¦W¦P][DL¦DW¦WW]25927[M¦W][Z10U¦E1¦L1U¦L01U¦SOLU¦LDU¦LTEU¦DMXU¦DU¦RAU][CD¦CC¦WH¦CL][A¦B¦W¦RAL#] | 1842 | Downlight | 77.1 | 2022-06-14 | 2022-08-04 | High | 2 | #N/A | 77.1 | #N/A | #N/A
Lightolier | C4[C¦CSQ][S¦W¦P][DL¦DW¦WW]25930[M¦W][Z10U¦E1¦L1U¦L01U¦SOLU¦LDU¦LTEU¦DMXU¦DU¦RAU][CD¦CC¦WH¦CL][A¦B¦W¦RAL#] | 1842 | Downlight | 77.1 | 2022-06-14 | 2022-08-04 | High | 2 | #N/A | 77.1 | #N/A | #N/A
Lightolier | C4[C¦CSQ][S¦W¦P][DL¦DW¦WW]25935[M¦W][Z10U¦E1¦L1U¦L01U¦SOLU¦LDU¦LTEU¦DMXU¦DU¦RAU][CD¦CC¦WH¦CL][A¦B¦W¦RAL#] | 1842 | Downlight | 77.1 | 2022-06-14 | 2022-08-04 | High | 2 | #N/A | 77.1 | #N/A | #N/A
Lightolier | C4[C¦CSQ][S¦W¦P][DL¦DW¦WW]25940[M¦W][Z10U¦E1¦L1U¦L01U¦SOLU¦LDU¦LTEU¦DMXU¦DU¦RAU][CD¦CC¦WH¦CL][A¦B¦W¦RAL#] | 1842 | Downlight | 77.1 | 2022-06-14 | 2022-08-04 | High | 2 | #N/A | 77.1 | #N/A | #N/A
Lightolier | C4[C¦CSQ][S¦W¦P][DL¦DW¦WW]25950[M¦W][Z10U¦E1¦L1U¦L01U¦SOLU¦LDU¦LTEU¦DMXU¦DU¦RAU][CD¦CC¦WH¦CL][A¦B¦W¦RAL#] | 1842 | Downlight | 77.1 | 2022-06-14 | 2022-08-04 | High | 2 | #N/A | 77.1 | #N/A | #N/A
Lightolier | C4L25927[M¦W][Z10U¦E1¦L1U¦L01U¦SOLU¦LDU¦LTEU¦DMXU¦DU¦RAU][¦R¦RH] / C4[RDL¦RCW¦RDW¦RWW¦SDLNM][CD¦CC¦WH¦CL] | 1842 | Downlight | 77.1 | 2022-06-14 | 2022-08-04 | High | 2 | #N/A | 77.1 | #N/A | #N/A
Lightolier | C4L25930[M¦W][Z10U¦E1¦L1U¦L01U¦SOLU¦LDU¦LTEU¦DMXU¦DU¦RAU][¦R¦RH] / C4[RDL¦RCW¦RDW¦RWW¦SDLNM][CD¦CC¦WH¦CL] | 1842 | Downlight | 77.1 | 2022-06-14 | 2022-08-04 | High | 2 | #N/A | 77.1 | #N/A | #N/A
Lightolier | C4L25935[M¦W][Z10U¦E1¦L1U¦L01U¦SOLU¦LDU¦LTEU¦DMXU¦DU¦RAU][¦R¦RH] / C4[RDL¦RCW¦RDW¦RWW¦SDLNM][CD¦CC¦WH¦CL] | 1842 | Downlight | 77.1 | 2022-06-14 | 2022-08-04 | High | 2 | #N/A | 77.1 | #N/A | #N/A
Lightolier | C4L25940[M¦W][Z10U¦E1¦L1U¦L01U¦SOLU¦LDU¦LTEU¦DMXU¦DU¦RAU][¦R¦RH] / C4[RDL¦RCW¦RDW¦RWW¦SDLNM][CD¦CC¦WH¦CL] | 1842 | Downlight | 77.1 | 2022-06-14 | 2022-08-04 | High | 2 | #N/A | 77.1 | #N/A | #N/A
Lightolier | C4L25950[M¦W][Z10U¦E1¦L1U¦L01U¦SOLU¦LDU¦LTEU¦DMXU¦DU¦RAU][¦R¦RH] / C4[RDL¦RCW¦RDW¦RWW¦SDLNM][CD¦CC¦WH¦CL] | 1842 | Downlight | 77.1 | 2022-06-14 | 2022-08-04 | High | 2 | #N/A | 77.1 | #N/A | #N/A
Satco | S11828 | 1850 | Downlight | 77.1 | 2020-11-10 | 2020-11-18 | High | 2 | #N/A | 77.1 | #N/A | #N/A
SATCO/NUVO | 62-1191 | 2005 | Downlight | 77.1 | 2018-07-09 | 2018-07-09 | High | 2 | #N/A | 77.1 | #N/A | #N/A
MORRIS | 72630 | 2700 | Downlight | 77.1 | 2018-05-14 | 2018-05-08 | High | 2 | #N/A | 77.1 | #N/A | #N/A
LIGHT THE FUTURE | D528-N-XXXX | 2700 | Downlight | 77.1 | 2016-03-07 | 2016-03-10 | High | 2 | #N/A | 77.1 | #N/A | #N/A
Vantage | [A4VOFLED¦A6VEFLED¦A6VOFLED¦SQ44VEFLED][1¦2]-30[30K¦35K¦40K]-[L4060¦L4015¦M6060¦M6015¦L6030¦LSQ441]-[SCL¦SGC¦ECL¦WHT]-[DL-2¦DL-3¦LDE1¦TDM¦DMX¦EM-17¦EMI-17¦EM-20¦HCR¦PF] | 2744 | Downlight | 77.1 | 2019-02-20 | 2019-03-22 | High | 2 | #N/A | 77.1 | #N/A | #N/A
Vantage | [A##V*FLED**¦AIC#V*FLED**¦SQ##V*FLED**¦SQIC##V*FLED**¦V#*VH*****¦VIC#*VH*****¦VVR#VEFLED¦VVRIC#VEFLED¦V4EVHMRI¦V4OFCR][1¦2]-30##K-[F¦L¦LSQ¦M¦VVRL¦W]####-[SCL¦SGC¦ECL¦WHT¦SCL-AM¦SGC-AM¦WHT-AM]-[DL-2¦DL-3¦LDE1¦TDM¦DMX¦EM-17¦EMI-17¦EM-20¦PF¦DTD¦REM] | 2744 | Downlight | 77.1 | 2019-02-20 | 2020-02-21 | High | 2 | #N/A | 77.1 | #N/A | #N/A
luxrite | LR24930 | 1390 | Downlight | 77.2 | 2021-12-11 | 2021-12-11 | High | 2 | #N/A | 77.2 | #N/A | #N/A
Halo | HL612ICAT-HLM69##-[455H¦455SC¦455SN¦455TBZ¦456P¦456W¦73PS¦ERT702] | 1443 | Downlight | 77.2 | 2015-01-02 | 2017-04-27 | High | 2 | #N/A | 77.2 | #N/A | #N/A
UP-SHINE | UP-DL36-50W(5000K) | 3860 | Downlight | 77.2 | 2016-07-10 | 2016-07-21 | High | 2 | #N/A | 77.2 | #N/A | #N/A
Intense | MXG2PSU2L027DIM3636BBSLSLWB | 1661 | Downlight | 77.3 | 2019-09-15 | 2019-10-08 | High | 2 | #N/A | 77.3 | #N/A | #N/A
GE Current, a Daintree company | LRXBR61X9CWVQ | 1700 | Downlight | 77.3 | 2022-01-01 | 2021-12-28 | High | 2 | #N/A | 77.3 | #N/A | #N/A
Galaxy Lighting | L648330*** | 1700 | Downlight | 77.3 | 2020-12-30 | 2022-02-17 | High | 2 | #N/A | 77.3 | #N/A | #N/A
Galaxy Lighting | L648335*** | 1700 | Downlight | 77.3 | 2022-05-30 | 2022-02-17 | High | 2 | #N/A | 77.3 | #N/A | #N/A
Galaxy Lighting | L648340*** | 1700 | Downlight | 77.3 | 2020-12-30 | 2022-02-17 | High | 2 | #N/A | 77.3 | #N/A | #N/A
Galaxy Lighting | L648350*** | 1700 | Downlight | 77.3 | 2022-05-30 | 2022-02-17 | High | 2 | #N/A | 77.3 | #N/A | #N/A
Prescolite | LBRST-6RD-M-LSSLCWCS9-WH | 1700 | Downlight | 77.3 | 2022-08-01 | 2022-08-17 | High | 2 | #N/A | 77.3 | #N/A | #N/A
LIGHT THE FUTURE | D866-90-10 | 1700 | Downlight | 77.3 | 2020-01-20 | 2020-05-18 | High | 2 | #N/A | 77.3 | #N/A | #N/A
Topaz | DLD6S-16CS | 1200 | Downlight | 77.4 | 2022-06-22 | 2022-07-14 | High | 2 | #N/A | 77.4 | #N/A | #N/A
ConTech Lighting | SMTR927KC12D1-** | 1563 | Downlight | 77.4 | 2018-12-07 | 2018-12-17 | High | 2 | #N/A | 77.4 | #N/A | #N/A
UP-SHINE | UP-DL36-42W(4000K) | 3250 | Downlight | 77.4 | 2016-07-10 | 2016-07-21 | High | 2 | #N/A | 77.4 | #N/A | #N/A
GE Current, a Daintree company | LRXBR106X9WWVQ | 4800 | Downlight | 77.4 | 2022-04-01 | 2022-02-25 | High | 2 | #N/A | 77.4 | #N/A | #N/A
netZero usa | NZ-6156.2-30E | 1162 | Downlight | 77.5 | 2019-05-15 | 2019-05-16 | High | 2 | #N/A | 77.5 | #N/A | #N/A
OKT Lighting | CP4-D15W-30E | 1162 | Downlight | 77.5 | 2018-07-27 | 2018-08-01 | High | 2 | #N/A | 77.5 | #N/A | #N/A
Valriya | VA-CDL-15-4-35N | 1162 | Downlight | 77.5 | 2020-04-30 | 2020-05-01 | High | 2 | #N/A | 77.5 | #N/A | #N/A
Valriya | VA-CDL-15-6-35N | 1162 | Downlight | 77.5 | 2020-04-30 | 2020-05-01 | High | 2 | #N/A | 77.5 | #N/A | #N/A
Valriya | VA-CDL-15-8-35N | 1162 | Downlight | 77.5 | 2020-04-30 | 2020-05-01 | High | 2 | #N/A | 77.5 | #N/A | #N/A
Westgate | CRLC4-15W-30K-D | 1162 | Downlight | 77.5 | 2019-06-11 | 2019-06-07 | High | 2 | #N/A | 77.5 | #N/A | #N/A
ASD | ASD-JBS-8D20AC-** | 1550 | Downlight | 77.5 | 2022-09-01 | 2022-08-23 | High | 2 | #N/A | 77.5 | #N/A | #N/A
ConTech Lighting | SMTR927K12D1-** | 1550 | Downlight | 77.5 | 2018-12-07 | 2018-12-17 | High | 2 | #N/A | 77.5 | #N/A | #N/A
TGL INC | TGL-PREM4DL-20W-30E | 1550 | Downlight | 77.5 | 2020-01-15 | 2018-08-28 | High | 2 | #N/A | 77.5 | #N/A | #N/A
LIGHT THE FUTURE | D908-CCT-90-**-S | 1550 | Downlight | 77.5 | 2022-07-10 | 2022-07-13 | High | 2 | #N/A | 77.5 | #N/A | #N/A
ConTech Lighting | SQL3T327KC[12D1,MVD2][C,FC,RS,W,TFC][BLANK,X][S,M,F,WF]-[B,P,S,BZ][BLANK,-RDB,-RD] | 1558 | Downlight | 77.5 | 2021-02-03 | 2021-03-19 | High | 2 | #N/A | 77.5 | #N/A | #N/A
ConTech Lighting | SQL3T330KC[12D1,MVD2][C,FC,RS,W,TFC][BLANK,X][S,M,F,WF]-[B,P,S,BZ][BLANK,-RDB,-RD] | 1558 | Downlight | 77.5 | 2021-02-03 | 2021-03-19 | High | 2 | #N/A | 77.5 | #N/A | #N/A
ConTech Lighting | SQL3T335KC[12D1,MVD2][C,FC,RS,W,TFC][BLANK,X][S,M,F,WF]-[B,P,S,BZ][BLANK,-RDB,-RD] | 1558 | Downlight | 77.5 | 2021-02-03 | 2021-03-19 | High | 2 | #N/A | 77.5 | #N/A | #N/A
ConTech Lighting | SQL3T340KC[12D1,MVD2][C,FC,RS,W,TFC][BLANK,X][S,M,F,WF]-[B,P,S,BZ][BLANK,-RDB,-RD] | 1558 | Downlight | 77.5 | 2021-02-03 | 2021-03-19 | High | 2 | #N/A | 77.5 | #N/A | #N/A
PORTOR | PT-CDL-10I-3CP | 2866 | Downlight | 77.5 | 2021-07-14 | 2021-07-12 | High | 2 | #N/A | 77.5 | #N/A | #N/A
ConTech Lighting | R6WICwxy-(P,B) | 4635 | Downlight | 77.5 | 2015-10-30 | 2016-08-23 | High | 2 | #N/A | 77.5 | #N/A | #N/A
ConTech Lighting | R6WNCwxyz-(P,B)(blank,ER) | 4635 | Downlight | 77.5 | 2015-10-30 | 2016-08-23 | High | 2 | #N/A | 77.5 | #N/A | #N/A
ConTech Lighting | R6WRMwxyz-(P,B) | 4635 | Downlight | 77.5 | 2015-10-30 | 2016-08-23 | High | 2 | #N/A | 77.5 | #N/A | #N/A
ConTech Lighting | R6WSAwxyz-(P,B) | 4635 | Downlight | 77.5 | 2015-10-30 | 2016-08-23 | High | 2 | #N/A | 77.5 | #N/A | #N/A
Halo Commercial | PD615ED010-PDM6A8## - 61V[C¦G¦H¦W¦BB¦WB] | 1351 | Downlight | 77.6 | 2015-02-27 | 2017-03-27 | High | 2 | #N/A | 77.6 | #N/A | #N/A
Halo Commercial | PD615ED010-PDM6A9##-61V[C¦G¦H¦W¦BB¦WB] | 1351 | Downlight | 77.6 | 2015-02-27 | 2017-03-27 | High | 2 | #N/A | 77.6 | #N/A | #N/A
Intense Lighting | GD8***L540*******WF/***###**-***-** | 1815 | Downlight | 77.6 | 2021-02-01 | 2021-06-17 | High | 2 | #N/A | 77.6 | #N/A | #N/A
Intense Lighting | GD8***L5279*******FL/***###**-***-** | 1815 | Downlight | 77.6 | 2021-02-01 | 2021-06-17 | High | 2 | #N/A | 77.6 | #N/A | #N/A
Intense Lighting | GD8***L5279*******NF/***###**-***-** | 1815 | Downlight | 77.6 | 2021-02-01 | 2021-06-17 | High | 2 | #N/A | 77.6 | #N/A | #N/A
Intense Lighting | GD8***L5279*******NS/***###**-***-** | 1815 | Downlight | 77.6 | 2021-02-01 | 2021-06-17 | High | 2 | #N/A | 77.6 | #N/A | #N/A
Intense Lighting | GD8***L5279*******SP/***###**-***-** | 1815 | Downlight | 77.6 | 2021-02-01 | 2021-06-17 | High | 2 | #N/A | 77.6 | #N/A | #N/A
Intense Lighting | GD8***L5279*******WF/***###**-***-** | 1815 | Downlight | 77.6 | 2021-02-01 | 2021-06-17 | High | 2 | #N/A | 77.6 | #N/A | #N/A
Intense Lighting | GD8***L527*******FL/***###**-***-** | 1815 | Downlight | 77.6 | 2021-02-01 | 2021-06-17 | High | 2 | #N/A | 77.6 | #N/A | #N/A
Intense Lighting | GD8***L527*******NF/***###**-***-** | 1815 | Downlight | 77.6 | 2021-02-01 | 2021-06-17 | High | 2 | #N/A | 77.6 | #N/A | #N/A
Intense Lighting | GD8***L527*******NS/***###**-***-** | 1815 | Downlight | 77.6 | 2021-02-01 | 2021-06-17 | High | 2 | #N/A | 77.6 | #N/A | #N/A
Intense Lighting | GD8***L527*******SP/***###**-***-** | 1815 | Downlight | 77.6 | 2021-02-01 | 2021-06-17 | High | 2 | #N/A | 77.6 | #N/A | #N/A
Intense Lighting | GD8***L527*******WF/***###**-***-** | 1815 | Downlight | 77.6 | 2021-02-01 | 2021-06-17 | High | 2 | #N/A | 77.6 | #N/A | #N/A
Intense Lighting | GD8***L5309*******FL/***###**-***-** | 1815 | Downlight | 77.6 | 2021-02-01 | 2021-06-17 | High | 2 | #N/A | 77.6 | #N/A | #N/A
Intense Lighting | GD8***L5309*******NF/***###**-***-** | 1815 | Downlight | 77.6 | 2021-02-01 | 2021-06-17 | High | 2 | #N/A | 77.6 | #N/A | #N/A
Intense Lighting | GD8***L5309*******NS/***###**-***-** | 1815 | Downlight | 77.6 | 2021-02-01 | 2021-06-17 | High | 2 | #N/A | 77.6 | #N/A | #N/A
Intense Lighting | GD8***L5309*******SP/***###**-***-** | 1815 | Downlight | 77.6 | 2021-02-01 | 2021-06-17 | High | 2 | #N/A | 77.6 | #N/A | #N/A
Intense Lighting | GD8***L5309*******WF/***###**-***-** | 1815 | Downlight | 77.6 | 2021-02-01 | 2021-06-17 | High | 2 | #N/A | 77.6 | #N/A | #N/A
Intense Lighting | GD8***L530*******FL/***###**-***-** | 1815 | Downlight | 77.6 | 2021-02-01 | 2021-06-17 | High | 2 | #N/A | 77.6 | #N/A | #N/A
Intense Lighting | GD8***L530*******NF/***###**-***-** | 1815 | Downlight | 77.6 | 2021-02-01 | 2021-06-17 | High | 2 | #N/A | 77.6 | #N/A | #N/A
Intense Lighting | GD8***L530*******NS/***###**-***-** | 1815 | Downlight | 77.6 | 2021-02-01 | 2021-06-17 | High | 2 | #N/A | 77.6 | #N/A | #N/A
Intense Lighting | GD8***L530*******SP/***###**-***-** | 1815 | Downlight | 77.6 | 2021-02-01 | 2021-06-17 | High | 2 | #N/A | 77.6 | #N/A | #N/A
Intense Lighting | GD8***L530*******WF/***###**-***-** | 1815 | Downlight | 77.6 | 2021-02-01 | 2021-06-17 | High | 2 | #N/A | 77.6 | #N/A | #N/A
Intense Lighting | GD8***L5359*******FL/***###**-***-** | 1815 | Downlight | 77.6 | 2021-02-01 | 2021-06-17 | High | 2 | #N/A | 77.6 | #N/A | #N/A
Intense Lighting | GD8***L5359*******NF/***###**-***-** | 1815 | Downlight | 77.6 | 2021-02-01 | 2021-06-17 | High | 2 | #N/A | 77.6 | #N/A | #N/A
Intense Lighting | GD8***L5359*******NS/***###**-***-** | 1815 | Downlight | 77.6 | 2021-02-01 | 2021-06-17 | High | 2 | #N/A | 77.6 | #N/A | #N/A
Intense Lighting | GD8***L5359*******SP/***###**-***-** | 1815 | Downlight | 77.6 | 2021-02-01 | 2021-06-17 | High | 2 | #N/A | 77.6 | #N/A | #N/A
Intense Lighting | GD8***L5359*******WF/***###**-***-** | 1815 | Downlight | 77.6 | 2021-02-01 | 2021-06-17 | High | 2 | #N/A | 77.6 | #N/A | #N/A
Intense Lighting | GD8***L535*******FL/***###**-***-** | 1815 | Downlight | 77.6 | 2021-02-01 | 2021-06-17 | High | 2 | #N/A | 77.6 | #N/A | #N/A
Intense Lighting | GD8***L535*******NF/***###**-***-** | 1815 | Downlight | 77.6 | 2021-02-01 | 2021-06-17 | High | 2 | #N/A | 77.6 | #N/A | #N/A
Intense Lighting | GD8***L535*******NS/***###**-***-** | 1815 | Downlight | 77.6 | 2021-02-01 | 2021-06-17 | High | 2 | #N/A | 77.6 | #N/A | #N/A
Intense Lighting | GD8***L535*******SP/***###**-***-** | 1815 | Downlight | 77.6 | 2021-02-01 | 2021-06-17 | High | 2 | #N/A | 77.6 | #N/A | #N/A
Intense Lighting | GD8***L535*******WF/***###**-***-** | 1815 | Downlight | 77.6 | 2021-02-01 | 2021-06-17 | High | 2 | #N/A | 77.6 | #N/A | #N/A
Intense Lighting | GD8***L5409*******FL/***###**-***-** | 1815 | Downlight | 77.6 | 2021-02-01 | 2021-06-17 | High | 2 | #N/A | 77.6 | #N/A | #N/A
Intense Lighting | GD8***L5409*******NF/***###**-***-** | 1815 | Downlight | 77.6 | 2021-02-01 | 2021-06-17 | High | 2 | #N/A | 77.6 | #N/A | #N/A
Intense Lighting | GD8***L5409*******NS/***###**-***-** | 1815 | Downlight | 77.6 | 2021-02-01 | 2021-06-17 | High | 2 | #N/A | 77.6 | #N/A | #N/A
Intense Lighting | GD8***L5409*******SP/***###**-***-** | 1815 | Downlight | 77.6 | 2021-02-01 | 2021-06-17 | High | 2 | #N/A | 77.6 | #N/A | #N/A
Intense Lighting | GD8***L5409*******WF/***###**-***-** | 1815 | Downlight | 77.6 | 2021-02-01 | 2021-06-17 | High | 2 | #N/A | 77.6 | #N/A | #N/A
Intense Lighting | GD8***L540*******FL/***###**-***-** | 1815 | Downlight | 77.6 | 2021-02-01 | 2021-06-17 | High | 2 | #N/A | 77.6 | #N/A | #N/A
Intense Lighting | GD8***L540*******NF/***###**-***-** | 1815 | Downlight | 77.6 | 2021-02-01 | 2021-06-17 | High | 2 | #N/A | 77.6 | #N/A | #N/A
Intense Lighting | GD8***L540*******NS/***###**-***-** | 1815 | Downlight | 77.6 | 2021-02-01 | 2021-06-17 | High | 2 | #N/A | 77.6 | #N/A | #N/A
Intense Lighting | GD8***L540*******SP/***###**-***-** | 1815 | Downlight | 77.6 | 2021-02-01 | 2021-06-17 | High | 2 | #N/A | 77.6 | #N/A | #N/A
Intense Lighting | GD6***L5279*******FL/***###**-***-** | 1815 | Downlight | 77.6 | 2021-02-01 | 2021-06-17 | High | 2 | #N/A | 77.6 | #N/A | #N/A
Intense Lighting | GD6***L5279*******NF/***###**-***-** | 1815 | Downlight | 77.6 | 2021-02-01 | 2021-06-17 | High | 2 | #N/A | 77.6 | #N/A | #N/A
Intense Lighting | GD6***L5279*******NS/***###**-***-** | 1815 | Downlight | 77.6 | 2021-02-01 | 2021-06-17 | High | 2 | #N/A | 77.6 | #N/A | #N/A
Intense Lighting | GD6***L5279*******SP/***###**-***-** | 1815 | Downlight | 77.6 | 2021-02-01 | 2021-06-17 | High | 2 | #N/A | 77.6 | #N/A | #N/A
Intense Lighting | GD6***L5279*******WF/***###**-***-** | 1815 | Downlight | 77.6 | 2021-02-01 | 2021-06-17 | High | 2 | #N/A | 77.6 | #N/A | #N/A
Intense Lighting | GD6***L527*******FL/***###**-***-** | 1815 | Downlight | 77.6 | 2021-02-01 | 2021-06-17 | High | 2 | #N/A | 77.6 | #N/A | #N/A
Intense Lighting | GD6***L527*******NF/***###**-***-** | 1815 | Downlight | 77.6 | 2021-02-01 | 2021-06-17 | High | 2 | #N/A | 77.6 | #N/A | #N/A
Intense Lighting | GD6***L527*******NS/***###**-***-** | 1815 | Downlight | 77.6 | 2021-02-01 | 2021-06-17 | High | 2 | #N/A | 77.6 | #N/A | #N/A
Intense Lighting | GD6***L527*******SP/***###**-***-** | 1815 | Downlight | 77.6 | 2021-02-01 | 2021-06-17 | High | 2 | #N/A | 77.6 | #N/A | #N/A
Intense Lighting | GD6***L527*******WF/***###**-***-** | 1815 | Downlight | 77.6 | 2021-02-01 | 2021-06-17 | High | 2 | #N/A | 77.6 | #N/A | #N/A
Intense Lighting | GD6***L5309*******FL/***###**-***-** | 1815 | Downlight | 77.6 | 2021-02-01 | 2021-06-17 | High | 2 | #N/A | 77.6 | #N/A | #N/A
Intense Lighting | GD6***L5309*******NF/***###**-***-** | 1815 | Downlight | 77.6 | 2021-02-01 | 2021-06-17 | High | 2 | #N/A | 77.6 | #N/A | #N/A
Intense Lighting | GD6***L5309*******NS/***###**-***-** | 1815 | Downlight | 77.6 | 2021-02-01 | 2021-06-17 | High | 2 | #N/A | 77.6 | #N/A | #N/A
Intense Lighting | GD6***L5309*******SP/***###**-***-** | 1815 | Downlight | 77.6 | 2021-02-01 | 2021-06-17 | High | 2 | #N/A | 77.6 | #N/A | #N/A
Intense Lighting | GD6***L5309*******WF/***###**-***-** | 1815 | Downlight | 77.6 | 2021-02-01 | 2021-06-17 | High | 2 | #N/A | 77.6 | #N/A | #N/A
Intense Lighting | GD6***L530*******FL/***###**-***-** | 1815 | Downlight | 77.6 | 2021-02-01 | 2021-06-17 | High | 2 | #N/A | 77.6 | #N/A | #N/A
Intense Lighting | GD6***L530*******NF/***###**-***-** | 1815 | Downlight | 77.6 | 2021-02-01 | 2021-06-17 | High | 2 | #N/A | 77.6 | #N/A | #N/A
Intense Lighting | GD6***L530*******NS/***###**-***-** | 1815 | Downlight | 77.6 | 2021-02-01 | 2021-06-17 | High | 2 | #N/A | 77.6 | #N/A | #N/A
Intense Lighting | GD6***L530*******SP/***###**-***-** | 1815 | Downlight | 77.6 | 2021-02-01 | 2021-06-17 | High | 2 | #N/A | 77.6 | #N/A | #N/A
Intense Lighting | GD6***L530*******WF/***###**-***-** | 1815 | Downlight | 77.6 | 2021-02-01 | 2021-06-17 | High | 2 | #N/A | 77.6 | #N/A | #N/A
Intense Lighting | GD6***L5359*******FL/***###**-***-** | 1815 | Downlight | 77.6 | 2021-02-01 | 2021-06-17 | High | 2 | #N/A | 77.6 | #N/A | #N/A
Intense Lighting | GD6***L5359*******NF/***###**-***-** | 1815 | Downlight | 77.6 | 2021-02-01 | 2021-06-17 | High | 2 | #N/A | 77.6 | #N/A | #N/A
Intense Lighting | GD6***L5359*******NS/***###**-***-** | 1815 | Downlight | 77.6 | 2021-02-01 | 2021-06-17 | High | 2 | #N/A | 77.6 | #N/A | #N/A
Intense Lighting | GD6***L5359*******SP/***###**-***-** | 1815 | Downlight | 77.6 | 2021-02-01 | 2021-06-17 | High | 2 | #N/A | 77.6 | #N/A | #N/A
Intense Lighting | GD6***L5359*******WF/***###**-***-** | 1815 | Downlight | 77.6 | 2021-02-01 | 2021-06-17 | High | 2 | #N/A | 77.6 | #N/A | #N/A
Intense Lighting | GD6***L535*******FL/***###**-***-** | 1815 | Downlight | 77.6 | 2021-02-01 | 2021-06-17 | High | 2 | #N/A | 77.6 | #N/A | #N/A
Intense Lighting | GD6***L535*******NF/***###**-***-** | 1815 | Downlight | 77.6 | 2021-02-01 | 2021-06-17 | High | 2 | #N/A | 77.6 | #N/A | #N/A
Intense Lighting | GD6***L535*******NS/***###**-***-** | 1815 | Downlight | 77.6 | 2021-02-01 | 2021-06-17 | High | 2 | #N/A | 77.6 | #N/A | #N/A
Intense Lighting | GD6***L535*******SP/***###**-***-** | 1815 | Downlight | 77.6 | 2021-02-01 | 2021-06-17 | High | 2 | #N/A | 77.6 | #N/A | #N/A
Intense Lighting | GD6***L535*******WF/***###**-***-** | 1815 | Downlight | 77.6 | 2021-02-01 | 2021-06-17 | High | 2 | #N/A | 77.6 | #N/A | #N/A
Intense Lighting | GD6***L5409*******FL/***###**-***-** | 1815 | Downlight | 77.6 | 2021-02-01 | 2021-06-17 | High | 2 | #N/A | 77.6 | #N/A | #N/A
Intense Lighting | GD6***L5409*******NF/***###**-***-** | 1815 | Downlight | 77.6 | 2021-02-01 | 2021-06-17 | High | 2 | #N/A | 77.6 | #N/A | #N/A
Intense Lighting | GD6***L5409*******NS/***###**-***-** | 1815 | Downlight | 77.6 | 2021-02-01 | 2021-06-17 | High | 2 | #N/A | 77.6 | #N/A | #N/A
Intense Lighting | GD6***L5409*******SP/***###**-***-** | 1815 | Downlight | 77.6 | 2021-02-01 | 2021-06-17 | High | 2 | #N/A | 77.6 | #N/A | #N/A
Intense Lighting | GD6***L5409*******WF/***###**-***-** | 1815 | Downlight | 77.6 | 2021-02-01 | 2021-06-17 | High | 2 | #N/A | 77.6 | #N/A | #N/A
Intense Lighting | GD6***L540*******FL/***###**-***-** | 1815 | Downlight | 77.6 | 2021-02-01 | 2021-06-17 | High | 2 | #N/A | 77.6 | #N/A | #N/A
Intense Lighting | GD6***L540*******NF/***###**-***-** | 1815 | Downlight | 77.6 | 2021-02-01 | 2021-06-17 | High | 2 | #N/A | 77.6 | #N/A | #N/A
Intense Lighting | GD6***L540*******NS/***###**-***-** | 1815 | Downlight | 77.6 | 2021-02-01 | 2021-06-17 | High | 2 | #N/A | 77.6 | #N/A | #N/A
Intense Lighting | GD6***L540*******SP/***###**-***-** | 1815 | Downlight | 77.6 | 2021-02-01 | 2021-06-17 | High | 2 | #N/A | 77.6 | #N/A | #N/A
Intense Lighting | GD6***L540*******WF/***###**-***-** | 1815 | Downlight | 77.6 | 2021-02-01 | 2021-06-17 | High | 2 | #N/A | 77.6 | #N/A | #N/A
Halo Commercial | HC880D010 HM86080 8[27¦30¦35¦40] 81[ND¦MD¦WD¦RWW][C¦F¦W¦BB¦WB] | 5356 | Downlight | 77.6 | 2019-12-16 | 2019-12-18 | High | 2 | #N/A | 77.6 | #N/A | #N/A
Lightolier | P3***159##WHZ10U | 1160 | Downlight | 77.7 | 2019-09-13 | 2019-09-06 | High | 2 | #N/A | 77.7 | #N/A | #N/A
ConTech Lighting | SMTR927KCMVD2-** | 1631 | Downlight | 77.7 | 2018-12-07 | 2018-12-17 | High | 2 | #N/A | 77.7 | #N/A | #N/A
Essentia by Cree | S-DL8-A-24L-27K-* | 1671 | Downlight | 77.7 | 2016-06-01 | 2016-12-20 | High | 2 | #N/A | 77.7 | #N/A | #N/A
Nora Lighting | NEFLINTW-S6345MPW**# | 1007 | Downlight | 77.8 | 2021-06-01 | 2021-07-21 | High | 2 | #N/A | 77.8 | #N/A | #N/A
BULBRITE | LED18JBOXDL/8/927/WHRD/D | 1400 | Downlight | 77.8 | 2020-05-13 | 2020-05-12 | High | 2 | #N/A | 77.8 | #N/A | #N/A
BULBRITE | LED18JBOXDL/8/930/WHRD/D | 1400 | Downlight | 77.8 | 2020-05-13 | 2020-05-12 | High | 2 | #N/A | 77.8 | #N/A | #N/A
BULBRITE | LED18JBOXDL/8/940/WHRD/D | 1400 | Downlight | 77.8 | 2020-05-13 | 2020-05-12 | High | 2 | #N/A | 77.8 | #N/A | #N/A
QPLUS | QLEDMB-8inch-18W(Dm)-BW | 1400 | Downlight | 77.8 | 2018-07-31 | 2018-07-30 | High | 2 | #N/A | 77.8 | #N/A | #N/A
HENGTE | HT-G65ESRD8-918-XXM-##1 | 1400 | Downlight | 77.8 | 2020-09-09 | 2020-09-10 | High | 2 | #N/A | 77.8 | #N/A | #N/A
Erman | RML-82-9R18W27 | 1400 | Downlight | 77.8 | 2020-01-13 | 2020-01-13 | High | 2 | #N/A | 77.8 | #N/A | #N/A
Erman | RML-82-9S18W27 | 1400 | Downlight | 77.8 | 2020-01-13 | 2020-01-13 | High | 2 | #N/A | 77.8 | #N/A | #N/A
Prescolite | RDA-136-H/RDA-136LM##-FL-* | 1400 | Downlight | 77.8 | 2020-10-15 | 2020-09-25 | High | 2 | #N/A | 77.8 | #N/A | #N/A
Progresslighting | RDA-136-H/RDA-136LM27-FL-S | 1400 | Downlight | 77.8 | 2020-08-15 | 2020-06-12 | High | 2 | #N/A | 77.8 | #N/A | #N/A
MW LIGHTING | MSSD818W-5CCT-G2 | 1400 | Downlight | 77.8 | 2021-08-20 | 2021-12-09 | High | 2 | #N/A | 77.8 | #N/A | #N/A
MaxLite | ML2LA12SWH189CS | 1400 | Downlight | 77.8 | 2021-04-09 | 2021-04-06 | High | 2 | #N/A | 77.8 | #N/A | #N/A
MaxLite | ML2LA12SWH189CSMSV | 1400 | Downlight | 77.8 | 2021-04-09 | 2021-04-06 | High | 2 | #N/A | 77.8 | #N/A | #N/A
Homi LIGHTING | HM07-PR9-18W277-3CCT-MS-SA | 1400 | Downlight | 77.8 | 2021-06-01 | 2021-07-19 | High | 2 | #N/A | 77.8 | #N/A | #N/A
Sunlite | 81329 | 1400 | Downlight | 77.8 | 2021-06-17 | 2021-06-24 | High | 2 | #N/A | 77.8 | #N/A | #N/A
TCP | DDR80227 | 1400 | Downlight | 77.8 | 2018-11-19 | 2018-12-07 | High | 2 | #N/A | 77.8 | #N/A | #N/A
VOTATEC | VO-RP8W18-347-D-3WY | 1400 | Downlight | 77.8 | 2019-10-27 | 2019-10-29 | High | 2 | #N/A | 77.8 | #N/A | #N/A
FOXSUN | FX-DL8-18W-DPM-27-#D | 1400 | Downlight | 77.8 | 2020-09-29 | 2020-10-23 | High | 2 | #N/A | 77.8 | #N/A | #N/A
AURORIV | HY-BFDL-S8-18W-5CCT | 1400 | Downlight | 77.8 | 2022-12-13 | 2022-12-13 | High | 2 | #N/A | 77.8 | #N/A | #N/A
Liteline | ALR10-2635W | 1790 | Downlight | 77.8 | 2015-11-26 | 2016-04-22 | High | 2 | #N/A | 77.8 | #N/A | #N/A
MaxLite | RRECO62730W/V2 | 2100 | Downlight | 77.8 | 2017-06-27 | 2017-07-06 | High | 2 | #N/A | 77.8 | #N/A | #N/A
MaxLite | RRECO62740W/V2 | 2100 | Downlight | 77.8 | 2017-06-27 | 2017-07-06 | High | 2 | #N/A | 77.8 | #N/A | #N/A
Utopia | LAD##*-80L/##-UNV-###-*** | 6075 | Downlight | 77.8 | 2018-09-01 | 2018-10-25 | High | 2 | #N/A | 77.8 | #N/A | #N/A
Lightolier | P3***109##WHZ10U* | 1028 | Downlight | 77.9 | 2019-09-13 | 2019-09-06 | High | 2 | #N/A | 77.9 | #N/A | #N/A
Halo | SMD6R12927WHE*-* | 1200 | Downlight | 77.9 | 2020-05-25 | 2020-05-27 | High | 2 | #N/A | 77.9 | #N/A | #N/A
Halo | SMD6R12935WHE | 1200 | Downlight | 77.9 | 2018-07-01 | 2018-06-29 | High | 2 | #N/A | 77.9 | #N/A | #N/A
Intense Lighting | GD8***L4279*******FL/***###**-***-** | 1445 | Downlight | 77.9 | 2021-02-01 | 2021-06-17 | High | 2 | #N/A | 77.9 | #N/A | #N/A
Intense Lighting | GD8***L4279*******NF/***###**-***-** | 1445 | Downlight | 77.9 | 2021-02-01 | 2021-06-17 | High | 2 | #N/A | 77.9 | #N/A | #N/A
Intense Lighting | GD8***L4279*******NS/***###**-***-** | 1445 | Downlight | 77.9 | 2021-02-01 | 2021-06-17 | High | 2 | #N/A | 77.9 | #N/A | #N/A
Intense Lighting | GD8***L4279*******SP/***###**-***-** | 1445 | Downlight | 77.9 | 2021-02-01 | 2021-06-17 | High | 2 | #N/A | 77.9 | #N/A | #N/A
Intense Lighting | GD8***L4279*******WF/***###**-***-** | 1445 | Downlight | 77.9 | 2021-02-01 | 2021-06-17 | High | 2 | #N/A | 77.9 | #N/A | #N/A
Intense Lighting | GD8***L427*******FL/***###**-***-** | 1445 | Downlight | 77.9 | 2021-02-01 | 2021-06-17 | High | 2 | #N/A | 77.9 | #N/A | #N/A
Intense Lighting | GD8***L427*******NF/***###**-***-** | 1445 | Downlight | 77.9 | 2021-02-01 | 2021-06-17 | High | 2 | #N/A | 77.9 | #N/A | #N/A
Intense Lighting | GD8***L427*******NS/***###**-***-** | 1445 | Downlight | 77.9 | 2021-02-01 | 2021-06-17 | High | 2 | #N/A | 77.9 | #N/A | #N/A
Intense Lighting | GD8***L427*******SP/***###**-***-** | 1445 | Downlight | 77.9 | 2021-02-01 | 2021-06-17 | High | 2 | #N/A | 77.9 | #N/A | #N/A
Intense Lighting | GD8***L427*******WF/***###**-***-** | 1445 | Downlight | 77.9 | 2021-02-01 | 2021-06-17 | High | 2 | #N/A | 77.9 | #N/A | #N/A
Intense Lighting | GD8***L4309*******FL/***###**-***-** | 1445 | Downlight | 77.9 | 2021-02-01 | 2021-06-17 | High | 2 | #N/A | 77.9 | #N/A | #N/A
Intense Lighting | GD8***L4309*******NF/***###**-***-** | 1445 | Downlight | 77.9 | 2021-02-01 | 2021-06-17 | High | 2 | #N/A | 77.9 | #N/A | #N/A
Intense Lighting | GD8***L4309*******NS/***###**-***-** | 1445 | Downlight | 77.9 | 2021-02-01 | 2021-06-17 | High | 2 | #N/A | 77.9 | #N/A | #N/A
Intense Lighting | GD8***L4309*******SP/***###**-***-** | 1445 | Downlight | 77.9 | 2021-02-01 | 2021-06-17 | High | 2 | #N/A | 77.9 | #N/A | #N/A
Intense Lighting | GD8***L4309*******WF/***###**-***-** | 1445 | Downlight | 77.9 | 2021-02-01 | 2021-06-17 | High | 2 | #N/A | 77.9 | #N/A | #N/A
Intense Lighting | GD8***L430*******FL/***###**-***-** | 1445 | Downlight | 77.9 | 2021-02-01 | 2021-06-17 | High | 2 | #N/A | 77.9 | #N/A | #N/A
Intense Lighting | GD8***L430*******NF/***###**-***-** | 1445 | Downlight | 77.9 | 2021-02-01 | 2021-06-17 | High | 2 | #N/A | 77.9 | #N/A | #N/A
Intense Lighting | GD8***L430*******NS/***###**-***-** | 1445 | Downlight | 77.9 | 2021-02-01 | 2021-06-17 | High | 2 | #N/A | 77.9 | #N/A | #N/A
Intense Lighting | GD8***L430*******SP/***###**-***-** | 1445 | Downlight | 77.9 | 2021-02-01 | 2021-06-17 | High | 2 | #N/A | 77.9 | #N/A | #N/A
Intense Lighting | GD8***L430*******WF/***###**-***-** | 1445 | Downlight | 77.9 | 2021-02-01 | 2021-06-17 | High | 2 | #N/A | 77.9 | #N/A | #N/A
Intense Lighting | GD8***L4359*******FL/***###**-***-** | 1445 | Downlight | 77.9 | 2021-02-01 | 2021-06-17 | High | 2 | #N/A | 77.9 | #N/A | #N/A
Intense Lighting | GD8***L4359*******NF/***###**-***-** | 1445 | Downlight | 77.9 | 2021-02-01 | 2021-06-17 | High | 2 | #N/A | 77.9 | #N/A | #N/A
Intense Lighting | GD8***L4359*******NS/***###**-***-** | 1445 | Downlight | 77.9 | 2021-02-01 | 2021-06-17 | High | 2 | #N/A | 77.9 | #N/A | #N/A
Intense Lighting | GD8***L4359*******SP/***###**-***-** | 1445 | Downlight | 77.9 | 2021-02-01 | 2021-06-17 | High | 2 | #N/A | 77.9 | #N/A | #N/A
Intense Lighting | GD8***L4359*******WF/***###**-***-** | 1445 | Downlight | 77.9 | 2021-02-01 | 2021-06-17 | High | 2 | #N/A | 77.9 | #N/A | #N/A
Intense Lighting | GD8***L435*******FL/***###**-***-** | 1445 | Downlight | 77.9 | 2021-02-01 | 2021-06-17 | High | 2 | #N/A | 77.9 | #N/A | #N/A
Intense Lighting | GD8***L435*******NF/***###**-***-** | 1445 | Downlight | 77.9 | 2021-02-01 | 2021-06-17 | High | 2 | #N/A | 77.9 | #N/A | #N/A
Intense Lighting | GD8***L435*******NS/***###**-***-** | 1445 | Downlight | 77.9 | 2021-02-01 | 2021-06-17 | High | 2 | #N/A | 77.9 | #N/A | #N/A
Intense Lighting | GD8***L435*******SP/***###**-***-** | 1445 | Downlight | 77.9 | 2021-02-01 | 2021-06-17 | High | 2 | #N/A | 77.9 | #N/A | #N/A
Intense Lighting | GD8***L435*******WF/***###**-***-** | 1445 | Downlight | 77.9 | 2021-02-01 | 2021-06-17 | High | 2 | #N/A | 77.9 | #N/A | #N/A
Intense Lighting | GD8***L4409*******FL/***###**-***-** | 1445 | Downlight | 77.9 | 2021-02-01 | 2021-06-17 | High | 2 | #N/A | 77.9 | #N/A | #N/A
Intense Lighting | GD8***L4409*******NF/***###**-***-** | 1445 | Downlight | 77.9 | 2021-02-01 | 2021-06-17 | High | 2 | #N/A | 77.9 | #N/A | #N/A
Intense Lighting | GD8***L4409*******NS/***###**-***-** | 1445 | Downlight | 77.9 | 2021-02-01 | 2021-06-17 | High | 2 | #N/A | 77.9 | #N/A | #N/A
Intense Lighting | GD8***L4409*******SP/***###**-***-** | 1445 | Downlight | 77.9 | 2021-02-01 | 2021-06-17 | High | 2 | #N/A | 77.9 | #N/A | #N/A
Intense Lighting | GD8***L4409*******WF/***###**-***-** | 1445 | Downlight | 77.9 | 2021-02-01 | 2021-06-17 | High | 2 | #N/A | 77.9 | #N/A | #N/A
Intense Lighting | GD8***L440*******FL/***###**-***-** | 1445 | Downlight | 77.9 | 2021-02-01 | 2021-06-17 | High | 2 | #N/A | 77.9 | #N/A | #N/A
Intense Lighting | GD8***L440*******NF/***###**-***-** | 1445 | Downlight | 77.9 | 2021-02-01 | 2021-06-17 | High | 2 | #N/A | 77.9 | #N/A | #N/A
Intense Lighting | GD8***L440*******NS/***###**-***-** | 1445 | Downlight | 77.9 | 2021-02-01 | 2021-06-17 | High | 2 | #N/A | 77.9 | #N/A | #N/A
Intense Lighting | GD8***L440*******SP/***###**-***-** | 1445 | Downlight | 77.9 | 2021-02-01 | 2021-06-17 | High | 2 | #N/A | 77.9 | #N/A | #N/A
Intense Lighting | GD8***L440*******WF/***###**-***-** | 1445 | Downlight | 77.9 | 2021-02-01 | 2021-06-17 | High | 2 | #N/A | 77.9 | #N/A | #N/A
Intense Lighting | GD6***L440*******WF/***###**-***-** | 1445 | Downlight | 77.9 | 2021-02-01 | 2021-06-17 | High | 2 | #N/A | 77.9 | #N/A | #N/A
Intense Lighting | GD6***L4279*******FL/***###**-***-** | 1445 | Downlight | 77.9 | 2021-02-01 | 2021-06-17 | High | 2 | #N/A | 77.9 | #N/A | #N/A
Intense Lighting | GD6***L4279*******NF/***###**-***-** | 1445 | Downlight | 77.9 | 2021-02-01 | 2021-06-17 | High | 2 | #N/A | 77.9 | #N/A | #N/A
Intense Lighting | GD6***L4279*******NS/***###**-***-** | 1445 | Downlight | 77.9 | 2021-02-01 | 2021-06-17 | High | 2 | #N/A | 77.9 | #N/A | #N/A
Intense Lighting | GD6***L4279*******SP/***###**-***-** | 1445 | Downlight | 77.9 | 2021-02-01 | 2021-06-17 | High | 2 | #N/A | 77.9 | #N/A | #N/A
Intense Lighting | GD6***L4279*******WF/***###**-***-** | 1445 | Downlight | 77.9 | 2021-02-01 | 2021-06-17 | High | 2 | #N/A | 77.9 | #N/A | #N/A
Intense Lighting | GD6***L427*******FL/***###**-***-** | 1445 | Downlight | 77.9 | 2021-02-01 | 2021-06-17 | High | 2 | #N/A | 77.9 | #N/A | #N/A
Intense Lighting | GD6***L427*******NF/***###**-***-** | 1445 | Downlight | 77.9 | 2021-02-01 | 2021-06-17 | High | 2 | #N/A | 77.9 | #N/A | #N/A
Intense Lighting | GD6***L427*******NS/***###**-***-** | 1445 | Downlight | 77.9 | 2021-02-01 | 2021-06-17 | High | 2 | #N/A | 77.9 | #N/A | #N/A
Intense Lighting | GD6***L427*******SP/***###**-***-** | 1445 | Downlight | 77.9 | 2021-02-01 | 2021-06-17 | High | 2 | #N/A | 77.9 | #N/A | #N/A
Intense Lighting | GD6***L427*******WF/***###**-***-** | 1445 | Downlight | 77.9 | 2021-02-01 | 2021-06-17 | High | 2 | #N/A | 77.9 | #N/A | #N/A
Intense Lighting | GD6***L4309*******FL/***###**-***-** | 1445 | Downlight | 77.9 | 2021-02-01 | 2021-06-17 | High | 2 | #N/A | 77.9 | #N/A | #N/A
Intense Lighting | GD6***L4309*******NF/***###**-***-** | 1445 | Downlight | 77.9 | 2021-02-01 | 2021-06-17 | High | 2 | #N/A | 77.9 | #N/A | #N/A
Intense Lighting | GD6***L4309*******NS/***###**-***-** | 1445 | Downlight | 77.9 | 2021-02-01 | 2021-06-17 | High | 2 | #N/A | 77.9 | #N/A | #N/A
Intense Lighting | GD6***L4309*******SP/***###**-***-** | 1445 | Downlight | 77.9 | 2021-02-01 | 2021-06-17 | High | 2 | #N/A | 77.9 | #N/A | #N/A
Intense Lighting | GD6***L4309*******WF/***###**-***-** | 1445 | Downlight | 77.9 | 2021-02-01 | 2021-06-17 | High | 2 | #N/A | 77.9 | #N/A | #N/A
Intense Lighting | GD6***L430*******FL/***###**-***-** | 1445 | Downlight | 77.9 | 2021-02-01 | 2021-06-17 | High | 2 | #N/A | 77.9 | #N/A | #N/A
Intense Lighting | GD6***L430*******NF/***###**-***-** | 1445 | Downlight | 77.9 | 2021-02-01 | 2021-06-17 | High | 2 | #N/A | 77.9 | #N/A | #N/A
Intense Lighting | GD6***L430*******NS/***###**-***-** | 1445 | Downlight | 77.9 | 2021-02-01 | 2021-06-17 | High | 2 | #N/A | 77.9 | #N/A | #N/A
Intense Lighting | GD6***L430*******SP/***###**-***-** | 1445 | Downlight | 77.9 | 2021-02-01 | 2021-06-17 | High | 2 | #N/A | 77.9 | #N/A | #N/A
Intense Lighting | GD6***L430*******WF/***###**-***-** | 1445 | Downlight | 77.9 | 2021-02-01 | 2021-06-17 | High | 2 | #N/A | 77.9 | #N/A | #N/A
Intense Lighting | GD6***L4359*******FL/***###**-***-** | 1445 | Downlight | 77.9 | 2021-02-01 | 2021-06-17 | High | 2 | #N/A | 77.9 | #N/A | #N/A
Intense Lighting | GD6***L4359*******NF/***###**-***-** | 1445 | Downlight | 77.9 | 2021-02-01 | 2021-06-17 | High | 2 | #N/A | 77.9 | #N/A | #N/A
Intense Lighting | GD6***L4359*******NS/***###**-***-** | 1445 | Downlight | 77.9 | 2021-02-01 | 2021-06-17 | High | 2 | #N/A | 77.9 | #N/A | #N/A
Intense Lighting | GD6***L4359*******SP/***###**-***-** | 1445 | Downlight | 77.9 | 2021-02-01 | 2021-06-17 | High | 2 | #N/A | 77.9 | #N/A | #N/A
Intense Lighting | GD6***L4359*******WF/***###**-***-** | 1445 | Downlight | 77.9 | 2021-02-01 | 2021-06-17 | High | 2 | #N/A | 77.9 | #N/A | #N/A
Intense Lighting | GD6***L435*******FL/***###**-***-** | 1445 | Downlight | 77.9 | 2021-02-01 | 2021-06-17 | High | 2 | #N/A | 77.9 | #N/A | #N/A
Intense Lighting | GD6***L435*******NF/***###**-***-** | 1445 | Downlight | 77.9 | 2021-02-01 | 2021-06-17 | High | 2 | #N/A | 77.9 | #N/A | #N/A
Intense Lighting | GD6***L435*******NS/***###**-***-** | 1445 | Downlight | 77.9 | 2021-02-01 | 2021-06-17 | High | 2 | #N/A | 77.9 | #N/A | #N/A
Intense Lighting | GD6***L435*******SP/***###**-***-** | 1445 | Downlight | 77.9 | 2021-02-01 | 2021-06-17 | High | 2 | #N/A | 77.9 | #N/A | #N/A
Intense Lighting | GD6***L435*******WF/***###**-***-** | 1445 | Downlight | 77.9 | 2021-02-01 | 2021-06-17 | High | 2 | #N/A | 77.9 | #N/A | #N/A
Intense Lighting | GD6***L4409*******FL/***###**-***-** | 1445 | Downlight | 77.9 | 2021-02-01 | 2021-06-17 | High | 2 | #N/A | 77.9 | #N/A | #N/A
Intense Lighting | GD6***L4409*******NF/***###**-***-** | 1445 | Downlight | 77.9 | 2021-02-01 | 2021-06-17 | High | 2 | #N/A | 77.9 | #N/A | #N/A
Intense Lighting | GD6***L4409*******NS/***###**-***-** | 1445 | Downlight | 77.9 | 2021-02-01 | 2021-06-17 | High | 2 | #N/A | 77.9 | #N/A | #N/A
Intense Lighting | GD6***L4409*******SP/***###**-***-** | 1445 | Downlight | 77.9 | 2021-02-01 | 2021-06-17 | High | 2 | #N/A | 77.9 | #N/A | #N/A
Intense Lighting | GD6***L4409*******WF/***###**-***-** | 1445 | Downlight | 77.9 | 2021-02-01 | 2021-06-17 | High | 2 | #N/A | 77.9 | #N/A | #N/A
Intense Lighting | GD6***L440*******FL/***###**-***-** | 1445 | Downlight | 77.9 | 2021-02-01 | 2021-06-17 | High | 2 | #N/A | 77.9 | #N/A | #N/A
Intense Lighting | GD6***L440*******NF/***###**-***-** | 1445 | Downlight | 77.9 | 2021-02-01 | 2021-06-17 | High | 2 | #N/A | 77.9 | #N/A | #N/A
Intense Lighting | GD6***L440*******NS/***###**-***-** | 1445 | Downlight | 77.9 | 2021-02-01 | 2021-06-17 | High | 2 | #N/A | 77.9 | #N/A | #N/A
Intense Lighting | GD6***L440*******SP/***###**-***-** | 1445 | Downlight | 77.9 | 2021-02-01 | 2021-06-17 | High | 2 | #N/A | 77.9 | #N/A | #N/A
SATCO¦NUVO | 62/1776 | 1520 | Downlight | 77.9 | 2022-12-15 | 2022-12-20 | High | 2 | #N/A | 77.9 | #N/A | #N/A
luxrite | LR24940 | 1870 | Downlight | 77.9 | 2022-02-16 | 2022-02-17 | High | 2 | #N/A | 77.9 | #N/A | #N/A
MKS | MKS/NDL/5S/24.9W/27K/** | 1940 | Downlight | 77.9 | 2019-05-01 | 2019-09-03 | High | 2 | #N/A | 77.9 | #N/A | #N/A
Intense Lighting | GDS4**L6279*******FL/****###***-***-* | 2760 | Downlight | 77.9 | 2020-01-01 | 2020-06-25 | High | 2 | #N/A | 77.9 | #N/A | #N/A
Intense Lighting | GDS4**L6279*******NF/****###***-***-* | 2760 | Downlight | 77.9 | 2020-01-01 | 2020-06-25 | High | 2 | #N/A | 77.9 | #N/A | #N/A
Intense Lighting | GDS4**L6279*******NS/****###***-***-* | 2760 | Downlight | 77.9 | 2020-01-01 | 2020-06-25 | High | 2 | #N/A | 77.9 | #N/A | #N/A
Intense Lighting | GDS4**L6279*******SP/****###***-***-* | 2760 | Downlight | 77.9 | 2020-01-01 | 2020-06-25 | High | 2 | #N/A | 77.9 | #N/A | #N/A
Intense Lighting | GDS4**L6279*******WF/****###***-***-* | 2760 | Downlight | 77.9 | 2020-01-01 | 2020-06-25 | High | 2 | #N/A | 77.9 | #N/A | #N/A
Intense Lighting | GDS4**L627*******FL/****###***-***-* | 2760 | Downlight | 77.9 | 2020-01-01 | 2020-06-25 | High | 2 | #N/A | 77.9 | #N/A | #N/A
Intense Lighting | GDS4**L627*******NF/****###***-***-* | 2760 | Downlight | 77.9 | 2020-01-01 | 2020-06-25 | High | 2 | #N/A | 77.9 | #N/A | #N/A
Intense Lighting | GDS4**L627*******NS/****###***-***-* | 2760 | Downlight | 77.9 | 2020-01-01 | 2020-06-25 | High | 2 | #N/A | 77.9 | #N/A | #N/A
Intense Lighting | GDS4**L627*******SP/****###***-***-* | 2760 | Downlight | 77.9 | 2020-01-01 | 2020-06-25 | High | 2 | #N/A | 77.9 | #N/A | #N/A
Intense Lighting | GDS4**L627*******WF/****###***-***-* | 2760 | Downlight | 77.9 | 2020-01-01 | 2020-06-25 | High | 2 | #N/A | 77.9 | #N/A | #N/A
Intense Lighting | GDS4**L6309*******FL/****###***-***-* | 2760 | Downlight | 77.9 | 2020-01-01 | 2020-06-25 | High | 2 | #N/A | 77.9 | #N/A | #N/A
Intense Lighting | GDS4**L6309*******NF/****###***-***-* | 2760 | Downlight | 77.9 | 2020-01-01 | 2020-06-25 | High | 2 | #N/A | 77.9 | #N/A | #N/A
Intense Lighting | GDS4**L6309*******NS/****###***-***-* | 2760 | Downlight | 77.9 | 2020-01-01 | 2020-06-25 | High | 2 | #N/A | 77.9 | #N/A | #N/A
Intense Lighting | GDS4**L6309*******SP/****###***-***-* | 2760 | Downlight | 77.9 | 2020-01-01 | 2020-06-25 | High | 2 | #N/A | 77.9 | #N/A | #N/A
Intense Lighting | GDS4**L6309*******WF/****###***-***-* | 2760 | Downlight | 77.9 | 2020-01-01 | 2020-06-25 | High | 2 | #N/A | 77.9 | #N/A | #N/A
Intense Lighting | GDS4**L630*******FL/****###***-***-* | 2760 | Downlight | 77.9 | 2020-01-01 | 2020-06-25 | High | 2 | #N/A | 77.9 | #N/A | #N/A
Intense Lighting | GDS4**L630*******NF/****###***-***-* | 2760 | Downlight | 77.9 | 2020-01-01 | 2020-06-25 | High | 2 | #N/A | 77.9 | #N/A | #N/A
Intense Lighting | GDS4**L630*******NS/****###***-***-* | 2760 | Downlight | 77.9 | 2020-01-01 | 2020-06-25 | High | 2 | #N/A | 77.9 | #N/A | #N/A
Intense Lighting | GDS4**L630*******SP/****###***-***-* | 2760 | Downlight | 77.9 | 2020-01-01 | 2020-06-25 | High | 2 | #N/A | 77.9 | #N/A | #N/A
Intense Lighting | GDS4**L630*******WF/****###***-***-* | 2760 | Downlight | 77.9 | 2020-01-01 | 2020-06-25 | High | 2 | #N/A | 77.9 | #N/A | #N/A
Intense Lighting | GDS4**L6359*******FL/****###***-***-* | 2760 | Downlight | 77.9 | 2020-01-01 | 2020-06-25 | High | 2 | #N/A | 77.9 | #N/A | #N/A
Intense Lighting | GDS4**L6359*******NF/****###***-***-* | 2760 | Downlight | 77.9 | 2020-01-01 | 2020-06-25 | High | 2 | #N/A | 77.9 | #N/A | #N/A
Intense Lighting | GDS4**L6359*******NS/****###***-***-* | 2760 | Downlight | 77.9 | 2020-01-01 | 2020-06-25 | High | 2 | #N/A | 77.9 | #N/A | #N/A
Intense Lighting | GDS4**L6359*******SP/****###***-***-* | 2760 | Downlight | 77.9 | 2020-01-01 | 2020-06-25 | High | 2 | #N/A | 77.9 | #N/A | #N/A
Intense Lighting | GDS4**L6359*******WF/****###***-***-* | 2760 | Downlight | 77.9 | 2020-01-01 | 2020-06-25 | High | 2 | #N/A | 77.9 | #N/A | #N/A
Intense Lighting | GDS4**L635*******FL/****###***-***-* | 2760 | Downlight | 77.9 | 2020-01-01 | 2020-06-25 | High | 2 | #N/A | 77.9 | #N/A | #N/A
Intense Lighting | GDS4**L635*******NF/****###***-***-* | 2760 | Downlight | 77.9 | 2020-01-01 | 2020-06-25 | High | 2 | #N/A | 77.9 | #N/A | #N/A
Intense Lighting | GDS4**L635*******NS/****###***-***-* | 2760 | Downlight | 77.9 | 2020-01-01 | 2020-06-25 | High | 2 | #N/A | 77.9 | #N/A | #N/A
Intense Lighting | GDS4**L635*******SP/****###***-***-* | 2760 | Downlight | 77.9 | 2020-01-01 | 2020-06-25 | High | 2 | #N/A | 77.9 | #N/A | #N/A
Intense Lighting | GDS4**L635*******WF/****###***-***-* | 2760 | Downlight | 77.9 | 2020-01-01 | 2020-06-25 | High | 2 | #N/A | 77.9 | #N/A | #N/A
Intense Lighting | GDS4**L6409*******FL/****###***-***-* | 2760 | Downlight | 77.9 | 2020-01-01 | 2020-06-25 | High | 2 | #N/A | 77.9 | #N/A | #N/A
Intense Lighting | GDS4**L6409*******NF/****###***-***-* | 2760 | Downlight | 77.9 | 2020-01-01 | 2020-06-25 | High | 2 | #N/A | 77.9 | #N/A | #N/A
Intense Lighting | GDS4**L6409*******NS/****###***-***-* | 2760 | Downlight | 77.9 | 2020-01-01 | 2020-06-25 | High | 2 | #N/A | 77.9 | #N/A | #N/A
Intense Lighting | GDS4**L6409*******SP/****###***-***-* | 2760 | Downlight | 77.9 | 2020-01-01 | 2020-06-25 | High | 2 | #N/A | 77.9 | #N/A | #N/A
Intense Lighting | GDS4**L6409*******WF/****###***-***-* | 2760 | Downlight | 77.9 | 2020-01-01 | 2020-06-25 | High | 2 | #N/A | 77.9 | #N/A | #N/A
Intense Lighting | GDS4**L640*******FL/****###***-***-* | 2760 | Downlight | 77.9 | 2020-01-01 | 2020-06-25 | High | 2 | #N/A | 77.9 | #N/A | #N/A
Intense Lighting | GDS4**L640*******NF/****###***-***-* | 2760 | Downlight | 77.9 | 2020-01-01 | 2020-06-25 | High | 2 | #N/A | 77.9 | #N/A | #N/A
Intense Lighting | GDS4**L640*******NS/****###***-***-* | 2760 | Downlight | 77.9 | 2020-01-01 | 2020-06-25 | High | 2 | #N/A | 77.9 | #N/A | #N/A
Intense Lighting | GDS4**L640*******SP/****###***-***-* | 2760 | Downlight | 77.9 | 2020-01-01 | 2020-06-25 | High | 2 | #N/A | 77.9 | #N/A | #N/A
Intense Lighting | GDS4**L640*******WF/****###***-***-* | 2760 | Downlight | 77.9 | 2020-01-01 | 2020-06-25 | High | 2 | #N/A | 77.9 | #N/A | #N/A
Vantage | [A4VOFLED¦A6VEFLED¦A6VOFLED¦SQ44VEFLED][1¦2]-70[30K¦35K¦40K]-[L4060¦L4015¦M6060¦M6015¦L6030¦LSQ441]-[SCL¦SGC¦ECL¦WHT]-[DL-2¦DL-3¦LDE1¦TDM¦DMX¦EM-17¦EMI-17¦EM-20¦HCR¦PF] | 6319 | Downlight | 77.9 | 2019-02-20 | 2019-03-22 | High | 2 | #N/A | 77.9 | #N/A | #N/A
Vantage | [A##V*FLED**¦AIC#V*FLED**¦SQ##V*FLED**¦SQIC##V*FLED**¦V#*VH*****¦VIC#*VH*****¦VVR#VEFLED¦VVRIC#VEFLED¦V4EVHMRI¦V4OFCR][1¦2]-70##K-[F¦L¦LSQ¦M¦VVRL¦W]####-[SCL¦SGC¦ECL¦WHT¦SCL-AM¦SGC-AM¦WHT-AM]-[DL-2¦DL-3¦LDE1¦TDM¦DMX¦EM-17¦EMI-17¦EM-20¦PF¦DTD¦REM] | 6319 | Downlight | 77.9 | 2019-02-20 | 2020-02-21 | High | 2 | #N/A | 77.9 | #N/A | #N/A
netZero usa | NZ-6206.2-30E | 1559 | Downlight | 78 | 2019-05-15 | 2019-05-16 | High | 2 | #N/A | 78 | #N/A | #N/A
OKT Lighting | CP4-D20W-30E | 1559 | Downlight | 78 | 2018-07-27 | 2018-08-01 | High | 2 | #N/A | 78 | #N/A | #N/A
Valriya | VA-CDL-20-4-35N | 1559 | Downlight | 78 | 2020-04-30 | 2020-05-01 | High | 2 | #N/A | 78 | #N/A | #N/A
Valriya | VA-CDL-20-6-35N | 1559 | Downlight | 78 | 2020-04-30 | 2020-05-01 | High | 2 | #N/A | 78 | #N/A | #N/A
Valriya | VA-CDL-20-8-35N | 1559 | Downlight | 78 | 2020-04-30 | 2020-05-01 | High | 2 | #N/A | 78 | #N/A | #N/A
Westgate | CRLC4-20W-30K-D | 1559 | Downlight | 78 | 2019-06-11 | 2019-06-07 | High | 2 | #N/A | 78 | #N/A | #N/A
Rayon Lighting | RPA3S-16L-##K-UNV-ID-3RO-15,RPA3S-16L-##K-UNV-ID-3RO-20, RPA3S-16L-##K-UNV-ID-3RO-36, RPA3S-16L-##K-UNV-ID-3RO-60, RPA3S-16L-##K-UNV-ID-3SO-15 | 1560 | Downlight | 78 | 2020-05-26 | 2020-06-15 | High | 2 | #N/A | 78 | #N/A | #N/A
Etlin-Daniels | DLED-108-B1-2527D-* | 1950 | Downlight | 78 | 2016-10-15 | 2016-10-14 | High | 2 | #N/A | 78 | #N/A | #N/A
Erman | RML-82-11S25W27 | 1950 | Downlight | 78 | 2020-01-13 | 2020-01-13 | High | 2 | #N/A | 78 | #N/A | #N/A
MaxLite | RRCX25CSD | 1950 | Downlight | 78 | 2021-08-03 | 2021-09-07 | High | 2 | #N/A | 78 | #N/A | #N/A
MaxLite | RRCX25CSD(RRC10R**) | 1950 | Downlight | 78 | 2021-08-03 | 2021-09-07 | High | 2 | #N/A | 78 | #N/A | #N/A
MaxLite | RRCX25CSD(RRC10R**) | 1950 | Downlight | 78 | 2022-02-25 | 2022-02-25 | High | 2 | #N/A | 78 | #N/A | #N/A
MaxLite | RRCX25CSD(RRC4R**) | 1950 | Downlight | 78 | 2021-08-03 | 2021-09-07 | High | 2 | #N/A | 78 | #N/A | #N/A
MaxLite | RRCX25CSD(RRC4R**) | 1950 | Downlight | 78 | 2022-02-25 | 2022-02-25 | High | 2 | #N/A | 78 | #N/A | #N/A
MaxLite | RRCX25CSD(RRC6R**) | 1950 | Downlight | 78 | 2021-08-03 | 2021-09-07 | High | 2 | #N/A | 78 | #N/A | #N/A
MaxLite | RRCX25CSD(RRC6R**) | 1950 | Downlight | 78 | 2022-02-25 | 2022-02-25 | High | 2 | #N/A | 78 | #N/A | #N/A
MaxLite | RRCX25CSD(RRC8R**) | 1950 | Downlight | 78 | 2021-08-03 | 2021-09-07 | High | 2 | #N/A | 78 | #N/A | #N/A
MaxLite | RRCX25CSD(RRC8R**) | 1950 | Downlight | 78 | 2022-02-25 | 2022-02-25 | High | 2 | #N/A | 78 | #N/A | #N/A
Superior Life | 90992 | 1950 | Downlight | 78 | 2016-06-02 | 2016-06-30 | High | 2 | #N/A | 78 | #N/A | #N/A
Superior Life | 90993 | 1950 | Downlight | 78 | 2016-06-02 | 2016-06-30 | High | 2 | #N/A | 78 | #N/A | #N/A
LIGHT THE FUTURE | D518-N-XXXX | 1950 | Downlight | 78 | 2016-03-07 | 2016-03-10 | High | 2 | #N/A | 78 | #N/A | #N/A
Sistemalux | 8228-BO-930-40-UNV-F#-D10-SPMY2 | 3506 | Downlight | 78 | 2019-10-21 | 2020-03-16 | High | 2 | #N/A | 78 | #N/A | #N/A
MaxLite | RRCX30WCSD(RRC10R**) | 3900 | Downlight | 78 | 2022-11-10 | 2022-11-10 | High | 2 | #N/A | 78 | #N/A | #N/A
MaxLite | RRCX30WCSD(RRC6R**) | 3900 | Downlight | 78 | 2022-11-10 | 2022-11-10 | High | 2 | #N/A | 78 | #N/A | #N/A
MaxLite | RRCX30WCSD(RRC8R**) | 3900 | Downlight | 78 | 2022-11-10 | 2022-11-10 | High | 2 | #N/A | 78 | #N/A | #N/A
Focal Point | FLCS3-RO-1100L-27K-FL-120-L11-IC / LCS3-RO-AA-BK-BK | 1078 | Downlight | 78.1 | 2017-05-11 | 2017-05-25 | High | 2 | #N/A | 78.1 | #N/A | #N/A
Rayon Lighting | RBC4-LS15-UNV-FN with RBC4-LS15-CTS-*-* | 2186 | Downlight | 78.1 | 2021-03-13 | 2021-04-05 | High | 2 | #N/A | 78.1 | #N/A | #N/A
Rayon Lighting | RBC6-LS15-UNV-FN with RBC6-LS15-CTS-*-* | 2186 | Downlight | 78.1 | 2021-03-14 | 2021-04-05 | High | 2 | #N/A | 78.1 | #N/A | #N/A
PORTFOLIO | LDSQA4A 18827 DLT LAR25NF 4LSQA1H | 2234 | Downlight | 78.1 | 2015-11-10 | 2016-02-19 | High | 2 | #N/A | 78.1 | #N/A | #N/A
PORTFOLIO | LDSQA4A 18827 DLT LAR35FL 4LSQAL1H | 2234 | Downlight | 78.1 | 2015-11-10 | 2016-02-19 | High | 2 | #N/A | 78.1 | #N/A | #N/A
PORTFOLIO | LDSQA4A 18827 DMX LAR25NF 4LSQA1H | 2234 | Downlight | 78.1 | 2015-11-10 | 2016-02-19 | High | 2 | #N/A | 78.1 | #N/A | #N/A
PORTFOLIO | LDSQA4A 18827 DMX LAR35FL 4LSQAL1H | 2234 | Downlight | 78.1 | 2015-11-10 | 2016-02-19 | High | 2 | #N/A | 78.1 | #N/A | #N/A
PORTFOLIO | LDSQA4A 18827 D010TE LAR25NF 4LSQA1H | 2234 | Downlight | 78.1 | 2015-11-10 | 2016-02-19 | High | 2 | #N/A | 78.1 | #N/A | #N/A
PORTFOLIO | LDSQA4A 18827 D010TE LAR35FL 4LSQAL1H | 2234 | Downlight | 78.1 | 2015-11-10 | 2016-02-19 | High | 2 | #N/A | 78.1 | #N/A | #N/A
ARTIKA | 18FM-ESR-****** | 2500 | Downlight | 78.1 | 2022-12-14 | 2022-12-14 | High | 2 | #N/A | 78.1 | #N/A | #N/A
ARTIKA | 18FM-ESR-MG | 2500 | Downlight | 78.1 | 2022-12-14 | 2022-12-14 | High | 2 | #N/A | 78.1 | #N/A | #N/A
Juno | JBK6 RD SWW5 90CRI | 1040 | Downlight | 78.2 | 2020-06-18 | 2020-06-19 | High | 2 | #N/A | 78.2 | #N/A | #N/A
Dals | RGM4-CC-** | 1095 | Downlight | 78.2 | 2021-12-01 | 2021-01-11 | High | 2 | #N/A | 78.2 | #N/A | #N/A
Vantage | [V¦VIC][4¦6¦8¦44¦66]-15[30K¦35K¦40K]-[F4060¦F6060¦F8060¦FCSQ44¦FCSQ66¦F4015¦F4160¦F6019¦F6160]-[SCL¦SGC¦WHT¦BLK]-[R¦REM¦RETRO¦PF] | 1219 | Downlight | 78.2 | 2019-02-20 | 2020-05-18 | High | 2 | #N/A | 78.2 | #N/A | #N/A
Liteline | ALR10-3450W | 2432 | Downlight | 78.2 | 2015-11-26 | 2016-04-22 | High | 2 | #N/A | 78.2 | #N/A | #N/A
ConTech Lighting | CTL8063VF27C | 1535 | Downlight | 78.3 | 2016-04-04 | 2016-05-25 | High | 2 | #N/A | 78.3 | #N/A | #N/A
luxrite | LR23733 | 1800 | Downlight | 78.3 | 2022-03-23 | 2022-03-23 | High | 2 | #N/A | 78.3 | #N/A | #N/A
Keystone | KT-WDLED23-8B-9CSF-FDIM | 1800 | Downlight | 78.3 | 2021-11-19 | 2022-01-28 | High | 2 | #N/A | 78.3 | #N/A | #N/A
Keystone | KT-WDLED23PS-8A-9CSF-VDIM | 1800 | Downlight | 78.3 | 2022-02-18 | 2022-02-24 | High | 2 | #N/A | 78.3 | #N/A | #N/A
Keystone | KT-WDLED23PS-8B-9CSF-VDIM | 1800 | Downlight | 78.3 | 2022-02-18 | 2022-02-24 | High | 2 | #N/A | 78.3 | #N/A | #N/A
RAB | DLW0065(WFRL8R239FA120WS) | 1800 | Downlight | 78.3 | 2021-10-27 | 2021-11-09 | High | 2 | #N/A | 78.3 | #N/A | #N/A
RAB | DLW0069(WFRL8R239FADWB) | 1800 | Downlight | 78.3 | 2021-11-17 | 2021-12-09 | High | 2 | #N/A | 78.3 | #N/A | #N/A
LEDone | LOD-DL8RF-D30W-27K | 2350 | Downlight | 78.3 | 2019-06-01 | 2016-07-25 | High | 2 | #N/A | 78.3 | #N/A | #N/A
LEDone | LOD-DL8RF-D30W-30K | 2350 | Downlight | 78.3 | 2019-06-01 | 2016-07-25 | High | 2 | #N/A | 78.3 | #N/A | #N/A
LIGHT THE FUTURE | D528-KT-80-XXXX | 2350 | Downlight | 78.3 | 2016-06-15 | 2016-07-14 | High | 2 | #N/A | 78.3 | #N/A | #N/A
LIGHT THE FUTURE | D528-KT-80-XXXX | 2350 | Downlight | 78.3 | 2016-06-15 | 2016-07-14 | High | 2 | #N/A | 78.3 | #N/A | #N/A
LIGHT THE FUTURE | D528-KT-80-XXXX | 2350 | Downlight | 78.3 | 2016-06-15 | 2016-07-14 | High | 2 | #N/A | 78.3 | #N/A | #N/A
LIGHT THE FUTURE | D528-KT-80-XXXX | 2350 | Downlight | 78.3 | 2016-06-15 | 2016-07-14 | High | 2 | #N/A | 78.3 | #N/A | #N/A
LIGHT THE FUTURE | D528-KT-80-XXXX | 2350 | Downlight | 78.3 | 2016-06-15 | 2016-07-14 | High | 2 | #N/A | 78.3 | #N/A | #N/A
WESTGATE MFG | FCD-16-MCT-*G | 2350 | Downlight | 78.3 | 2022-12-01 | 2022-12-30 | High | 2 | #N/A | 78.3 | #N/A | #N/A
HOMI | HM08-PR24-40W277-3CCT-0-*SB | 3130 | Downlight | 78.3 | 2021-11-10 | 2021-11-10 | High | 2 | #N/A | 78.3 | #N/A | #N/A
OKT Lighting | CE6-40W-30E | 3131 | Downlight | 78.3 | 2019-07-08 | 2019-07-11 | High | 2 | #N/A | 78.3 | #N/A | #N/A
ConTech Lighting | CPL727KMVDFC-P | 7123 | Downlight | 78.3 | 2015-10-30 | 2016-05-19 | High | 2 | #N/A | 78.3 | #N/A | #N/A
Halo | SMD6R12950WHE | 1200 | Downlight | 78.4 | 2018-07-01 | 2018-06-29 | High | 2 | #N/A | 78.4 | #N/A | #N/A
Green Creative | 24.5NCDLR8DIM/930/277V/EXT | 1920 | Downlight | 78.4 | 2018-05-25 | 2018-06-14 | High | 2 | #N/A | 78.4 | #N/A | #N/A
Green Creative | 24.5NCDLR8DIM/930/EXT | 1920 | Downlight | 78.4 | 2018-04-03 | 2018-04-17 | High | 2 | #N/A | 78.4 | #N/A | #N/A
Green Creative | 24.5NCDLR8DIM/940/EXT | 1920 | Downlight | 78.4 | 2018-04-03 | 2018-04-17 | High | 2 | #N/A | 78.4 | #N/A | #N/A
UP-SHINE | UP-DL36-25W(5000K) | 1960 | Downlight | 78.4 | 2016-07-19 | 2016-07-21 | High | 2 | #N/A | 78.4 | #N/A | #N/A
Vantage | [A4VOFLED¦A6VEFLED¦A6VOFLED¦SQ44VEFLED][1¦2]-20[30K¦35K¦40K]-[L4060¦L4015¦M6060¦M6015¦L6030¦LSQ441]-[SCL¦SGC¦ECL¦WHT]-[DL-2¦DL-3¦LDE1¦TDM¦DMX¦EM-17¦EMI-17¦EM-20¦HCR¦PF] | 2000 | Downlight | 78.4 | 2019-02-20 | 2019-03-22 | High | 2 | #N/A | 78.4 | #N/A | #N/A
ConTech Lighting | VC[DSWH12,DSWH16,DSWH20,DSDB10,DSDB14,DSDB18]LDD3027K[FC,FM,LSM6,LSM12,LSM24,LSM36,HSM6,HSM12,HSM24,HSM36,LGN1,LGN2,LGN3,LGN4,LGN5]-***** | 2832 | Downlight | 78.4 | 2022-05-01 | 2022-06-30 | High | 2 | #N/A | 78.4 | #N/A | #N/A
ConTech Lighting | VC[DSWH12,DSWH16,DSWH20,DSDB10,DSDB14,DSDB18]LDD3030K[FC,FM,LSM6,LSM12,LSM24,LSM36,HSM6,HSM12,HSM24,HSM36,LGN1,LGN2,LGN3,LGN4,LGN5]-***** | 2832 | Downlight | 78.4 | 2022-05-01 | 2022-06-30 | High | 2 | #N/A | 78.4 | #N/A | #N/A
ConTech Lighting | VC[DSWH12,DSWH16,DSWH20,DSDB10,DSDB14,DSDB18]LDD3035K[FC,FM,LSM6,LSM12,LSM24,LSM36,HSM6,HSM12,HSM24,HSM36,LGN1,LGN2,LGN3,LGN4,LGN5]-***** | 2832 | Downlight | 78.4 | 2022-05-01 | 2022-06-30 | High | 2 | #N/A | 78.4 | #N/A | #N/A
ConTech Lighting | VC[DSWH12,DSWH16,DSWH20,DSDB10,DSDB14,DSDB18]LDD3040K[FC,FM,LSM6,LSM12,LSM24,LSM36,HSM6,HSM12,HSM24,HSM36,LGN1,LGN2,LGN3,LGN4,LGN5]-***** | 2832 | Downlight | 78.4 | 2022-05-01 | 2022-06-30 | High | 2 | #N/A | 78.4 | #N/A | #N/A
ATG LED Lighting | DJ4T-13-01-90-WH | 1020 | Downlight | 78.5 | 2021-12-31 | 2022-01-10 | High | 2 | #N/A | 78.5 | #N/A | #N/A
NDR Electric | RZR-CCT-FR611-WH | 1020 | Downlight | 78.5 | 2021-09-01 | 2022-01-04 | High | 2 | #N/A | 78.5 | #N/A | #N/A
Juno | JBK6 ADJ SWW5 90CRI | 1060 | Downlight | 78.5 | 2020-06-18 | 2020-06-19 | High | 2 | #N/A | 78.5 | #N/A | #N/A
Lightolier | LLAVRM11***** / LLAVRM**11927** / LLAV11R** | 1148 | Downlight | 78.5 | 2017-03-02 | 2017-03-28 | High | 2 | #N/A | 78.5 | #N/A | #N/A
PORTFOLIO | LD8B30[D010¦D010TR] ER8B304090[27¦30¦35¦40¦50] 8LB[N¦M¦W¦S]#[LI¦MW¦WMH¦WH¦H] | 2229 | Downlight | 78.5 | 2018-12-31 | 2019-01-22 | High | 2 | #N/A | 78.5 | #N/A | #N/A
Liteline | SLMPRO8-27K-** | 2589 | Downlight | 78.5 | 2016-05-01 | 2016-09-20 | High | 2 | #N/A | 78.5 | #N/A | #N/A
BULBRITE | LED14JBOXDL/6/827/WHRD/D | 1100 | Downlight | 78.6 | 2020-05-13 | 2020-05-12 | High | 2 | #N/A | 78.6 | #N/A | #N/A
BULBRITE | LED14JBOXDL/6/830/WHRD/D | 1100 | Downlight | 78.6 | 2020-05-13 | 2020-05-12 | High | 2 | #N/A | 78.6 | #N/A | #N/A
BULBRITE | LED14JBOXDL/6/840/WHRD/D | 1100 | Downlight | 78.6 | 2020-05-13 | 2020-05-12 | High | 2 | #N/A | 78.6 | #N/A | #N/A
Elite | RL679-1100L-DIMTR-120-27K/30K/35K/40K/50K-90-BK | 1100 | Downlight | 78.6 | 2021-10-22 | 2021-11-09 | High | 2 | #N/A | 78.6 | #N/A | #N/A
Elite | RL679-1100L-DIMTR-120-27K/30K/35K/40K/50K-90-WH | 1100 | Downlight | 78.6 | 2021-10-22 | 2021-11-09 | High | 2 | #N/A | 78.6 | #N/A | #N/A
EELighting | BE50-R4713MW-14W30K-120V-Triac-CRI90 | 1100 | Downlight | 78.6 | 2020-12-22 | 2021-01-13 | High | 2 | #N/A | 78.6 | #N/A | #N/A
HENGTE | HT-ICCDR4-914/UNV-30DH-3## | 1100 | Downlight | 78.6 | 2020-04-25 | 2020-04-23 | High | 2 | #N/A | 78.6 | #N/A | #N/A
HENGTE | HT-ICCDR4-914/UNV-35DH-3## | 1100 | Downlight | 78.6 | 2020-04-25 | 2020-04-23 | High | 2 | #N/A | 78.6 | #N/A | #N/A
HENGTE | HT-ICCDR4-914/UNV-40DH-3## | 1100 | Downlight | 78.6 | 2020-04-25 | 2020-04-23 | High | 2 | #N/A | 78.6 | #N/A | #N/A
HENGTE | HT-ICCDR4-914/UNV-50DH-3## | 1100 | Downlight | 78.6 | 2020-04-25 | 2020-04-23 | High | 2 | #N/A | 78.6 | #N/A | #N/A
Green Creative | MFR6HO/9CCT5S/DUALDIM/EXT | 1100 | Downlight | 78.6 | 2022-10-15 | 2022-10-14 | High | 2 | #N/A | 78.6 | #N/A | #N/A
LEDone | LOC-6UTRP-14WMCCT(27/30/35/40/50)D-C900 | 1100 | Downlight | 78.6 | 2021-03-10 | 2021-03-09 | High | 2 | #N/A | 78.6 | #N/A | #N/A
LGI | DL6PP-14W-5CCT | 1100 | Downlight | 78.6 | 2019-09-12 | 2019-09-17 | High | 2 | #N/A | 78.6 | #N/A | #N/A
NaturaLED | LED6FMD-110L9CCT5 | 1100 | Downlight | 78.6 | 2021-12-28 | 2021-12-29 | High | 2 | #N/A | 78.6 | #N/A | #N/A
KILI-LED | DLD2-06-14-5CT* | 1100 | Downlight | 78.6 | 2022-07-01 | 2022-07-06 | High | 2 | #N/A | 78.6 | #N/A | #N/A
Sunlake Lighting | DL6SL-14W27K-#PK | 1100 | Downlight | 78.6 | 2020-10-24 | 2020-10-21 | High | 2 | #N/A | 78.6 | #N/A | #N/A
Sunlake Lighting | DL6SL-14W3K-#PK | 1100 | Downlight | 78.6 | 2020-10-24 | 2020-10-21 | High | 2 | #N/A | 78.6 | #N/A | #N/A
Sunlake Lighting | DL6SL-14W4K-#PK | 1100 | Downlight | 78.6 | 2020-10-24 | 2020-10-21 | High | 2 | #N/A | 78.6 | #N/A | #N/A
Sunlake Lighting | DL6SL-14W5K-#PK | 1100 | Downlight | 78.6 | 2020-10-24 | 2020-10-21 | High | 2 | #N/A | 78.6 | #N/A | #N/A
Stanpro | LPDL6R-14A-3CBN/CHOICE | 1100 | Downlight | 78.6 | 2020-10-30 | 2020-11-03 | High | 2 | #N/A | 78.6 | #N/A | #N/A
Stanpro | LPDL6R-14A-3CWH/CHOICE | 1100 | Downlight | 78.6 | 2020-10-30 | 2020-11-03 | High | 2 | #N/A | 78.6 | #N/A | #N/A
SLG Lighting | DRS 4R 6/8/11 G1 940K | 1100 | Downlight | 78.6 | 2020-04-25 | 2020-04-28 | High | 2 | #N/A | 78.6 | #N/A | #N/A
Stanpro | LPDL6R-14A-3CBK/CHOICE | 1100 | Downlight | 78.6 | 2020-10-30 | 2020-11-03 | High | 2 | #N/A | 78.6 | #N/A | #N/A
Lightolier | GB6R11ESCT1W | 1100 | Downlight | 78.6 | 2022-05-01 | 2022-05-17 | High | 2 | #N/A | 78.6 | #N/A | #N/A
Lightolier | GB6R11ESCT1W | 1100 | Downlight | 78.6 | 2022-05-01 | 2022-05-17 | High | 2 | #N/A | 78.6 | #N/A | #N/A
Lightolier | GB6RSLMZ10SCTUW | 1100 | Downlight | 78.6 | 2022-05-01 | 2022-05-17 | High | 2 | #N/A | 78.6 | #N/A | #N/A
LIGHT THE FUTURE | D946-N-90-3500 | 1100 | Downlight | 78.6 | 2019-06-01 | 2019-11-12 | High | 2 | #N/A | 78.6 | #N/A | #N/A
LIGHT THE FUTURE | D946-N-90-4000 | 1100 | Downlight | 78.6 | 2019-06-01 | 2019-11-12 | High | 2 | #N/A | 78.6 | #N/A | #N/A
LIGHT THE FUTURE | D946-N-90-5000 | 1100 | Downlight | 78.6 | 2019-06-01 | 2019-11-12 | High | 2 | #N/A | 78.6 | #N/A | #N/A
TCP | DDC61D27K | 1100 | Downlight | 78.6 | 2019-09-02 | 2019-09-17 | High | 2 | #N/A | 78.6 | #N/A | #N/A
TCP | DDR60127 | 1100 | Downlight | 78.6 | 2018-10-01 | 2019-01-15 | High | 2 | #N/A | 78.6 | #N/A | #N/A
TCP | DR6BL30K | 1100 | Downlight | 78.6 | 2021-08-01 | 2021-09-01 | High | 2 | #N/A | 78.6 | #N/A | #N/A
TCP | DR6BLBV30K | 1100 | Downlight | 78.6 | 2021-09-20 | 2022-02-23 | High | 2 | #N/A | 78.6 | #N/A | #N/A
TCP | DR6BLBVCCT1 | 1100 | Downlight | 78.6 | 2021-09-20 | 2022-02-23 | High | 2 | #N/A | 78.6 | #N/A | #N/A
TCP | DR6BLCCT1 | 1100 | Downlight | 78.6 | 2021-08-01 | 2021-09-01 | High | 2 | #N/A | 78.6 | #N/A | #N/A
LIGHT THE FUTURE | D936-N-90-2700 | 1100 | Downlight | 78.6 | 2019-06-01 | 2019-11-12 | High | 2 | #N/A | 78.6 | #N/A | #N/A
LIGHT THE FUTURE | D936-N-90-3000 | 1100 | Downlight | 78.6 | 2019-06-01 | 2019-11-12 | High | 2 | #N/A | 78.6 | #N/A | #N/A
LIGHT THE FUTURE | D936-N-90-3500 | 1100 | Downlight | 78.6 | 2019-06-01 | 2019-11-12 | High | 2 | #N/A | 78.6 | #N/A | #N/A
LIGHT THE FUTURE | D936-N-90-4000 | 1100 | Downlight | 78.6 | 2019-06-01 | 2019-11-12 | High | 2 | #N/A | 78.6 | #N/A | #N/A
LIGHT THE FUTURE | D936-N-90-5000 | 1100 | Downlight | 78.6 | 2019-06-01 | 2019-11-12 | High | 2 | #N/A | 78.6 | #N/A | #N/A
LIGHT THE FUTURE | D946-N-90-2700 | 1100 | Downlight | 78.6 | 2019-06-01 | 2019-11-12 | High | 2 | #N/A | 78.6 | #N/A | #N/A
LIGHT THE FUTURE | D946-N-90-3000 | 1100 | Downlight | 78.6 | 2019-06-01 | 2019-11-12 | High | 2 | #N/A | 78.6 | #N/A | #N/A
Westinghouse | 52360 | 1100 | Downlight | 78.6 | 2021-01-07 | 2021-04-07 | High | 2 | #N/A | 78.6 | #N/A | #N/A
PORTFOLIO | LAM4B112R##90[27¦30¦35¦40][D010TR¦DE010][Blank¦M][1¦2¦3][MB¦MW¦MMS] | 1124 | Downlight | 78.6 | 2021-01-06 | 2021-01-21 | High | 2 | #N/A | 78.6 | #N/A | #N/A
Halo | SMD6R12930WHE | 1203 | Downlight | 78.6 | 2018-07-01 | 2018-06-29 | High | 2 | #N/A | 78.6 | #N/A | #N/A
Halo | SMD6R12927WHE | 1210 | Downlight | 78.6 | 2018-07-01 | 2018-06-29 | High | 2 | #N/A | 78.6 | #N/A | #N/A
Atlantic Lighting | COM6-SYL20-27K-1 / 6CM10-HZ-GS | 1349 | Downlight | 78.6 | 2017-10-20 | 2021-08-10 | High | 2 | #N/A | 78.6 | #N/A | #N/A
Atlantic Lighting | COM6-SYL20-27K-1 / 6CMFR-WH-AT | 1349 | Downlight | 78.6 | 2017-10-20 | 2021-08-10 | High | 2 | #N/A | 78.6 | #N/A | #N/A
Atlantic Lighting | COM6-SYL20-35K-1 / 6CM10-HZ-GS | 1349 | Downlight | 78.6 | 2017-10-20 | 2021-08-10 | High | 2 | #N/A | 78.6 | #N/A | #N/A
Atlantic Lighting | COM6-SYL20-35K-1 / 6CMFR-WH-AT | 1349 | Downlight | 78.6 | 2017-10-20 | 2021-08-10 | High | 2 | #N/A | 78.6 | #N/A | #N/A
Atlantic Lighting | COM6-SYL20-3K-1 / 6CM10-HZ-GS | 1349 | Downlight | 78.6 | 2017-10-20 | 2021-08-10 | High | 2 | #N/A | 78.6 | #N/A | #N/A
Atlantic Lighting | COM6-SYL20-3K-1 / 6CMFR-WH-AT | 1349 | Downlight | 78.6 | 2017-10-20 | 2021-08-10 | High | 2 | #N/A | 78.6 | #N/A | #N/A
Atlantic Lighting | COM6-SYL20-4K-1 / 6CM10-HZ-GS | 1349 | Downlight | 78.6 | 2017-10-20 | 2021-08-10 | High | 2 | #N/A | 78.6 | #N/A | #N/A
Atlantic Lighting | COM6-SYL20-4K-1 / 6CMFR-WH-AT | 1349 | Downlight | 78.6 | 2017-10-20 | 2021-08-10 | High | 2 | #N/A | 78.6 | #N/A | #N/A
Atlantic Lighting | COM6-SYL20-5K-1 / 6CM10-HZ-GS | 1349 | Downlight | 78.6 | 2017-10-20 | 2021-08-10 | High | 2 | #N/A | 78.6 | #N/A | #N/A
Atlantic Lighting | COM6-SYL20-5K-1 / 6CMFR-WH-AT | 1349 | Downlight | 78.6 | 2017-10-20 | 2021-08-10 | High | 2 | #N/A | 78.6 | #N/A | #N/A
Atlantic Lighting | COM8-SYL20-27K-1 / 8LED10-HZ | 1349 | Downlight | 78.6 | 2017-10-20 | 2021-08-10 | High | 2 | #N/A | 78.6 | #N/A | #N/A
Atlantic Lighting | COM8-SYL20-27K-1 / 8LED11FR-HZ-AT | 1349 | Downlight | 78.6 | 2017-10-20 | 2021-08-10 | High | 2 | #N/A | 78.6 | #N/A | #N/A
Atlantic Lighting | COM8-SYL20-35K-1 / 8LED10-HZ | 1349 | Downlight | 78.6 | 2017-10-20 | 2021-08-10 | High | 2 | #N/A | 78.6 | #N/A | #N/A
Atlantic Lighting | COM8-SYL20-35K-1 / 8LED11FR-HZ-AT | 1349 | Downlight | 78.6 | 2017-10-20 | 2021-08-10 | High | 2 | #N/A | 78.6 | #N/A | #N/A
Atlantic Lighting | COM8-SYL20-3K-1 / 8LED10-HZ | 1349 | Downlight | 78.6 | 2017-10-20 | 2021-08-10 | High | 2 | #N/A | 78.6 | #N/A | #N/A
Atlantic Lighting | COM8-SYL20-3K-1 / 8LED11FR-HZ-AT | 1349 | Downlight | 78.6 | 2017-10-20 | 2021-08-10 | High | 2 | #N/A | 78.6 | #N/A | #N/A
Atlantic Lighting | COM8-SYL20-4K-1 / 8LED10-HZ | 1349 | Downlight | 78.6 | 2017-10-20 | 2021-08-10 | High | 2 | #N/A | 78.6 | #N/A | #N/A
Atlantic Lighting | COM8-SYL20-4K-1 / 8LED11FR-HZ-AT | 1349 | Downlight | 78.6 | 2017-10-20 | 2021-08-10 | High | 2 | #N/A | 78.6 | #N/A | #N/A
Atlantic Lighting | COM8-SYL20-5K-1 / 8LED10-HZ | 1349 | Downlight | 78.6 | 2017-10-20 | 2021-08-10 | High | 2 | #N/A | 78.6 | #N/A | #N/A
Atlantic Lighting | COM7-SYL20-27K-1 / 7LED10-HZ | 1349 | Downlight | 78.6 | 2017-10-20 | 2021-08-10 | High | 2 | #N/A | 78.6 | #N/A | #N/A
Atlantic Lighting | COM7-SYL20-27K-1 / 7LED11FR-WH-AT | 1349 | Downlight | 78.6 | 2017-10-20 | 2021-08-10 | High | 2 | #N/A | 78.6 | #N/A | #N/A
Atlantic Lighting | COM8-SYL20-5K-1 / 8LED11FR-HZ-AT | 1349 | Downlight | 78.6 | 2017-10-20 | 2021-08-10 | High | 2 | #N/A | 78.6 | #N/A | #N/A
Atlantic Lighting | COM7-SYL20-35K-1 / 7LED10-HZ | 1349 | Downlight | 78.6 | 2017-10-20 | 2021-08-10 | High | 2 | #N/A | 78.6 | #N/A | #N/A
Atlantic Lighting | COM7-SYL20-35K-1 / 7LED11FR-WH-AT | 1349 | Downlight | 78.6 | 2017-10-20 | 2021-08-10 | High | 2 | #N/A | 78.6 | #N/A | #N/A
Atlantic Lighting | COM7-SYL20-3K-1 / 7LED10-HZ | 1349 | Downlight | 78.6 | 2017-10-20 | 2021-08-10 | High | 2 | #N/A | 78.6 | #N/A | #N/A
Atlantic Lighting | COM7-SYL20-3K-1 / 7LED11FR-WH-AT | 1349 | Downlight | 78.6 | 2017-10-20 | 2021-08-10 | High | 2 | #N/A | 78.6 | #N/A | #N/A
Atlantic Lighting | COM7-SYL20-4K-1 / 7LED10-HZ | 1349 | Downlight | 78.6 | 2017-10-20 | 2021-08-10 | High | 2 | #N/A | 78.6 | #N/A | #N/A
Atlantic Lighting | COM7-SYL20-4K-1 / 7LED11FR-WH-AT | 1349 | Downlight | 78.6 | 2017-10-20 | 2021-08-10 | High | 2 | #N/A | 78.6 | #N/A | #N/A
Atlantic Lighting | COM7-SYL20-5K-1 / 7LED10-HZ | 1349 | Downlight | 78.6 | 2017-10-20 | 2021-08-10 | High | 2 | #N/A | 78.6 | #N/A | #N/A
Atlantic Lighting | COM7-SYL20-5K-1 / 7LED11FR-WH-AT | 1349 | Downlight | 78.6 | 2017-10-20 | 2021-08-10 | High | 2 | #N/A | 78.6 | #N/A | #N/A
Atlantic Lighting | COM6X6-SYL20-27K-1 / KSQ6610-HZ | 1349 | Downlight | 78.6 | 2017-10-20 | 2021-08-10 | High | 2 | #N/A | 78.6 | #N/A | #N/A
Atlantic Lighting | COM6X6-SYL20-27K-1 / KSQ6640-HZ | 1349 | Downlight | 78.6 | 2017-10-20 | 2021-08-10 | High | 2 | #N/A | 78.6 | #N/A | #N/A
Atlantic Lighting | COM6X6-SYL20-35K-1 / KSQ6610-HZ | 1349 | Downlight | 78.6 | 2017-10-20 | 2021-08-10 | High | 2 | #N/A | 78.6 | #N/A | #N/A
Atlantic Lighting | COM6X6-SYL20-35K-1 / KSQ6640-HZ | 1349 | Downlight | 78.6 | 2017-10-20 | 2021-08-10 | High | 2 | #N/A | 78.6 | #N/A | #N/A
Atlantic Lighting | COM6X6-SYL20-3K-1 / KSQ6610-HZ | 1349 | Downlight | 78.6 | 2017-10-20 | 2021-08-10 | High | 2 | #N/A | 78.6 | #N/A | #N/A
Atlantic Lighting | COM6X6-SYL20-3K-1 / KSQ6640-HZ | 1349 | Downlight | 78.6 | 2017-10-20 | 2021-08-10 | High | 2 | #N/A | 78.6 | #N/A | #N/A
Atlantic Lighting | COM6X6-SYL20-4K-1 / KSQ6610-HZ | 1349 | Downlight | 78.6 | 2017-10-20 | 2021-08-10 | High | 2 | #N/A | 78.6 | #N/A | #N/A
Atlantic Lighting | COM6X6-SYL20-4K-1 / KSQ6640-HZ | 1349 | Downlight | 78.6 | 2017-10-20 | 2021-08-10 | High | 2 | #N/A | 78.6 | #N/A | #N/A
Atlantic Lighting | COM6X6-SYL20-5K-1 / KSQ6610-HZ | 1349 | Downlight | 78.6 | 2017-10-20 | 2021-08-10 | High | 2 | #N/A | 78.6 | #N/A | #N/A
Atlantic Lighting | COM6X6-SYL20-5K-1 / KSQ6640-HZ | 1349 | Downlight | 78.6 | 2017-10-20 | 2021-08-10 | High | 2 | #N/A | 78.6 | #N/A | #N/A
Atlantic Lighting | COM4-SYL20-27K-1 / 4CM10-HZ-GS | 1349 | Downlight | 78.6 | 2017-10-20 | 2021-08-10 | High | 2 | #N/A | 78.6 | #N/A | #N/A
Atlantic Lighting | COM4-SYL20-27K-1 / 4CMFR-WH-AT | 1349 | Downlight | 78.6 | 2017-10-20 | 2021-08-10 | High | 2 | #N/A | 78.6 | #N/A | #N/A
Atlantic Lighting | COM4-SYL20-35K-1 / 4CM10-HZ-GS | 1349 | Downlight | 78.6 | 2017-10-20 | 2021-08-10 | High | 2 | #N/A | 78.6 | #N/A | #N/A
Atlantic Lighting | COM4-SYL20-35K-1 / 4CMFR-WH-AT | 1349 | Downlight | 78.6 | 2017-10-20 | 2021-08-10 | High | 2 | #N/A | 78.6 | #N/A | #N/A
Atlantic Lighting | COM4-SYL20-3K-1 / 4CM10-HZ-GS | 1349 | Downlight | 78.6 | 2017-10-20 | 2021-08-10 | High | 2 | #N/A | 78.6 | #N/A | #N/A
Atlantic Lighting | COM4-SYL20-3K-1 / 4CMFR-WH-AT | 1349 | Downlight | 78.6 | 2017-10-20 | 2021-08-10 | High | 2 | #N/A | 78.6 | #N/A | #N/A
Atlantic Lighting | COM4-SYL20-4K-1 / 4CM10-HZ-GS | 1349 | Downlight | 78.6 | 2017-10-20 | 2021-08-10 | High | 2 | #N/A | 78.6 | #N/A | #N/A
Atlantic Lighting | COM4-SYL20-4K-1 / 4CMFR-WH-AT | 1349 | Downlight | 78.6 | 2017-10-20 | 2021-08-10 | High | 2 | #N/A | 78.6 | #N/A | #N/A
Atlantic Lighting | COM4-SYL20-5K-1 / 4CM10-HZ-GS | 1349 | Downlight | 78.6 | 2017-10-20 | 2021-08-10 | High | 2 | #N/A | 78.6 | #N/A | #N/A
Atlantic Lighting | COM4-SYL20-5K-1 / 4CMFR-WH-AT | 1349 | Downlight | 78.6 | 2017-10-20 | 2021-08-10 | High | 2 | #N/A | 78.6 | #N/A | #N/A
Atlantic Lighting | COM5-SYL20-27K-1 / 5CM10-HZ | 1349 | Downlight | 78.6 | 2017-10-20 | 2021-08-10 | High | 2 | #N/A | 78.6 | #N/A | #N/A
Atlantic Lighting | COM5-SYL20-27K-1 / 5CMFR-WH-AT | 1349 | Downlight | 78.6 | 2017-10-20 | 2021-08-10 | High | 2 | #N/A | 78.6 | #N/A | #N/A
Atlantic Lighting | COM5-SYL20-35K-1 / 5CM10-HZ | 1349 | Downlight | 78.6 | 2017-10-20 | 2021-08-10 | High | 2 | #N/A | 78.6 | #N/A | #N/A
Atlantic Lighting | COM5-SYL20-35K-1 / 5CMFR-WH-AT | 1349 | Downlight | 78.6 | 2017-10-20 | 2021-08-10 | High | 2 | #N/A | 78.6 | #N/A | #N/A
Atlantic Lighting | COM5-SYL20-3K-1 / 5CM10-HZ | 1349 | Downlight | 78.6 | 2017-10-20 | 2021-08-10 | High | 2 | #N/A | 78.6 | #N/A | #N/A
Atlantic Lighting | COM5-SYL20-3K-1 / 5CMFR-WH-AT | 1349 | Downlight | 78.6 | 2017-10-20 | 2021-08-10 | High | 2 | #N/A | 78.6 | #N/A | #N/A
Atlantic Lighting | COM5-SYL20-4K-1 / 5CM10-HZ | 1349 | Downlight | 78.6 | 2017-10-20 | 2021-08-10 | High | 2 | #N/A | 78.6 | #N/A | #N/A
Atlantic Lighting | COM5-SYL20-4K-1 / 5CMFR-WH-AT | 1349 | Downlight | 78.6 | 2017-10-20 | 2021-08-10 | High | 2 | #N/A | 78.6 | #N/A | #N/A
Atlantic Lighting | COM5-SYL20-5K-1 / 5CM10-HZ | 1349 | Downlight | 78.6 | 2017-10-20 | 2021-08-10 | High | 2 | #N/A | 78.6 | #N/A | #N/A
Atlantic Lighting | COM5-SYL20-5K-1 / 5CMFR-WH-AT | 1349 | Downlight | 78.6 | 2017-10-20 | 2021-08-10 | High | 2 | #N/A | 78.6 | #N/A | #N/A
Atlantic Lighting | COM4X4-SYL20-27K-1 / KSQ4410-HZ | 1349 | Downlight | 78.6 | 2017-10-20 | 2021-08-10 | High | 2 | #N/A | 78.6 | #N/A | #N/A
Atlantic Lighting | COM4X4-SYL20-27K-1 / KSQ4440-HZ | 1349 | Downlight | 78.6 | 2017-10-20 | 2021-08-10 | High | 2 | #N/A | 78.6 | #N/A | #N/A
Atlantic Lighting | COM4X4-SYL20-35K-1 / KSQ4410-HZ | 1349 | Downlight | 78.6 | 2017-10-20 | 2021-08-10 | High | 2 | #N/A | 78.6 | #N/A | #N/A
Atlantic Lighting | COM4X4-SYL20-35K-1 / KSQ4440-HZ | 1349 | Downlight | 78.6 | 2017-10-20 | 2021-08-10 | High | 2 | #N/A | 78.6 | #N/A | #N/A
Atlantic Lighting | COM4X4-SYL20-3K-1 / KSQ4410-HZ | 1349 | Downlight | 78.6 | 2017-10-20 | 2021-08-10 | High | 2 | #N/A | 78.6 | #N/A | #N/A
Atlantic Lighting | COM4X4-SYL20-3K-1 / KSQ4440-HZ | 1349 | Downlight | 78.6 | 2017-10-20 | 2021-08-10 | High | 2 | #N/A | 78.6 | #N/A | #N/A
Atlantic Lighting | COM4X4-SYL20-4K-1 / KSQ4410-HZ | 1349 | Downlight | 78.6 | 2017-10-20 | 2021-08-10 | High | 2 | #N/A | 78.6 | #N/A | #N/A
Atlantic Lighting | COM4X4-SYL20-4K-1 / KSQ4440-HZ | 1349 | Downlight | 78.6 | 2017-10-20 | 2021-08-10 | High | 2 | #N/A | 78.6 | #N/A | #N/A
Atlantic Lighting | COM4X4-SYL20-5K-1 / KSQ4410-HZ | 1349 | Downlight | 78.6 | 2017-10-20 | 2021-08-10 | High | 2 | #N/A | 78.6 | #N/A | #N/A
Atlantic Lighting | COM4X4-SYL20-5K-1 / KSQ4440-HZ | 1349 | Downlight | 78.6 | 2017-10-20 | 2021-08-10 | High | 2 | #N/A | 78.6 | #N/A | #N/A
Indy | [L4¦LRM4¦LLP4¦LC4¦LC4a¦L6¦LRM6¦LRT6¦LC6a¦L8¦LRM8¦LRT8¦LC8a¦LRT9¦LRT10¦LRT12] 23LM [27¦30¦35¦40¦50]K [MVOLT¦120¦277] G4 [80¦90¦97]CRI [FD¦DALI¦DMX¦EZI¦EZ10¦EZB¦ZT¦GZ1¦AE1BN¦AE2**] [HN¦HM¦HW¦P¦NPR¦WPR] [CS¦CSS¦CD] | 1729 | Downlight | 78.6 | 2021-02-01 | 2021-02-23 | High | 2 | #N/A | 78.6 | #N/A | #N/A
Liteline | RA35M-3L-9G-3090 | 2067 | Downlight | 78.6 | 2019-11-01 | 2019-12-27 | High | 2 | #N/A | 78.6 | #N/A | #N/A
Rayon Lighting | RBCR-LS15-UNV / RBC4-LS15- CTS, RBC6-LS15-CTS / RBC6-*-* | 2201 | Downlight | 78.6 | 2021-03-14 | 2021-04-05 | High | 2 | #N/A | 78.6 | #N/A | #N/A
MORRIS | 72631 | 2750 | Downlight | 78.6 | 2018-05-14 | 2018-05-08 | High | 2 | #N/A | 78.6 | #N/A | #N/A
UP-SHINE | UP-DL36-35W(2700K) | 2750 | Downlight | 78.6 | 2016-07-10 | 2016-07-21 | High | 2 | #N/A | 78.6 | #N/A | #N/A
LIGHT THE FUTURE | D528-N-XXXX | 2750 | Downlight | 78.6 | 2016-03-07 | 2016-03-10 | High | 2 | #N/A | 78.6 | #N/A | #N/A
American Lighting | EM8-40-AZ | 3300 | Downlight | 78.6 | 2017-08-10 | 2017-08-08 | High | 2 | #N/A | 78.6 | #N/A | #N/A
American Lighting | EM8-40-AZ | 3300 | Downlight | 78.6 | 2017-08-10 | 2017-08-08 | High | 2 | #N/A | 78.6 | #N/A | #N/A
UP-SHINE | UP-DL36-42W(5000K) | 3300 | Downlight | 78.6 | 2016-07-10 | 2016-07-21 | High | 2 | #N/A | 78.6 | #N/A | #N/A
Halo | ML4DM10LSFL9FSE010* | 1000 | Downlight | 78.7 | 2022-07-15 | 2022-07-19 | High | 2 | #N/A | 78.7 | #N/A | #N/A
Halo | ML4DM10LSFL9FSE010*-* | 1000 | Downlight | 78.7 | 2022-07-15 | 2022-07-19 | High | 2 | #N/A | 78.7 | #N/A | #N/A
Halo | ML4DM10LSFL9FSE010*-#* | 1000 | Downlight | 78.7 | 2022-07-15 | 2022-07-19 | High | 2 | #N/A | 78.7 | #N/A | #N/A
GE Current, a Daintree company | LRC8R**15********827VQ | 1300 | Downlight | 78.8 | 2022-03-10 | 2022-03-11 | High | 2 | #N/A | 78.8 | #N/A | #N/A
GE Current, a Daintree company | LRC10R**15********827VQ | 1300 | Downlight | 78.8 | 2022-03-10 | 2022-03-11 | High | 2 | #N/A | 78.8 | #N/A | #N/A
GE Current, a Daintree company | LRC12R**15********827VQ | 1300 | Downlight | 78.8 | 2022-03-10 | 2022-03-11 | High | 2 | #N/A | 78.8 | #N/A | #N/A
GE Current, a Daintree company | LRC6R**15********827VQ | 1300 | Downlight | 78.8 | 2022-03-10 | 2022-03-11 | High | 2 | #N/A | 78.8 | #N/A | #N/A
Halo | SMD14S209SWHE* | 2079 | Downlight | 78.8 | 2020-07-02 | 2020-07-09 | High | 2 | #N/A | 78.8 | #N/A | #N/A
Halo | SMD14S209SWHE*-* | 2079 | Downlight | 78.8 | 2020-07-02 | 2020-07-09 | High | 2 | #N/A | 78.8 | #N/A | #N/A
LOTUS LED LIGHTS | LY82RCD 41K | 2600 | Downlight | 78.8 | 2019-09-22 | 2019-10-31 | High | 2 | #N/A | 78.8 | #N/A | #N/A
MaxLite | RRECO84030W/V2 | 3150 | Downlight | 78.8 | 2017-06-27 | 2017-07-06 | High | 2 | #N/A | 78.8 | #N/A | #N/A
MaxLite | RRECO84040W/V2 | 3150 | Downlight | 78.8 | 2017-06-27 | 2017-07-06 | High | 2 | #N/A | 78.8 | #N/A | #N/A
RENO | RENO-DL9.5-MW-DV-MCCT | 3150 | Downlight | 78.8 | 2021-01-10 | 2021-01-17 | High | 2 | #N/A | 78.8 | #N/A | #N/A
AURORIV | HY-BFDL-R8-18W-5CCT | 1420 | Downlight | 78.9 | 2022-12-12 | 2022-12-12 | High | 2 | #N/A | 78.9 | #N/A | #N/A
Aleo Lighting | CDL-6LE-UX/9CT | 1500 | Downlight | 78.9 | 2020-04-25 | 2020-04-22 | High | 2 | #N/A | 78.9 | #N/A | #N/A
Aleo Lighting | CDL-6LE-UX/9CT(B) | 1500 | Downlight | 78.9 | 2020-04-25 | 2020-04-22 | High | 2 | #N/A | 78.9 | #N/A | #N/A
CREE LIGHTING | CDR6-ALS-9ACK-10V5-WH-UNV | 1500 | Downlight | 78.9 | 2020-06-19 | 2020-07-07 | High | 2 | #N/A | 78.9 | #N/A | #N/A
Sylvania | 60815 | 1500 | Downlight | 78.9 | 2019-06-05 | 2019-05-31 | High | 2 | #N/A | 78.9 | #N/A | #N/A
Keystone | KT-RDLED18PS-6A-9CSE-VDIM | 1500 | Downlight | 78.9 | 2021-12-28 | 2022-01-21 | High | 2 | #N/A | 78.9 | #N/A | #N/A
TRULY GREEN SOLUTIONS LLC | FL-6-L-C-U-D-90CRI | 1500 | Downlight | 78.9 | 2021-03-12 | 2021-03-14 | High | 2 | #N/A | 78.9 | #N/A | #N/A
Everline | CDL06-13WS935S-U | 1500 | Downlight | 78.9 | 2021-06-26 | 2021-07-06 | High | 2 | #N/A | 78.9 | #N/A | #N/A
Verbatim | D6-3CCT-3W-CD | 1500 | Downlight | 78.9 | 2022-04-30 | 2022-05-05 | High | 2 | #N/A | 78.9 | #N/A | #N/A
L-Trim | LTR4-6R-UNV-1-SCCT-WH | 1500 | Downlight | 78.9 | 2021-07-01 | 2021-09-01 | High | 2 | #N/A | 78.9 | #N/A | #N/A
WAC | R1GAT06-F940-**** | 1500 | Downlight | 78.9 | 2022-04-18 | 2022-05-16 | High | 2 | #N/A | 78.9 | #N/A | #N/A
WAC | R1GAT06-N927-**** | 1500 | Downlight | 78.9 | 2022-04-18 | 2022-05-16 | High | 2 | #N/A | 78.9 | #N/A | #N/A
WAC | R1GAT06-N930-**** | 1500 | Downlight | 78.9 | 2022-04-18 | 2022-05-16 | High | 2 | #N/A | 78.9 | #N/A | #N/A
WAC | R1GAT06-N935-**** | 1500 | Downlight | 78.9 | 2022-04-18 | 2022-05-16 | High | 2 | #N/A | 78.9 | #N/A | #N/A
WAC | R1GAT06-N940-**** | 1500 | Downlight | 78.9 | 2022-04-18 | 2022-05-16 | High | 2 | #N/A | 78.9 | #N/A | #N/A
WAC | R1GAT06-S927-**** | 1500 | Downlight | 78.9 | 2022-04-18 | 2022-05-16 | High | 2 | #N/A | 78.9 | #N/A | #N/A
WAC | R1GAT06-S930-**** | 1500 | Downlight | 78.9 | 2022-04-18 | 2022-05-16 | High | 2 | #N/A | 78.9 | #N/A | #N/A
WAC | R1GAT06-S935-**** | 1500 | Downlight | 78.9 | 2022-04-18 | 2022-05-16 | High | 2 | #N/A | 78.9 | #N/A | #N/A
WAC | R1GAT06-S940-**** | 1500 | Downlight | 78.9 | 2022-04-18 | 2022-05-16 | High | 2 | #N/A | 78.9 | #N/A | #N/A
WAC | R1GDL06-F927-**** | 1500 | Downlight | 78.9 | 2022-04-18 | 2022-05-16 | High | 2 | #N/A | 78.9 | #N/A | #N/A
WAC | R1GDL06-F930-**** | 1500 | Downlight | 78.9 | 2022-04-18 | 2022-05-16 | High | 2 | #N/A | 78.9 | #N/A | #N/A
WAC | R1GDL06-F935-**** | 1500 | Downlight | 78.9 | 2022-04-18 | 2022-05-16 | High | 2 | #N/A | 78.9 | #N/A | #N/A
WAC | R1GDL06-F940-**** | 1500 | Downlight | 78.9 | 2022-04-18 | 2022-05-16 | High | 2 | #N/A | 78.9 | #N/A | #N/A
WAC | R1GDL06-N927-**** | 1500 | Downlight | 78.9 | 2022-04-18 | 2022-05-16 | High | 2 | #N/A | 78.9 | #N/A | #N/A
WAC | R1GDL06-N930-**** | 1500 | Downlight | 78.9 | 2022-04-18 | 2022-05-16 | High | 2 | #N/A | 78.9 | #N/A | #N/A
WAC | R1GDL06-N935-**** | 1500 | Downlight | 78.9 | 2022-04-18 | 2022-05-16 | High | 2 | #N/A | 78.9 | #N/A | #N/A
WAC | R1GDL06-N940-**** | 1500 | Downlight | 78.9 | 2022-04-18 | 2022-05-16 | High | 2 | #N/A | 78.9 | #N/A | #N/A
WAC | R1GDL06-S927-**** | 1500 | Downlight | 78.9 | 2022-04-18 | 2022-05-16 | High | 2 | #N/A | 78.9 | #N/A | #N/A
WAC | R1GDL06-S930-**** | 1500 | Downlight | 78.9 | 2022-04-18 | 2022-05-16 | High | 2 | #N/A | 78.9 | #N/A | #N/A
WAC | R1GDL06-S935-**** | 1500 | Downlight | 78.9 | 2022-04-18 | 2022-05-16 | High | 2 | #N/A | 78.9 | #N/A | #N/A
WAC | R1GDL06-S940-**** | 1500 | Downlight | 78.9 | 2022-04-18 | 2022-05-16 | High | 2 | #N/A | 78.9 | #N/A | #N/A
WAC | R1GDT06-F927-**** | 1500 | Downlight | 78.9 | 2022-04-18 | 2022-05-16 | High | 2 | #N/A | 78.9 | #N/A | #N/A
WAC | R1GDT06-F930-**** | 1500 | Downlight | 78.9 | 2022-04-18 | 2022-05-16 | High | 2 | #N/A | 78.9 | #N/A | #N/A
WAC | R1GDT06-F935-**** | 1500 | Downlight | 78.9 | 2022-04-18 | 2022-05-16 | High | 2 | #N/A | 78.9 | #N/A | #N/A
WAC | R1GDT06-F940-**** | 1500 | Downlight | 78.9 | 2022-04-18 | 2022-05-16 | High | 2 | #N/A | 78.9 | #N/A | #N/A
WAC | R1GDT06-N927-**** | 1500 | Downlight | 78.9 | 2022-04-18 | 2022-05-16 | High | 2 | #N/A | 78.9 | #N/A | #N/A
WAC | R1GDT06-N930-**** | 1500 | Downlight | 78.9 | 2022-04-18 | 2022-05-16 | High | 2 | #N/A | 78.9 | #N/A | #N/A
WAC | R1GDT06-N935-**** | 1500 | Downlight | 78.9 | 2022-04-18 | 2022-05-16 | High | 2 | #N/A | 78.9 | #N/A | #N/A
WAC | R1GDT06-N940-**** | 1500 | Downlight | 78.9 | 2022-04-18 | 2022-05-16 | High | 2 | #N/A | 78.9 | #N/A | #N/A
WAC | R1GDT06-S927-**** | 1500 | Downlight | 78.9 | 2022-04-18 | 2022-05-16 | High | 2 | #N/A | 78.9 | #N/A | #N/A
WAC | R1GDT06-S930-**** | 1500 | Downlight | 78.9 | 2022-04-18 | 2022-05-16 | High | 2 | #N/A | 78.9 | #N/A | #N/A
WAC | R1GDT06-S935-**** | 1500 | Downlight | 78.9 | 2022-04-18 | 2022-05-16 | High | 2 | #N/A | 78.9 | #N/A | #N/A
WAC | R1GDT06-S940-**** | 1500 | Downlight | 78.9 | 2022-04-18 | 2022-05-16 | High | 2 | #N/A | 78.9 | #N/A | #N/A
WAC | R1GAL06-F927-**** | 1500 | Downlight | 78.9 | 2022-04-18 | 2022-05-16 | High | 2 | #N/A | 78.9 | #N/A | #N/A
WAC | R1GAL06-F930-**** | 1500 | Downlight | 78.9 | 2022-04-18 | 2022-05-16 | High | 2 | #N/A | 78.9 | #N/A | #N/A
WAC | R1GAL06-F935-**** | 1500 | Downlight | 78.9 | 2022-04-18 | 2022-05-16 | High | 2 | #N/A | 78.9 | #N/A | #N/A
WAC | R1GAL06-F940-**** | 1500 | Downlight | 78.9 | 2022-04-18 | 2022-05-16 | High | 2 | #N/A | 78.9 | #N/A | #N/A
WAC | R1GAL06-N927-**** | 1500 | Downlight | 78.9 | 2022-04-18 | 2022-05-16 | High | 2 | #N/A | 78.9 | #N/A | #N/A
WAC | R1GAL06-N930-**** | 1500 | Downlight | 78.9 | 2022-04-18 | 2022-05-16 | High | 2 | #N/A | 78.9 | #N/A | #N/A
WAC | R1GAL06-N935-**** | 1500 | Downlight | 78.9 | 2022-04-18 | 2022-05-16 | High | 2 | #N/A | 78.9 | #N/A | #N/A
WAC | R1GAL06-N940-**** | 1500 | Downlight | 78.9 | 2022-04-18 | 2022-05-16 | High | 2 | #N/A | 78.9 | #N/A | #N/A
WAC | R1GAL06-S927-**** | 1500 | Downlight | 78.9 | 2022-04-18 | 2022-05-16 | High | 2 | #N/A | 78.9 | #N/A | #N/A
WAC | R1GAL06-S930-**** | 1500 | Downlight | 78.9 | 2022-04-18 | 2022-05-16 | High | 2 | #N/A | 78.9 | #N/A | #N/A
WAC | R1GAL06-S935-**** | 1500 | Downlight | 78.9 | 2022-04-18 | 2022-05-16 | High | 2 | #N/A | 78.9 | #N/A | #N/A
WAC | R1GAL06-S940-**** | 1500 | Downlight | 78.9 | 2022-04-18 | 2022-05-16 | High | 2 | #N/A | 78.9 | #N/A | #N/A
WAC | R1GAT06-F927-**** | 1500 | Downlight | 78.9 | 2022-04-18 | 2022-05-16 | High | 2 | #N/A | 78.9 | #N/A | #N/A
WAC | R1GAT06-F930-**** | 1500 | Downlight | 78.9 | 2022-04-18 | 2022-05-16 | High | 2 | #N/A | 78.9 | #N/A | #N/A
WAC | R1GAT06-F935-**** | 1500 | Downlight | 78.9 | 2022-04-18 | 2022-05-16 | High | 2 | #N/A | 78.9 | #N/A | #N/A
Elite Lighting | HH4-LED-1500L-DIM10-[120,277]V-[N,M,W]D-[27,30,35,40,50]K-80 | 1618 | Downlight | 78.9 | 2016-09-21 | 2016-12-20 | High | 2 | #N/A | 78.9 | #N/A | #N/A
Elite Lighting | HH6IC-LED-1500L-DIM10-[120,277]V-[N,M,W]D-[27,30,35,40,50]K-80 | 1618 | Downlight | 78.9 | 2016-09-21 | 2016-12-20 | High | 2 | #N/A | 78.9 | #N/A | #N/A
PORTFOLIO | LDSQA4A 18840 D010TE LAR25NF 4LSQAL1H | 2249 | Downlight | 78.9 | 2015-11-10 | 2016-02-19 | High | 2 | #N/A | 78.9 | #N/A | #N/A
PORTFOLIO | LDSQA4A 18840 DLT LAR25NF 4LSQA1H | 2249 | Downlight | 78.9 | 2015-11-10 | 2016-02-19 | High | 2 | #N/A | 78.9 | #N/A | #N/A
PORTFOLIO | LDSQA4A 18840 DMX LAR25NF 4LSQA1H | 2249 | Downlight | 78.9 | 2015-11-10 | 2016-02-19 | High | 2 | #N/A | 78.9 | #N/A | #N/A
Vantage | [A4VOFLED¦A6VEFLED¦A6VOFLED¦SQ44VEFLED][1¦2]-50[30K¦35K¦40K]-[L4060¦L4015¦M6060¦M6015¦L6030¦LSQ441]-[SCL¦SGC¦ECL¦WHT]-[DL-2¦DL-3¦LDE1¦TDM¦DMX¦EM-17¦EMI-17¦EM-20¦HCR¦PF] | 4415 | Downlight | 78.9 | 2019-02-20 | 2019-03-22 | High | 2 | #N/A | 78.9 | #N/A | #N/A
Vantage | [A##V*FLED**¦AIC#V*FLED**¦SQ##V*FLED**¦SQIC##V*FLED**¦V#*VH*****¦VIC#*VH*****¦VVR#VEFLED¦VVRIC#VEFLED¦V4EVHMRI¦V4OFCR][1¦2]-50##K-[F¦L¦LSQ¦M¦VVRL¦W]####-[SCL¦SGC¦ECL¦WHT¦SCL-AM¦SGC-AM¦WHT-AM]-[DL-2¦DL-3¦LDE1¦TDM¦DMX¦EM-17¦EMI-17¦EM-20¦PF¦DTD¦REM] | 4415 | Downlight | 78.9 | 2019-02-20 | 2020-02-21 | High | 2 | #N/A | 78.9 | #N/A | #N/A
Lightolier | C3SQC[PS¦S¦W]WW15927[Z10U¦ELV1¦L01U¦L1U][A¦B¦W¦RAL#] | 1305 | Downlight | 79 | 2020-04-17 | 2022-09-08 | High | 2 | #N/A | 79 | #N/A | #N/A
Lightolier | C3SQC[PS¦S¦W]WW15930[Z10U¦ELV1¦L01U¦L1U][A¦B¦W¦RAL#] | 1305 | Downlight | 79 | 2020-04-17 | 2022-09-08 | High | 2 | #N/A | 79 | #N/A | #N/A
Lightolier | C3SQC[PS¦S¦W]WW15935[Z10U¦ELV1¦L01U¦L1U][A¦B¦W¦RAL#] | 1305 | Downlight | 79 | 2020-04-17 | 2022-09-08 | High | 2 | #N/A | 79 | #N/A | #N/A
Lightolier | C3SQC[PS¦S¦W]WW15940[Z10U¦ELV1¦L01U¦L1U][A¦B¦W¦RAL#] | 1305 | Downlight | 79 | 2020-04-17 | 2020-08-08 | High | 2 | #N/A | 79 | #N/A | #N/A
Lightolier | C3SQC[PS¦S¦W]WW15940[Z10U¦ELV1¦L01U¦L1U][A¦B¦W¦RAL#] | 1305 | Downlight | 79 | 2020-04-17 | 2022-09-08 | High | 2 | #N/A | 79 | #N/A | #N/A
Lightolier | C3C[PS¦S¦W]WW15927[Z10U¦ELV1¦L01U¦L1U][A¦B¦W¦RAL#] | 1305 | Downlight | 79 | 2020-04-17 | 2022-09-08 | High | 2 | #N/A | 79 | #N/A | #N/A
Lightolier | C3C[PS¦S¦W]WW15930[Z10U¦ELV1¦L01U¦L1U][A¦B¦W¦RAL#] | 1305 | Downlight | 79 | 2020-04-17 | 2022-09-08 | High | 2 | #N/A | 79 | #N/A | #N/A
Lightolier | C3C[PS¦S¦W]WW15935[Z10U¦ELV1¦L01U¦L1U][A¦B¦W¦RAL#] | 1305 | Downlight | 79 | 2020-04-17 | 2022-09-08 | High | 2 | #N/A | 79 | #N/A | #N/A
Lightolier | C3C[PS¦S¦W]WW15940[Z10U¦ELV1¦L01U¦L1U][A¦B¦W¦RAL#] | 1305 | Downlight | 79 | 2020-04-17 | 2022-09-08 | High | 2 | #N/A | 79 | #N/A | #N/A
Lightolier | C4[C¦CSQ][S¦W¦P][DL¦DW¦WW]20927[M¦W][Z10U¦L1U¦L01U¦SOLU¦LDU¦LTEU¦DMXU¦DU¦RAU][CD¦CC¦WH¦CL][A¦B¦W¦RAL#] | 1484 | Downlight | 79 | 2022-06-14 | 2022-08-04 | High | 2 | #N/A | 79 | #N/A | #N/A
Lightolier | C4[C¦CSQ][S¦W¦P][DL¦DW¦WW]20930[M¦W][Z10U¦L1U¦L01U¦SOLU¦LDU¦LTEU¦DMXU¦DU¦RAU][CD¦CC¦WH¦CL][A¦B¦W¦RAL#] | 1484 | Downlight | 79 | 2022-06-14 | 2022-08-04 | High | 2 | #N/A | 79 | #N/A | #N/A
Lightolier | C4[C¦CSQ][S¦W¦P][DL¦DW¦WW]20935[M¦W][Z10U¦L1U¦L01U¦SOLU¦LDU¦LTEU¦DMXU¦DU¦RAU][CD¦CC¦WH¦CL][A¦B¦W¦RAL#] | 1484 | Downlight | 79 | 2022-06-14 | 2022-08-04 | High | 2 | #N/A | 79 | #N/A | #N/A
Lightolier | C4[C¦CSQ][S¦W¦P][DL¦DW¦WW]20940[M¦W][Z10U¦L1U¦L01U¦SOLU¦LDU¦LTEU¦DMXU¦DU¦RAU][CD¦CC¦WH¦CL][A¦B¦W¦RAL#] | 1484 | Downlight | 79 | 2022-06-14 | 2022-08-04 | High | 2 | #N/A | 79 | #N/A | #N/A
Lightolier | C4[C¦CSQ][S¦W¦P][DL¦DW¦WW]20950[M¦W][Z10U¦L1U¦L01U¦SOLU¦LDU¦LTEU¦DMXU¦DU¦RAU][CD¦CC¦WH¦CL][A¦B¦W¦RAL#] | 1484 | Downlight | 79 | 2022-06-14 | 2022-08-04 | High | 2 | #N/A | 79 | #N/A | #N/A
Lightolier | C4L20927[M¦W][Z10U¦L1U¦L01U¦SOLU¦LDU¦LTEU¦DMXU¦DU¦RAU][¦R¦RH] / C4[RDL¦RCW¦RDW¦RWW¦SDLNM][CD¦CC¦WH¦CL] | 1484 | Downlight | 79 | 2022-06-14 | 2022-08-04 | High | 2 | #N/A | 79 | #N/A | #N/A
Lightolier | C4L20930[M¦W][Z10U¦L1U¦L01U¦SOLU¦LDU¦LTEU¦DMXU¦DU¦RAU][¦R¦RH] / C4[RDL¦RCW¦RDW¦RWW¦SDLNM][CD¦CC¦WH¦CL] | 1484 | Downlight | 79 | 2022-06-14 | 2022-08-04 | High | 2 | #N/A | 79 | #N/A | #N/A
Lightolier | C4L20935[M¦W][Z10U¦L1U¦L01U¦SOLU¦LDU¦LTEU¦DMXU¦DU¦RAU][¦R¦RH] / C4[RDL¦RCW¦RDW¦RWW¦SDLNM][CD¦CC¦WH¦CL] | 1484 | Downlight | 79 | 2022-06-14 | 2022-08-04 | High | 2 | #N/A | 79 | #N/A | #N/A
Lightolier | C4L20940[M¦W][Z10U¦L1U¦L01U¦SOLU¦LDU¦LTEU¦DMXU¦DU¦RAU][¦R¦RH] / C4[RDL¦RCW¦RDW¦RWW¦SDLNM][CD¦CC¦WH¦CL] | 1484 | Downlight | 79 | 2022-06-14 | 2022-08-04 | High | 2 | #N/A | 79 | #N/A | #N/A
Lightolier | C4L20950[M¦W][Z10U¦L1U¦L01U¦SOLU¦LDU¦LTEU¦DMXU¦DU¦RAU][¦R¦RH] / C4[RDL¦RCW¦RDW¦RWW¦SDLNM][CD¦CC¦WH¦CL] | 1484 | Downlight | 79 | 2022-06-14 | 2022-08-04 | High | 2 | #N/A | 79 | #N/A | #N/A
Keystone | KT-RDLED20PS-8A-9CSE-VDIM-EM5 | 1580 | Downlight | 79 | 2021-12-03 | 2021-12-16 | High | 2 | #N/A | 79 | #N/A | #N/A
MaxLite | RRCX10WCSD | 1580 | Downlight | 79 | 2021-08-03 | 2021-09-07 | High | 2 | #N/A | 79 | #N/A | #N/A
MaxLite | RRCX10WCSD(RRC10R**) | 1580 | Downlight | 79 | 2021-08-03 | 2021-09-07 | High | 2 | #N/A | 79 | #N/A | #N/A
MaxLite | RRCX10WCSD(RRC10R**) | 1580 | Downlight | 79 | 2022-02-25 | 2022-02-25 | High | 2 | #N/A | 79 | #N/A | #N/A
MaxLite | RRCX10WCSD(RRC4R**) | 1580 | Downlight | 79 | 2021-08-03 | 2021-09-07 | High | 2 | #N/A | 79 | #N/A | #N/A
MaxLite | RRCX10WCSD(RRC4R**) | 1580 | Downlight | 79 | 2022-02-25 | 2022-02-25 | High | 2 | #N/A | 79 | #N/A | #N/A
MaxLite | RRCX10WCSD(RRC6R**) | 1580 | Downlight | 79 | 2021-08-03 | 2021-09-07 | High | 2 | #N/A | 79 | #N/A | #N/A
MaxLite | RRCX10WCSD(RRC6R**) | 1580 | Downlight | 79 | 2022-02-25 | 2022-02-25 | High | 2 | #N/A | 79 | #N/A | #N/A
MaxLite | RRCX10WCSD(RRC8R**) | 1580 | Downlight | 79 | 2021-08-03 | 2021-09-07 | High | 2 | #N/A | 79 | #N/A | #N/A
MaxLite | RRCX10WCSD(RRC8R**) | 1580 | Downlight | 79 | 2022-02-25 | 2022-02-25 | High | 2 | #N/A | 79 | #N/A | #N/A
Rayon Lighting | RPA3-16L-##K-UNV-ID-3RO-15,RPA3-16L-##K-UNV-ID-3RO-20, RPA3-16L-##K-UNV-ID-3RO-36, RPA3-16L-##K-UNV-ID-3RO-60 ,RPA3-16L-##K-UNV-ID-3SO-15 | 1580 | Downlight | 79 | 2020-05-26 | 2020-06-15 | High | 2 | #N/A | 79 | #N/A | #N/A
GE Current, a Daintree company | LRC8R**20********827VQ | 1740 | Downlight | 79.1 | 2022-03-10 | 2022-03-11 | High | 2 | #N/A | 79.1 | #N/A | #N/A
GE Current, a Daintree company | LRC10R**20********827VQ | 1740 | Downlight | 79.1 | 2022-03-10 | 2022-03-11 | High | 2 | #N/A | 79.1 | #N/A | #N/A
GE Current, a Daintree company | LRC12R**20********827VQ | 1740 | Downlight | 79.1 | 2022-03-10 | 2022-03-11 | High | 2 | #N/A | 79.1 | #N/A | #N/A
GE Current, a Daintree company | LRC6R**20********827VQ | 1740 | Downlight | 79.1 | 2022-03-10 | 2022-03-11 | High | 2 | #N/A | 79.1 | #N/A | #N/A
Liteline | ALR8-2640W | 1820 | Downlight | 79.1 | 2015-11-26 | 2016-04-22 | High | 2 | #N/A | 79.1 | #N/A | #N/A
Prescolite | LTR-3RD-RH-ML20LDM1 + LTR-3RD-T-ML35K8WDSS | 1985 | Downlight | 79.1 | 2019-07-12 | 2019-08-23 | High | 2 | #N/A | 79.1 | #N/A | #N/A
Halo | SMD14S209SWHE*-* | 2310 | Downlight | 79.1 | 2021-10-28 | 2021-12-08 | High | 2 | #N/A | 79.1 | #N/A | #N/A
ConTech Lighting | SQL3T227K[12D1,MVD2][C,FC,RS,W,TFC][BLANK,X][S,M,F,WF]-[B,P,S,BZ][BLANK,-RDB,-RD] | 1086 | Downlight | 79.2 | 2021-02-03 | 2021-03-19 | High | 2 | #N/A | 79.2 | #N/A | #N/A
ConTech Lighting | SQL3T227KC[12D1,MVD2][C,FC,RS,W,TFC][BLANK,X][S,M,F,WF]-[B,P,S,BZ][BLANK,-RDB,-RD] | 1086 | Downlight | 79.2 | 2021-02-03 | 2021-03-19 | High | 2 | #N/A | 79.2 | #N/A | #N/A
ConTech Lighting | SQL3T230K[12D1,MVD2][C,FC,RS,W,TFC][BLANK,X][S,M,F,WF]-[B,P,S,BZ][BLANK,-RDB,-RD] | 1086 | Downlight | 79.2 | 2021-02-03 | 2021-03-19 | High | 2 | #N/A | 79.2 | #N/A | #N/A
ConTech Lighting | SQL3T230KC[12D1,MVD2][C,FC,RS,W,TFC][BLANK,X][S,M,F,WF]-[B,P,S,BZ][BLANK,-RDB,-RD] | 1086 | Downlight | 79.2 | 2021-02-03 | 2021-03-19 | High | 2 | #N/A | 79.2 | #N/A | #N/A
ConTech Lighting | SQL3T235K[12D1,MVD2][C,FC,RS,W,TFC][BLANK,X][S,M,F,WF]-[B,P,S,BZ][BLANK,-RDB,-RD] | 1086 | Downlight | 79.2 | 2021-02-03 | 2021-03-19 | High | 2 | #N/A | 79.2 | #N/A | #N/A
ConTech Lighting | SQL3T235KC[12D1,MVD2][C,FC,RS,W,TFC][BLANK,X][S,M,F,WF]-[B,P,S,BZ][BLANK,-RDB,-RD] | 1086 | Downlight | 79.2 | 2021-02-03 | 2021-03-19 | High | 2 | #N/A | 79.2 | #N/A | #N/A
ConTech Lighting | SQL3T240K[12D1,MVD2][C,FC,RS,W,TFC][BLANK,X][S,M,F,WF]-[B,P,S,BZ][BLANK,-RDB,-RD] | 1086 | Downlight | 79.2 | 2021-02-03 | 2021-03-19 | High | 2 | #N/A | 79.2 | #N/A | #N/A
ConTech Lighting | SQL3T240KC[12D1,MVD2][C,FC,RS,W,TFC][BLANK,X][S,M,F,WF]-[B,P,S,BZ][BLANK,-RDB,-RD] | 1086 | Downlight | 79.2 | 2021-02-03 | 2021-03-19 | High | 2 | #N/A | 79.2 | #N/A | #N/A
PORTFOLIO | LSR2B15NFL2580[27¦30¦35¦40][D010¦D010TR][P¦MB¦SL¦BZ] 2LB[DL¦CS¦LCS]3[LI¦MW¦WMH¦WH¦H] | 1140 | Downlight | 79.2 | 2017-07-26 | 2017-08-01 | High | 2 | #N/A | 79.2 | #N/A | #N/A
PORTFOLIO | LD2B15[D010¦D010TR] EU2B15NFL2580[27¦30¦35¦40] 2LB[D¦SW¦DL¦CS¦LCS¦SQC¦SQLC]#[LI¦MW¦WMH¦WH¦H] | 1140 | Downlight | 79.2 | 2017-07-26 | 2017-08-01 | High | 2 | #N/A | 79.2 | #N/A | #N/A
Intense Lighting | GDS4**L2279*******FL/****###***-***-* | 1183 | Downlight | 79.2 | 2020-01-01 | 2020-06-25 | High | 2 | #N/A | 79.2 | #N/A | #N/A
Intense Lighting | GDS4**L2279*******NF/****###***-***-* | 1183 | Downlight | 79.2 | 2020-01-01 | 2020-06-25 | High | 2 | #N/A | 79.2 | #N/A | #N/A
Intense Lighting | GDS4**L2279*******NS/****###***-***-* | 1183 | Downlight | 79.2 | 2020-01-01 | 2020-06-25 | High | 2 | #N/A | 79.2 | #N/A | #N/A
Intense Lighting | GDS4**L2279*******SP/****###***-***-* | 1183 | Downlight | 79.2 | 2020-01-01 | 2020-06-25 | High | 2 | #N/A | 79.2 | #N/A | #N/A
Intense Lighting | GDS4**L2279*******WF/****###***-***-* | 1183 | Downlight | 79.2 | 2020-01-01 | 2020-06-25 | High | 2 | #N/A | 79.2 | #N/A | #N/A
Intense Lighting | GDS4**L227*******FL/****###***-***-* | 1183 | Downlight | 79.2 | 2020-01-01 | 2020-06-25 | High | 2 | #N/A | 79.2 | #N/A | #N/A
Intense Lighting | GDS4**L227*******NF/****###***-***-* | 1183 | Downlight | 79.2 | 2020-01-01 | 2020-06-25 | High | 2 | #N/A | 79.2 | #N/A | #N/A
Intense Lighting | GDS4**L227*******NS/****###***-***-* | 1183 | Downlight | 79.2 | 2020-01-01 | 2020-06-25 | High | 2 | #N/A | 79.2 | #N/A | #N/A
Intense Lighting | GDS4**L227*******SP/****###***-***-* | 1183 | Downlight | 79.2 | 2020-01-01 | 2020-06-25 | High | 2 | #N/A | 79.2 | #N/A | #N/A
Intense Lighting | GDS4**L227*******WF/****###***-***-* | 1183 | Downlight | 79.2 | 2020-01-01 | 2020-06-25 | High | 2 | #N/A | 79.2 | #N/A | #N/A
Intense Lighting | GDS4**L2309*******FL/****###***-***-* | 1183 | Downlight | 79.2 | 2020-01-01 | 2020-06-25 | High | 2 | #N/A | 79.2 | #N/A | #N/A
Intense Lighting | GDS4**L2309*******NF/****###***-***-* | 1183 | Downlight | 79.2 | 2020-01-01 | 2020-06-25 | High | 2 | #N/A | 79.2 | #N/A | #N/A
Intense Lighting | GDS4**L2309*******NS/****###***-***-* | 1183 | Downlight | 79.2 | 2020-01-01 | 2020-06-25 | High | 2 | #N/A | 79.2 | #N/A | #N/A
Intense Lighting | GDS4**L2309*******SP/****###***-***-* | 1183 | Downlight | 79.2 | 2020-01-01 | 2020-06-25 | High | 2 | #N/A | 79.2 | #N/A | #N/A
Intense Lighting | GDS4**L2309*******WF/****###***-***-* | 1183 | Downlight | 79.2 | 2020-01-01 | 2020-06-25 | High | 2 | #N/A | 79.2 | #N/A | #N/A
Intense Lighting | GDS4**L230*******FL/****###***-***-* | 1183 | Downlight | 79.2 | 2020-01-01 | 2020-06-25 | High | 2 | #N/A | 79.2 | #N/A | #N/A
Intense Lighting | GDS4**L230*******NF/****###***-***-* | 1183 | Downlight | 79.2 | 2020-01-01 | 2020-06-25 | High | 2 | #N/A | 79.2 | #N/A | #N/A
Intense Lighting | GDS4**L230*******NS/****###***-***-* | 1183 | Downlight | 79.2 | 2020-01-01 | 2020-06-25 | High | 2 | #N/A | 79.2 | #N/A | #N/A
Intense Lighting | GDS4**L230*******SP/****###***-***-* | 1183 | Downlight | 79.2 | 2020-01-01 | 2020-06-25 | High | 2 | #N/A | 79.2 | #N/A | #N/A
Intense Lighting | GDS4**L230*******WF/****###***-***-* | 1183 | Downlight | 79.2 | 2020-01-01 | 2020-06-25 | High | 2 | #N/A | 79.2 | #N/A | #N/A
Intense Lighting | GDS4**L2359*******FL/****###***-***-* | 1183 | Downlight | 79.2 | 2020-01-01 | 2020-06-25 | High | 2 | #N/A | 79.2 | #N/A | #N/A
Intense Lighting | GDS4**L2359*******NF/****###***-***-* | 1183 | Downlight | 79.2 | 2020-01-01 | 2020-06-25 | High | 2 | #N/A | 79.2 | #N/A | #N/A
Intense Lighting | GDS4**L2359*******NS/****###***-***-* | 1183 | Downlight | 79.2 | 2020-01-01 | 2020-06-25 | High | 2 | #N/A | 79.2 | #N/A | #N/A
Intense Lighting | GDS4**L2359*******SP/****###***-***-* | 1183 | Downlight | 79.2 | 2020-01-01 | 2020-06-25 | High | 2 | #N/A | 79.2 | #N/A | #N/A
Intense Lighting | GDS4**L2359*******WF/****###***-***-* | 1183 | Downlight | 79.2 | 2020-01-01 | 2020-06-25 | High | 2 | #N/A | 79.2 | #N/A | #N/A
Intense Lighting | GDS4**L235*******FL/****###***-***-* | 1183 | Downlight | 79.2 | 2020-01-01 | 2020-06-25 | High | 2 | #N/A | 79.2 | #N/A | #N/A
Intense Lighting | GDS4**L235*******NF/****###***-***-* | 1183 | Downlight | 79.2 | 2020-01-01 | 2020-06-25 | High | 2 | #N/A | 79.2 | #N/A | #N/A
Intense Lighting | GDS4**L235*******NS/****###***-***-* | 1183 | Downlight | 79.2 | 2020-01-01 | 2020-06-25 | High | 2 | #N/A | 79.2 | #N/A | #N/A
Intense Lighting | GDS4**L235*******SP/****###***-***-* | 1183 | Downlight | 79.2 | 2020-01-01 | 2020-06-25 | High | 2 | #N/A | 79.2 | #N/A | #N/A
Intense Lighting | GDS4**L235*******WF/****###***-***-* | 1183 | Downlight | 79.2 | 2020-01-01 | 2020-06-25 | High | 2 | #N/A | 79.2 | #N/A | #N/A
Intense Lighting | GDS4**L2409*******FL/****###***-***-* | 1183 | Downlight | 79.2 | 2020-01-01 | 2020-06-25 | High | 2 | #N/A | 79.2 | #N/A | #N/A
Intense Lighting | GDS4**L2409*******NF/****###***-***-* | 1183 | Downlight | 79.2 | 2020-01-01 | 2020-06-25 | High | 2 | #N/A | 79.2 | #N/A | #N/A
Intense Lighting | GDS4**L2409*******NS/****###***-***-* | 1183 | Downlight | 79.2 | 2020-01-01 | 2020-06-25 | High | 2 | #N/A | 79.2 | #N/A | #N/A
Intense Lighting | GDS4**L2409*******SP/****###***-***-* | 1183 | Downlight | 79.2 | 2020-01-01 | 2020-06-25 | High | 2 | #N/A | 79.2 | #N/A | #N/A
Intense Lighting | GDS4**L2409*******WF/****###***-***-* | 1183 | Downlight | 79.2 | 2020-01-01 | 2020-06-25 | High | 2 | #N/A | 79.2 | #N/A | #N/A
Intense Lighting | GDS4**L240*******FL/****###***-***-* | 1183 | Downlight | 79.2 | 2020-01-01 | 2020-06-25 | High | 2 | #N/A | 79.2 | #N/A | #N/A
Intense Lighting | GDS4**L240*******NF/****###***-***-* | 1183 | Downlight | 79.2 | 2020-01-01 | 2020-06-25 | High | 2 | #N/A | 79.2 | #N/A | #N/A
Intense Lighting | GDS4**L240*******NS/****###***-***-* | 1183 | Downlight | 79.2 | 2020-01-01 | 2020-06-25 | High | 2 | #N/A | 79.2 | #N/A | #N/A
Intense Lighting | GDS4**L240*******SP/****###***-***-* | 1183 | Downlight | 79.2 | 2020-01-01 | 2020-06-25 | High | 2 | #N/A | 79.2 | #N/A | #N/A
Intense Lighting | GDS4**L240*******WF/****###***-***-* | 1183 | Downlight | 79.2 | 2020-01-01 | 2020-06-25 | High | 2 | #N/A | 79.2 | #N/A | #N/A
Halo | SMD6R12927WH*-* | 1244 | Downlight | 79.2 | 2020-05-25 | 2020-05-27 | High | 2 | #N/A | 79.2 | #N/A | #N/A
ASD | ASD-JBS-12D24AC-** | 1900 | Downlight | 79.2 | 2022-09-01 | 2022-08-23 | High | 2 | #N/A | 79.2 | #N/A | #N/A
BY DESIGN LED | BDL-PL12-24W-30K | 1900 | Downlight | 79.2 | 2019-01-11 | 2019-01-11 | High | 2 | #N/A | 79.2 | #N/A | #N/A
EELighting | UTP-R8714MW-24W30K-120277V-010V-CRI90 | 1900 | Downlight | 79.2 | 2020-07-30 | 2020-10-16 | High | 2 | #N/A | 79.2 | #N/A | #N/A
RAB | DLW0040 | 1900 | Downlight | 79.2 | 2019-12-30 | 2020-03-17 | High | 2 | #N/A | 79.2 | #N/A | #N/A
RAB | DLW0050 | 1900 | Downlight | 79.2 | 2019-12-30 | 2020-03-17 | High | 2 | #N/A | 79.2 | #N/A | #N/A
LIGHT THE FUTURE | D912-CCT-90-**-S | 1900 | Downlight | 79.2 | 2022-07-10 | 2022-07-13 | High | 2 | #N/A | 79.2 | #N/A | #N/A
Westgate | RSLC8-BF-30K | 1900 | Downlight | 79.2 | 2020-05-27 | 2020-06-25 | High | 2 | #N/A | 79.2 | #N/A | #N/A
Nora Lighting | NRLM-16C3835BWLE4 | 3800 | Downlight | 79.2 | 2018-07-30 | 2018-08-03 | High | 2 | #N/A | 79.2 | #N/A | #N/A
Lightolier | L5R15[A¦AN¦R]E1VB / L5R15927VB / L5[R¦S][D¦B]** | 1011 | Downlight | 79.3 | 2021-12-01 | 2022-06-23 | High | 2 | #N/A | 79.3 | #N/A | #N/A
Lightolier | L5R15[A¦AN¦R]E1VB / L5R15930VB / L5[R¦S][D¦B]** | 1011 | Downlight | 79.3 | 2021-12-01 | 2022-06-23 | High | 2 | #N/A | 79.3 | #N/A | #N/A
Lightolier | L5R15[A¦AN¦R]E1VB / L5R15935VB / L5[R¦S][D¦B]** | 1011 | Downlight | 79.3 | 2021-12-01 | 2022-06-23 | High | 2 | #N/A | 79.3 | #N/A | #N/A
Lightolier | L5R15[A¦AN¦R]E1VB / L5R15940VB / L5[R¦S][D¦B]** | 1011 | Downlight | 79.3 | 2021-12-01 | 2022-06-23 | High | 2 | #N/A | 79.3 | #N/A | #N/A
Lightolier | L5R15[A¦AN¦R]E1VB / L5R15950VB / L5[R¦S][D¦B]** | 1011 | Downlight | 79.3 | 2021-12-01 | 2022-06-23 | High | 2 | #N/A | 79.3 | #N/A | #N/A
Lightolier | L5R15[A¦AN¦R]E1VB / L5RA15927*VB | 1011 | Downlight | 79.3 | 2021-12-01 | 2022-06-23 | High | 2 | #N/A | 79.3 | #N/A | #N/A
Lightolier | L5R15[A¦AN¦R]E1VB / L5RA15930*VB | 1011 | Downlight | 79.3 | 2021-12-01 | 2022-06-23 | High | 2 | #N/A | 79.3 | #N/A | #N/A
Lightolier | L5R15[A¦AN¦R]E1VB / L5RA15935*VB | 1011 | Downlight | 79.3 | 2021-12-01 | 2022-06-23 | High | 2 | #N/A | 79.3 | #N/A | #N/A
Lightolier | L5R15[A¦AN¦R]E1VB / L5RA15940*VB | 1011 | Downlight | 79.3 | 2021-12-01 | 2022-06-23 | High | 2 | #N/A | 79.3 | #N/A | #N/A
Lightolier | L5R15[A¦AN¦R]E1VB / L5RA15950*VB | 1011 | Downlight | 79.3 | 2021-12-01 | 2022-06-23 | High | 2 | #N/A | 79.3 | #N/A | #N/A
Lightolier | L5R15[A¦AN¦R]Z10UVB / L5R15927VB / L5[R¦S][D¦B]** | 1011 | Downlight | 79.3 | 2021-12-01 | 2022-06-23 | High | 2 | #N/A | 79.3 | #N/A | #N/A
Lightolier | L5R15[A¦AN¦R]Z10UVB / L5R15930VB / L5[R¦S][D¦B]** | 1011 | Downlight | 79.3 | 2021-12-01 | 2022-06-23 | High | 2 | #N/A | 79.3 | #N/A | #N/A
Lightolier | L5R15[A¦AN¦R]Z10UVB / L5R15935VB / L5[R¦S][D¦B]** | 1011 | Downlight | 79.3 | 2021-12-01 | 2022-06-23 | High | 2 | #N/A | 79.3 | #N/A | #N/A
Lightolier | L5R15[A¦AN¦R]Z10UVB / L5R15940VB / L5[R¦S][D¦B]** | 1011 | Downlight | 79.3 | 2021-12-01 | 2022-06-23 | High | 2 | #N/A | 79.3 | #N/A | #N/A
Lightolier | L5R15[A¦AN¦R]Z10UVB / L5R15950VB / L5[R¦S][D¦B]** | 1011 | Downlight | 79.3 | 2021-12-01 | 2022-06-23 | High | 2 | #N/A | 79.3 | #N/A | #N/A
Lightolier | L5R15[A¦AN¦R]Z10UVB / L5RA15927*VB | 1011 | Downlight | 79.3 | 2021-12-01 | 2022-06-23 | High | 2 | #N/A | 79.3 | #N/A | #N/A
Lightolier | L5R15[A¦AN¦R]Z10UVB / L5RA15930*VB | 1011 | Downlight | 79.3 | 2021-12-01 | 2022-06-23 | High | 2 | #N/A | 79.3 | #N/A | #N/A
Lightolier | L5R15[A¦AN¦R]Z10UVB / L5RA15935*VB | 1011 | Downlight | 79.3 | 2021-12-01 | 2022-06-23 | High | 2 | #N/A | 79.3 | #N/A | #N/A
Lightolier | L5R15[A¦AN¦R]Z10UVB / L5RA15940*VB | 1011 | Downlight | 79.3 | 2021-12-01 | 2022-06-23 | High | 2 | #N/A | 79.3 | #N/A | #N/A
Lightolier | L5R15[A¦AN¦R]Z10UVB / L5RA15950*VB | 1011 | Downlight | 79.3 | 2021-12-01 | 2022-06-23 | High | 2 | #N/A | 79.3 | #N/A | #N/A
NICOR | DQR6-10-120-#K-$$-XX | 1189 | Downlight | 79.3 | 2016-01-21 | 2016-01-21 | High | 2 | #N/A | 79.3 | #N/A | #N/A
NICOR | DQR6-10-120-#K-$$-XX | 1189 | Downlight | 79.3 | 2016-01-21 | 2016-01-21 | High | 2 | #N/A | 79.3 | #N/A | #N/A
NICOR | DQR6-10-120-#K-$$-XX | 1189 | Downlight | 79.3 | 2016-01-21 | 2016-01-21 | High | 2 | #N/A | 79.3 | #N/A | #N/A
NICOR | DQR6-10-120-#K-$$-XX | 1189 | Downlight | 79.3 | 2016-01-21 | 2016-01-21 | High | 2 | #N/A | 79.3 | #N/A | #N/A
Rayon Lighting | RPA3-11L-##K-UNV-ID-3RO-15 | 1190 | Downlight | 79.3 | 2020-05-26 | 2020-06-15 | High | 2 | #N/A | 79.3 | #N/A | #N/A
Halo | SMD6S12930WH*-* | 1268 | Downlight | 79.3 | 2020-06-05 | 2020-06-08 | High | 2 | #N/A | 79.3 | #N/A | #N/A
PORTFOLIO | LAM4B312R##90[27¦30¦35¦40][D010TR¦DE010][Blank¦M][1¦2¦3][MB¦MW¦MMS] | 3250 | Downlight | 79.3 | 2021-01-06 | 2021-01-21 | High | 2 | #N/A | 79.3 | #N/A | #N/A
SATCO/NUVO | 62/1725 | 1032 | Downlight | 79.4 | 2022-10-10 | 2022-10-13 | High | 2 | #N/A | 79.4 | #N/A | #N/A
SATCO/NUVO | 62/1726 | 1032 | Downlight | 79.4 | 2022-10-10 | 2022-10-13 | High | 2 | #N/A | 79.4 | #N/A | #N/A
SATCO/NUVO | 62/1727 | 1032 | Downlight | 79.4 | 2022-10-10 | 2022-10-13 | High | 2 | #N/A | 79.4 | #N/A | #N/A
ETI | 565761##(##=00-99) | 1350 | Downlight | 79.4 | 2021-06-01 | 2021-07-19 | High | 2 | #N/A | 79.4 | #N/A | #N/A
Commercial Electric | 565841##(##=00-99) | 1350 | Downlight | 79.4 | 2021-06-01 | 2021-07-20 | High | 2 | #N/A | 79.4 | #N/A | #N/A
Halo Commercial | HCM29[27¦30¦35¦40]ED010[MW¦MB¦MBWF]**** | 2256 | Downlight | 79.4 | 2021-01-06 | 2021-02-08 | High | 2 | #N/A | 79.4 | #N/A | #N/A
GE Current, a Daintree company | LRXS830927MD | 2780 | Downlight | 79.4 | 2018-09-15 | 2018-10-16 | High | 2 | #N/A | 79.4 | #N/A | #N/A
UP-SHINE | UP-DL36-35W(3000K) | 2780 | Downlight | 79.4 | 2016-07-10 | 2016-07-21 | High | 2 | #N/A | 79.4 | #N/A | #N/A
ATG | DJ6T-22-01 | 1750 | Downlight | 79.5 | 2019-04-01 | 2019-12-04 | High | 2 | #N/A | 79.5 | #N/A | #N/A
ESL Vision | ESL-OPT-6-xW-1yy | 1750 | Downlight | 79.5 | 2019-01-14 | 2019-02-20 | High | 2 | #N/A | 79.5 | #N/A | #N/A
ESL Vision | ESL-OPT-6-xW-1yy-10V | 1750 | Downlight | 79.5 | 2019-06-01 | 2021-05-02 | High | 2 | #N/A | 79.5 | #N/A | #N/A
LED ONE | LOC-6DL-MW-MCCT | 1750 | Downlight | 79.5 | 2019-01-14 | 2019-08-29 | High | 2 | #N/A | 79.5 | #N/A | #N/A
MORRIS | 72638 | 1750 | Downlight | 79.5 | 2019-01-14 | 2019-05-07 | High | 2 | #N/A | 79.5 | #N/A | #N/A
MAXXIMA | MRL-62200C | 1750 | Downlight | 79.5 | 2018-12-01 | 2019-11-14 | High | 2 | #N/A | 79.5 | #N/A | #N/A
LifeLux | USALED-DLMB6 | 1750 | Downlight | 79.5 | 2019-04-01 | 2019-12-19 | High | 2 | #N/A | 79.5 | #N/A | #N/A
LIGHT THE FUTURE | D846 | 1750 | Downlight | 79.5 | 2019-01-14 | 2019-01-16 | High | 2 | #N/A | 79.5 | #N/A | #N/A
PATHWAY LIGHTING PRODUCTS, INC. | [4¦6]ICSQSFL2X15[3K¦35K¦4K¦5K]DA ES | 1765 | Downlight | 79.5 | 2020-02-01 | 2020-04-16 | High | 2 | #N/A | 79.5 | #N/A | #N/A
OKT Lighting | CE#-40W-TWS | 3178 | Downlight | 79.5 | 2021-01-10 | 2021-01-12 | High | 2 | #N/A | 79.5 | #N/A | #N/A
Energetic Lighting | E4DLH3040D10-93040 | 3180 | Downlight | 79.5 | 2020-08-07 | 2020-08-17 | High | 2 | #N/A | 79.5 | #N/A | #N/A
HOMI | HM08-PR24-40W277-30K-*SA | 3180 | Downlight | 79.5 | 2021-12-10 | 2021-12-13 | High | 2 | #N/A | 79.5 | #N/A | #N/A
HOMI | HM08-PR24-40W277-35K-*SA | 3180 | Downlight | 79.5 | 2021-12-10 | 2021-12-13 | High | 2 | #N/A | 79.5 | #N/A | #N/A
HOMI | HM08-PR24-40W277-40K-*SA | 3180 | Downlight | 79.5 | 2021-12-10 | 2021-12-13 | High | 2 | #N/A | 79.5 | #N/A | #N/A
HOMI | HM08-PR24-40W277-50K-*SA | 3180 | Downlight | 79.5 | 2021-12-10 | 2021-12-13 | High | 2 | #N/A | 79.5 | #N/A | #N/A
PORTFOLIO | LD8AS40D010TE ER8AS409## 8L[W¦M¦N]#[LI¦MW¦WH¦H] | 3632 | Downlight | 79.5 | 2016-10-05 | 2016-11-16 | High | 2 | #N/A | 79.5 | #N/A | #N/A
PORTFOLIO | LSR8AS40D010TE ERAS409## 8L[W¦M¦N]#[LI¦MW¦WH¦H] | 3632 | Downlight | 79.5 | 2016-10-05 | 2017-04-24 | High | 2 | #N/A | 79.5 | #N/A | #N/A
ProLED | FSDLS6FR15/CCT/LED | 1130 | Downlight | 79.6 | 2020-08-15 | 2020-08-27 | High | 2 | #N/A | 79.6 | #N/A | #N/A
Halo | SMD6S12927WHE*-* | 1218 | Downlight | 79.6 | 2020-06-05 | 2020-06-08 | High | 2 | #N/A | 79.6 | #N/A | #N/A
PORTOR | PT-CDL-6I-3CP | 1512 | Downlight | 79.6 | 2021-07-14 | 2021-07-12 | High | 2 | #N/A | 79.6 | #N/A | #N/A
GE Current, a Daintree company | LRXBR83X9CWVQ | 2950 | Downlight | 79.7 | 2022-01-01 | 2021-12-28 | High | 2 | #N/A | 79.7 | #N/A | #N/A
Prescolite | LBRST-8RD-M-30LCWCS9-WH | 2950 | Downlight | 79.7 | 2022-08-01 | 2022-08-17 | High | 2 | #N/A | 79.7 | #N/A | #N/A
Lightolier | C6L488##*Z10U / C6RDLCD* | 3223 | Downlight | 79.8 | 2016-10-06 | 2018-06-25 | High | 2 | #N/A | 79.8 | #N/A | #N/A
Lightolier | C6*DL48##*Z10U*** | 3223 | Downlight | 79.8 | 2017-04-20 | 2017-04-14 | High | 2 | #N/A | 79.8 | #N/A | #N/A
Halo | SMD6R12927WH | 1255 | Downlight | 79.9 | 2018-01-05 | 2018-01-10 | High | 2 | #N/A | 79.9 | #N/A | #N/A
Lightolier | LLAB340RNFxxxxVA | 3140 | Downlight | 79.9 | 2016-04-01 | 2016-03-24 | High | 2 | #N/A | 79.9 | #N/A | #N/A
DMF Lighting | DID2M-10927* | 1000 | Downlight | 80 | 2021-02-01 | 2021-02-02 | High | 2 | #N/A | 80 | #N/A | #N/A
DMF Lighting | DID2M-10930* | 1000 | Downlight | 80 | 2021-02-01 | 2021-02-02 | High | 2 | #N/A | 80 | #N/A | #N/A
DMF Lighting | DID2M-10935* | 1000 | Downlight | 80 | 2021-02-01 | 2021-02-02 | High | 2 | #N/A | 80 | #N/A | #N/A
DMF Lighting | DID2M-10940* | 1000 | Downlight | 80 | 2021-02-01 | 2021-02-02 | High | 2 | #N/A | 80 | #N/A | #N/A
DMF Lighting | DRD5S4R10930 | 1000 | Downlight | 80 | 2017-12-01 | 2017-12-13 | High | 2 | #N/A | 80 | #N/A | #N/A
Green Creative | PXCYL#/**/LE1090##/OSRDIM010347V/**/**/** | 1000 | Downlight | 80 | 2022-01-20 | 2022-03-14 | High | 2 | #N/A | 80 | #N/A | #N/A
RAB | DLW0073(RDLFA-6R12.595CCT120WB) | 1000 | Downlight | 80 | 2021-11-05 | 2021-11-19 | High | 2 | #N/A | 80 | #N/A | #N/A
ASD | ASD-LDS-6D1530-BZ | 1200 | Downlight | 80 | 2019-06-01 | 2020-04-23 | High | 2 | #N/A | 80 | #N/A | #N/A
ASD | ASD-LDS-6D1530-NK | 1200 | Downlight | 80 | 2019-06-01 | 2020-04-23 | High | 2 | #N/A | 80 | #N/A | #N/A
ASD | ASD-LDS-6D1530-WH | 1200 | Downlight | 80 | 2019-06-01 | 2020-04-23 | High | 2 | #N/A | 80 | #N/A | #N/A
MEEK, Twinkle, Twcctcorp | CL-15X-ETL-5CCT | 1200 | Downlight | 80 | 2022-07-14 | 2022-08-03 | High | 2 | #N/A | 80 | #N/A | #N/A
MEEK, Twinkle, Twcctcorp | CL-15X-ETL-CCT | 1200 | Downlight | 80 | 2022-07-14 | 2022-08-03 | High | 2 | #N/A | 80 | #N/A | #N/A
Prescolite | GM2-120LM-##-*** | 1200 | Downlight | 80 | 2020-10-15 | 2020-09-25 | High | 2 | #N/A | 80 | #N/A | #N/A
ProLED | SDL6FR15/927/LED3 | 1200 | Downlight | 80 | 2019-06-01 | 2020-01-09 | High | 2 | #N/A | 80 | #N/A | #N/A
ProLED | SDL6FR15/930/LED3 | 1200 | Downlight | 80 | 2019-06-01 | 2020-01-09 | High | 2 | #N/A | 80 | #N/A | #N/A
Impulse Lighting | IL-D236-2700K | 1200 | Downlight | 80 | 2019-01-09 | 2019-10-11 | High | 2 | #N/A | 80 | #N/A | #N/A
Impulse Lighting | IL-D236-3000K | 1200 | Downlight | 80 | 2019-01-09 | 2019-10-11 | High | 2 | #N/A | 80 | #N/A | #N/A
Light by Lotus | LED-6-S15W-#K-FG-** | 1200 | Downlight | 80 | 2021-05-29 | 2021-06-21 | High | 2 | #N/A | 80 | #N/A | #N/A
LOTUS LED LIGHTS | LD4R-30K | 1200 | Downlight | 80 | 2019-10-01 | 2019-10-30 | High | 2 | #N/A | 80 | #N/A | #N/A
LOTUS LED LIGHTS | LD4S-30K | 1200 | Downlight | 80 | 2019-10-01 | 2019-10-30 | High | 2 | #N/A | 80 | #N/A | #N/A
LOTUS LED LIGHTS | LL4G-30K-HO | 1200 | Downlight | 80 | 2020-08-14 | 2020-10-13 | High | 2 | #N/A | 80 | #N/A | #N/A
MaxLite | RRCX15CSD | 1200 | Downlight | 80 | 2021-08-03 | 2021-09-20 | High | 2 | #N/A | 80 | #N/A | #N/A
MaxLite | RRCX15CSD(RRC10R**) | 1200 | Downlight | 80 | 2022-02-25 | 2022-02-25 | High | 2 | #N/A | 80 | #N/A | #N/A
MaxLite | RRCX15CSD(RRC10R**) | 1200 | Downlight | 80 | 2021-08-03 | 2021-09-20 | High | 2 | #N/A | 80 | #N/A | #N/A
MaxLite | RRCX15CSD(RRC4R**) | 1200 | Downlight | 80 | 2022-02-25 | 2022-02-25 | High | 2 | #N/A | 80 | #N/A | #N/A
MaxLite | RRCX15CSD(RRC4R**) | 1200 | Downlight | 80 | 2021-08-03 | 2021-09-20 | High | 2 | #N/A | 80 | #N/A | #N/A
MaxLite | RRCX15CSD(RRC6R**) | 1200 | Downlight | 80 | 2022-02-25 | 2022-02-25 | High | 2 | #N/A | 80 | #N/A | #N/A
MaxLite | RRCX15CSD(RRC6R**) | 1200 | Downlight | 80 | 2021-08-03 | 2021-09-20 | High | 2 | #N/A | 80 | #N/A | #N/A
MaxLite | RRCX15CSD(RRC8R**) | 1200 | Downlight | 80 | 2022-02-25 | 2022-02-25 | High | 2 | #N/A | 80 | #N/A | #N/A
MaxLite | RRCX15CSD(RRC8R**) | 1200 | Downlight | 80 | 2021-08-03 | 2021-09-20 | High | 2 | #N/A | 80 | #N/A | #N/A
LOTUS LED LIGHTS | LRG4-30K-HO | 1200 | Downlight | 80 | 2020-08-14 | 2020-10-13 | High | 2 | #N/A | 80 | #N/A | #N/A
LOTUS LED LIGHTS | LRG6-27K | 1200 | Downlight | 80 | 2017-11-15 | 2017-11-23 | High | 2 | #N/A | 80 | #N/A | #N/A
RAB | DLS0013 | 1200 | Downlight | 80 | 2019-12-12 | 2020-03-20 | High | 2 | #N/A | 80 | #N/A | #N/A
Nora Lighting | NQZ-41TWTW-MPW | 1200 | Downlight | 80 | 2021-10-07 | 2021-10-26 | High | 2 | #N/A | 80 | #N/A | #N/A
EPHAN | EPCL-15X-ETL(2700K) | 1200 | Downlight | 80 | 2021-04-21 | 2021-05-20 | High | 2 | #N/A | 80 | #N/A | #N/A
EPHAN | EPCL-15X-ETL(3000K) | 1200 | Downlight | 80 | 2021-04-21 | 2021-05-20 | High | 2 | #N/A | 80 | #N/A | #N/A
EPHAN | EPCL-15X-ETL(3500K) | 1200 | Downlight | 80 | 2021-04-21 | 2021-05-20 | High | 2 | #N/A | 80 | #N/A | #N/A
EPHAN | EPCL-15X-ETL(4000K) | 1200 | Downlight | 80 | 2021-04-21 | 2021-05-20 | High | 2 | #N/A | 80 | #N/A | #N/A
EPHAN | EPCL-15X-ETL(5000K) | 1200 | Downlight | 80 | 2021-04-21 | 2021-05-20 | High | 2 | #N/A | 80 | #N/A | #N/A
EPHAN | EPCL-15X-ETL-5CCT | 1200 | Downlight | 80 | 2022-06-20 | 2022-07-07 | High | 2 | #N/A | 80 | #N/A | #N/A
EPHAN | EPCL-15X-ETL-CCT | 1200 | Downlight | 80 | 2022-06-20 | 2022-07-07 | High | 2 | #N/A | 80 | #N/A | #N/A
LIGHT THE FUTURE | D236-CCT-90-** | 1200 | Downlight | 80 | 2021-03-22 | 2021-03-22 | High | 2 | #N/A | 80 | #N/A | #N/A
LIGHT THE FUTURE | D236-80-4000 | 1200 | Downlight | 80 | 2018-08-10 | 2018-07-16 | High | 2 | #N/A | 80 | #N/A | #N/A
LIGHT THE FUTURE | D236-80-5000 | 1200 | Downlight | 80 | 2018-08-10 | 2018-07-16 | High | 2 | #N/A | 80 | #N/A | #N/A
SLG Lighting | DEP LS1 SD G1 9FSK | 1200 | Downlight | 80 | 2022-03-11 | 2022-03-21 | High | 2 | #N/A | 80 | #N/A | #N/A
WAC Lighting | R6ERAR-W930-** | 1200 | Downlight | 80 | 2019-11-01 | 2019-08-01 | High | 2 | #N/A | 80 | #N/A | #N/A
WAC Lighting | R6ERAR-W935-** | 1200 | Downlight | 80 | 2019-11-01 | 2019-08-01 | High | 2 | #N/A | 80 | #N/A | #N/A
WAC Lighting | R6ERAR-W940-** | 1200 | Downlight | 80 | 2019-11-01 | 2019-08-01 | High | 2 | #N/A | 80 | #N/A | #N/A
WAC Lighting | R6ERAR-W9CS-** | 1200 | Downlight | 80 | 2020-11-01 | 2020-12-31 | High | 2 | #N/A | 80 | #N/A | #N/A
Nora Lighting | NLCBS-4*##1227*** / NHSIC-412LE4* | 1280 | Downlight | 80 | 2017-10-01 | 2017-10-10 | High | 2 | #N/A | 80 | #N/A | #N/A
Leviton | 9866-B0W | 1440 | Downlight | 80 | 2022-10-03 | 2022-09-23 | High | 2 | #N/A | 80 | #N/A | #N/A
TORCHSTAR | SJ1JDL-8D18W***## | 1440 | Downlight | 80 | 2019-11-29 | 2019-12-11 | High | 2 | #N/A | 80 | #N/A | #N/A
Indy | SMCO L CH 20LM ##K 120 ##CRI FD G10 NLN ** | 1560 | Downlight | 80 | 2016-09-30 | 2017-02-15 | High | 2 | #N/A | 80 | #N/A | #N/A
ASD | ASD-JBR-8D20AC-** | 1600 | Downlight | 80 | 2022-09-01 | 2022-08-23 | High | 2 | #N/A | 80 | #N/A | #N/A
ConTech Lighting | SMTR927KMVD2-** | 1600 | Downlight | 80 | 2018-12-07 | 2018-12-17 | High | 2 | #N/A | 80 | #N/A | #N/A
EiKO | DWR8/20W/830/120DT | 1600 | Downlight | 80 | 2021-06-15 | 2021-07-06 | High | 2 | #N/A | 80 | #N/A | #N/A
EiKO | DWR8/20W/9CCT5/120DT | 1600 | Downlight | 80 | 2021-06-15 | 2021-07-06 | High | 2 | #N/A | 80 | #N/A | #N/A
Dals | RGR6-CC-** | 1600 | Downlight | 80 | 2021-04-01 | 2021-09-30 | High | 2 | #N/A | 80 | #N/A | #N/A
Dals | RGR6SQ-##-** | 1600 | Downlight | 80 | 2019-06-01 | 2019-11-26 | High | 2 | #N/A | 80 | #N/A | #N/A
Prescolite | LBSE-8RD-##K8-** | 1600 | Downlight | 80 | 2021-01-01 | 2020-12-08 | High | 2 | #N/A | 80 | #N/A | #N/A
Prescolite | LBSE-8RD-RM-##K8-** | 1600 | Downlight | 80 | 2021-01-01 | 2020-12-08 | High | 2 | #N/A | 80 | #N/A | #N/A
Prescolite | LBSE-8SQD-##K8-** | 1600 | Downlight | 80 | 2021-01-01 | 2020-12-08 | High | 2 | #N/A | 80 | #N/A | #N/A
Prescolite | LBSES-8RD-CS9-** | 1600 | Downlight | 80 | 2021-01-01 | 2020-12-08 | High | 2 | #N/A | 80 | #N/A | #N/A
Prescolite | LBSES-8RD-RM-CS9-** | 1600 | Downlight | 80 | 2021-01-01 | 2020-12-08 | High | 2 | #N/A | 80 | #N/A | #N/A
Prescolite | LBSES-8SQD-CS9-** | 1600 | Downlight | 80 | 2021-01-01 | 2020-12-08 | High | 2 | #N/A | 80 | #N/A | #N/A
Prescolite | LBSES-8SQD-RM-CS9-** | 1600 | Downlight | 80 | 2021-01-01 | 2020-12-08 | High | 2 | #N/A | 80 | #N/A | #N/A
Sylvania | LEDMD8R2A1600ST9SC3 | 1600 | Downlight | 80 | 2019-10-30 | 2019-10-31 | High | 2 | #N/A | 80 | #N/A | #N/A
JAYKAL | JLS68102-CP-10-M1-8MCCT-10-S-28 | 1600 | Downlight | 80 | 2020-11-12 | 2021-01-07 | High | 2 | #N/A | 80 | #N/A | #N/A
JAYKAL | JLS68102-CP-10-WM1-8MCCT-10-FF-28-[E,Blank] | 1600 | Downlight | 80 | 2022-09-21 | 2022-09-22 | High | 2 | #N/A | 80 | #N/A | #N/A
JAYKAL | JLS68102-CP-4-WM1-8MCCT-10-FF-28-[E,Blank] | 1600 | Downlight | 80 | 2022-09-21 | 2022-09-22 | High | 2 | #N/A | 80 | #N/A | #N/A
JAYKAL | JLS68102-CP-6-M1-8MCCT-10-S-28 | 1600 | Downlight | 80 | 2020-11-12 | 2021-01-07 | High | 2 | #N/A | 80 | #N/A | #N/A
JAYKAL | JLS68102-CP-6-WM1-8MCCT-10-FF-28-[E,Blank] | 1600 | Downlight | 80 | 2022-09-21 | 2022-09-22 | High | 2 | #N/A | 80 | #N/A | #N/A
JAYKAL | JLS68102-CP-8-M1-8MCCT-10-S-28 | 1600 | Downlight | 80 | 2020-11-12 | 2021-01-07 | High | 2 | #N/A | 80 | #N/A | #N/A
JAYKAL | JLS68102-CP-8-WM1-8MCCT-10-FF-28-[E,Blank] | 1600 | Downlight | 80 | 2022-09-21 | 2022-09-22 | High | 2 | #N/A | 80 | #N/A | #N/A
MORRIS | 72766 | 1600 | Downlight | 80 | 2022-07-20 | 2022-08-22 | High | 2 | #N/A | 80 | #N/A | #N/A
MORRIS | 72767 | 1600 | Downlight | 80 | 2022-07-20 | 2022-08-22 | High | 2 | #N/A | 80 | #N/A | #N/A
MORRIS | 72768 | 1600 | Downlight | 80 | 2022-07-20 | 2022-08-22 | High | 2 | #N/A | 80 | #N/A | #N/A
MAXIM | 58714WT** | 1600 | Downlight | 80 | 2022-07-01 | 2022-08-29 | High | 2 | #N/A | 80 | #N/A | #N/A
MAXIM | 58724WT** | 1600 | Downlight | 80 | 2022-07-01 | 2022-08-29 | High | 2 | #N/A | 80 | #N/A | #N/A
RZ lighting | DL342-4-20W-DOA(50ï¿½,2700K) | 1600 | Downlight | 80 | 2022-07-07 | 2022-09-07 | High | 2 | #N/A | 80 | #N/A | #N/A
RZ lighting | DL342-4-20W-DOA(50ï¿½,3000K) | 1600 | Downlight | 80 | 2022-07-07 | 2022-09-07 | High | 2 | #N/A | 80 | #N/A | #N/A
RZ lighting | DL342-4-20W-DOA(50ï¿½,3500K) | 1600 | Downlight | 80 | 2022-07-07 | 2022-09-07 | High | 2 | #N/A | 80 | #N/A | #N/A
RZ lighting | DL342-4-20W-DOA(50ï¿½,4000K) | 1600 | Downlight | 80 | 2022-07-07 | 2022-09-07 | High | 2 | #N/A | 80 | #N/A | #N/A
RZ lighting | DL342-4-20W-DOA(50ï¿½,5000K) | 1600 | Downlight | 80 | 2022-07-07 | 2022-09-07 | High | 2 | #N/A | 80 | #N/A | #N/A
RZ lighting | DL342-4-20W-DOA(70ï¿½,2700K) | 1600 | Downlight | 80 | 2022-07-07 | 2022-09-07 | High | 2 | #N/A | 80 | #N/A | #N/A
RZ lighting | DL342-4-20W-DOA(70ï¿½,3000K) | 1600 | Downlight | 80 | 2022-07-07 | 2022-09-07 | High | 2 | #N/A | 80 | #N/A | #N/A
RZ lighting | DL342-4-20W-DOA(70ï¿½,3500K) | 1600 | Downlight | 80 | 2022-07-07 | 2022-09-07 | High | 2 | #N/A | 80 | #N/A | #N/A
RZ lighting | DL342-4-20W-DOA(70ï¿½,4000K) | 1600 | Downlight | 80 | 2022-07-07 | 2022-09-07 | High | 2 | #N/A | 80 | #N/A | #N/A
RZ lighting | DL342-4-20W-DOA(70ï¿½,5000K) | 1600 | Downlight | 80 | 2022-07-07 | 2022-09-07 | High | 2 | #N/A | 80 | #N/A | #N/A
RZ lighting | DL342-4-20W-OAC3(50ï¿½,3000K,4000K,5000K) | 1600 | Downlight | 80 | 2022-07-07 | 2022-09-07 | High | 2 | #N/A | 80 | #N/A | #N/A
RZ lighting | DL342-4-20W-OAC3(70ï¿½,3000K,4000K,5000K) | 1600 | Downlight | 80 | 2022-07-07 | 2022-09-07 | High | 2 | #N/A | 80 | #N/A | #N/A
LIGHT THE FUTURE | D228-20W-90-2700-** | 1600 | Downlight | 80 | 2021-03-22 | 2021-03-16 | High | 2 | #N/A | 80 | #N/A | #N/A
LIGHT THE FUTURE | D228-20W-90-3000-** | 1600 | Downlight | 80 | 2021-03-22 | 2021-03-16 | High | 2 | #N/A | 80 | #N/A | #N/A
LIGHT THE FUTURE | D228-20W-90-3500-** | 1600 | Downlight | 80 | 2021-03-22 | 2021-03-16 | High | 2 | #N/A | 80 | #N/A | #N/A
LIGHT THE FUTURE | D228-20W-90-4000-** | 1600 | Downlight | 80 | 2021-03-22 | 2021-03-16 | High | 2 | #N/A | 80 | #N/A | #N/A
LIGHT THE FUTURE | D228-20W-90-5000-** | 1600 | Downlight | 80 | 2021-03-22 | 2021-03-16 | High | 2 | #N/A | 80 | #N/A | #N/A
SLG Lighting | DEP LS2 SD G1 9FSK | 1600 | Downlight | 80 | 2022-03-24 | 2022-03-24 | High | 2 | #N/A | 80 | #N/A | #N/A
LIGHT THE FUTURE | D908-CCT-90-**-R | 1600 | Downlight | 80 | 2022-07-10 | 2022-07-13 | High | 2 | #N/A | 80 | #N/A | #N/A
GREENCREATIVE | 24CDL8DIM/830/277V | 1920 | Downlight | 80 | 2018-05-11 | 2018-05-29 | High | 2 | #N/A | 80 | #N/A | #N/A
LEDVANCE | 62924 | 2000 | Downlight | 80 | 2022-11-01 | 2022-11-04 | High | 2 | #N/A | 80 | #N/A | #N/A
LEDVANCE | 62928 | 2000 | Downlight | 80 | 2022-11-01 | 2022-11-04 | High | 2 | #N/A | 80 | #N/A | #N/A
LEDVANCE LLC | LEDRT810/HOQ/2000DIM010/930UNV/0G | 2000 | Downlight | 80 | 2018-10-19 | 2018-10-19 | High | 2 | #N/A | 80 | #N/A | #N/A
LEDVANCE LLC | LEDRT810/HOQ/2000DIM010/935UNV/0G | 2000 | Downlight | 80 | 2018-10-19 | 2018-10-19 | High | 2 | #N/A | 80 | #N/A | #N/A
LEDVANCE LLC | LEDRT810/HOQ/2000DIM010/940UNV/0G | 2000 | Downlight | 80 | 2018-10-19 | 2018-10-19 | High | 2 | #N/A | 80 | #N/A | #N/A
Osram | LEDRT810/HOQ/2000DIM010/930UNV/0G | 2000 | Downlight | 80 | 2018-10-19 | 2018-10-19 | High | 2 | #N/A | 80 | #N/A | #N/A
Osram | LEDRT810/HOQ/2000DIM010/935UNV/0G | 2000 | Downlight | 80 | 2018-10-19 | 2018-10-19 | High | 2 | #N/A | 80 | #N/A | #N/A
Osram | LEDRT810/HOQ/2000DIM010/940UNV/0G | 2000 | Downlight | 80 | 2018-10-19 | 2018-10-19 | High | 2 | #N/A | 80 | #N/A | #N/A
Sylvania | LEDRT810/HOQ/2000DIM010/930UNV/0G | 2000 | Downlight | 80 | 2018-10-19 | 2018-10-19 | High | 2 | #N/A | 80 | #N/A | #N/A
Sylvania | LEDRT810/HOQ/2000DIM010/935UNV/0G | 2000 | Downlight | 80 | 2018-10-19 | 2018-10-19 | High | 2 | #N/A | 80 | #N/A | #N/A
Sylvania | LEDRT810/HOQ/2000DIM010/940UNV/0G | 2000 | Downlight | 80 | 2018-10-19 | 2018-10-19 | High | 2 | #N/A | 80 | #N/A | #N/A
LEDone | LOC-14.5RDDL-25WMCCT | 2000 | Downlight | 80 | 2020-07-09 | 2020-07-15 | High | 2 | #N/A | 80 | #N/A | #N/A
MORRIS | 72626 | 2000 | Downlight | 80 | 2018-05-14 | 2018-05-08 | High | 2 | #N/A | 80 | #N/A | #N/A
Nora Lighting | NRLM-10C2035BWLE4 | 2000 | Downlight | 80 | 2018-07-30 | 2018-08-03 | High | 2 | #N/A | 80 | #N/A | #N/A
Stanpro | CDU6R-PS4Q/3CWH | 2000 | Downlight | 80 | 2019-12-06 | 2019-12-12 | High | 2 | #N/A | 80 | #N/A | #N/A
Lightolier | SD14RSLMZ10SCTUW | 2000 | Downlight | 80 | 2022-05-01 | 2022-05-17 | High | 2 | #N/A | 80 | #N/A | #N/A
LIGHT THE FUTURE | D518-N-XXXX | 2000 | Downlight | 80 | 2016-03-07 | 2016-03-10 | High | 2 | #N/A | 80 | #N/A | #N/A
LIGHT THE FUTURE | D518-N-XXXX | 2000 | Downlight | 80 | 2016-03-07 | 2016-03-10 | High | 2 | #N/A | 80 | #N/A | #N/A
LIGHT THE FUTURE | D506-25W-2700 | 2000 | Downlight | 80 | 2018-08-15 | 2018-08-29 | High | 2 | #N/A | 80 | #N/A | #N/A
PORTFOLIO | LDSQA4A 18830 D010TE LAR25NF 4LSQA1H | 2280 | Downlight | 80 | 2015-11-10 | 2016-02-19 | High | 2 | #N/A | 80 | #N/A | #N/A
PORTFOLIO | LDSQA4A 18830 D010TE LAR35FL 4LSQAL1H | 2280 | Downlight | 80 | 2015-11-10 | 2016-02-19 | High | 2 | #N/A | 80 | #N/A | #N/A
PORTFOLIO | LDSQA4A 18830 DLT LAR25NF 4LSQA1H | 2280 | Downlight | 80 | 2015-11-10 | 2016-02-19 | High | 2 | #N/A | 80 | #N/A | #N/A
PORTFOLIO | LDSQA4A 18830 DLT LAR35FL 4LSQAL1H | 2280 | Downlight | 80 | 2015-11-10 | 2016-02-19 | High | 2 | #N/A | 80 | #N/A | #N/A
PORTFOLIO | LDSQA4A 18830 DMX LAR25NF 4LSQA1H | 2280 | Downlight | 80 | 2015-11-10 | 2016-02-19 | High | 2 | #N/A | 80 | #N/A | #N/A
PORTFOLIO | LDSQA4A 18830 DMX LAR35FL 4LSQAL1H | 2280 | Downlight | 80 | 2015-11-10 | 2016-02-19 | High | 2 | #N/A | 80 | #N/A | #N/A
ASD | ASD-CDL7-8DA30AC | 2400 | Downlight | 80 | 2021-12-01 | 2022-01-18 | High | 2 | #N/A | 80 | #N/A | #N/A
ProLED | 88986 | 2400 | Downlight | 80 | 2022-07-20 | 2022-06-30 | High | 2 | #N/A | 80 | #N/A | #N/A
NDR Electric | TBX-CCT-814-** | 2400 | Downlight | 80 | 2022-04-01 | 2022-03-22 | High | 2 | #N/A | 80 | #N/A | #N/A
Ortech | 2400-3KWH | 2400 | Downlight | 80 | 2019-04-30 | 2019-05-01 | High | 2 | #N/A | 80 | #N/A | #N/A
PQL | 91177 | 2400 | Downlight | 80 | 2022-11-01 | 2022-09-26 | High | 2 | #N/A | 80 | #N/A | #N/A
DOOTONG | DT-T8816TDA04-30W(2700K) | 2400 | Downlight | 80 | 2020-07-20 | 2020-08-10 | High | 2 | #N/A | 80 | #N/A | #N/A
DOOTONG | DT-T8816TDA04-30W(3000K) | 2400 | Downlight | 80 | 2020-07-20 | 2020-08-10 | High | 2 | #N/A | 80 | #N/A | #N/A
DOOTONG | DT-T8816TDA04-30W(3500K) | 2400 | Downlight | 80 | 2020-07-20 | 2020-08-10 | High | 2 | #N/A | 80 | #N/A | #N/A
DOOTONG | DT-T8816TDA04-30W(4000K) | 2400 | Downlight | 80 | 2020-07-20 | 2020-08-10 | High | 2 | #N/A | 80 | #N/A | #N/A
DOOTONG | DT-T8816TDA04-30W(5000K) | 2400 | Downlight | 80 | 2020-07-20 | 2020-08-10 | High | 2 | #N/A | 80 | #N/A | #N/A
SZDAYTON | DT-T8816TDA04-30W(2700K) | 2400 | Downlight | 80 | 2020-07-20 | 2020-08-10 | High | 2 | #N/A | 80 | #N/A | #N/A
SZDAYTON | DT-T8816TDA04-30W(3000K) | 2400 | Downlight | 80 | 2020-07-20 | 2020-08-10 | High | 2 | #N/A | 80 | #N/A | #N/A
SZDAYTON | DT-T8816TDA04-30W(3500K) | 2400 | Downlight | 80 | 2020-07-20 | 2020-08-10 | High | 2 | #N/A | 80 | #N/A | #N/A
SZDAYTON | DT-T8816TDA04-30W(4000K) | 2400 | Downlight | 80 | 2020-07-20 | 2020-08-10 | High | 2 | #N/A | 80 | #N/A | #N/A
SZDAYTON | DT-T8816TDA04-30W(5000K) | 2400 | Downlight | 80 | 2020-07-20 | 2020-08-10 | High | 2 | #N/A | 80 | #N/A | #N/A
HOMI | HM04-DR16-30W120-30K-*SA | 2400 | Downlight | 80 | 2019-01-11 | 2019-01-09 | High | 2 | #N/A | 80 | #N/A | #N/A
LIGHT THE FUTURE | D848-CCT-90-DM-**-* | 2400 | Downlight | 80 | 2021-09-30 | 2021-09-28 | High | 2 | #N/A | 80 | #N/A | #N/A
LIGHT THE FUTURE | D868-90-10 | 2400 | Downlight | 80 | 2020-01-20 | 2020-05-18 | High | 2 | #N/A | 80 | #N/A | #N/A
SLG Lighting | DEP LS3 SD G1 9FSKâ€‚ | 2560 | Downlight | 80 | 2022-03-24 | 2022-03-24 | High | 2 | #N/A | 80 | #N/A | #N/A
GREENBEAM | GBRD-8W-40-27 | 3200 | Downlight | 80 | 2019-10-08 | 2019-12-03 | High | 2 | #N/A | 80 | #N/A | #N/A
GREENBEAM | GBRD-8W-40-40 | 3200 | Downlight | 80 | 2019-06-02 | 2019-06-25 | High | 2 | #N/A | 80 | #N/A | #N/A
JAYKAL | JLS68102-CP-10-WM2-8MCCT-10-FF-28-[E,Blank] | 3200 | Downlight | 80 | 2022-09-21 | 2022-09-22 | High | 2 | #N/A | 80 | #N/A | #N/A
JAYKAL | JLS68102-CP-6-WM2-8MCCT-10-FF-28-[E,Blank] | 3200 | Downlight | 80 | 2022-09-21 | 2022-09-22 | High | 2 | #N/A | 80 | #N/A | #N/A
JAYKAL | JLS68102-CP-8-WM2-8MCCT-10-FF-28-[E,Blank] | 3200 | Downlight | 80 | 2022-09-21 | 2022-09-22 | High | 2 | #N/A | 80 | #N/A | #N/A
METEOR | AS4-45-30K | 3600 | Downlight | 80 | 2019-10-14 | 2019-10-16 | High | 2 | #N/A | 80 | #N/A | #N/A
METEOR | AS4-45-35K | 3600 | Downlight | 80 | 2019-10-14 | 2019-10-16 | High | 2 | #N/A | 80 | #N/A | #N/A
METEOR | AS4-45-40K | 3600 | Downlight | 80 | 2019-10-14 | 2019-10-16 | High | 2 | #N/A | 80 | #N/A | #N/A
Halo | RLQL4069SE010DM*-8* | 4800 | Downlight | 80 | 2021-10-30 | 2021-11-22 | High | 2 | #N/A | 80 | #N/A | #N/A
Halo | SMD6R12930WH*-* | 1242 | Downlight | 80.1 | 2020-05-25 | 2020-05-27 | High | 2 | #N/A | 80.1 | #N/A | #N/A
Vantage | [A##V*FLED**¦AIC#V*FLED**¦SQ##V*FLED**¦SQIC##V*FLED**¦V#*VH*****¦VIC#*VH*****¦VVR#VEFLED¦VVRIC#VEFLED¦V4EVHMRI¦V4OFCR][1¦2]-20##K-[F¦L¦LSQ¦M¦VVRL¦W]####-[SCL¦SGC¦ECL¦WHT¦SCL-AM¦SGC-AM¦WHT-AM]-[DL-2¦DL-3¦LDE1¦TDM¦DMX¦EM-17¦EMI-17¦EM-20¦PF¦DTD¦REM] | 2043 | Downlight | 80.1 | 2019-02-20 | 2020-02-21 | High | 2 | #N/A | 80.1 | #N/A | #N/A
PORTOR | PT-CDL-8I-3CP | 2327 | Downlight | 80.2 | 2021-07-14 | 2021-07-12 | High | 2 | #N/A | 80.2 | #N/A | #N/A
Prescolite | LFR-4RD-M-60L27K8**-DM1** + LFR-4RD-T-[(blank),VNR]-**** + LFR-4RD-H | 4250 | Downlight | 80.2 | 2021-11-18 | 2022-07-01 | High | 2 | #N/A | 80.2 | #N/A | #N/A
Prescolite | LFR-4RD-M-60L27K9**-DM1** + LFR-4RD-T-[(blank),VNR]-**** + LFR-4RD-H | 4250 | Downlight | 80.2 | 2021-11-18 | 2022-07-01 | High | 2 | #N/A | 80.2 | #N/A | #N/A
Prescolite | LFR-4RD-M-60L30K8**-DM1** + LFR-4RD-T-[(blank),VNR]-**** + LFR-4RD-H | 4250 | Downlight | 80.2 | 2021-11-18 | 2022-07-01 | High | 2 | #N/A | 80.2 | #N/A | #N/A
Prescolite | LFR-4RD-M-60L30K9**-DM1** + LFR-4RD-T-[(blank),VNR]-**** + LFR-4RD-H | 4250 | Downlight | 80.2 | 2021-11-18 | 2022-07-01 | High | 2 | #N/A | 80.2 | #N/A | #N/A
Prescolite | LFR-4RD-M-60L35K8**-DM1** + LFR-4RD-T-[(blank),VNR]-**** + LFR-4RD-H | 4250 | Downlight | 80.2 | 2021-11-18 | 2022-07-01 | High | 2 | #N/A | 80.2 | #N/A | #N/A
Prescolite | LFR-4RD-M-60L35K9**-DM1** + LFR-4RD-T-[(blank),VNR]-**** + LFR-4RD-H | 4250 | Downlight | 80.2 | 2021-11-18 | 2022-07-01 | High | 2 | #N/A | 80.2 | #N/A | #N/A
Prescolite | LFR-4RD-M-60L40K8**-DM1** + LFR-4RD-T-[(blank),VNR]-**** + LFR-4RD-H | 4250 | Downlight | 80.2 | 2021-11-18 | 2022-07-01 | High | 2 | #N/A | 80.2 | #N/A | #N/A
Prescolite | LFR-4RD-M-60L40K9**-DM1** + LFR-4RD-T-[(blank),VNR]-**** + LFR-4RD-H | 4250 | Downlight | 80.2 | 2021-11-18 | 2022-07-01 | High | 2 | #N/A | 80.2 | #N/A | #N/A
Prescolite | LFR-4RD-M-60L50K8**-DM1** + LFR-4RD-T-[(blank),VNR]-**** + LFR-4RD-H | 4250 | Downlight | 80.2 | 2021-11-18 | 2022-07-01 | High | 2 | #N/A | 80.2 | #N/A | #N/A
Prescolite | LFR-4RD-M-60L50K9**-DM1** + LFR-4RD-T-[(blank),VNR]-**** + LFR-4RD-H | 4250 | Downlight | 80.2 | 2021-11-18 | 2022-07-01 | High | 2 | #N/A | 80.2 | #N/A | #N/A
Lightolier | C4L30950N[Z10U¦E1¦L1U¦SOLU¦LDU¦LTEU¦DMXU¦DU¦RAU][¦R¦RH] / C4[RDL¦RCW¦RDW¦RWW¦SDLNM][CD¦CC¦WH¦CL] | 2219 | Downlight | 80.3 | 2022-06-14 | 2022-08-04 | High | 2 | #N/A | 80.3 | #N/A | #N/A
Lightolier | C4[C¦CSQ][S¦W¦P][DL¦DW¦WW]30927N[Z10U¦E1¦L1U¦SOLU¦LDU¦LTEU¦DMXU¦DU¦RAU][CD¦CC¦WH¦CL][A¦B¦W¦RAL#] | 2219 | Downlight | 80.3 | 2022-06-14 | 2022-08-04 | High | 2 | #N/A | 80.3 | #N/A | #N/A
Lightolier | C4[C¦CSQ][S¦W¦P][DL¦DW¦WW]30930N[Z10U¦E1¦L1U¦SOLU¦LDU¦LTEU¦DMXU¦DU¦RAU][CD¦CC¦WH¦CL][A¦B¦W¦RAL#] | 2219 | Downlight | 80.3 | 2022-06-14 | 2022-08-04 | High | 2 | #N/A | 80.3 | #N/A | #N/A
Lightolier | C4[C¦CSQ][S¦W¦P][DL¦DW¦WW]30935N[Z10U¦E1¦L1U¦SOLU¦LDU¦LTEU¦DMXU¦DU¦RAU][CD¦CC¦WH¦CL][A¦B¦W¦RAL#] | 2219 | Downlight | 80.3 | 2022-06-14 | 2022-08-04 | High | 2 | #N/A | 80.3 | #N/A | #N/A
Lightolier | C4[C¦CSQ][S¦W¦P][DL¦DW¦WW]30940N[Z10U¦E1¦L1U¦SOLU¦LDU¦LTEU¦DMXU¦DU¦RAU][CD¦CC¦WH¦CL][A¦B¦W¦RAL#] | 2219 | Downlight | 80.3 | 2022-06-14 | 2022-08-04 | High | 2 | #N/A | 80.3 | #N/A | #N/A
Lightolier | C4[C¦CSQ][S¦W¦P][DL¦DW¦WW]30950N[Z10U¦E1¦L1U¦SOLU¦LDU¦LTEU¦DMXU¦DU¦RAU][CD¦CC¦WH¦CL][A¦B¦W¦RAL#] | 2219 | Downlight | 80.3 | 2022-06-14 | 2022-08-04 | High | 2 | #N/A | 80.3 | #N/A | #N/A
Lightolier | C4L30927N[Z10U¦E1¦L1U¦SOLU¦LDU¦LTEU¦DMXU¦DU¦RAU][¦R¦RH] / C4[RDL¦RCW¦RDW¦RWW¦SDLNM][CD¦CC¦WH¦CL] | 2219 | Downlight | 80.3 | 2022-06-14 | 2022-08-04 | High | 2 | #N/A | 80.3 | #N/A | #N/A
Lightolier | C4L30930N[Z10U¦E1¦L1U¦SOLU¦LDU¦LTEU¦DMXU¦DU¦RAU][¦R¦RH] / C4[RDL¦RCW¦RDW¦RWW¦SDLNM][CD¦CC¦WH¦CL] | 2219 | Downlight | 80.3 | 2022-06-14 | 2022-08-04 | High | 2 | #N/A | 80.3 | #N/A | #N/A
Lightolier | C4L30935N[Z10U¦E1¦L1U¦SOLU¦LDU¦LTEU¦DMXU¦DU¦RAU][¦R¦RH] / C4[RDL¦RCW¦RDW¦RWW¦SDLNM][CD¦CC¦WH¦CL] | 2219 | Downlight | 80.3 | 2022-06-14 | 2022-08-04 | High | 2 | #N/A | 80.3 | #N/A | #N/A
Lightolier | C4L30940N[Z10U¦E1¦L1U¦SOLU¦LDU¦LTEU¦DMXU¦DU¦RAU][¦R¦RH] / C4[RDL¦RCW¦RDW¦RWW¦SDLNM][CD¦CC¦WH¦CL] | 2219 | Downlight | 80.3 | 2022-06-14 | 2022-08-04 | High | 2 | #N/A | 80.3 | #N/A | #N/A
UP-SHINE | UP-DL36-35W(4000K) | 2810 | Downlight | 80.3 | 2016-07-10 | 2016-07-21 | High | 2 | #N/A | 80.3 | #N/A | #N/A
Halo Commercial | PD620D010B[REM¦IEM] PDM6B9## 6#[V¦VEM¦DFW¦WW][C¦G¦HW¦BB¦WB] | 1567 | Downlight | 80.4 | 2017-05-25 | 2017-06-01 | High | 2 | #N/A | 80.4 | #N/A | #N/A
Liteline | ALR10-2640W | 1850 | Downlight | 80.4 | 2015-11-26 | 2016-04-22 | High | 2 | #N/A | 80.4 | #N/A | #N/A
ARTIKA | FLP14-******-###### | 3700 | Downlight | 80.4 | 2020-09-30 | 2020-10-27 | High | 2 | #N/A | 80.4 | #N/A | #N/A
ARTIKA | FLP14-******-###### | 3700 | Downlight | 80.4 | 2020-09-30 | 2020-10-27 | High | 2 | #N/A | 80.4 | #N/A | #N/A
denghuo | FXF01013 | 1378 | Downlight | 80.6 | 2022-11-17 | 2022-12-06 | High | 2 | #N/A | 80.6 | #N/A | #N/A
NDR Electric | RZR-800-18W-27K-WH | 1450 | Downlight | 80.6 | 2019-01-10 | 2019-01-14 | High | 2 | #N/A | 80.6 | #N/A | #N/A
NDR Electric | RZR-CCT-800-WH, RZR-CCT-800-BLK | 1450 | Downlight | 80.6 | 2020-05-01 | 2020-06-15 | High | 2 | #N/A | 80.6 | #N/A | #N/A
RAB | DLS0089(SUMOFA-9S-18-9CCT-120-W) | 1450 | Downlight | 80.6 | 2021-10-27 | 2021-12-20 | High | 2 | #N/A | 80.6 | #N/A | #N/A
Nora Lighting | NRLM-16C2535BWLE4 | 2500 | Downlight | 80.6 | 2018-07-30 | 2018-08-03 | High | 2 | #N/A | 80.6 | #N/A | #N/A
GE Current, a Daintree company | LRXBR126X9WWVQ | 5000 | Downlight | 80.6 | 2022-04-01 | 2022-02-25 | High | 2 | #N/A | 80.6 | #N/A | #N/A
ConTech | RL38IC[1,2][27KC,30KC,35KC,40KC]MVD | 1141 | Downlight | 80.7 | 2017-06-09 | 2017-06-29 | High | 2 | #N/A | 80.7 | #N/A | #N/A
ConTech | RL38ICR[1,2][27KC,30KC,35KC,40KC]MVD | 1141 | Downlight | 80.7 | 2017-06-09 | 2017-06-29 | High | 2 | #N/A | 80.7 | #N/A | #N/A
Fluxwerx | TC1-*05**#**N1940B*#*-* | 1170 | Downlight | 80.7 | 2020-10-20 | 2021-10-11 | High | 2 | #N/A | 80.7 | #N/A | #N/A
Fluxwerx | TC1-*05**#**N1940BF1*-* | 1170 | Downlight | 80.7 | 2020-10-20 | 2021-10-11 | High | 2 | #N/A | 80.7 | #N/A | #N/A
Fluxwerx | TC1-*05**#**W1827B*#*-* | 1170 | Downlight | 80.7 | 2020-10-20 | 2021-10-11 | High | 2 | #N/A | 80.7 | #N/A | #N/A
Fluxwerx | TC1-*05**#**W1827BF1*-* | 1170 | Downlight | 80.7 | 2020-10-20 | 2021-10-11 | High | 2 | #N/A | 80.7 | #N/A | #N/A
Fluxwerx | TC1-*05**#**W1830B*#*-* | 1170 | Downlight | 80.7 | 2020-10-20 | 2021-10-11 | High | 2 | #N/A | 80.7 | #N/A | #N/A
Fluxwerx | TC1-*05**#**W1830BF1*-* | 1170 | Downlight | 80.7 | 2020-10-20 | 2021-10-11 | High | 2 | #N/A | 80.7 | #N/A | #N/A
Fluxwerx | TC1-*05**#**W1835B*#*-* | 1170 | Downlight | 80.7 | 2020-10-20 | 2021-10-11 | High | 2 | #N/A | 80.7 | #N/A | #N/A
Fluxwerx | TC1-*05**#**W1835BF1*-* | 1170 | Downlight | 80.7 | 2020-10-20 | 2021-10-11 | High | 2 | #N/A | 80.7 | #N/A | #N/A
Fluxwerx | TC1-*05**#**W1840B*#*-* | 1170 | Downlight | 80.7 | 2020-10-20 | 2021-10-11 | High | 2 | #N/A | 80.7 | #N/A | #N/A
Fluxwerx | TC1-*05**#**W1840BF1*-* | 1170 | Downlight | 80.7 | 2020-10-20 | 2021-10-11 | High | 2 | #N/A | 80.7 | #N/A | #N/A
Fluxwerx | TC1-*05**#**W1927B*#*-* | 1170 | Downlight | 80.7 | 2020-10-20 | 2021-10-11 | High | 2 | #N/A | 80.7 | #N/A | #N/A
Fluxwerx | TC1-*05**#**W1927BF1*-* | 1170 | Downlight | 80.7 | 2020-10-20 | 2021-10-11 | High | 2 | #N/A | 80.7 | #N/A | #N/A
Fluxwerx | TC1-*05**#**W1930B*#*-* | 1170 | Downlight | 80.7 | 2020-10-20 | 2021-10-11 | High | 2 | #N/A | 80.7 | #N/A | #N/A
Fluxwerx | TC1-*05**#**W1930BF1*-* | 1170 | Downlight | 80.7 | 2020-10-20 | 2021-10-11 | High | 2 | #N/A | 80.7 | #N/A | #N/A
Fluxwerx | TC1-*05**#**W1935B*#*-* | 1170 | Downlight | 80.7 | 2020-10-20 | 2021-10-11 | High | 2 | #N/A | 80.7 | #N/A | #N/A
Fluxwerx | TC1-*05**#**W1935BF1*-* | 1170 | Downlight | 80.7 | 2020-10-20 | 2021-10-11 | High | 2 | #N/A | 80.7 | #N/A | #N/A
Fluxwerx | TC1-*05**#**W1940B*#*-* | 1170 | Downlight | 80.7 | 2020-10-20 | 2021-10-11 | High | 2 | #N/A | 80.7 | #N/A | #N/A
Fluxwerx | TC1-*05**#**W1940BF1*-* | 1170 | Downlight | 80.7 | 2020-10-20 | 2021-10-11 | High | 2 | #N/A | 80.7 | #N/A | #N/A
Fluxwerx | TC1-*05**#**M1827B*#*-* | 1170 | Downlight | 80.7 | 2020-10-20 | 2021-10-11 | High | 2 | #N/A | 80.7 | #N/A | #N/A
Fluxwerx | TC1-*05**#**M1827BF1*-* | 1170 | Downlight | 80.7 | 2020-10-20 | 2021-10-11 | High | 2 | #N/A | 80.7 | #N/A | #N/A
Fluxwerx | TC1-*05**#**M1830B*#*-* | 1170 | Downlight | 80.7 | 2020-10-20 | 2021-10-11 | High | 2 | #N/A | 80.7 | #N/A | #N/A
Fluxwerx | TC1-*05**#**M1830BF1*-* | 1170 | Downlight | 80.7 | 2020-10-20 | 2021-10-11 | High | 2 | #N/A | 80.7 | #N/A | #N/A
Fluxwerx | TC1-*05**#**M1835B*#*-* | 1170 | Downlight | 80.7 | 2020-10-20 | 2021-10-11 | High | 2 | #N/A | 80.7 | #N/A | #N/A
Fluxwerx | TC1-*05**#**M1835BF1*-* | 1170 | Downlight | 80.7 | 2020-10-20 | 2021-10-11 | High | 2 | #N/A | 80.7 | #N/A | #N/A
Fluxwerx | TC1-*05**#**M1840B*#*-* | 1170 | Downlight | 80.7 | 2020-10-20 | 2021-10-11 | High | 2 | #N/A | 80.7 | #N/A | #N/A
Fluxwerx | TC1-*05**#**M1840BF1*-* | 1170 | Downlight | 80.7 | 2020-10-20 | 2021-10-11 | High | 2 | #N/A | 80.7 | #N/A | #N/A
Fluxwerx | TC1-*05**#**M1927B*#*-* | 1170 | Downlight | 80.7 | 2020-10-20 | 2021-10-11 | High | 2 | #N/A | 80.7 | #N/A | #N/A
Fluxwerx | TC1-*05**#**M1927BF1*-* | 1170 | Downlight | 80.7 | 2020-10-20 | 2021-10-11 | High | 2 | #N/A | 80.7 | #N/A | #N/A
Fluxwerx | TC1-*05**#**M1930B*#*-* | 1170 | Downlight | 80.7 | 2020-10-20 | 2021-10-11 | High | 2 | #N/A | 80.7 | #N/A | #N/A
Fluxwerx | TC1-*05**#**M1930BF1*-* | 1170 | Downlight | 80.7 | 2020-10-20 | 2021-10-11 | High | 2 | #N/A | 80.7 | #N/A | #N/A
Fluxwerx | TC1-*05**#**M1935B*#*-* | 1170 | Downlight | 80.7 | 2020-10-20 | 2021-10-11 | High | 2 | #N/A | 80.7 | #N/A | #N/A
Fluxwerx | TC1-*05**#**M1935BF1*-* | 1170 | Downlight | 80.7 | 2020-10-20 | 2021-10-11 | High | 2 | #N/A | 80.7 | #N/A | #N/A
Fluxwerx | TC1-*05**#**M1940B*#*-* | 1170 | Downlight | 80.7 | 2020-10-20 | 2021-10-11 | High | 2 | #N/A | 80.7 | #N/A | #N/A
Fluxwerx | TC1-*05**#**M1940BF1*-* | 1170 | Downlight | 80.7 | 2020-10-20 | 2021-10-11 | High | 2 | #N/A | 80.7 | #N/A | #N/A
Fluxwerx | TC1-*05**#**N1827B*#*-* | 1170 | Downlight | 80.7 | 2020-10-20 | 2021-10-11 | High | 2 | #N/A | 80.7 | #N/A | #N/A
Fluxwerx | TC1-*05**#**N1827BF1*-* | 1170 | Downlight | 80.7 | 2020-10-20 | 2021-10-11 | High | 2 | #N/A | 80.7 | #N/A | #N/A
Fluxwerx | TC1-*05**#**N1830B*#*-* | 1170 | Downlight | 80.7 | 2020-10-20 | 2021-10-11 | High | 2 | #N/A | 80.7 | #N/A | #N/A
Fluxwerx | TC1-*05**#**N1830BF1*-* | 1170 | Downlight | 80.7 | 2020-10-20 | 2021-10-11 | High | 2 | #N/A | 80.7 | #N/A | #N/A
Fluxwerx | TC1-*05**#**N1835B*#*-* | 1170 | Downlight | 80.7 | 2020-10-20 | 2021-10-11 | High | 2 | #N/A | 80.7 | #N/A | #N/A
Fluxwerx | TC1-*05**#**N1835BF1*-* | 1170 | Downlight | 80.7 | 2020-10-20 | 2021-10-11 | High | 2 | #N/A | 80.7 | #N/A | #N/A
Fluxwerx | TC1-*05**#**N1840B*#*-* | 1170 | Downlight | 80.7 | 2020-10-20 | 2021-10-11 | High | 2 | #N/A | 80.7 | #N/A | #N/A
Fluxwerx | TC1-*05**#**N1840BF1*-* | 1170 | Downlight | 80.7 | 2020-10-20 | 2021-10-11 | High | 2 | #N/A | 80.7 | #N/A | #N/A
Fluxwerx | TC1-*05**#**N1927B*#*-* | 1170 | Downlight | 80.7 | 2020-10-20 | 2021-10-11 | High | 2 | #N/A | 80.7 | #N/A | #N/A
Fluxwerx | TC1-*05**#**N1927BF1*-* | 1170 | Downlight | 80.7 | 2020-10-20 | 2021-10-11 | High | 2 | #N/A | 80.7 | #N/A | #N/A
Fluxwerx | TC1-*05**#**N1930B*#*-* | 1170 | Downlight | 80.7 | 2020-10-20 | 2021-10-11 | High | 2 | #N/A | 80.7 | #N/A | #N/A
Fluxwerx | TC1-*05**#**N1930BF1*-* | 1170 | Downlight | 80.7 | 2020-10-20 | 2021-10-11 | High | 2 | #N/A | 80.7 | #N/A | #N/A
Fluxwerx | TC1-*05**#**N1935B*#*-* | 1170 | Downlight | 80.7 | 2020-10-20 | 2021-10-11 | High | 2 | #N/A | 80.7 | #N/A | #N/A
Fluxwerx | TC1-*05**#**N1935BF1*-* | 1170 | Downlight | 80.7 | 2020-10-20 | 2021-10-11 | High | 2 | #N/A | 80.7 | #N/A | #N/A
Prescolite | LFR-6RDS-M-25L27K9**-DM1** + LFR-6RDS-T-[(blank),VNR]-**** + LFR-6RD-H-** | 1823 | Downlight | 80.7 | 2021-11-18 | 2022-07-01 | High | 2 | #N/A | 80.7 | #N/A | #N/A
Prescolite | LFR-6RDS-M-25L30K9**-DM1** + LFR-6RDS-T-[(blank),VNR]-**** + LFR-6RD-H-** | 1823 | Downlight | 80.7 | 2021-11-18 | 2022-07-01 | High | 2 | #N/A | 80.7 | #N/A | #N/A
Prescolite | LFR-6RDS-M-25L35K9**-DM1** + LFR-6RDS-T-[(blank),VNR]-**** + LFR-6RD-H-** | 1823 | Downlight | 80.7 | 2021-11-18 | 2022-07-01 | High | 2 | #N/A | 80.7 | #N/A | #N/A
Prescolite | LFR-6RDS-M-25L40K9**-DM1** + LFR-6RDS-T-[(blank),VNR]-**** + LFR-6RD-H-** | 1823 | Downlight | 80.7 | 2021-11-18 | 2022-07-01 | High | 2 | #N/A | 80.7 | #N/A | #N/A
Prescolite | LFR-6RDS-M-25L50K9**-DM1** + LFR-6RDS-T-[(blank),VNR]-**** + LFR-6RD-H-** | 1823 | Downlight | 80.7 | 2021-11-18 | 2022-07-01 | High | 2 | #N/A | 80.7 | #N/A | #N/A
Prescolite | LFR-4RDS-M-25L27K9**-DM1** + LFR-4RDS-T-[(blank),VNR]-**** + LFR-4RD-H-** | 1823 | Downlight | 80.7 | 2021-11-18 | 2022-07-01 | High | 2 | #N/A | 80.7 | #N/A | #N/A
Prescolite | LFR-4RDS-M-25L30K9**-DM1** + LFR-4RDS-T-[(blank),VNR]-**** + LFR-4RD-H-** | 1823 | Downlight | 80.7 | 2021-11-18 | 2022-07-01 | High | 2 | #N/A | 80.7 | #N/A | #N/A
Prescolite | LFR-4RDS-M-25L35K9**-DM1** + LFR-4RDS-T-[(blank),VNR]-**** + LFR-4RD-H-** | 1823 | Downlight | 80.7 | 2021-11-18 | 2022-07-01 | High | 2 | #N/A | 80.7 | #N/A | #N/A
Prescolite | LFR-4RDS-M-25L40K9**-DM1** + LFR-4RDS-T-[(blank),VNR]-**** + LFR-4RD-H-** | 1823 | Downlight | 80.7 | 2021-11-18 | 2022-07-01 | High | 2 | #N/A | 80.7 | #N/A | #N/A
Prescolite | LFR-4RDS-M-25L50K9**-DM1** + LFR-4RDS-T-[(blank),VNR]-**** + LFR-4RD-H-** | 1823 | Downlight | 80.7 | 2021-11-18 | 2022-07-01 | High | 2 | #N/A | 80.7 | #N/A | #N/A
Liteline | ALR8-2650W | 1855 | Downlight | 80.7 | 2015-11-26 | 2016-04-22 | High | 2 | #N/A | 80.7 | #N/A | #N/A
Lightolier | C6L358##*LU / C6RDLCD* | 2383 | Downlight | 80.7 | 2016-10-06 | 2018-06-28 | High | 2 | #N/A | 80.7 | #N/A | #N/A
Lightolier | C6L358##*Z10U / C6RDLCD* | 2383 | Downlight | 80.7 | 2016-10-06 | 2018-06-25 | High | 2 | #N/A | 80.7 | #N/A | #N/A
Lightolier | C6L358***Z10UR / C6RDL*** | 2383 | Downlight | 80.7 | 2017-12-08 | 2018-01-05 | High | 2 | #N/A | 80.7 | #N/A | #N/A
Lightolier | C6*DL358##*LU*** | 2383 | Downlight | 80.7 | 2017-04-20 | 2017-04-14 | High | 2 | #N/A | 80.7 | #N/A | #N/A
Lightolier | C6L60927[M¦W][Z10U¦L1U¦SOLU¦DMXU¦DU¦RAU] / C[6RDL¦6RCW¦6RDW¦6RWW¦6SDLNM¦7RDL¦7RCW¦7RDW¦7RWW][CD¦CC¦WH¦CL] | 4360 | Downlight | 80.7 | 2022-06-14 | 2022-08-04 | High | 2 | #N/A | 80.7 | #N/A | #N/A
Lightolier | C6L60930[M¦W][Z10U¦L1U¦SOLU¦DMXU¦DU¦RAU] / C[6RDL¦6RCW¦6RDW¦6RWW¦6SDLNM¦7RDL¦7RCW¦7RDW¦7RWW][CD¦CC¦WH¦CL] | 4360 | Downlight | 80.7 | 2022-06-14 | 2022-08-04 | High | 2 | #N/A | 80.7 | #N/A | #N/A
Lightolier | C6L60935[M¦W][Z10U¦L1U¦SOLU¦DMXU¦DU¦RAU] / C[6RDL¦6RCW¦6RDW¦6RWW¦6SDLNM¦7RDL¦7RCW¦7RDW¦7RWW][CD¦CC¦WH¦CL] | 4360 | Downlight | 80.7 | 2022-06-14 | 2022-08-04 | High | 2 | #N/A | 80.7 | #N/A | #N/A
Lightolier | C6L60940[M¦W][Z10U¦L1U¦SOLU¦DMXU¦DU¦RAU] / C[6RDL¦6RCW¦6RDW¦6RWW¦6SDLNM¦7RDL¦7RCW¦7RDW¦7RWW][CD¦CC¦WH¦CL] | 4360 | Downlight | 80.7 | 2022-06-14 | 2022-08-04 | High | 2 | #N/A | 80.7 | #N/A | #N/A
Lightolier | C6L60950[M¦W][Z10U¦L1U¦SOLU¦DMXU¦DU¦RAU] / C[6RDL¦6RCW¦6RDW¦6RWW¦6SDLNM¦7RDL¦7RCW¦7RDW¦7RWW][CD¦CC¦WH¦CL] | 4360 | Downlight | 80.7 | 2022-06-14 | 2022-08-04 | High | 2 | #N/A | 80.7 | #N/A | #N/A
Lightolier | C6[C¦CSQ][S¦W¦P][DL¦DW¦WW]60927[M¦W][Z10U¦L1U¦SOLU¦DMXU¦DU¦RAU][CD¦CC¦WH¦CL][A¦B¦W¦RAL#] | 4360 | Downlight | 80.7 | 2022-06-14 | 2022-08-04 | High | 2 | #N/A | 80.7 | #N/A | #N/A
Lightolier | C6[C¦CSQ][S¦W¦P][DL¦DW¦WW]60930[M¦W][Z10U¦L1U¦SOLU¦DMXU¦DU¦RAU][CD¦CC¦WH¦CL][A¦B¦W¦RAL#] | 4360 | Downlight | 80.7 | 2022-06-14 | 2022-08-04 | High | 2 | #N/A | 80.7 | #N/A | #N/A
Lightolier | C6[C¦CSQ][S¦W¦P][DL¦DW¦WW]60935[M¦W][Z10U¦L1U¦SOLU¦DMXU¦DU¦RAU][CD¦CC¦WH¦CL][A¦B¦W¦RAL#] | 4360 | Downlight | 80.7 | 2022-06-14 | 2022-08-04 | High | 2 | #N/A | 80.7 | #N/A | #N/A
Lightolier | C6[C¦CSQ][S¦W¦P][DL¦DW¦WW]60940[M¦W][Z10U¦L1U¦SOLU¦DMXU¦DU¦RAU][CD¦CC¦WH¦CL][A¦B¦W¦RAL#] | 4360 | Downlight | 80.7 | 2022-06-14 | 2022-08-04 | High | 2 | #N/A | 80.7 | #N/A | #N/A
Lightolier | C6[C¦CSQ][S¦W¦P][DL¦DW¦WW]60950[M¦W][Z10U¦L1U¦SOLU¦DMXU¦DU¦RAU][CD¦CC¦WH¦CL][A¦B¦W¦RAL#] | 4360 | Downlight | 80.7 | 2022-06-14 | 2022-08-04 | High | 2 | #N/A | 80.7 | #N/A | #N/A
Juno Lighting | WF6 ADJ SWW5 90CRI CP* XX M# | 1010 | Downlight | 80.8 | 2022-12-16 | 2022-12-16 | High | 2 | #N/A | 80.8 | #N/A | #N/A
Juno Lighting | WF6 ADJ SWW5 90CRI XX YY | 1010 | Downlight | 80.8 | 2022-12-16 | 2022-12-16 | High | 2 | #N/A | 80.8 | #N/A | #N/A
ASD | ASD-CDL7-4DA13AC | 1050 | Downlight | 80.8 | 2021-12-01 | 2022-01-18 | High | 2 | #N/A | 80.8 | #N/A | #N/A
QPLUS | QLEDMB-6inch-13W(Dm)-WW | 1050 | Downlight | 80.8 | 2017-08-16 | 2017-08-16 | High | 2 | #N/A | 80.8 | #N/A | #N/A
ProLED | 88984 | 1050 | Downlight | 80.8 | 2022-07-20 | 2022-06-30 | High | 2 | #N/A | 80.8 | #N/A | #N/A
Xtricity | 4-80187 | 1050 | Downlight | 80.8 | 2019-04-05 | 2018-08-10 | High | 2 | #N/A | 80.8 | #N/A | #N/A
Xtricity | 4-80187 | 1050 | Downlight | 80.8 | 2019-07-08 | 2019-07-11 | High | 2 | #N/A | 80.8 | #N/A | #N/A
MORRIS | 72769 | 1050 | Downlight | 80.8 | 2022-06-30 | 2022-09-02 | High | 2 | #N/A | 80.8 | #N/A | #N/A
RAB | DLS0084(SUMOFA-7R-13-9CCT-120-W) | 1050 | Downlight | 80.8 | 2021-10-27 | 2021-12-20 | High | 2 | #N/A | 80.8 | #N/A | #N/A
VOTATEC | HLLEDSW-6inch-13W(Dm)W-3WY | 1050 | Downlight | 80.8 | 2019-10-20 | 2019-10-25 | High | 2 | #N/A | 80.8 | #N/A | #N/A
VOTATEC | VO-GRP6W13-120-D-3WY | 1050 | Downlight | 80.8 | 2022-05-10 | 2022-05-19 | High | 2 | #N/A | 80.8 | #N/A | #N/A
VOTATEC | VO-RP6W13-120-30-D | 1050 | Downlight | 80.8 | 2018-08-21 | 2018-08-22 | High | 2 | #N/A | 80.8 | #N/A | #N/A
VOTATEC | VO-RP6W13-120-D-3WY | 1050 | Downlight | 80.8 | 2019-10-23 | 2019-10-23 | High | 2 | #N/A | 80.8 | #N/A | #N/A
GE Current, a Daintree company | LRXGR62W935MD | 1600 | Downlight | 80.8 | 2021-02-01 | 2021-01-14 | High | 2 | #N/A | 80.8 | #N/A | #N/A
PORTFOLIO | LD8B20[D010¦D010TR] ER8B102090[27¦30¦35¦40¦50] 8LB[N¦M¦W¦S]#[LI¦MW¦WMH¦WH¦H] | 1625 | Downlight | 80.8 | 2018-12-31 | 2019-01-22 | High | 2 | #N/A | 80.8 | #N/A | #N/A
Intense Lighting | GDS4**L427*******FL/****###***-***-* | 2036 | Downlight | 80.8 | 2020-01-01 | 2020-06-25 | High | 2 | #N/A | 80.8 | #N/A | #N/A
Intense Lighting | GDS4**L427*******NF/****###***-***-* | 2036 | Downlight | 80.8 | 2020-01-01 | 2020-06-25 | High | 2 | #N/A | 80.8 | #N/A | #N/A
Intense Lighting | GDS4**L427*******NS/****###***-***-* | 2036 | Downlight | 80.8 | 2020-01-01 | 2020-06-25 | High | 2 | #N/A | 80.8 | #N/A | #N/A
Intense Lighting | GDS4**L427*******SP/****###***-***-* | 2036 | Downlight | 80.8 | 2020-01-01 | 2020-06-25 | High | 2 | #N/A | 80.8 | #N/A | #N/A
Intense Lighting | GDS4**L427*******WF/****###***-***-* | 2036 | Downlight | 80.8 | 2020-01-01 | 2020-06-25 | High | 2 | #N/A | 80.8 | #N/A | #N/A
Intense Lighting | GDS4**L4309*******FL/****###***-***-* | 2036 | Downlight | 80.8 | 2020-01-01 | 2020-06-25 | High | 2 | #N/A | 80.8 | #N/A | #N/A
Intense Lighting | GDS4**L4309*******NF/****###***-***-* | 2036 | Downlight | 80.8 | 2020-01-01 | 2020-06-25 | High | 2 | #N/A | 80.8 | #N/A | #N/A
Intense Lighting | GDS4**L4309*******NS/****###***-***-* | 2036 | Downlight | 80.8 | 2020-01-01 | 2020-06-25 | High | 2 | #N/A | 80.8 | #N/A | #N/A
Intense Lighting | GDS4**L4309*******SP/****###***-***-* | 2036 | Downlight | 80.8 | 2020-01-01 | 2020-06-25 | High | 2 | #N/A | 80.8 | #N/A | #N/A
Intense Lighting | GDS4**L4309*******WF/****###***-***-* | 2036 | Downlight | 80.8 | 2020-01-01 | 2020-06-25 | High | 2 | #N/A | 80.8 | #N/A | #N/A
Intense Lighting | GDS4**L430*******FL/****###***-***-* | 2036 | Downlight | 80.8 | 2020-01-01 | 2020-06-25 | High | 2 | #N/A | 80.8 | #N/A | #N/A
Intense Lighting | GDS4**L430*******NF/****###***-***-* | 2036 | Downlight | 80.8 | 2020-01-01 | 2020-06-25 | High | 2 | #N/A | 80.8 | #N/A | #N/A
Intense Lighting | GDS4**L430*******NS/****###***-***-* | 2036 | Downlight | 80.8 | 2020-01-01 | 2020-06-25 | High | 2 | #N/A | 80.8 | #N/A | #N/A
Intense Lighting | GDS4**L430*******SP/****###***-***-* | 2036 | Downlight | 80.8 | 2020-01-01 | 2020-06-25 | High | 2 | #N/A | 80.8 | #N/A | #N/A
Intense Lighting | GDS4**L430*******WF/****###***-***-* | 2036 | Downlight | 80.8 | 2020-01-01 | 2020-06-25 | High | 2 | #N/A | 80.8 | #N/A | #N/A
Intense Lighting | GDS4**L4359*******FL/****###***-***-* | 2036 | Downlight | 80.8 | 2020-01-01 | 2020-06-25 | High | 2 | #N/A | 80.8 | #N/A | #N/A
Intense Lighting | GDS4**L4359*******NF/****###***-***-* | 2036 | Downlight | 80.8 | 2020-01-01 | 2020-06-25 | High | 2 | #N/A | 80.8 | #N/A | #N/A
Intense Lighting | GDS4**L4359*******NS/****###***-***-* | 2036 | Downlight | 80.8 | 2020-01-01 | 2020-06-25 | High | 2 | #N/A | 80.8 | #N/A | #N/A
Intense Lighting | GDS4**L4359*******SP/****###***-***-* | 2036 | Downlight | 80.8 | 2020-01-01 | 2020-06-25 | High | 2 | #N/A | 80.8 | #N/A | #N/A
Intense Lighting | GDS4**L4359*******WF/****###***-***-* | 2036 | Downlight | 80.8 | 2020-01-01 | 2020-06-25 | High | 2 | #N/A | 80.8 | #N/A | #N/A
Intense Lighting | GDS4**L435*******FL/****###***-***-* | 2036 | Downlight | 80.8 | 2020-01-01 | 2020-06-25 | High | 2 | #N/A | 80.8 | #N/A | #N/A
Intense Lighting | GDS4**L435*******NF/****###***-***-* | 2036 | Downlight | 80.8 | 2020-01-01 | 2020-06-25 | High | 2 | #N/A | 80.8 | #N/A | #N/A
Intense Lighting | GDS4**L435*******NS/****###***-***-* | 2036 | Downlight | 80.8 | 2020-01-01 | 2020-06-25 | High | 2 | #N/A | 80.8 | #N/A | #N/A
Intense Lighting | GDS4**L435*******SP/****###***-***-* | 2036 | Downlight | 80.8 | 2020-01-01 | 2020-06-25 | High | 2 | #N/A | 80.8 | #N/A | #N/A
Intense Lighting | GDS4**L435*******WF/****###***-***-* | 2036 | Downlight | 80.8 | 2020-01-01 | 2020-06-25 | High | 2 | #N/A | 80.8 | #N/A | #N/A
Intense Lighting | GDS4**L4409*******FL/****###***-***-* | 2036 | Downlight | 80.8 | 2020-01-01 | 2020-06-25 | High | 2 | #N/A | 80.8 | #N/A | #N/A
Intense Lighting | GDS4**L4409*******NF/****###***-***-* | 2036 | Downlight | 80.8 | 2020-01-01 | 2020-06-25 | High | 2 | #N/A | 80.8 | #N/A | #N/A
Intense Lighting | GDS4**L4409*******NS/****###***-***-* | 2036 | Downlight | 80.8 | 2020-01-01 | 2020-06-25 | High | 2 | #N/A | 80.8 | #N/A | #N/A
Intense Lighting | GDS4**L4409*******SP/****###***-***-* | 2036 | Downlight | 80.8 | 2020-01-01 | 2020-06-25 | High | 2 | #N/A | 80.8 | #N/A | #N/A
Intense Lighting | GDS4**L4409*******WF/****###***-***-* | 2036 | Downlight | 80.8 | 2020-01-01 | 2020-06-25 | High | 2 | #N/A | 80.8 | #N/A | #N/A
Intense Lighting | GDS4**L440*******FL/****###***-***-* | 2036 | Downlight | 80.8 | 2020-01-01 | 2020-06-25 | High | 2 | #N/A | 80.8 | #N/A | #N/A
Intense Lighting | GDS4**L440*******NF/****###***-***-* | 2036 | Downlight | 80.8 | 2020-01-01 | 2020-06-25 | High | 2 | #N/A | 80.8 | #N/A | #N/A
Intense Lighting | GDS4**L440*******NS/****###***-***-* | 2036 | Downlight | 80.8 | 2020-01-01 | 2020-06-25 | High | 2 | #N/A | 80.8 | #N/A | #N/A
Intense Lighting | GDS4**L440*******SP/****###***-***-* | 2036 | Downlight | 80.8 | 2020-01-01 | 2020-06-25 | High | 2 | #N/A | 80.8 | #N/A | #N/A
Intense Lighting | GDS4**L440*******WF/****###***-***-* | 2036 | Downlight | 80.8 | 2020-01-01 | 2020-06-25 | High | 2 | #N/A | 80.8 | #N/A | #N/A
Intense Lighting | GDS4**L4279*******FL/****###***-***-* | 2036 | Downlight | 80.8 | 2020-01-01 | 2020-06-25 | High | 2 | #N/A | 80.8 | #N/A | #N/A
Intense Lighting | GDS4**L4279*******NF/****###***-***-* | 2036 | Downlight | 80.8 | 2020-01-01 | 2020-06-25 | High | 2 | #N/A | 80.8 | #N/A | #N/A
Intense Lighting | GDS4**L4279*******NS/****###***-***-* | 2036 | Downlight | 80.8 | 2020-01-01 | 2020-06-25 | High | 2 | #N/A | 80.8 | #N/A | #N/A
Intense Lighting | GDS4**L4279*******SP/****###***-***-* | 2036 | Downlight | 80.8 | 2020-01-01 | 2020-06-25 | High | 2 | #N/A | 80.8 | #N/A | #N/A
Intense Lighting | GDS4**L4279*******WF/****###***-***-* | 2036 | Downlight | 80.8 | 2020-01-01 | 2020-06-25 | High | 2 | #N/A | 80.8 | #N/A | #N/A
Nora Lighting | NQZ-61TWTW-MPW | 2100 | Downlight | 80.8 | 2021-10-07 | 2021-10-26 | High | 2 | #N/A | 80.8 | #N/A | #N/A
HOMI | HM08-PR24-40W277-30K-0-*SB | 3230 | Downlight | 80.8 | 2021-12-10 | 2022-01-05 | High | 2 | #N/A | 80.8 | #N/A | #N/A
HOMI | HM08-PR24-40W277-35K-0-*SB | 3230 | Downlight | 80.8 | 2021-12-10 | 2022-01-05 | High | 2 | #N/A | 80.8 | #N/A | #N/A
HOMI | HM08-PR24-40W277-40K-0-*SB | 3230 | Downlight | 80.8 | 2021-12-10 | 2022-01-05 | High | 2 | #N/A | 80.8 | #N/A | #N/A
HOMI | HM08-PR24-40W277-50K-0-*SB | 3230 | Downlight | 80.8 | 2021-12-10 | 2022-01-05 | High | 2 | #N/A | 80.8 | #N/A | #N/A
OKT Lighting | CE6-18W-30E | 1456 | Downlight | 80.9 | 2019-07-08 | 2019-07-11 | High | 2 | #N/A | 80.9 | #N/A | #N/A
GE Current, a Daintree company | LRXGR62W830MD | 1650 | Downlight | 80.9 | 2021-02-01 | 2021-01-14 | High | 2 | #N/A | 80.9 | #N/A | #N/A
Nora Lighting | NRLM-8C##**###LE4 | 2242 | Downlight | 80.9 | 2019-10-18 | 2019-10-21 | High | 2 | #N/A | 80.9 | #N/A | #N/A
WAC Lighting | DS-PD0834-F927-** | 2750 | Downlight | 80.9 | 2019-06-29 | 2020-03-03 | High | 2 | #N/A | 80.9 | #N/A | #N/A
WAC Lighting | DS-PD0834-F930-** | 2750 | Downlight | 80.9 | 2019-06-29 | 2020-03-03 | High | 2 | #N/A | 80.9 | #N/A | #N/A
WAC Lighting | DS-PD0834-F935-** | 2750 | Downlight | 80.9 | 2019-06-29 | 2020-03-03 | High | 2 | #N/A | 80.9 | #N/A | #N/A
WAC Lighting | DS-PD0834-F940-** | 2750 | Downlight | 80.9 | 2019-06-29 | 2020-03-03 | High | 2 | #N/A | 80.9 | #N/A | #N/A
WAC Lighting | DS-PD0834-N927-** | 2750 | Downlight | 80.9 | 2019-06-29 | 2020-03-03 | High | 2 | #N/A | 80.9 | #N/A | #N/A
WAC Lighting | DS-PD0834-N930-** | 2750 | Downlight | 80.9 | 2019-06-29 | 2020-03-03 | High | 2 | #N/A | 80.9 | #N/A | #N/A
WAC Lighting | DS-PD0834-N935-** | 2750 | Downlight | 80.9 | 2019-06-29 | 2020-03-03 | High | 2 | #N/A | 80.9 | #N/A | #N/A
WAC Lighting | DS-PD0834-N940-** | 2750 | Downlight | 80.9 | 2019-06-29 | 2020-03-03 | High | 2 | #N/A | 80.9 | #N/A | #N/A
WAC Lighting | DS-PD0834-S927-** | 2750 | Downlight | 80.9 | 2019-06-29 | 2020-03-03 | High | 2 | #N/A | 80.9 | #N/A | #N/A
WAC Lighting | DS-PD0834-S930-** | 2750 | Downlight | 80.9 | 2019-06-29 | 2020-03-03 | High | 2 | #N/A | 80.9 | #N/A | #N/A
WAC Lighting | DS-PD0834-S935-** | 2750 | Downlight | 80.9 | 2019-06-29 | 2020-03-03 | High | 2 | #N/A | 80.9 | #N/A | #N/A
WAC Lighting | DS-PD0834-S940-** | 2750 | Downlight | 80.9 | 2019-06-29 | 2020-03-03 | High | 2 | #N/A | 80.9 | #N/A | #N/A
WAC Lighting | DS-WS0834-F927S-** | 2750 | Downlight | 80.9 | 2019-06-29 | 2020-03-03 | High | 2 | #N/A | 80.9 | #N/A | #N/A
WAC Lighting | DS-WS0834-F930S-** | 2750 | Downlight | 80.9 | 2019-06-29 | 2020-03-03 | High | 2 | #N/A | 80.9 | #N/A | #N/A
WAC Lighting | DS-WS0834-F935S-** | 2750 | Downlight | 80.9 | 2019-06-29 | 2020-03-03 | High | 2 | #N/A | 80.9 | #N/A | #N/A
WAC Lighting | DS-WS0834-F940S-** | 2750 | Downlight | 80.9 | 2019-06-29 | 2020-03-03 | High | 2 | #N/A | 80.9 | #N/A | #N/A
WAC Lighting | DS-WS0834-N927S-** | 2750 | Downlight | 80.9 | 2019-06-29 | 2020-03-03 | High | 2 | #N/A | 80.9 | #N/A | #N/A
WAC Lighting | DS-WS0834-N930S-** | 2750 | Downlight | 80.9 | 2019-06-29 | 2020-03-03 | High | 2 | #N/A | 80.9 | #N/A | #N/A
WAC Lighting | DS-WS0834-N935S-** | 2750 | Downlight | 80.9 | 2019-06-29 | 2020-03-03 | High | 2 | #N/A | 80.9 | #N/A | #N/A
WAC Lighting | DS-WS0834-N940S-** | 2750 | Downlight | 80.9 | 2019-06-29 | 2020-03-03 | High | 2 | #N/A | 80.9 | #N/A | #N/A
WAC Lighting | DS-WS0834-S927S-** | 2750 | Downlight | 80.9 | 2019-06-29 | 2020-03-03 | High | 2 | #N/A | 80.9 | #N/A | #N/A
WAC Lighting | DS-WS0834-S930S-** | 2750 | Downlight | 80.9 | 2019-06-29 | 2020-03-03 | High | 2 | #N/A | 80.9 | #N/A | #N/A
WAC Lighting | DS-WS0834-S935S-** | 2750 | Downlight | 80.9 | 2019-06-29 | 2020-03-03 | High | 2 | #N/A | 80.9 | #N/A | #N/A
WAC Lighting | DS-WS0834-S940S-** | 2750 | Downlight | 80.9 | 2019-06-29 | 2020-03-03 | High | 2 | #N/A | 80.9 | #N/A | #N/A
WAC Lighting | DS-WE0834-F927S-** | 2750 | Downlight | 80.9 | 2019-06-29 | 2020-03-03 | High | 2 | #N/A | 80.9 | #N/A | #N/A
WAC Lighting | DS-WE0834-F930S-** | 2750 | Downlight | 80.9 | 2019-06-29 | 2020-03-03 | High | 2 | #N/A | 80.9 | #N/A | #N/A
WAC Lighting | DS-WE0834-F935S-** | 2750 | Downlight | 80.9 | 2019-06-29 | 2020-03-03 | High | 2 | #N/A | 80.9 | #N/A | #N/A
WAC Lighting | DS-WE0834-F940S-** | 2750 | Downlight | 80.9 | 2019-06-29 | 2020-03-03 | High | 2 | #N/A | 80.9 | #N/A | #N/A
WAC Lighting | DS-WE0834-N927S-** | 2750 | Downlight | 80.9 | 2019-06-29 | 2020-03-03 | High | 2 | #N/A | 80.9 | #N/A | #N/A
WAC Lighting | DS-WE0834-N930S-** | 2750 | Downlight | 80.9 | 2019-06-29 | 2020-03-03 | High | 2 | #N/A | 80.9 | #N/A | #N/A
WAC Lighting | DS-WE0834-N935S-** | 2750 | Downlight | 80.9 | 2019-06-29 | 2020-03-03 | High | 2 | #N/A | 80.9 | #N/A | #N/A
WAC Lighting | DS-WE0834-N940S-** | 2750 | Downlight | 80.9 | 2019-06-29 | 2020-03-03 | High | 2 | #N/A | 80.9 | #N/A | #N/A
WAC Lighting | DS-WE0834-S927S-** | 2750 | Downlight | 80.9 | 2019-06-29 | 2020-03-03 | High | 2 | #N/A | 80.9 | #N/A | #N/A
WAC Lighting | DS-WE0834-S930S-** | 2750 | Downlight | 80.9 | 2019-06-29 | 2020-03-03 | High | 2 | #N/A | 80.9 | #N/A | #N/A
WAC Lighting | DS-WE0834-S935S-** | 2750 | Downlight | 80.9 | 2019-06-29 | 2020-03-03 | High | 2 | #N/A | 80.9 | #N/A | #N/A
WAC Lighting | DS-WE0834-S940S-** | 2750 | Downlight | 80.9 | 2019-06-29 | 2020-03-03 | High | 2 | #N/A | 80.9 | #N/A | #N/A
WAC Lighting | DS-CD0834-F927-** | 2750 | Downlight | 80.9 | 2019-06-29 | 2020-03-03 | High | 2 | #N/A | 80.9 | #N/A | #N/A
WAC Lighting | DS-CD0834-F930-** | 2750 | Downlight | 80.9 | 2019-06-29 | 2020-03-03 | High | 2 | #N/A | 80.9 | #N/A | #N/A
WAC Lighting | DS-CD0834-F935-** | 2750 | Downlight | 80.9 | 2019-06-29 | 2020-03-03 | High | 2 | #N/A | 80.9 | #N/A | #N/A
WAC Lighting | DS-CD0834-F940-** | 2750 | Downlight | 80.9 | 2019-06-29 | 2020-03-03 | High | 2 | #N/A | 80.9 | #N/A | #N/A
WAC Lighting | DS-CD0834-N927-** | 2750 | Downlight | 80.9 | 2019-06-29 | 2020-03-03 | High | 2 | #N/A | 80.9 | #N/A | #N/A
WAC Lighting | DS-CD0834-N930-** | 2750 | Downlight | 80.9 | 2019-06-29 | 2020-03-03 | High | 2 | #N/A | 80.9 | #N/A | #N/A
WAC Lighting | DS-CD0834-N935-** | 2750 | Downlight | 80.9 | 2019-06-29 | 2020-03-03 | High | 2 | #N/A | 80.9 | #N/A | #N/A
WAC Lighting | DS-CD0834-N940-** | 2750 | Downlight | 80.9 | 2019-06-29 | 2020-03-03 | High | 2 | #N/A | 80.9 | #N/A | #N/A
WAC Lighting | DS-CD0834-S927-** | 2750 | Downlight | 80.9 | 2019-06-29 | 2020-03-03 | High | 2 | #N/A | 80.9 | #N/A | #N/A
WAC Lighting | DS-CD0834-S930-** | 2750 | Downlight | 80.9 | 2019-06-29 | 2020-03-03 | High | 2 | #N/A | 80.9 | #N/A | #N/A
WAC Lighting | DS-CD0834-S935-** | 2750 | Downlight | 80.9 | 2019-06-29 | 2020-03-03 | High | 2 | #N/A | 80.9 | #N/A | #N/A
WAC Lighting | DS-CD0834-S940-** | 2750 | Downlight | 80.9 | 2019-06-29 | 2020-03-03 | High | 2 | #N/A | 80.9 | #N/A | #N/A
Royal Pacific | 8122H-45-35 | 3640 | Downlight | 80.9 | 2017-03-01 | 2020-02-02 | High | 2 | #N/A | 80.9 | #N/A | #N/A
Royal Pacific | 8124H-45-35 | 3640 | Downlight | 80.9 | 2017-03-01 | 2020-02-02 | High | 2 | #N/A | 80.9 | #N/A | #N/A
Royal Pacific | 8125H-45-35 | 3640 | Downlight | 80.9 | 2017-03-01 | 2020-02-02 | High | 2 | #N/A | 80.9 | #N/A | #N/A
Royal Pacific | 8126H-45-35 | 3640 | Downlight | 80.9 | 2017-03-01 | 2020-02-02 | High | 2 | #N/A | 80.9 | #N/A | #N/A
SATCO¦NUVO | 62/1785 | 3800 | Downlight | 80.9 | 2022-12-02 | 2022-12-02 | High | 2 | #N/A | 80.9 | #N/A | #N/A
Lightolier | L6RAxE1VA / L6R158xxWVA | 1361 | Downlight | 81 | 2015-10-12 | 2015-08-17 | High | 2 | #N/A | 81 | #N/A | #N/A
Topaz | DLD8S-21CS | 1700 | Downlight | 81 | 2022-12-06 | 2022-12-12 | High | 2 | #N/A | 81 | #N/A | #N/A
Sunlite | LFX/CRD/SCCT/8R/MW/D | 2350 | Downlight | 81 | 2020-01-09 | 2020-01-16 | High | 2 | #N/A | 81 | #N/A | #N/A
KOK | 8CMCT30LR05 | 2430 | Downlight | 81 | 2022-11-22 | 2022-11-22 | High | 2 | #N/A | 81 | #N/A | #N/A
Intense Lighting | GD8***L1040*******WF/***###**-***-** | 3939 | Downlight | 81 | 2021-02-01 | 2021-06-17 | High | 2 | #N/A | 81 | #N/A | #N/A
Intense Lighting | GD8***L11279*******FL/***###**-***-** | 3939 | Downlight | 81 | 2021-02-01 | 2021-06-17 | High | 2 | #N/A | 81 | #N/A | #N/A
Intense Lighting | GD8***L11279*******NF/***###**-***-** | 3939 | Downlight | 81 | 2021-02-01 | 2021-06-17 | High | 2 | #N/A | 81 | #N/A | #N/A
Intense Lighting | GD8***L11279*******SP/***###**-***-** | 3939 | Downlight | 81 | 2021-02-01 | 2021-06-17 | High | 2 | #N/A | 81 | #N/A | #N/A
Intense Lighting | GD8***L11279*******VF/***###**-***-** | 3939 | Downlight | 81 | 2021-02-01 | 2021-06-17 | High | 2 | #N/A | 81 | #N/A | #N/A
Intense Lighting | GD8***L11279*******WF/***###**-***-** | 3939 | Downlight | 81 | 2021-02-01 | 2021-06-17 | High | 2 | #N/A | 81 | #N/A | #N/A
Intense Lighting | GD8***L1127*******FL/***###**-***-** | 3939 | Downlight | 81 | 2021-02-01 | 2021-06-17 | High | 2 | #N/A | 81 | #N/A | #N/A
Intense Lighting | GD8***L1127*******NF/***###**-***-** | 3939 | Downlight | 81 | 2021-02-01 | 2021-06-17 | High | 2 | #N/A | 81 | #N/A | #N/A
Intense Lighting | GD8***L1127*******SP/***###**-***-** | 3939 | Downlight | 81 | 2021-02-01 | 2021-06-17 | High | 2 | #N/A | 81 | #N/A | #N/A
Intense Lighting | GD8***L1127*******VF/***###**-***-** | 3939 | Downlight | 81 | 2021-02-01 | 2021-06-17 | High | 2 | #N/A | 81 | #N/A | #N/A
Intense Lighting | GD8***L1127*******WF/***###**-***-** | 3939 | Downlight | 81 | 2021-02-01 | 2021-06-17 | High | 2 | #N/A | 81 | #N/A | #N/A
Intense Lighting | GD8***L11309*******FL/***###**-***-** | 3939 | Downlight | 81 | 2021-02-01 | 2021-06-17 | High | 2 | #N/A | 81 | #N/A | #N/A
Intense Lighting | GD8***L11309*******NF/***###**-***-** | 3939 | Downlight | 81 | 2021-02-01 | 2021-06-17 | High | 2 | #N/A | 81 | #N/A | #N/A
Intense Lighting | GD8***L11309*******SP/***###**-***-** | 3939 | Downlight | 81 | 2021-02-01 | 2021-06-17 | High | 2 | #N/A | 81 | #N/A | #N/A
Intense Lighting | GD8***L11309*******VF/***###**-***-** | 3939 | Downlight | 81 | 2021-02-01 | 2021-06-17 | High | 2 | #N/A | 81 | #N/A | #N/A
Intense Lighting | GD8***L11309*******WF/***###**-***-** | 3939 | Downlight | 81 | 2021-02-01 | 2021-06-17 | High | 2 | #N/A | 81 | #N/A | #N/A
Intense Lighting | GD8***L1130*******FL/***###**-***-** | 3939 | Downlight | 81 | 2021-02-01 | 2021-06-17 | High | 2 | #N/A | 81 | #N/A | #N/A
Intense Lighting | GD8***L1130*******NF/***###**-***-** | 3939 | Downlight | 81 | 2021-02-01 | 2021-06-17 | High | 2 | #N/A | 81 | #N/A | #N/A
Intense Lighting | GD8***L1130*******SP/***###**-***-** | 3939 | Downlight | 81 | 2021-02-01 | 2021-06-17 | High | 2 | #N/A | 81 | #N/A | #N/A
Intense Lighting | GD8***L1130*******VF/***###**-***-** | 3939 | Downlight | 81 | 2021-02-01 | 2021-06-17 | High | 2 | #N/A | 81 | #N/A | #N/A
Intense Lighting | GD8***L1130*******WF/***###**-***-** | 3939 | Downlight | 81 | 2021-02-01 | 2021-06-17 | High | 2 | #N/A | 81 | #N/A | #N/A
Intense Lighting | GD8***L11359*******FL/***###**-***-** | 3939 | Downlight | 81 | 2021-02-01 | 2021-06-17 | High | 2 | #N/A | 81 | #N/A | #N/A
Intense Lighting | GD8***L11359*******NF/***###**-***-** | 3939 | Downlight | 81 | 2021-02-01 | 2021-06-17 | High | 2 | #N/A | 81 | #N/A | #N/A
Intense Lighting | GD8***L11359*******SP/***###**-***-** | 3939 | Downlight | 81 | 2021-02-01 | 2021-06-17 | High | 2 | #N/A | 81 | #N/A | #N/A
Intense Lighting | GD8***L11359*******VF/***###**-***-** | 3939 | Downlight | 81 | 2021-02-01 | 2021-06-17 | High | 2 | #N/A | 81 | #N/A | #N/A
Intense Lighting | GD8***L11359*******WF/***###**-***-** | 3939 | Downlight | 81 | 2021-02-01 | 2021-06-17 | High | 2 | #N/A | 81 | #N/A | #N/A
Intense Lighting | GD8***L1135*******FL/***###**-***-** | 3939 | Downlight | 81 | 2021-02-01 | 2021-06-17 | High | 2 | #N/A | 81 | #N/A | #N/A
Intense Lighting | GD8***L1135*******NF/***###**-***-** | 3939 | Downlight | 81 | 2021-02-01 | 2021-06-17 | High | 2 | #N/A | 81 | #N/A | #N/A
Intense Lighting | GD8***L1135*******SP/***###**-***-** | 3939 | Downlight | 81 | 2021-02-01 | 2021-06-17 | High | 2 | #N/A | 81 | #N/A | #N/A
Intense Lighting | GD8***L1135*******VF/***###**-***-** | 3939 | Downlight | 81 | 2021-02-01 | 2021-06-17 | High | 2 | #N/A | 81 | #N/A | #N/A
Intense Lighting | GD8***L1135*******WF/***###**-***-** | 3939 | Downlight | 81 | 2021-02-01 | 2021-06-17 | High | 2 | #N/A | 81 | #N/A | #N/A
Intense Lighting | GD8***L11409*******FL/***###**-***-** | 3939 | Downlight | 81 | 2021-02-01 | 2021-06-17 | High | 2 | #N/A | 81 | #N/A | #N/A
Intense Lighting | GD8***L11409*******NF/***###**-***-** | 3939 | Downlight | 81 | 2021-02-01 | 2021-06-17 | High | 2 | #N/A | 81 | #N/A | #N/A
Intense Lighting | GD8***L11409*******SP/***###**-***-** | 3939 | Downlight | 81 | 2021-02-01 | 2021-06-17 | High | 2 | #N/A | 81 | #N/A | #N/A
Intense Lighting | GD8***L11409*******VF/***###**-***-** | 3939 | Downlight | 81 | 2021-02-01 | 2021-06-17 | High | 2 | #N/A | 81 | #N/A | #N/A
Intense Lighting | GD8***L11409*******WF/***###**-***-** | 3939 | Downlight | 81 | 2021-02-01 | 2021-06-17 | High | 2 | #N/A | 81 | #N/A | #N/A
Intense Lighting | GD8***L1140*******FL/***###**-***-** | 3939 | Downlight | 81 | 2021-02-01 | 2021-06-17 | High | 2 | #N/A | 81 | #N/A | #N/A
Intense Lighting | GD8***L1140*******NF/***###**-***-** | 3939 | Downlight | 81 | 2021-02-01 | 2021-06-17 | High | 2 | #N/A | 81 | #N/A | #N/A
Intense Lighting | GD8***L1140*******SP/***###**-***-** | 3939 | Downlight | 81 | 2021-02-01 | 2021-06-17 | High | 2 | #N/A | 81 | #N/A | #N/A
Intense Lighting | GD8***L1140*******VF/***###**-***-** | 3939 | Downlight | 81 | 2021-02-01 | 2021-06-17 | High | 2 | #N/A | 81 | #N/A | #N/A
Intense Lighting | GD8***L1140*******WF/***###**-***-** | 3939 | Downlight | 81 | 2021-02-01 | 2021-06-17 | High | 2 | #N/A | 81 | #N/A | #N/A
Intense Lighting | GD8***L1027*******SP/***###**-***-** | 3939 | Downlight | 81 | 2021-02-01 | 2021-06-17 | High | 2 | #N/A | 81 | #N/A | #N/A
Intense Lighting | GD8***L1027*******VF/***###**-***-** | 3939 | Downlight | 81 | 2021-02-01 | 2021-06-17 | High | 2 | #N/A | 81 | #N/A | #N/A
Intense Lighting | GD8***L1027*******WF/***###**-***-** | 3939 | Downlight | 81 | 2021-02-01 | 2021-06-17 | High | 2 | #N/A | 81 | #N/A | #N/A
Intense Lighting | GD8***L10309*******FL/***###**-***-** | 3939 | Downlight | 81 | 2021-02-01 | 2021-06-17 | High | 2 | #N/A | 81 | #N/A | #N/A
Intense Lighting | GD8***L10309*******NF/***###**-***-** | 3939 | Downlight | 81 | 2021-02-01 | 2021-06-17 | High | 2 | #N/A | 81 | #N/A | #N/A
Intense Lighting | GD8***L10309*******SP/***###**-***-** | 3939 | Downlight | 81 | 2021-02-01 | 2021-06-17 | High | 2 | #N/A | 81 | #N/A | #N/A
Intense Lighting | GD8***L10309*******VF/***###**-***-** | 3939 | Downlight | 81 | 2021-02-01 | 2021-06-17 | High | 2 | #N/A | 81 | #N/A | #N/A
Intense Lighting | GD8***L10309*******WF/***###**-***-** | 3939 | Downlight | 81 | 2021-02-01 | 2021-06-17 | High | 2 | #N/A | 81 | #N/A | #N/A
Intense Lighting | GD8***L1030*******FL/***###**-***-** | 3939 | Downlight | 81 | 2021-02-01 | 2021-06-17 | High | 2 | #N/A | 81 | #N/A | #N/A
Intense Lighting | GD8***L1030*******NF/***###**-***-** | 3939 | Downlight | 81 | 2021-02-01 | 2021-06-17 | High | 2 | #N/A | 81 | #N/A | #N/A
Intense Lighting | GD8***L1030*******SP/***###**-***-** | 3939 | Downlight | 81 | 2021-02-01 | 2021-06-17 | High | 2 | #N/A | 81 | #N/A | #N/A
Intense Lighting | GD8***L1030*******VF/***###**-***-** | 3939 | Downlight | 81 | 2021-02-01 | 2021-06-17 | High | 2 | #N/A | 81 | #N/A | #N/A
Intense Lighting | GD8***L1030*******WF/***###**-***-** | 3939 | Downlight | 81 | 2021-02-01 | 2021-06-17 | High | 2 | #N/A | 81 | #N/A | #N/A
Intense Lighting | GD8***L10359*******FL/***###**-***-** | 3939 | Downlight | 81 | 2021-02-01 | 2021-06-17 | High | 2 | #N/A | 81 | #N/A | #N/A
Intense Lighting | GD8***L10359*******NF/***###**-***-** | 3939 | Downlight | 81 | 2021-02-01 | 2021-06-17 | High | 2 | #N/A | 81 | #N/A | #N/A
Intense Lighting | GD8***L10359*******SP/***###**-***-** | 3939 | Downlight | 81 | 2021-02-01 | 2021-06-17 | High | 2 | #N/A | 81 | #N/A | #N/A
Intense Lighting | GD8***L10359*******VF/***###**-***-** | 3939 | Downlight | 81 | 2021-02-01 | 2021-06-17 | High | 2 | #N/A | 81 | #N/A | #N/A
Intense Lighting | GD8***L10359*******WF/***###**-***-** | 3939 | Downlight | 81 | 2021-02-01 | 2021-06-17 | High | 2 | #N/A | 81 | #N/A | #N/A
Intense Lighting | GD8***L1035*******FL/***###**-***-** | 3939 | Downlight | 81 | 2021-02-01 | 2021-06-17 | High | 2 | #N/A | 81 | #N/A | #N/A
Intense Lighting | GD8***L1035*******NF/***###**-***-** | 3939 | Downlight | 81 | 2021-02-01 | 2021-06-17 | High | 2 | #N/A | 81 | #N/A | #N/A
Intense Lighting | GD8***L1035*******SP/***###**-***-** | 3939 | Downlight | 81 | 2021-02-01 | 2021-06-17 | High | 2 | #N/A | 81 | #N/A | #N/A
Intense Lighting | GD8***L1035*******VF/***###**-***-** | 3939 | Downlight | 81 | 2021-02-01 | 2021-06-17 | High | 2 | #N/A | 81 | #N/A | #N/A
Intense Lighting | GD8***L1035*******WF/***###**-***-** | 3939 | Downlight | 81 | 2021-02-01 | 2021-06-17 | High | 2 | #N/A | 81 | #N/A | #N/A
Intense Lighting | GD8***L10409*******FL/***###**-***-** | 3939 | Downlight | 81 | 2021-02-01 | 2021-06-17 | High | 2 | #N/A | 81 | #N/A | #N/A
Intense Lighting | GD8***L10409*******NF/***###**-***-** | 3939 | Downlight | 81 | 2021-02-01 | 2021-06-17 | High | 2 | #N/A | 81 | #N/A | #N/A
Intense Lighting | GD8***L10409*******SP/***###**-***-** | 3939 | Downlight | 81 | 2021-02-01 | 2021-06-17 | High | 2 | #N/A | 81 | #N/A | #N/A
Intense Lighting | GD8***L10409*******VF/***###**-***-** | 3939 | Downlight | 81 | 2021-02-01 | 2021-06-17 | High | 2 | #N/A | 81 | #N/A | #N/A
Intense Lighting | GD8***L10409*******WF/***###**-***-** | 3939 | Downlight | 81 | 2021-02-01 | 2021-06-17 | High | 2 | #N/A | 81 | #N/A | #N/A
Intense Lighting | GD8***L1040*******FL/***###**-***-** | 3939 | Downlight | 81 | 2021-02-01 | 2021-06-17 | High | 2 | #N/A | 81 | #N/A | #N/A
Intense Lighting | GD8***L1040*******NF/***###**-***-** | 3939 | Downlight | 81 | 2021-02-01 | 2021-06-17 | High | 2 | #N/A | 81 | #N/A | #N/A
Intense Lighting | GD8***L1040*******SP/***###**-***-** | 3939 | Downlight | 81 | 2021-02-01 | 2021-06-17 | High | 2 | #N/A | 81 | #N/A | #N/A
Intense Lighting | GD8***L1040*******VF/***###**-***-** | 3939 | Downlight | 81 | 2021-02-01 | 2021-06-17 | High | 2 | #N/A | 81 | #N/A | #N/A
Intense Lighting | GD6***L10279*******FL/***###**-***-** | 3939 | Downlight | 81 | 2021-02-01 | 2021-06-17 | High | 2 | #N/A | 81 | #N/A | #N/A
Intense Lighting | GD6***L10279*******NF/***###**-***-** | 3939 | Downlight | 81 | 2021-02-01 | 2021-06-17 | High | 2 | #N/A | 81 | #N/A | #N/A
Intense Lighting | GD6***L10279*******SP/***###**-***-** | 3939 | Downlight | 81 | 2021-02-01 | 2021-06-17 | High | 2 | #N/A | 81 | #N/A | #N/A
Intense Lighting | GD6***L10279*******VF/***###**-***-** | 3939 | Downlight | 81 | 2021-02-01 | 2021-06-17 | High | 2 | #N/A | 81 | #N/A | #N/A
Intense Lighting | GD6***L10279*******WF/***###**-***-** | 3939 | Downlight | 81 | 2021-02-01 | 2021-06-17 | High | 2 | #N/A | 81 | #N/A | #N/A
Intense Lighting | GD6***L1027*******FL/***###**-***-** | 3939 | Downlight | 81 | 2021-02-01 | 2021-06-17 | High | 2 | #N/A | 81 | #N/A | #N/A
Intense Lighting | GD6***L1027*******NF/***###**-***-** | 3939 | Downlight | 81 | 2021-02-01 | 2021-06-17 | High | 2 | #N/A | 81 | #N/A | #N/A
Intense Lighting | GD6***L1027*******SP/***###**-***-** | 3939 | Downlight | 81 | 2021-02-01 | 2021-06-17 | High | 2 | #N/A | 81 | #N/A | #N/A
Intense Lighting | GD6***L1027*******VF/***###**-***-** | 3939 | Downlight | 81 | 2021-02-01 | 2021-06-17 | High | 2 | #N/A | 81 | #N/A | #N/A
Intense Lighting | GD6***L1027*******WF/***###**-***-** | 3939 | Downlight | 81 | 2021-02-01 | 2021-06-17 | High | 2 | #N/A | 81 | #N/A | #N/A
Intense Lighting | GD6***L10309*******FL/***###**-***-** | 3939 | Downlight | 81 | 2021-02-01 | 2021-06-17 | High | 2 | #N/A | 81 | #N/A | #N/A
Intense Lighting | GD6***L10309*******NF/***###**-***-** | 3939 | Downlight | 81 | 2021-02-01 | 2021-06-17 | High | 2 | #N/A | 81 | #N/A | #N/A
Intense Lighting | GD6***L10309*******SP/***###**-***-** | 3939 | Downlight | 81 | 2021-02-01 | 2021-06-17 | High | 2 | #N/A | 81 | #N/A | #N/A
Intense Lighting | GD6***L10309*******VF/***###**-***-** | 3939 | Downlight | 81 | 2021-02-01 | 2021-06-17 | High | 2 | #N/A | 81 | #N/A | #N/A
Intense Lighting | GD6***L10309*******WF/***###**-***-** | 3939 | Downlight | 81 | 2021-02-01 | 2021-06-17 | High | 2 | #N/A | 81 | #N/A | #N/A
Intense Lighting | GD6***L1030*******FL/***###**-***-** | 3939 | Downlight | 81 | 2021-02-01 | 2021-06-17 | High | 2 | #N/A | 81 | #N/A | #N/A
Intense Lighting | GD6***L1030*******NF/***###**-***-** | 3939 | Downlight | 81 | 2021-02-01 | 2021-06-17 | High | 2 | #N/A | 81 | #N/A | #N/A
Intense Lighting | GD6***L1030*******SP/***###**-***-** | 3939 | Downlight | 81 | 2021-02-01 | 2021-06-17 | High | 2 | #N/A | 81 | #N/A | #N/A
Intense Lighting | GD6***L1030*******VF/***###**-***-** | 3939 | Downlight | 81 | 2021-02-01 | 2021-06-17 | High | 2 | #N/A | 81 | #N/A | #N/A
Intense Lighting | GD6***L1030*******WF/***###**-***-** | 3939 | Downlight | 81 | 2021-02-01 | 2021-06-17 | High | 2 | #N/A | 81 | #N/A | #N/A
Intense Lighting | GD6***L10359*******FL/***###**-***-** | 3939 | Downlight | 81 | 2021-02-01 | 2021-06-17 | High | 2 | #N/A | 81 | #N/A | #N/A
Intense Lighting | GD6***L10359*******NF/***###**-***-** | 3939 | Downlight | 81 | 2021-02-01 | 2021-06-17 | High | 2 | #N/A | 81 | #N/A | #N/A
Intense Lighting | GD6***L10359*******SP/***###**-***-** | 3939 | Downlight | 81 | 2021-02-01 | 2021-06-17 | High | 2 | #N/A | 81 | #N/A | #N/A
Intense Lighting | GD6***L10359*******VF/***###**-***-** | 3939 | Downlight | 81 | 2021-02-01 | 2021-06-17 | High | 2 | #N/A | 81 | #N/A | #N/A
Intense Lighting | GD6***L10359*******WF/***###**-***-** | 3939 | Downlight | 81 | 2021-02-01 | 2021-06-17 | High | 2 | #N/A | 81 | #N/A | #N/A
Intense Lighting | GD6***L1035*******FL/***###**-***-** | 3939 | Downlight | 81 | 2021-02-01 | 2021-06-17 | High | 2 | #N/A | 81 | #N/A | #N/A
Intense Lighting | GD6***L1035*******NF/***###**-***-** | 3939 | Downlight | 81 | 2021-02-01 | 2021-06-17 | High | 2 | #N/A | 81 | #N/A | #N/A
Intense Lighting | GD6***L1035*******SP/***###**-***-** | 3939 | Downlight | 81 | 2021-02-01 | 2021-06-17 | High | 2 | #N/A | 81 | #N/A | #N/A
Intense Lighting | GD6***L1035*******VF/***###**-***-** | 3939 | Downlight | 81 | 2021-02-01 | 2021-06-17 | High | 2 | #N/A | 81 | #N/A | #N/A
Intense Lighting | GD6***L1035*******WF/***###**-***-** | 3939 | Downlight | 81 | 2021-02-01 | 2021-06-17 | High | 2 | #N/A | 81 | #N/A | #N/A
Intense Lighting | GD6***L10409*******FL/***###**-***-** | 3939 | Downlight | 81 | 2021-02-01 | 2021-06-17 | High | 2 | #N/A | 81 | #N/A | #N/A
Intense Lighting | GD6***L10409*******NF/***###**-***-** | 3939 | Downlight | 81 | 2021-02-01 | 2021-06-17 | High | 2 | #N/A | 81 | #N/A | #N/A
Intense Lighting | GD6***L10409*******SP/***###**-***-** | 3939 | Downlight | 81 | 2021-02-01 | 2021-06-17 | High | 2 | #N/A | 81 | #N/A | #N/A
Intense Lighting | GD6***L10409*******VF/***###**-***-** | 3939 | Downlight | 81 | 2021-02-01 | 2021-06-17 | High | 2 | #N/A | 81 | #N/A | #N/A
Intense Lighting | GD6***L10409*******WF/***###**-***-** | 3939 | Downlight | 81 | 2021-02-01 | 2021-06-17 | High | 2 | #N/A | 81 | #N/A | #N/A
Intense Lighting | GD6***L1040*******FL/***###**-***-** | 3939 | Downlight | 81 | 2021-02-01 | 2021-06-17 | High | 2 | #N/A | 81 | #N/A | #N/A
Intense Lighting | GD6***L1040*******NF/***###**-***-** | 3939 | Downlight | 81 | 2021-02-01 | 2021-06-17 | High | 2 | #N/A | 81 | #N/A | #N/A
Intense Lighting | GD6***L1040*******SP/***###**-***-** | 3939 | Downlight | 81 | 2021-02-01 | 2021-06-17 | High | 2 | #N/A | 81 | #N/A | #N/A
Intense Lighting | GD6***L1040*******VF/***###**-***-** | 3939 | Downlight | 81 | 2021-02-01 | 2021-06-17 | High | 2 | #N/A | 81 | #N/A | #N/A
Intense Lighting | GD6***L1040*******WF/***###**-***-** | 3939 | Downlight | 81 | 2021-02-01 | 2021-06-17 | High | 2 | #N/A | 81 | #N/A | #N/A
Intense Lighting | GD6***L11279*******FL/***###**-***-** | 3939 | Downlight | 81 | 2021-02-01 | 2021-06-17 | High | 2 | #N/A | 81 | #N/A | #N/A
Intense Lighting | GD6***L11279*******NF/***###**-***-** | 3939 | Downlight | 81 | 2021-02-01 | 2021-06-17 | High | 2 | #N/A | 81 | #N/A | #N/A
Intense Lighting | GD6***L11279*******SP/***###**-***-** | 3939 | Downlight | 81 | 2021-02-01 | 2021-06-17 | High | 2 | #N/A | 81 | #N/A | #N/A
Intense Lighting | GD6***L11279*******VF/***###**-***-** | 3939 | Downlight | 81 | 2021-02-01 | 2021-06-17 | High | 2 | #N/A | 81 | #N/A | #N/A
Intense Lighting | GD6***L11279*******WF/***###**-***-** | 3939 | Downlight | 81 | 2021-02-01 | 2021-06-17 | High | 2 | #N/A | 81 | #N/A | #N/A
Intense Lighting | GD6***L1127*******FL/***###**-***-** | 3939 | Downlight | 81 | 2021-02-01 | 2021-06-17 | High | 2 | #N/A | 81 | #N/A | #N/A
Intense Lighting | GD6***L1127*******NF/***###**-***-** | 3939 | Downlight | 81 | 2021-02-01 | 2021-06-17 | High | 2 | #N/A | 81 | #N/A | #N/A
Intense Lighting | GD8***L10279*******FL/***###**-***-** | 3939 | Downlight | 81 | 2021-02-01 | 2021-06-17 | High | 2 | #N/A | 81 | #N/A | #N/A
Intense Lighting | GD8***L10279*******NF/***###**-***-** | 3939 | Downlight | 81 | 2021-02-01 | 2021-06-17 | High | 2 | #N/A | 81 | #N/A | #N/A
Intense Lighting | GD8***L10279*******SP/***###**-***-** | 3939 | Downlight | 81 | 2021-02-01 | 2021-06-17 | High | 2 | #N/A | 81 | #N/A | #N/A
Intense Lighting | GD8***L10279*******VF/***###**-***-** | 3939 | Downlight | 81 | 2021-02-01 | 2021-06-17 | High | 2 | #N/A | 81 | #N/A | #N/A
Intense Lighting | GD8***L10279*******WF/***###**-***-** | 3939 | Downlight | 81 | 2021-02-01 | 2021-06-17 | High | 2 | #N/A | 81 | #N/A | #N/A
Intense Lighting | GD8***L1027*******FL/***###**-***-** | 3939 | Downlight | 81 | 2021-02-01 | 2021-06-17 | High | 2 | #N/A | 81 | #N/A | #N/A
Intense Lighting | GD8***L1027*******NF/***###**-***-** | 3939 | Downlight | 81 | 2021-02-01 | 2021-06-17 | High | 2 | #N/A | 81 | #N/A | #N/A
Intense Lighting | GD6***L1127*******SP/***###**-***-** | 3939 | Downlight | 81 | 2021-02-01 | 2021-06-17 | High | 2 | #N/A | 81 | #N/A | #N/A
Intense Lighting | GD6***L1127*******VF/***###**-***-** | 3939 | Downlight | 81 | 2021-02-01 | 2021-06-17 | High | 2 | #N/A | 81 | #N/A | #N/A
Intense Lighting | GD6***L1127*******WF/***###**-***-** | 3939 | Downlight | 81 | 2021-02-01 | 2021-06-17 | High | 2 | #N/A | 81 | #N/A | #N/A
Intense Lighting | GD6***L11309*******FL/***###**-***-** | 3939 | Downlight | 81 | 2021-02-01 | 2021-06-17 | High | 2 | #N/A | 81 | #N/A | #N/A
Intense Lighting | GD6***L11309*******NF/***###**-***-** | 3939 | Downlight | 81 | 2021-02-01 | 2021-06-17 | High | 2 | #N/A | 81 | #N/A | #N/A
Intense Lighting | GD6***L11309*******SP/***###**-***-** | 3939 | Downlight | 81 | 2021-02-01 | 2021-06-17 | High | 2 | #N/A | 81 | #N/A | #N/A
Intense Lighting | GD6***L11309*******VF/***###**-***-** | 3939 | Downlight | 81 | 2021-02-01 | 2021-06-17 | High | 2 | #N/A | 81 | #N/A | #N/A
Intense Lighting | GD6***L11309*******WF/***###**-***-** | 3939 | Downlight | 81 | 2021-02-01 | 2021-06-17 | High | 2 | #N/A | 81 | #N/A | #N/A
Intense Lighting | GD6***L1130*******FL/***###**-***-** | 3939 | Downlight | 81 | 2021-02-01 | 2021-06-17 | High | 2 | #N/A | 81 | #N/A | #N/A
Intense Lighting | GD6***L1130*******NF/***###**-***-** | 3939 | Downlight | 81 | 2021-02-01 | 2021-06-17 | High | 2 | #N/A | 81 | #N/A | #N/A
Intense Lighting | GD6***L1130*******SP/***###**-***-** | 3939 | Downlight | 81 | 2021-02-01 | 2021-06-17 | High | 2 | #N/A | 81 | #N/A | #N/A
Intense Lighting | GD6***L1130*******VF/***###**-***-** | 3939 | Downlight | 81 | 2021-02-01 | 2021-06-17 | High | 2 | #N/A | 81 | #N/A | #N/A
Intense Lighting | GD6***L1130*******WF/***###**-***-** | 3939 | Downlight | 81 | 2021-02-01 | 2021-06-17 | High | 2 | #N/A | 81 | #N/A | #N/A
Intense Lighting | GD6***L11359*******FL/***###**-***-** | 3939 | Downlight | 81 | 2021-02-01 | 2021-06-17 | High | 2 | #N/A | 81 | #N/A | #N/A
Intense Lighting | GD6***L11359*******NF/***###**-***-** | 3939 | Downlight | 81 | 2021-02-01 | 2021-06-17 | High | 2 | #N/A | 81 | #N/A | #N/A
Intense Lighting | GD6***L11359*******SP/***###**-***-** | 3939 | Downlight | 81 | 2021-02-01 | 2021-06-17 | High | 2 | #N/A | 81 | #N/A | #N/A
Intense Lighting | GD6***L11359*******VF/***###**-***-** | 3939 | Downlight | 81 | 2021-02-01 | 2021-06-17 | High | 2 | #N/A | 81 | #N/A | #N/A
Intense Lighting | GD6***L11359*******WF/***###**-***-** | 3939 | Downlight | 81 | 2021-02-01 | 2021-06-17 | High | 2 | #N/A | 81 | #N/A | #N/A
Intense Lighting | GD6***L1135*******FL/***###**-***-** | 3939 | Downlight | 81 | 2021-02-01 | 2021-06-17 | High | 2 | #N/A | 81 | #N/A | #N/A
Intense Lighting | GD6***L1135*******NF/***###**-***-** | 3939 | Downlight | 81 | 2021-02-01 | 2021-06-17 | High | 2 | #N/A | 81 | #N/A | #N/A
Intense Lighting | GD6***L1135*******SP/***###**-***-** | 3939 | Downlight | 81 | 2021-02-01 | 2021-06-17 | High | 2 | #N/A | 81 | #N/A | #N/A
Intense Lighting | GD6***L1135*******VF/***###**-***-** | 3939 | Downlight | 81 | 2021-02-01 | 2021-06-17 | High | 2 | #N/A | 81 | #N/A | #N/A
Intense Lighting | GD6***L1135*******WF/***###**-***-** | 3939 | Downlight | 81 | 2021-02-01 | 2021-06-17 | High | 2 | #N/A | 81 | #N/A | #N/A
Intense Lighting | GD6***L11409*******FL/***###**-***-** | 3939 | Downlight | 81 | 2021-02-01 | 2021-06-17 | High | 2 | #N/A | 81 | #N/A | #N/A
Intense Lighting | GD6***L11409*******NF/***###**-***-** | 3939 | Downlight | 81 | 2021-02-01 | 2021-06-17 | High | 2 | #N/A | 81 | #N/A | #N/A
Intense Lighting | GD6***L11409*******SP/***###**-***-** | 3939 | Downlight | 81 | 2021-02-01 | 2021-06-17 | High | 2 | #N/A | 81 | #N/A | #N/A
Intense Lighting | GD6***L11409*******VF/***###**-***-** | 3939 | Downlight | 81 | 2021-02-01 | 2021-06-17 | High | 2 | #N/A | 81 | #N/A | #N/A
Intense Lighting | GD6***L11409*******WF/***###**-***-** | 3939 | Downlight | 81 | 2021-02-01 | 2021-06-17 | High | 2 | #N/A | 81 | #N/A | #N/A
Intense Lighting | GD6***L1140*******FL/***###**-***-** | 3939 | Downlight | 81 | 2021-02-01 | 2021-06-17 | High | 2 | #N/A | 81 | #N/A | #N/A
Intense Lighting | GD6***L1140*******NF/***###**-***-** | 3939 | Downlight | 81 | 2021-02-01 | 2021-06-17 | High | 2 | #N/A | 81 | #N/A | #N/A
Intense Lighting | GD6***L1140*******SP/***###**-***-** | 3939 | Downlight | 81 | 2021-02-01 | 2021-06-17 | High | 2 | #N/A | 81 | #N/A | #N/A
Intense Lighting | GD6***L1140*******VF/***###**-***-** | 3939 | Downlight | 81 | 2021-02-01 | 2021-06-17 | High | 2 | #N/A | 81 | #N/A | #N/A
Intense Lighting | GD6***L1140*******WF/***###**-***-** | 3939 | Downlight | 81 | 2021-02-01 | 2021-06-17 | High | 2 | #N/A | 81 | #N/A | #N/A
ConTech Lighting | SQL3S327K[12D1,MVD2][C,FC,RS,W,TFC][BLANK,X][S,M,F,WF]-[B,P,S,BZ][BLANK,-RDB,-RD] | 1607 | Downlight | 81.1 | 2021-02-03 | 2021-03-19 | High | 2 | #N/A | 81.1 | #N/A | #N/A
ConTech Lighting | SQL3S327KC[12D1,MVD2][C,FC,RS,W,TFC][BLANK,X][S,M,F,WF]-[B,P,S,BZ][BLANK,-RDB,-RD] | 1607 | Downlight | 81.1 | 2021-02-03 | 2021-03-19 | High | 2 | #N/A | 81.1 | #N/A | #N/A
ConTech Lighting | SQL3S330K[12D1,MVD2][C,FC,RS,W,TFC][BLANK,X][S,M,F,WF]-[B,P,S,BZ][BLANK,-RDB,-RD] | 1607 | Downlight | 81.1 | 2021-02-03 | 2021-03-19 | High | 2 | #N/A | 81.1 | #N/A | #N/A
ConTech Lighting | SQL3S330KC[12D1,MVD2][C,FC,RS,W,TFC][BLANK,X][S,M,F,WF]-[B,P,S,BZ][BLANK,-RDB,-RD] | 1607 | Downlight | 81.1 | 2021-02-03 | 2021-03-19 | High | 2 | #N/A | 81.1 | #N/A | #N/A
ConTech Lighting | SQL3S335K[12D1,MVD2][C,FC,RS,W,TFC][BLANK,X][S,M,F,WF]-[B,P,S,BZ][BLANK,-RDB,-RD] | 1607 | Downlight | 81.1 | 2021-02-03 | 2021-03-19 | High | 2 | #N/A | 81.1 | #N/A | #N/A
ConTech Lighting | SQL3S335KC[12D1,MVD2][C,FC,RS,W,TFC][BLANK,X][S,M,F,WF]-[B,P,S,BZ][BLANK,-RDB,-RD] | 1607 | Downlight | 81.1 | 2021-02-03 | 2021-03-19 | High | 2 | #N/A | 81.1 | #N/A | #N/A
ConTech Lighting | SQL3S340K[12D1,MVD2][C,FC,RS,W,TFC][BLANK,X][S,M,F,WF]-[B,P,S,BZ][BLANK,-RDB,-RD] | 1607 | Downlight | 81.1 | 2021-02-03 | 2021-03-19 | High | 2 | #N/A | 81.1 | #N/A | #N/A
ConTech Lighting | SQL3S340KC[12D1,MVD2][C,FC,RS,W,TFC][BLANK,X][S,M,F,WF]-[B,P,S,BZ][BLANK,-RDB,-RD] | 1607 | Downlight | 81.1 | 2021-02-03 | 2021-03-19 | High | 2 | #N/A | 81.1 | #N/A | #N/A
Vantage | [V¦VIC][4¦6¦8¦44¦66]-20[30K¦35K¦40K]-[F4060¦F6060¦F8060¦FCSQ44¦FCSQ66¦F4015¦F4160¦F6019¦F6160]-[SCL¦SGC¦WHT¦BLK]-[R¦REM¦RETRO¦PF] | 1653 | Downlight | 81.1 | 2019-02-20 | 2020-05-13 | High | 2 | #N/A | 81.1 | #N/A | #N/A
LEDVANCE | 62925 | 3000 | Downlight | 81.1 | 2022-11-01 | 2022-11-04 | High | 2 | #N/A | 81.1 | #N/A | #N/A
Rayon Lighting | RPA4-31L-##K-UNV-ID-4RO | 3000 | Downlight | 81.1 | 2020-06-10 | 2020-06-18 | High | 2 | #N/A | 81.1 | #N/A | #N/A
Prescolite | LTR-3SQD-RH-ML20LDM1 + LTR-3SQD-T-ML35K8WDSS | 1941 | Downlight | 81.2 | 2019-07-12 | 2019-08-23 | High | 2 | #N/A | 81.2 | #N/A | #N/A
RAB | DLS0091(SUMOFA-9R-16-95CCT-UNVT-W) | 1300 | Downlight | 81.3 | 2021-10-27 | 2021-12-20 | High | 2 | #N/A | 81.3 | #N/A | #N/A
RAB | DLS0093(SUMOFA-9R-16-95CCT-UNV-W) | 1300 | Downlight | 81.3 | 2021-10-27 | 2021-12-20 | High | 2 | #N/A | 81.3 | #N/A | #N/A
ASD | ASD-JBR-12D24AC-** | 1950 | Downlight | 81.3 | 2022-09-01 | 2022-08-23 | High | 2 | #N/A | 81.3 | #N/A | #N/A
LIGHT THE FUTURE | D912-CCT-90-**-R | 1950 | Downlight | 81.3 | 2022-07-10 | 2022-07-13 | High | 2 | #N/A | 81.3 | #N/A | #N/A
Intense Lighting | GDS4**L5279*******FL/****###***-***-* | 2431 | Downlight | 81.3 | 2020-01-01 | 2020-06-25 | High | 2 | #N/A | 81.3 | #N/A | #N/A
Intense Lighting | GDS4**L5279*******NF/****###***-***-* | 2431 | Downlight | 81.3 | 2020-01-01 | 2020-06-25 | High | 2 | #N/A | 81.3 | #N/A | #N/A
Intense Lighting | GDS4**L5279*******NS/****###***-***-* | 2431 | Downlight | 81.3 | 2020-01-01 | 2020-06-25 | High | 2 | #N/A | 81.3 | #N/A | #N/A
Intense Lighting | GDS4**L5279*******SP/****###***-***-* | 2431 | Downlight | 81.3 | 2020-01-01 | 2020-06-25 | High | 2 | #N/A | 81.3 | #N/A | #N/A
Intense Lighting | GDS4**L5279*******WF/****###***-***-* | 2431 | Downlight | 81.3 | 2020-01-01 | 2020-06-25 | High | 2 | #N/A | 81.3 | #N/A | #N/A
Intense Lighting | GDS4**L527*******FL/****###***-***-* | 2431 | Downlight | 81.3 | 2020-01-01 | 2020-06-25 | High | 2 | #N/A | 81.3 | #N/A | #N/A
Intense Lighting | GDS4**L527*******NF/****###***-***-* | 2431 | Downlight | 81.3 | 2020-01-01 | 2020-06-25 | High | 2 | #N/A | 81.3 | #N/A | #N/A
Intense Lighting | GDS4**L527*******NS/****###***-***-* | 2431 | Downlight | 81.3 | 2020-01-01 | 2020-06-25 | High | 2 | #N/A | 81.3 | #N/A | #N/A
Intense Lighting | GDS4**L527*******SP/****###***-***-* | 2431 | Downlight | 81.3 | 2020-01-01 | 2020-06-25 | High | 2 | #N/A | 81.3 | #N/A | #N/A
Intense Lighting | GDS4**L527*******WF/****###***-***-* | 2431 | Downlight | 81.3 | 2020-01-01 | 2020-06-25 | High | 2 | #N/A | 81.3 | #N/A | #N/A
Intense Lighting | GDS4**L5309*******FL/****###***-***-* | 2431 | Downlight | 81.3 | 2020-01-01 | 2020-06-25 | High | 2 | #N/A | 81.3 | #N/A | #N/A
Intense Lighting | GDS4**L5309*******NF/****###***-***-* | 2431 | Downlight | 81.3 | 2020-01-01 | 2020-06-25 | High | 2 | #N/A | 81.3 | #N/A | #N/A
Intense Lighting | GDS4**L5309*******NS/****###***-***-* | 2431 | Downlight | 81.3 | 2020-01-01 | 2020-06-25 | High | 2 | #N/A | 81.3 | #N/A | #N/A
Intense Lighting | GDS4**L5309*******SP/****###***-***-* | 2431 | Downlight | 81.3 | 2020-01-01 | 2020-06-25 | High | 2 | #N/A | 81.3 | #N/A | #N/A
Intense Lighting | GDS4**L5309*******WF/****###***-***-* | 2431 | Downlight | 81.3 | 2020-01-01 | 2020-06-25 | High | 2 | #N/A | 81.3 | #N/A | #N/A
Intense Lighting | GDS4**L530*******FL/****###***-***-* | 2431 | Downlight | 81.3 | 2020-01-01 | 2020-06-25 | High | 2 | #N/A | 81.3 | #N/A | #N/A
Intense Lighting | GDS4**L530*******NF/****###***-***-* | 2431 | Downlight | 81.3 | 2020-01-01 | 2020-06-25 | High | 2 | #N/A | 81.3 | #N/A | #N/A
Intense Lighting | GDS4**L530*******NS/****###***-***-* | 2431 | Downlight | 81.3 | 2020-01-01 | 2020-06-25 | High | 2 | #N/A | 81.3 | #N/A | #N/A
Intense Lighting | GDS4**L530*******SP/****###***-***-* | 2431 | Downlight | 81.3 | 2020-01-01 | 2020-06-25 | High | 2 | #N/A | 81.3 | #N/A | #N/A
Intense Lighting | GDS4**L530*******WF/****###***-***-* | 2431 | Downlight | 81.3 | 2020-01-01 | 2020-06-25 | High | 2 | #N/A | 81.3 | #N/A | #N/A
Intense Lighting | GDS4**L5359*******FL/****###***-***-* | 2431 | Downlight | 81.3 | 2020-01-01 | 2020-06-25 | High | 2 | #N/A | 81.3 | #N/A | #N/A
Intense Lighting | GDS4**L5359*******NF/****###***-***-* | 2431 | Downlight | 81.3 | 2020-01-01 | 2020-06-25 | High | 2 | #N/A | 81.3 | #N/A | #N/A
Intense Lighting | GDS4**L5359*******NS/****###***-***-* | 2431 | Downlight | 81.3 | 2020-01-01 | 2020-06-25 | High | 2 | #N/A | 81.3 | #N/A | #N/A
Intense Lighting | GDS4**L5359*******SP/****###***-***-* | 2431 | Downlight | 81.3 | 2020-01-01 | 2020-06-25 | High | 2 | #N/A | 81.3 | #N/A | #N/A
Intense Lighting | GDS4**L5359*******WF/****###***-***-* | 2431 | Downlight | 81.3 | 2020-01-01 | 2020-06-25 | High | 2 | #N/A | 81.3 | #N/A | #N/A
Intense Lighting | GDS4**L535*******FL/****###***-***-* | 2431 | Downlight | 81.3 | 2020-01-01 | 2020-06-25 | High | 2 | #N/A | 81.3 | #N/A | #N/A
Intense Lighting | GDS4**L535*******NF/****###***-***-* | 2431 | Downlight | 81.3 | 2020-01-01 | 2020-06-25 | High | 2 | #N/A | 81.3 | #N/A | #N/A
Intense Lighting | GDS4**L535*******NS/****###***-***-* | 2431 | Downlight | 81.3 | 2020-01-01 | 2020-06-25 | High | 2 | #N/A | 81.3 | #N/A | #N/A
Intense Lighting | GDS4**L535*******SP/****###***-***-* | 2431 | Downlight | 81.3 | 2020-01-01 | 2020-06-25 | High | 2 | #N/A | 81.3 | #N/A | #N/A
Intense Lighting | GDS4**L535*******WF/****###***-***-* | 2431 | Downlight | 81.3 | 2020-01-01 | 2020-06-25 | High | 2 | #N/A | 81.3 | #N/A | #N/A
Intense Lighting | GDS4**L5409*******FL/****###***-***-* | 2431 | Downlight | 81.3 | 2020-01-01 | 2020-06-25 | High | 2 | #N/A | 81.3 | #N/A | #N/A
Intense Lighting | GDS4**L5409*******NF/****###***-***-* | 2431 | Downlight | 81.3 | 2020-01-01 | 2020-06-25 | High | 2 | #N/A | 81.3 | #N/A | #N/A
Intense Lighting | GDS4**L5409*******NS/****###***-***-* | 2431 | Downlight | 81.3 | 2020-01-01 | 2020-06-25 | High | 2 | #N/A | 81.3 | #N/A | #N/A
Intense Lighting | GDS4**L5409*******SP/****###***-***-* | 2431 | Downlight | 81.3 | 2020-01-01 | 2020-06-25 | High | 2 | #N/A | 81.3 | #N/A | #N/A
Intense Lighting | GDS4**L5409*******WF/****###***-***-* | 2431 | Downlight | 81.3 | 2020-01-01 | 2020-06-25 | High | 2 | #N/A | 81.3 | #N/A | #N/A
Intense Lighting | GDS4**L540*******FL/****###***-***-* | 2431 | Downlight | 81.3 | 2020-01-01 | 2020-06-25 | High | 2 | #N/A | 81.3 | #N/A | #N/A
Intense Lighting | GDS4**L540*******NF/****###***-***-* | 2431 | Downlight | 81.3 | 2020-01-01 | 2020-06-25 | High | 2 | #N/A | 81.3 | #N/A | #N/A
Intense Lighting | GDS4**L540*******NS/****###***-***-* | 2431 | Downlight | 81.3 | 2020-01-01 | 2020-06-25 | High | 2 | #N/A | 81.3 | #N/A | #N/A
Intense Lighting | GDS4**L540*******SP/****###***-***-* | 2431 | Downlight | 81.3 | 2020-01-01 | 2020-06-25 | High | 2 | #N/A | 81.3 | #N/A | #N/A
Intense Lighting | GDS4**L540*******WF/****###***-***-* | 2431 | Downlight | 81.3 | 2020-01-01 | 2020-06-25 | High | 2 | #N/A | 81.3 | #N/A | #N/A
Portor Lighting | PT-CDL2-8I-5C3P | 2440 | Downlight | 81.3 | 2022-04-28 | 2022-05-24 | High | 2 | #N/A | 81.3 | #N/A | #N/A
Sunlite | LFX/CRD/SCCT/10R/MW/D | 3050 | Downlight | 81.3 | 2020-01-09 | 2020-01-16 | High | 2 | #N/A | 81.3 | #N/A | #N/A
Sunlite | LFX/CRD/SCT/10R/MW/D | 3050 | Downlight | 81.3 | 2020-01-09 | 2020-01-16 | High | 2 | #N/A | 81.3 | #N/A | #N/A
Topaz | SMD7/RND/17/CTS-46 | 1384 | Downlight | 81.4 | 2021-01-29 | 2021-02-09 | High | 2 | #N/A | 81.4 | #N/A | #N/A
Westinghouse | 61120 | 1384 | Downlight | 81.4 | 2021-01-29 | 2021-02-09 | High | 2 | #N/A | 81.4 | #N/A | #N/A
GE Current, a Daintree company | 93068392 | 1547 | Downlight | 81.4 | 2017-12-20 | 2018-03-21 | High | 2 | #N/A | 81.4 | #N/A | #N/A
Portor Lighting | PT-CDL2-6I-5C3P | 1790 | Downlight | 81.4 | 2022-04-28 | 2022-05-24 | High | 2 | #N/A | 81.4 | #N/A | #N/A
KOK | 6CMCT22LR05 | 1790 | Downlight | 81.4 | 2022-09-06 | 2022-11-02 | High | 2 | #N/A | 81.4 | #N/A | #N/A
UP-SHINE | UP-DL36-35W(5000K) | 2850 | Downlight | 81.4 | 2016-07-10 | 2016-07-21 | High | 2 | #N/A | 81.4 | #N/A | #N/A
Sylvania | MD6R1100UNVD9SC3 | 1100 | Downlight | 81.5 | 2021-06-20 | 2021-07-06 | High | 2 | #N/A | 81.5 | #N/A | #N/A
TCP | SDL61D27K | 1100 | Downlight | 81.5 | 2019-01-04 | 2020-01-24 | High | 2 | #N/A | 81.5 | #N/A | #N/A
Sistemalux | V68-**-B-9##-**-###-##-*** | 1153 | Downlight | 81.5 | 2019-05-22 | 2019-07-25 | High | 2 | #N/A | 81.5 | #N/A | #N/A
Atlantic Lighting | XLED610-BXX-VR20-27K-2WR | 2200 | Downlight | 81.5 | 2016-05-11 | 2016-08-03 | High | 2 | #N/A | 81.5 | #N/A | #N/A
Atlantic Lighting | XLED610-BXX-VR25-27K-2WR | 2200 | Downlight | 81.5 | 2016-05-11 | 2016-08-03 | High | 2 | #N/A | 81.5 | #N/A | #N/A
MODERN FORMS | FM-4215-27-** | 2200 | Downlight | 81.5 | 2021-08-01 | 2021-06-29 | High | 2 | #N/A | 81.5 | #N/A | #N/A
MODERN FORMS | FM-4215-30-** | 2200 | Downlight | 81.5 | 2021-08-01 | 2021-06-29 | High | 2 | #N/A | 81.5 | #N/A | #N/A
MODERN FORMS | FM-4215-35-** | 2200 | Downlight | 81.5 | 2021-08-01 | 2021-06-29 | High | 2 | #N/A | 81.5 | #N/A | #N/A
Halo | LTQL6069S1EDM*-4* | 3180 | Downlight | 81.5 | 2021-10-25 | 2021-11-18 | High | 2 | #N/A | 81.5 | #N/A | #N/A
Elite Lighting | HH8-LED-6000L-DIM10-[120,277]V-[N,M,W]D-[27,30,35,40,50]K-90 | 6148 | Downlight | 81.5 | 2016-09-21 | 2016-12-27 | High | 2 | #N/A | 81.5 | #N/A | #N/A
Aleo Lighting | CDL-10LE-UX/9CT | 3100 | Downlight | 81.6 | 2020-04-25 | 2020-04-22 | High | 2 | #N/A | 81.6 | #N/A | #N/A
Aleo Lighting | CDL-10LE-UX/9CT(B) | 3100 | Downlight | 81.6 | 2020-04-25 | 2020-04-22 | High | 2 | #N/A | 81.6 | #N/A | #N/A
Halo | SMD6R12930WHE*-* | 1242 | Downlight | 81.7 | 2020-05-25 | 2020-05-27 | High | 2 | #N/A | 81.7 | #N/A | #N/A
Halo | SMD12S209SWHE | 2166 | Downlight | 81.7 | 2020-07-02 | 2020-07-09 | High | 2 | #N/A | 81.7 | #N/A | #N/A
Halo | SMD12S209SWHE*-* | 2166 | Downlight | 81.7 | 2020-07-02 | 2020-07-09 | High | 2 | #N/A | 81.7 | #N/A | #N/A
LIGHT THE FUTURE | D858-90-2700 | 2450 | Downlight | 81.7 | 2019-06-01 | 2019-08-22 | High | 2 | #N/A | 81.7 | #N/A | #N/A
HOMI | HM08-PR24-40W277-3CCT-*SA | 3267 | Downlight | 81.7 | 2021-12-10 | 2021-12-13 | High | 2 | #N/A | 81.7 | #N/A | #N/A
Halo Commercial | HCM49[27¦30¦35¦40]ED010[MW¦MB¦MBWF]**** | 4430 | Downlight | 81.7 | 2021-01-06 | 2021-02-08 | High | 2 | #N/A | 81.7 | #N/A | #N/A
GE Current, a Daintree company | 93092909 | 1800 | Downlight | 81.8 | 2018-08-01 | 2018-08-31 | High | 2 | #N/A | 81.8 | #N/A | #N/A
GE Current, a Daintree company | 93092911 | 1800 | Downlight | 81.8 | 2018-08-01 | 2018-08-31 | High | 2 | #N/A | 81.8 | #N/A | #N/A
CREE LIGHTING | SDR8-18L-9ACK-TRI10V-WH-UNV | 1800 | Downlight | 81.8 | 2021-08-31 | 2022-02-22 | High | 2 | #N/A | 81.8 | #N/A | #N/A
CREE LIGHTING | SDS8-18L-9ACK-TRI10V-WH-UNV | 1800 | Downlight | 81.8 | 2021-08-31 | 2022-02-22 | High | 2 | #N/A | 81.8 | #N/A | #N/A
GE Current, a Daintree company | LRXBR81X9CWVQ | 1800 | Downlight | 81.8 | 2022-01-01 | 2021-12-28 | High | 2 | #N/A | 81.8 | #N/A | #N/A
GE Current, a Daintree company | LRXR618830MD | 1800 | Downlight | 81.8 | 2016-06-15 | 2018-03-20 | High | 2 | #N/A | 81.8 | #N/A | #N/A
GE Current, a Daintree company | LRXS618827MD | 1800 | Downlight | 81.8 | 2018-10-25 | 2018-11-18 | High | 2 | #N/A | 81.8 | #N/A | #N/A
GE Current, a Daintree company | LRXS818827MD | 1800 | Downlight | 81.8 | 2018-10-25 | 2018-11-18 | High | 2 | #N/A | 81.8 | #N/A | #N/A
GE Current, a Daintree company | LRXDR6119CWMD | 1010 | Downlight | 81.9 | 2021-02-01 | 2021-02-11 | High | 2 | #N/A | 81.9 | #N/A | #N/A
Vantage | [A##V*FLED**¦AIC#V*FLED**¦SQ##V*FLED**¦SQIC##V*FLED**¦V#*VH*****¦VIC#*VH*****¦VVR#VEFLED¦VVRIC#VEFLED¦V4EVHMRI¦V4OFCR][1¦2]-15##K-[F¦L¦LSQ¦M¦VVRL¦W]####-[SCL¦SGC¦ECL¦WHT¦SCL-AM¦SGC-AM¦WHT-AM]-[DL-2¦DL-3¦LDE1¦TDM¦DMX¦EM-17¦EMI-17¦EM-20¦PF¦DTD¦REM] | 1685 | Downlight | 81.9 | 2019-02-20 | 2020-02-21 | High | 2 | #N/A | 81.9 | #N/A | #N/A
Nora Lighting | NEFLINTW-R6233MPW**# | 1000 | Downlight | 82 | 2021-06-01 | 2021-07-21 | High | 2 | #N/A | 82 | #N/A | #N/A
WAC Lighting | FM-11RN-930-** | 1640 | Downlight | 82 | 2018-05-01 | 2018-04-30 | High | 2 | #N/A | 82 | #N/A | #N/A
WAC Lighting | FM-11RN-935-** | 1640 | Downlight | 82 | 2018-05-01 | 2018-04-30 | High | 2 | #N/A | 82 | #N/A | #N/A
WAC Lighting | FM-11RN-940-** | 1640 | Downlight | 82 | 2018-05-01 | 2018-04-30 | High | 2 | #N/A | 82 | #N/A | #N/A
MORRIS | 72627 | 2050 | Downlight | 82 | 2018-05-14 | 2018-05-08 | High | 2 | #N/A | 82 | #N/A | #N/A
LIGHT THE FUTURE | D518-N-XXXX | 2050 | Downlight | 82 | 2016-03-07 | 2016-03-10 | High | 2 | #N/A | 82 | #N/A | #N/A
Halo | SMD14R209SWHE*-* | 2411 | Downlight | 82 | 2021-10-28 | 2021-12-08 | High | 2 | #N/A | 82 | #N/A | #N/A
Intense Lighting | IHOLC[6,8]DRL3[30,35,40]-[20,30,40,50] | 4994 | Downlight | 82 | 2016-11-01 | 2017-03-28 | High | 2 | #N/A | 82 | #N/A | #N/A
luxrite | LR23732 | 1150 | Downlight | 82.1 | 2022-03-23 | 2022-03-23 | High | 2 | #N/A | 82.1 | #N/A | #N/A
Keystone | KT-WDLED14PS-6B-9CSF-VDIM | 1150 | Downlight | 82.1 | 2022-02-18 | 2022-02-24 | High | 2 | #N/A | 82.1 | #N/A | #N/A
RAB | DLW0076(WFRL6R149FA120WS) | 1150 | Downlight | 82.1 | 2021-11-05 | 2021-11-19 | High | 2 | #N/A | 82.1 | #N/A | #N/A
RAB | DLW0077(WFRL6R149FA120WB) | 1150 | Downlight | 82.1 | 2021-11-05 | 2021-11-19 | High | 2 | #N/A | 82.1 | #N/A | #N/A
Royal Pacific | 8120H-14-30 | 1150 | Downlight | 82.1 | 2016-08-01 | 2017-04-19 | High | 2 | #N/A | 82.1 | #N/A | #N/A
Royal Pacific | 8120H-14-35 | 1150 | Downlight | 82.1 | 2017-03-01 | 2020-02-02 | High | 2 | #N/A | 82.1 | #N/A | #N/A
Royal Pacific | 8120H-14-40 | 1150 | Downlight | 82.1 | 2016-08-01 | 2017-04-19 | High | 2 | #N/A | 82.1 | #N/A | #N/A
Royal Pacific | 8120H-14-50 | 1150 | Downlight | 82.1 | 2016-08-01 | 2017-04-19 | High | 2 | #N/A | 82.1 | #N/A | #N/A
Royal Pacific | 8120HIC-14-30 | 1150 | Downlight | 82.1 | 2017-07-01 | 2020-02-02 | High | 2 | #N/A | 82.1 | #N/A | #N/A
Royal Pacific | 8120HIC-14-35 | 1150 | Downlight | 82.1 | 2017-07-01 | 2020-02-02 | High | 2 | #N/A | 82.1 | #N/A | #N/A
Royal Pacific | 8120HIC-14-40 | 1150 | Downlight | 82.1 | 2017-07-01 | 2020-02-02 | High | 2 | #N/A | 82.1 | #N/A | #N/A
Royal Pacific | 8120HIC-14-50 | 1150 | Downlight | 82.1 | 2017-07-01 | 2020-02-02 | High | 2 | #N/A | 82.1 | #N/A | #N/A
Royal Pacific | 8121H-14-30 | 1150 | Downlight | 82.1 | 2016-08-01 | 2017-04-19 | High | 2 | #N/A | 82.1 | #N/A | #N/A
Royal Pacific | 8121H-14-35 | 1150 | Downlight | 82.1 | 2017-03-01 | 2020-02-02 | High | 2 | #N/A | 82.1 | #N/A | #N/A
Royal Pacific | 8121H-14-40 | 1150 | Downlight | 82.1 | 2016-08-01 | 2017-04-19 | High | 2 | #N/A | 82.1 | #N/A | #N/A
Royal Pacific | 8121H-14-50 | 1150 | Downlight | 82.1 | 2016-08-01 | 2017-04-19 | High | 2 | #N/A | 82.1 | #N/A | #N/A
Royal Pacific | 8122H-14-30 | 1150 | Downlight | 82.1 | 2016-08-01 | 2017-04-19 | High | 2 | #N/A | 82.1 | #N/A | #N/A
Royal Pacific | 8122H-14-35 | 1150 | Downlight | 82.1 | 2017-03-01 | 2020-02-02 | High | 2 | #N/A | 82.1 | #N/A | #N/A
Royal Pacific | 8122H-14-40 | 1150 | Downlight | 82.1 | 2016-08-01 | 2017-04-19 | High | 2 | #N/A | 82.1 | #N/A | #N/A
Royal Pacific | 8122H-14-50 | 1150 | Downlight | 82.1 | 2016-08-01 | 2017-04-19 | High | 2 | #N/A | 82.1 | #N/A | #N/A
Royal Pacific | 8122HIC-14-30 | 1150 | Downlight | 82.1 | 2017-07-01 | 2020-02-02 | High | 2 | #N/A | 82.1 | #N/A | #N/A
Royal Pacific | 8122HIC-14-35 | 1150 | Downlight | 82.1 | 2017-07-01 | 2020-02-02 | High | 2 | #N/A | 82.1 | #N/A | #N/A
Royal Pacific | 8122HIC-14-40 | 1150 | Downlight | 82.1 | 2017-07-01 | 2020-02-02 | High | 2 | #N/A | 82.1 | #N/A | #N/A
Royal Pacific | 8122HIC-14-50 | 1150 | Downlight | 82.1 | 2017-07-01 | 2020-02-02 | High | 2 | #N/A | 82.1 | #N/A | #N/A
Royal Pacific | 8124H-14-30 | 1150 | Downlight | 82.1 | 2016-08-01 | 2017-04-19 | High | 2 | #N/A | 82.1 | #N/A | #N/A
Royal Pacific | 8124H-14-35 | 1150 | Downlight | 82.1 | 2017-03-01 | 2020-02-02 | High | 2 | #N/A | 82.1 | #N/A | #N/A
Royal Pacific | 8124H-14-40 | 1150 | Downlight | 82.1 | 2016-08-01 | 2017-04-19 | High | 2 | #N/A | 82.1 | #N/A | #N/A
Royal Pacific | 8124H-14-50 | 1150 | Downlight | 82.1 | 2016-08-01 | 2017-04-19 | High | 2 | #N/A | 82.1 | #N/A | #N/A
Halo Commercial | HC820D010 HM81520 8[27¦30¦35¦40] 81[ND¦MD¦WD¦RWW][C¦F¦W¦BB¦WB] | 1692 | Downlight | 82.1 | 2019-12-16 | 2019-12-18 | High | 2 | #N/A | 82.1 | #N/A | #N/A
METEOR | RS8N-95-27K | 7800 | Downlight | 82.1 | 2016-01-01 | 2018-07-27 | High | 2 | #N/A | 82.1 | #N/A | #N/A
METEOR | RS8N-95-30K | 7800 | Downlight | 82.1 | 2016-01-01 | 2018-07-27 | High | 2 | #N/A | 82.1 | #N/A | #N/A
METEOR | RS8N-95-35K | 7800 | Downlight | 82.1 | 2016-01-01 | 2018-07-27 | High | 2 | #N/A | 82.1 | #N/A | #N/A
METEOR | RS8N-95-40K | 7800 | Downlight | 82.1 | 2016-01-01 | 2018-07-27 | High | 2 | #N/A | 82.1 | #N/A | #N/A
METEOR | RS6R-100-27K | 8210 | Downlight | 82.1 | 2019-07-03 | 2019-07-03 | High | 2 | #N/A | 82.1 | #N/A | #N/A
MEEK | CL-18X-ETL-CCT | 1480 | Downlight | 82.2 | 2020-08-05 | 2020-08-17 | High | 2 | #N/A | 82.2 | #N/A | #N/A
EPHAN | EPCL-18X-ETL-CCT | 1480 | Downlight | 82.2 | 2020-08-03 | 2020-08-28 | High | 2 | #N/A | 82.2 | #N/A | #N/A
Lithonia Lighting | FMFL 30840 SATL [OA¦BZ¦BN¦WH] | 3082 | Downlight | 82.2 | 2020-08-05 | 2020-09-08 | High | 2 | #N/A | 82.2 | #N/A | #N/A
Prescolite | LTR-4RD-H-SL15LDM1 + LTR-4RD-T-SL35K8WDSS | 1489 | Downlight | 82.3 | 2019-07-12 | 2019-08-23 | High | 2 | #N/A | 82.3 | #N/A | #N/A
Prescolite | LTR-4RD-H-SL15LDM1 + LTR-4RD-T-SL35K8WDSSWT | 1489 | Downlight | 82.3 | 2019-07-12 | 2019-08-23 | High | 2 | #N/A | 82.3 | #N/A | #N/A
Prescolite | LTR-4RD-H-SL15LDM1 + LTR-4RW-T-SL35K8WWSS | 1489 | Downlight | 82.3 | 2019-07-12 | 2019-08-23 | High | 2 | #N/A | 82.3 | #N/A | #N/A
Prescolite | LTR-4SQ-H-SL15LDM1 + LTR-4SQD-T-SL35K8WDSS | 1489 | Downlight | 82.3 | 2019-07-12 | 2019-08-23 | High | 2 | #N/A | 82.3 | #N/A | #N/A
Prescolite | LTR-4SQ-H-SL15LDM1 + LTR-4SQD-T-SL35K8WDSSWT | 1489 | Downlight | 82.3 | 2019-07-12 | 2019-08-23 | High | 2 | #N/A | 82.3 | #N/A | #N/A
Fluxwerx | TC1-*05**#**N1935CF1*-* | 1564 | Downlight | 82.3 | 2020-10-20 | 2021-10-11 | High | 2 | #N/A | 82.3 | #N/A | #N/A
Fluxwerx | TC1-*05**#**N1940C*#*-* | 1564 | Downlight | 82.3 | 2020-10-20 | 2021-10-11 | High | 2 | #N/A | 82.3 | #N/A | #N/A
Fluxwerx | TC1-*05**#**N1940CF1*-* | 1564 | Downlight | 82.3 | 2020-10-20 | 2021-10-11 | High | 2 | #N/A | 82.3 | #N/A | #N/A
Fluxwerx | TC1-*05**#**W1827C*#*-* | 1564 | Downlight | 82.3 | 2020-10-20 | 2021-10-11 | High | 2 | #N/A | 82.3 | #N/A | #N/A
Fluxwerx | TC1-*05**#**W1827CF1*-* | 1564 | Downlight | 82.3 | 2020-10-20 | 2021-10-11 | High | 2 | #N/A | 82.3 | #N/A | #N/A
Fluxwerx | TC1-*05**#**W1830C*#*-* | 1564 | Downlight | 82.3 | 2020-10-20 | 2021-10-11 | High | 2 | #N/A | 82.3 | #N/A | #N/A
Fluxwerx | TC1-*05**#**W1830CF1*-* | 1564 | Downlight | 82.3 | 2020-10-20 | 2021-10-11 | High | 2 | #N/A | 82.3 | #N/A | #N/A
Fluxwerx | TC1-*05**#**W1835C*#*-* | 1564 | Downlight | 82.3 | 2020-10-20 | 2021-10-11 | High | 2 | #N/A | 82.3 | #N/A | #N/A
Fluxwerx | TC1-*05**#**W1835CF1*-* | 1564 | Downlight | 82.3 | 2020-10-20 | 2021-10-11 | High | 2 | #N/A | 82.3 | #N/A | #N/A
Fluxwerx | TC1-*05**#**W1840C*#*-* | 1564 | Downlight | 82.3 | 2020-10-20 | 2021-10-11 | High | 2 | #N/A | 82.3 | #N/A | #N/A
Fluxwerx | TC1-*05**#**W1840CF1*-* | 1564 | Downlight | 82.3 | 2020-10-20 | 2021-10-11 | High | 2 | #N/A | 82.3 | #N/A | #N/A
Fluxwerx | TC1-*05**#**W1927C*#*-* | 1564 | Downlight | 82.3 | 2020-10-20 | 2021-10-11 | High | 2 | #N/A | 82.3 | #N/A | #N/A
Fluxwerx | TC1-*05**#**W1927CF1*-* | 1564 | Downlight | 82.3 | 2020-10-20 | 2021-10-11 | High | 2 | #N/A | 82.3 | #N/A | #N/A
Fluxwerx | TC1-*05**#**W1930C*#*-* | 1564 | Downlight | 82.3 | 2020-10-20 | 2021-10-11 | High | 2 | #N/A | 82.3 | #N/A | #N/A
Fluxwerx | TC1-*05**#**W1930CF1*-* | 1564 | Downlight | 82.3 | 2020-10-20 | 2021-10-11 | High | 2 | #N/A | 82.3 | #N/A | #N/A
Fluxwerx | TC1-*05**#**W1935C*#*-* | 1564 | Downlight | 82.3 | 2020-10-20 | 2021-10-11 | High | 2 | #N/A | 82.3 | #N/A | #N/A
Fluxwerx | TC1-*05**#**W1935CF1*-* | 1564 | Downlight | 82.3 | 2020-10-20 | 2021-10-11 | High | 2 | #N/A | 82.3 | #N/A | #N/A
Fluxwerx | TC1-*05**#**W1940C*#*-* | 1564 | Downlight | 82.3 | 2020-10-20 | 2021-10-11 | High | 2 | #N/A | 82.3 | #N/A | #N/A
Fluxwerx | TC1-*05**#**W1940CF1*-* | 1564 | Downlight | 82.3 | 2020-10-20 | 2021-10-11 | High | 2 | #N/A | 82.3 | #N/A | #N/A
Fluxwerx | TC1-*05**#**M1827C*#*-* | 1564 | Downlight | 82.3 | 2020-10-20 | 2021-10-11 | High | 2 | #N/A | 82.3 | #N/A | #N/A
Fluxwerx | TC1-*05**#**M1827CF1*-* | 1564 | Downlight | 82.3 | 2020-10-20 | 2021-10-11 | High | 2 | #N/A | 82.3 | #N/A | #N/A
Fluxwerx | TC1-*05**#**M1830C*#*-* | 1564 | Downlight | 82.3 | 2020-10-20 | 2021-10-11 | High | 2 | #N/A | 82.3 | #N/A | #N/A
Fluxwerx | TC1-*05**#**M1830CF1*-* | 1564 | Downlight | 82.3 | 2020-10-20 | 2021-10-11 | High | 2 | #N/A | 82.3 | #N/A | #N/A
Fluxwerx | TC1-*05**#**M1835C*#*-* | 1564 | Downlight | 82.3 | 2020-10-20 | 2021-10-11 | High | 2 | #N/A | 82.3 | #N/A | #N/A
Fluxwerx | TC1-*05**#**M1835CF1*-* | 1564 | Downlight | 82.3 | 2020-10-20 | 2021-10-11 | High | 2 | #N/A | 82.3 | #N/A | #N/A
Fluxwerx | TC1-*05**#**M1840C*#*-* | 1564 | Downlight | 82.3 | 2020-10-20 | 2021-10-11 | High | 2 | #N/A | 82.3 | #N/A | #N/A
Fluxwerx | TC1-*05**#**M1840CF1*-* | 1564 | Downlight | 82.3 | 2020-10-20 | 2021-10-11 | High | 2 | #N/A | 82.3 | #N/A | #N/A
Fluxwerx | TC1-*05**#**M1927C*#*-* | 1564 | Downlight | 82.3 | 2020-10-20 | 2021-10-11 | High | 2 | #N/A | 82.3 | #N/A | #N/A
Fluxwerx | TC1-*05**#**M1927CF1*-* | 1564 | Downlight | 82.3 | 2020-10-20 | 2021-10-11 | High | 2 | #N/A | 82.3 | #N/A | #N/A
Fluxwerx | TC1-*05**#**M1930C*#*-* | 1564 | Downlight | 82.3 | 2020-10-20 | 2021-10-11 | High | 2 | #N/A | 82.3 | #N/A | #N/A
Fluxwerx | TC1-*05**#**M1930CF1*-* | 1564 | Downlight | 82.3 | 2020-10-20 | 2021-10-11 | High | 2 | #N/A | 82.3 | #N/A | #N/A
Fluxwerx | TC1-*05**#**M1935C*#*-* | 1564 | Downlight | 82.3 | 2020-10-20 | 2021-10-11 | High | 2 | #N/A | 82.3 | #N/A | #N/A
Fluxwerx | TC1-*05**#**M1935CF1*-* | 1564 | Downlight | 82.3 | 2020-10-20 | 2021-10-11 | High | 2 | #N/A | 82.3 | #N/A | #N/A
Fluxwerx | TC1-*05**#**M1940C*#*-* | 1564 | Downlight | 82.3 | 2020-10-20 | 2021-10-11 | High | 2 | #N/A | 82.3 | #N/A | #N/A
Fluxwerx | TC1-*05**#**M1940CF1*-* | 1564 | Downlight | 82.3 | 2020-10-20 | 2021-10-11 | High | 2 | #N/A | 82.3 | #N/A | #N/A
Fluxwerx | TC1-*05**#**N1827C*#*-* | 1564 | Downlight | 82.3 | 2020-10-20 | 2021-10-11 | High | 2 | #N/A | 82.3 | #N/A | #N/A
Fluxwerx | TC1-*05**#**N1827CF1*-* | 1564 | Downlight | 82.3 | 2020-10-20 | 2021-10-11 | High | 2 | #N/A | 82.3 | #N/A | #N/A
Fluxwerx | TC1-*05**#**N1830C*#*-* | 1564 | Downlight | 82.3 | 2020-10-20 | 2021-10-11 | High | 2 | #N/A | 82.3 | #N/A | #N/A
Fluxwerx | TC1-*05**#**N1830CF1*-* | 1564 | Downlight | 82.3 | 2020-10-20 | 2021-10-11 | High | 2 | #N/A | 82.3 | #N/A | #N/A
Fluxwerx | TC1-*05**#**N1835C*#*-* | 1564 | Downlight | 82.3 | 2020-10-20 | 2021-10-11 | High | 2 | #N/A | 82.3 | #N/A | #N/A
Fluxwerx | TC1-*05**#**N1835CF1*-* | 1564 | Downlight | 82.3 | 2020-10-20 | 2021-10-11 | High | 2 | #N/A | 82.3 | #N/A | #N/A
Fluxwerx | TC1-*05**#**N1840C*#*-* | 1564 | Downlight | 82.3 | 2020-10-20 | 2021-10-11 | High | 2 | #N/A | 82.3 | #N/A | #N/A
Fluxwerx | TC1-*05**#**N1840CF1*-* | 1564 | Downlight | 82.3 | 2020-10-20 | 2021-10-11 | High | 2 | #N/A | 82.3 | #N/A | #N/A
Fluxwerx | TC1-*05**#**N1927C*#*-* | 1564 | Downlight | 82.3 | 2020-10-20 | 2021-10-11 | High | 2 | #N/A | 82.3 | #N/A | #N/A
Fluxwerx | TC1-*05**#**N1927CF1*-* | 1564 | Downlight | 82.3 | 2020-10-20 | 2021-10-11 | High | 2 | #N/A | 82.3 | #N/A | #N/A
Fluxwerx | TC1-*05**#**N1930C*#*-* | 1564 | Downlight | 82.3 | 2020-10-20 | 2021-10-11 | High | 2 | #N/A | 82.3 | #N/A | #N/A
Fluxwerx | TC1-*05**#**N1930CF1*-* | 1564 | Downlight | 82.3 | 2020-10-20 | 2021-10-11 | High | 2 | #N/A | 82.3 | #N/A | #N/A
Fluxwerx | TC1-*05**#**N1935C*#*-* | 1564 | Downlight | 82.3 | 2020-10-20 | 2021-10-11 | High | 2 | #N/A | 82.3 | #N/A | #N/A
Aculux | AX4 [A¦D] 22LM 30K [80¦90¦95]CRI [12¦24¦35¦50]D [DMXR¦DALI¦EZ1¦EZB¦GZ1¦FPC¦ECOS2¦ECOD¦EDXB¦EDAB] [120¦MVOLT] [blank¦CP] [blank¦ICAT] | 1645 | Downlight | 82.3 | 2016-07-01 | 2016-08-16 | High | 2 | #N/A | 82.3 | #N/A | #N/A
Liteline | ALR10-2650W | 1892 | Downlight | 82.3 | 2015-11-26 | 2016-04-22 | High | 2 | #N/A | 82.3 | #N/A | #N/A
PORTFOLIO | LAM4B412R##90[27¦30¦35¦40][D010TR¦DE010][Blank¦M][1¦2¦3][MB¦MW¦MMS] | 4458 | Downlight | 82.3 | 2021-01-06 | 2021-01-21 | High | 2 | #N/A | 82.3 | #N/A | #N/A
Halo | HC615D010 HM612 8[27¦30¦35¦40] 61**[ND¦MD¦WD¦RWW][C¦F¦W¦BB¦WB] | 1154 | Downlight | 82.4 | 2019-05-31 | 2021-09-28 | High | 2 | #N/A | 82.4 | #N/A | #N/A
Halo | HCC6S15D010[MW¦MB¦BZ¦SL] HM612 8[27¦30¦35¦40] 61[ND¦MD¦WD¦RWW][C¦F¦W¦BB¦WB] | 1154 | Downlight | 82.4 | 2019-05-31 | 2021-09-30 | High | 2 | #N/A | 82.4 | #N/A | #N/A
EnviroLite | EV612947**27 | 1229 | Downlight | 82.4 | 2018-08-21 | 2018-08-29 | High | 2 | #N/A | 82.4 | #N/A | #N/A
Halo | SMD6R12940WHE | 1260 | Downlight | 82.4 | 2018-07-01 | 2018-06-29 | High | 2 | #N/A | 82.4 | #N/A | #N/A
RENO | RENO-DL6-MW-DV-MCCT | 1400 | Downlight | 82.4 | 2021-01-10 | 2021-01-17 | High | 2 | #N/A | 82.4 | #N/A | #N/A
Royal Pacific | 8122H-30-30 | 2720 | Downlight | 82.4 | 2016-08-01 | 2017-04-19 | High | 2 | #N/A | 82.4 | #N/A | #N/A
Royal Pacific | 8122H-30-35 | 2720 | Downlight | 82.4 | 2017-03-01 | 2020-02-02 | High | 2 | #N/A | 82.4 | #N/A | #N/A
Royal Pacific | 8122H-30-40 | 2720 | Downlight | 82.4 | 2016-08-01 | 2017-04-19 | High | 2 | #N/A | 82.4 | #N/A | #N/A
Royal Pacific | 8122H-30-50 | 2720 | Downlight | 82.4 | 2016-08-01 | 2017-04-19 | High | 2 | #N/A | 82.4 | #N/A | #N/A
Royal Pacific | 8124H-30-30 | 2720 | Downlight | 82.4 | 2016-08-01 | 2017-04-19 | High | 2 | #N/A | 82.4 | #N/A | #N/A
Royal Pacific | 8124H-30-35 | 2720 | Downlight | 82.4 | 2017-03-01 | 2020-02-02 | High | 2 | #N/A | 82.4 | #N/A | #N/A
Royal Pacific | 8124H-30-40 | 2720 | Downlight | 82.4 | 2016-08-01 | 2017-04-19 | High | 2 | #N/A | 82.4 | #N/A | #N/A
Royal Pacific | 8124H-30-50 | 2720 | Downlight | 82.4 | 2016-08-01 | 2017-04-19 | High | 2 | #N/A | 82.4 | #N/A | #N/A
Royal Pacific | 8125H-30-30 | 2720 | Downlight | 82.4 | 2016-08-01 | 2017-04-19 | High | 2 | #N/A | 82.4 | #N/A | #N/A
Royal Pacific | 8125H-30-35 | 2720 | Downlight | 82.4 | 2017-03-01 | 2020-02-02 | High | 2 | #N/A | 82.4 | #N/A | #N/A
Royal Pacific | 8125H-30-40 | 2720 | Downlight | 82.4 | 2016-08-01 | 2017-04-19 | High | 2 | #N/A | 82.4 | #N/A | #N/A
Royal Pacific | 8125H-30-50 | 2720 | Downlight | 82.4 | 2016-08-01 | 2017-04-19 | High | 2 | #N/A | 82.4 | #N/A | #N/A
Royal Pacific | 8126H-30-30 | 2720 | Downlight | 82.4 | 2016-08-01 | 2017-04-19 | High | 2 | #N/A | 82.4 | #N/A | #N/A
Royal Pacific | 8126H-30-35 | 2720 | Downlight | 82.4 | 2017-03-01 | 2020-02-02 | High | 2 | #N/A | 82.4 | #N/A | #N/A
Royal Pacific | 8126H-30-40 | 2720 | Downlight | 82.4 | 2016-08-01 | 2017-04-19 | High | 2 | #N/A | 82.4 | #N/A | #N/A
Royal Pacific | 8126H-30-50 | 2720 | Downlight | 82.4 | 2016-08-01 | 2017-04-19 | High | 2 | #N/A | 82.4 | #N/A | #N/A
GE Current, a Daintree company | LRXDS6119CWMD | 1010 | Downlight | 82.5 | 2021-02-01 | 2021-02-11 | High | 2 | #N/A | 82.5 | #N/A | #N/A
Halo | HLBC6099FSD2W1EMW* | 1015 | Downlight | 82.5 | 2023-01-06 | 2023-01-06 | High | 2 | #N/A | 82.5 | #N/A | #N/A
Halo | HLBC6099FSD2W1EMW*-* | 1015 | Downlight | 82.5 | 2023-01-06 | 2023-01-06 | High | 2 | #N/A | 82.5 | #N/A | #N/A
Halo | HLBC6099FSD2W1EMW*-#* | 1015 | Downlight | 82.5 | 2023-01-06 | 2023-01-06 | High | 2 | #N/A | 82.5 | #N/A | #N/A
Fluxwerx | TC1-*05**#**N1935D*#*-* | 1980 | Downlight | 82.5 | 2020-10-20 | 2021-10-11 | High | 2 | #N/A | 82.5 | #N/A | #N/A
Fluxwerx | TC1-*05**#**N1935DF1*-* | 1980 | Downlight | 82.5 | 2020-10-20 | 2021-10-11 | High | 2 | #N/A | 82.5 | #N/A | #N/A
Fluxwerx | TC1-*05**#**N1940D*#*-* | 1980 | Downlight | 82.5 | 2020-10-20 | 2021-10-11 | High | 2 | #N/A | 82.5 | #N/A | #N/A
Fluxwerx | TC1-*05**#**W1827D*#*-* | 1980 | Downlight | 82.5 | 2020-10-20 | 2021-10-11 | High | 2 | #N/A | 82.5 | #N/A | #N/A
Fluxwerx | TC1-*05**#**W1827DF1*-* | 1980 | Downlight | 82.5 | 2020-10-20 | 2021-10-11 | High | 2 | #N/A | 82.5 | #N/A | #N/A
Fluxwerx | TC1-*05**#**W1830D*#*-* | 1980 | Downlight | 82.5 | 2020-10-20 | 2021-10-11 | High | 2 | #N/A | 82.5 | #N/A | #N/A
Fluxwerx | TC1-*05**#**W1830DF1*-* | 1980 | Downlight | 82.5 | 2020-10-20 | 2021-10-11 | High | 2 | #N/A | 82.5 | #N/A | #N/A
Fluxwerx | TC1-*05**#**W1835D*#*-* | 1980 | Downlight | 82.5 | 2020-10-20 | 2021-10-11 | High | 2 | #N/A | 82.5 | #N/A | #N/A
Fluxwerx | TC1-*05**#**W1840D*#*-* | 1980 | Downlight | 82.5 | 2020-10-20 | 2021-10-11 | High | 2 | #N/A | 82.5 | #N/A | #N/A
Fluxwerx | TC1-*05**#**W1840DF1*-* | 1980 | Downlight | 82.5 | 2020-10-20 | 2021-10-11 | High | 2 | #N/A | 82.5 | #N/A | #N/A
Fluxwerx | TC1-*05**#**W1927D*#*-* | 1980 | Downlight | 82.5 | 2020-10-20 | 2021-10-11 | High | 2 | #N/A | 82.5 | #N/A | #N/A
Fluxwerx | TC1-*05**#**W1927DF1*-* | 1980 | Downlight | 82.5 | 2020-10-20 | 2021-10-11 | High | 2 | #N/A | 82.5 | #N/A | #N/A
Fluxwerx | TC1-*05**#**W1930D*#*-* | 1980 | Downlight | 82.5 | 2020-10-20 | 2021-10-11 | High | 2 | #N/A | 82.5 | #N/A | #N/A
Fluxwerx | TC1-*05**#**W1930DF1*-* | 1980 | Downlight | 82.5 | 2020-10-20 | 2021-10-11 | High | 2 | #N/A | 82.5 | #N/A | #N/A
Fluxwerx | TC1-*05**#**W1935D*#*-* | 1980 | Downlight | 82.5 | 2020-10-20 | 2021-10-11 | High | 2 | #N/A | 82.5 | #N/A | #N/A
Fluxwerx | TC1-*05**#**W1935DF1*-* | 1980 | Downlight | 82.5 | 2020-10-20 | 2021-10-11 | High | 2 | #N/A | 82.5 | #N/A | #N/A
Fluxwerx | TC1-*05**#**W1940D*#*-* | 1980 | Downlight | 82.5 | 2020-10-20 | 2021-10-11 | High | 2 | #N/A | 82.5 | #N/A | #N/A
Fluxwerx | TC1-*05**#**W1940DF1*-* | 1980 | Downlight | 82.5 | 2020-10-20 | 2021-10-11 | High | 2 | #N/A | 82.5 | #N/A | #N/A
Fluxwerx | TC1-*05**#**M1827D*#*-* | 1980 | Downlight | 82.5 | 2020-10-20 | 2021-10-11 | High | 2 | #N/A | 82.5 | #N/A | #N/A
Fluxwerx | TC1-*05**#**M1827DF1*-* | 1980 | Downlight | 82.5 | 2020-10-20 | 2021-10-11 | High | 2 | #N/A | 82.5 | #N/A | #N/A
Fluxwerx | TC1-*05**#**M1830D*#*-* | 1980 | Downlight | 82.5 | 2020-10-20 | 2021-10-11 | High | 2 | #N/A | 82.5 | #N/A | #N/A
Fluxwerx | TC1-*05**#**M1830DF1*-* | 1980 | Downlight | 82.5 | 2020-10-20 | 2021-10-11 | High | 2 | #N/A | 82.5 | #N/A | #N/A
Fluxwerx | TC1-*05**#**M1835D*#*-* | 1980 | Downlight | 82.5 | 2020-10-20 | 2021-10-11 | High | 2 | #N/A | 82.5 | #N/A | #N/A
Fluxwerx | TC1-*05**#**M1835DF1*-* | 1980 | Downlight | 82.5 | 2020-10-20 | 2021-10-11 | High | 2 | #N/A | 82.5 | #N/A | #N/A
Fluxwerx | TC1-*05**#**M1840D*#*-* | 1980 | Downlight | 82.5 | 2020-10-20 | 2021-10-11 | High | 2 | #N/A | 82.5 | #N/A | #N/A
Fluxwerx | TC1-*05**#**M1840DF1*-* | 1980 | Downlight | 82.5 | 2020-10-20 | 2021-10-11 | High | 2 | #N/A | 82.5 | #N/A | #N/A
Fluxwerx | TC1-*05**#**M1927DF1*-* | 1980 | Downlight | 82.5 | 2020-10-20 | 2021-10-11 | High | 2 | #N/A | 82.5 | #N/A | #N/A
Fluxwerx | TC1-*05**#**M1930D*#*-* | 1980 | Downlight | 82.5 | 2020-10-20 | 2021-10-11 | High | 2 | #N/A | 82.5 | #N/A | #N/A
Fluxwerx | TC1-*05**#**M1930DF1*-* | 1980 | Downlight | 82.5 | 2020-10-20 | 2021-10-11 | High | 2 | #N/A | 82.5 | #N/A | #N/A
Fluxwerx | TC1-*05**#**M1935DF1*-* | 1980 | Downlight | 82.5 | 2020-10-20 | 2021-10-11 | High | 2 | #N/A | 82.5 | #N/A | #N/A
Fluxwerx | TC1-*05**#**M1940D*#*-* | 1980 | Downlight | 82.5 | 2020-10-20 | 2021-10-11 | High | 2 | #N/A | 82.5 | #N/A | #N/A
Fluxwerx | TC1-*05**#**M1940DF1*-* | 1980 | Downlight | 82.5 | 2020-10-20 | 2021-10-11 | High | 2 | #N/A | 82.5 | #N/A | #N/A
Fluxwerx | TC1-*05**#**N1827D*#*-* | 1980 | Downlight | 82.5 | 2020-10-20 | 2021-10-11 | High | 2 | #N/A | 82.5 | #N/A | #N/A
Fluxwerx | TC1-*05**#**N1830D*#*-* | 1980 | Downlight | 82.5 | 2020-10-20 | 2021-10-11 | High | 2 | #N/A | 82.5 | #N/A | #N/A
Fluxwerx | TC1-*05**#**N1830DF1*-* | 1980 | Downlight | 82.5 | 2020-10-20 | 2021-10-11 | High | 2 | #N/A | 82.5 | #N/A | #N/A
Fluxwerx | TC1-*05**#**N1835D*#*-* | 1980 | Downlight | 82.5 | 2020-10-20 | 2021-10-11 | High | 2 | #N/A | 82.5 | #N/A | #N/A
Fluxwerx | TC1-*05**#**N1840D*#*-* | 1980 | Downlight | 82.5 | 2020-10-20 | 2021-10-11 | High | 2 | #N/A | 82.5 | #N/A | #N/A
Fluxwerx | TC1-*05**#**N1840DF1*-* | 1980 | Downlight | 82.5 | 2020-10-20 | 2021-10-11 | High | 2 | #N/A | 82.5 | #N/A | #N/A
Fluxwerx | TC1-*05**#**N1927D*#*-* | 1980 | Downlight | 82.5 | 2020-10-20 | 2021-10-11 | High | 2 | #N/A | 82.5 | #N/A | #N/A
Fluxwerx | TC1-*05**#**N1927DF1*-* | 1980 | Downlight | 82.5 | 2020-10-20 | 2021-10-11 | High | 2 | #N/A | 82.5 | #N/A | #N/A
Fluxwerx | TC1-*05**#**N1930D*#*-* | 1980 | Downlight | 82.5 | 2020-10-20 | 2021-10-11 | High | 2 | #N/A | 82.5 | #N/A | #N/A
Fluxwerx | TC1-*05**#**N1930DF1*-* | 1980 | Downlight | 82.5 | 2020-10-20 | 2021-10-11 | High | 2 | #N/A | 82.5 | #N/A | #N/A
R4S | R4SNC427KCMVDW | 2239 | Downlight | 82.5 | 2019-10-07 | 2019-10-18 | High | 2 | #N/A | 82.5 | #N/A | #N/A
HOMI | HM08-PR24-40W277-30K-0-*SA | 3300 | Downlight | 82.5 | 2021-11-30 | 2021-12-13 | High | 2 | #N/A | 82.5 | #N/A | #N/A
HOMI | HM08-PR24-40W277-35K-0-*SA | 3300 | Downlight | 82.5 | 2021-11-30 | 2021-12-13 | High | 2 | #N/A | 82.5 | #N/A | #N/A
HOMI | HM08-PR24-40W277-40K-0-*SA | 3300 | Downlight | 82.5 | 2021-11-30 | 2021-12-13 | High | 2 | #N/A | 82.5 | #N/A | #N/A
HOMI | HM08-PR24-40W277-50K-0-*SA | 3300 | Downlight | 82.5 | 2021-11-30 | 2021-12-13 | High | 2 | #N/A | 82.5 | #N/A | #N/A
C-CLASS | A[2¦4¦6]V[E¦O]C[1¦2]-13[27K¦30K¦35K¦40K]-[C200¦C400¦C600]-[NW¦MD¦WE¦FL]-[SGC¦WHT] | 1190 | Downlight | 82.6 | 2015-10-01 | 2017-02-08 | High | 2 | #N/A | 82.6 | #N/A | #N/A
HONG YAO | HY-SDL-R8-18W-5CCT | 1487 | Downlight | 82.6 | 2021-05-20 | 2021-07-06 | High | 2 | #N/A | 82.6 | #N/A | #N/A
Elite Lighting | HH8-LED-6000L-DIM10-[120,277]V-[N,M,W]D-[27,30,35,40,50]K-80 | 6882 | Downlight | 82.6 | 2016-09-21 | 2016-12-27 | High | 2 | #N/A | 82.6 | #N/A | #N/A
Vantage | [A4VOFLED¦A6VEFLED¦A6VOFLED¦SQ44VEFLED][1¦2]-60[30K¦35K¦40K]-[L4060¦L4015¦M6060¦M6015¦L6030¦LSQ441]-[SCL¦SGC¦ECL¦WHT]-[DL-2¦DL-3¦LDE1¦TDM¦DMX¦EM-17¦EMI-17¦EM-20¦HCR¦PF] | 5289 | Downlight | 82.7 | 2019-02-20 | 2019-03-22 | High | 2 | #N/A | 82.7 | #N/A | #N/A
Vantage | [A##V*FLED**¦AIC#V*FLED**¦SQ##V*FLED**¦SQIC##V*FLED**¦V#*VH*****¦VIC#*VH*****¦VVR#VEFLED¦VVRIC#VEFLED¦V4EVHMRI¦V4OFCR][1¦2]-60##K-[F¦L¦LSQ¦M¦VVRL¦W]####-[SCL¦SGC¦ECL¦WHT¦SCL-AM¦SGC-AM¦WHT-AM]-[DL-2¦DL-3¦LDE1¦TDM¦DMX¦EM-17¦EMI-17¦EM-20¦PF¦DTD¦REM] | 5289 | Downlight | 82.7 | 2019-02-20 | 2020-02-21 | High | 2 | #N/A | 82.7 | #N/A | #N/A
Lightolier | C6[C¦CSQ][S¦W¦P][DL¦DW¦WW]20927[N¦M¦W][Z10U¦E1¦L1U¦L01U¦SOLU¦LDU¦LTEU¦DMXU¦DU¦RAU][CD¦CC¦WH¦CL][A¦B¦W¦RAL#] | 1513 | Downlight | 82.8 | 2022-06-14 | 2022-08-04 | High | 2 | #N/A | 82.8 | #N/A | #N/A
Lightolier | C6[C¦CSQ][S¦W¦P][DL¦DW¦WW]20935[N¦M¦W][Z10U¦E1¦L1U¦L01U¦SOLU¦LDU¦LTEU¦DMXU¦DU¦RAU][CD¦CC¦WH¦CL][A¦B¦W¦RAL#] | 1513 | Downlight | 82.8 | 2022-06-14 | 2022-08-04 | High | 2 | #N/A | 82.8 | #N/A | #N/A
Lightolier | C6[C¦CSQ][S¦W¦P][DL¦DW¦WW]20940[N¦M¦W][Z10U¦E1¦L1U¦L01U¦SOLU¦LDU¦LTEU¦DMXU¦DU¦RAU][CD¦CC¦WH¦CL][A¦B¦W¦RAL#] | 1513 | Downlight | 82.8 | 2022-06-14 | 2022-08-04 | High | 2 | #N/A | 82.8 | #N/A | #N/A
Lightolier | C6[C¦CSQ][S¦W¦P][DL¦DW¦WW]20950[N¦M¦W][Z10U¦E1¦L1U¦L01U¦SOLU¦LDU¦LTEU¦DMXU¦DU¦RAU][CD¦CC¦WH¦CL][A¦B¦W¦RAL#] | 1513 | Downlight | 82.8 | 2022-06-14 | 2022-08-04 | High | 2 | #N/A | 82.8 | #N/A | #N/A
Lightolier | C6L20927[N¦M¦W][Z10U¦E1¦L1U¦L01U¦SOLU¦LDU¦LTEU¦DMXU¦DU¦RAU][¦R¦RH] / C[6RDL¦6RCW¦6RDW¦6RWW¦6SDLNM¦7RDL¦7RCW¦7RDW¦7RWW][CD¦CC¦WH¦CL] | 1513 | Downlight | 82.8 | 2022-06-14 | 2022-08-04 | High | 2 | #N/A | 82.8 | #N/A | #N/A
Lightolier | C6L20930[N¦M¦W][Z10U¦E1¦L1U¦L01U¦SOLU¦LDU¦LTEU¦DMXU¦DU¦RAU][¦R¦RH] / C[6RDL¦6RCW¦6RDW¦6RWW¦6SDLNM¦7RDL¦7RCW¦7RDW¦7RWW][CD¦CC¦WH¦CL] | 1513 | Downlight | 82.8 | 2022-06-14 | 2022-08-04 | High | 2 | #N/A | 82.8 | #N/A | #N/A
Lightolier | C6L20935[N¦M¦W][Z10U¦E1¦L1U¦L01U¦SOLU¦LDU¦LTEU¦DMXU¦DU¦RAU][¦R¦RH] / C[6RDL¦6RCW¦6RDW¦6RWW¦6SDLNM¦7RDL¦7RCW¦7RDW¦7RWW][CD¦CC¦WH¦CL] | 1513 | Downlight | 82.8 | 2022-06-14 | 2022-08-04 | High | 2 | #N/A | 82.8 | #N/A | #N/A
Lightolier | C6L20940[N¦M¦W][Z10U¦E1¦L1U¦L01U¦SOLU¦LDU¦LTEU¦DMXU¦DU¦RAU][¦R¦RH] / C[6RDL¦6RCW¦6RDW¦6RWW¦6SDLNM¦7RDL¦7RCW¦7RDW¦7RWW][CD¦CC¦WH¦CL] | 1513 | Downlight | 82.8 | 2022-06-14 | 2022-08-04 | High | 2 | #N/A | 82.8 | #N/A | #N/A
Lightolier | C6L20950[N¦M¦W][Z10U¦E1¦L1U¦L01U¦SOLU¦LDU¦LTEU¦DMXU¦DU¦RAU][¦R¦RH] / C[6RDL¦6RCW¦6RDW¦6RWW¦6SDLNM¦7RDL¦7RCW¦7RDW¦7RWW][CD¦CC¦WH¦CL] | 1513 | Downlight | 82.8 | 2022-06-14 | 2022-08-04 | High | 2 | #N/A | 82.8 | #N/A | #N/A
Aleo Lighting | CDL-8LE-UX/9CT | 2400 | Downlight | 82.8 | 2020-04-25 | 2020-04-22 | High | 2 | #N/A | 82.8 | #N/A | #N/A
Aleo Lighting | CDL-8LE-UX/9CT(B) | 2400 | Downlight | 82.8 | 2020-04-25 | 2020-04-22 | High | 2 | #N/A | 82.8 | #N/A | #N/A
Sunlite | LFX/CRD/SCT/8R/MW/D | 2400 | Downlight | 82.8 | 2020-01-09 | 2020-01-16 | High | 2 | #N/A | 82.8 | #N/A | #N/A
L-Trim | LTR4-8R-UNV-1-SCCT-WH | 2400 | Downlight | 82.8 | 2021-07-01 | 2021-09-01 | High | 2 | #N/A | 82.8 | #N/A | #N/A
Nora Lighting | NQZ-81TWTW-MPW | 2900 | Downlight | 82.9 | 2021-10-07 | 2021-10-26 | High | 2 | #N/A | 82.9 | #N/A | #N/A
Nora Lighting | NEFLINTW-R6MPW* | 1154 | Downlight | 83 | 2022-06-30 | 2022-05-18 | High | 2 | #N/A | 83 | #N/A | #N/A
Lightolier | C6[C¦CSQ][S¦W¦P][DL¦DW¦WW]20930[N¦M¦W][Z10U¦E1¦L1U¦L01U¦SOLU¦LDU¦LTEU¦DMXU¦DU¦RAU][CD¦CC¦WH¦CL][A¦B¦W¦RAL#] | 1513 | Downlight | 83 | 2022-06-14 | 2022-08-04 | High | 2 | #N/A | 83 | #N/A | #N/A
NDR Electric | APX610-1520-#K-** | 1660 | Downlight | 83 | 2018-05-08 | 2018-05-29 | High | 2 | #N/A | 83 | #N/A | #N/A
Liteline | SLMB6HO-RGBTW-WH-#KT | 1660 | Downlight | 83 | 2021-01-11 | 2021-01-18 | High | 2 | #N/A | 83 | #N/A | #N/A
Liteline | SLMB6HO-RGBTW-WZ-WH | 1660 | Downlight | 83 | 2021-01-11 | 2021-01-18 | High | 2 | #N/A | 83 | #N/A | #N/A
UP-SHINE | UP-DL36-20W(5000K) | 1660 | Downlight | 83 | 2016-07-10 | 2016-07-21 | High | 2 | #N/A | 83 | #N/A | #N/A
Intense Lighting | IHOLC[6,8]DRL1[30,35,40]-[20,30,40,50] | 2840 | Downlight | 83 | 2016-11-01 | 2017-03-27 | High | 2 | #N/A | 83 | #N/A | #N/A
Halo Commercial | HCM39[27¦30¦35¦40]ED010[MW¦MB¦MBWF]**** | 3405 | Downlight | 83 | 2021-01-06 | 2021-02-08 | High | 2 | #N/A | 83 | #N/A | #N/A
Halo Commercial | PD610ED010-PDM6A827-XXXX | 1014 | Downlight | 83.1 | 2015-02-27 | 2016-07-06 | High | 2 | #N/A | 83.1 | #N/A | #N/A
PATHWAY LIGHTING PRODUCTS, INC. | [4¦6¦8]SFL2X20[3K¦35K¦4K¦5K][E1¦E2]DALW6 | 1861 | Downlight | 83.1 | 2020-02-01 | 2020-03-02 | High | 2 | #N/A | 83.1 | #N/A | #N/A
OKT Lighting | CE6-27W-30E | 2247 | Downlight | 83.2 | 2019-07-08 | 2019-07-11 | High | 2 | #N/A | 83.2 | #N/A | #N/A
luxrite | LR23748 | 1000 | Downlight | 83.3 | 2021-11-17 | 2021-11-12 | High | 2 | #N/A | 83.3 | #N/A | #N/A
luxrite | LR23761 | 1000 | Downlight | 83.3 | 2020-12-22 | 2020-12-24 | High | 2 | #N/A | 83.3 | #N/A | #N/A
luxrite | LR23764 | 1000 | Downlight | 83.3 | 2021-02-20 | 2021-02-23 | High | 2 | #N/A | 83.3 | #N/A | #N/A
luxrite | LR23947 | 1000 | Downlight | 83.3 | 2022-07-05 | 2022-07-05 | High | 2 | #N/A | 83.3 | #N/A | #N/A
CREE LIGHTING | CDR4-B-ALS-9ACK-10V5-WH-UNV | 1000 | Downlight | 83.3 | 2022-04-12 | 2022-06-30 | High | 2 | #N/A | 83.3 | #N/A | #N/A
EELighting | CDFP-65R4-3WS-MW-3WS3CCTA-120347V-010V-CRI90 | 1000 | Downlight | 83.3 | 2021-01-14 | 2021-02-04 | High | 2 | #N/A | 83.3 | #N/A | #N/A
ESL | ESL-OPT-4-0712W-23050K | 1000 | Downlight | 83.3 | 2022-11-03 | 2022-11-03 | High | 2 | #N/A | 83.3 | #N/A | #N/A
Eglo | 203675A | 1000 | Downlight | 83.3 | 2019-04-01 | 2019-04-09 | High | 2 | #N/A | 83.3 | #N/A | #N/A
Eglo | 203914A | 1000 | Downlight | 83.3 | 2019-07-01 | 2019-04-09 | High | 2 | #N/A | 83.3 | #N/A | #N/A
DMF Lighting | DID4M-10927* | 1000 | Downlight | 83.3 | 2021-02-01 | 2021-02-02 | High | 2 | #N/A | 83.3 | #N/A | #N/A
DMF Lighting | DID4M-10930* | 1000 | Downlight | 83.3 | 2021-02-01 | 2021-02-02 | High | 2 | #N/A | 83.3 | #N/A | #N/A
DMF Lighting | DID4M-10935* | 1000 | Downlight | 83.3 | 2021-02-01 | 2021-02-02 | High | 2 | #N/A | 83.3 | #N/A | #N/A
DMF Lighting | DID4M-10940* | 1000 | Downlight | 83.3 | 2021-02-01 | 2021-02-02 | High | 2 | #N/A | 83.3 | #N/A | #N/A
DMF Lighting | DRD5S4S10927 | 1000 | Downlight | 83.3 | 2018-09-01 | 2018-11-08 | High | 2 | #N/A | 83.3 | #N/A | #N/A
EarthBulb | DL4WSCCTWH1 | 1000 | Downlight | 83.3 | 2022-08-24 | 2022-11-04 | High | 2 | #N/A | 83.3 | #N/A | #N/A
Euri lighting | DLC6S-12W105se | 1000 | Downlight | 83.3 | 2019-12-13 | 2020-01-12 | High | 2 | #N/A | 83.3 | #N/A | #N/A
Etlin-Daniels | DLCLR4-5812WC0-WH-FB | 1000 | Downlight | 83.3 | 2021-06-10 | 2021-07-29 | High | 2 | #N/A | 83.3 | #N/A | #N/A
Prescolite | LBSD-6RD-CS9-WH | 1000 | Downlight | 83.3 | 2021-10-22 | 2022-06-27 | High | 2 | #N/A | 83.3 | #N/A | #N/A
HENGTE | HT-G65URRD6-812-27I-## | 1000 | Downlight | 83.3 | 2021-01-06 | 2021-01-07 | High | 2 | #N/A | 83.3 | #N/A | #N/A
HENGTE | HT-G65USRD6-812-27I-##1 | 1000 | Downlight | 83.3 | 2021-01-06 | 2021-01-07 | High | 2 | #N/A | 83.3 | #N/A | #N/A
HENGTE | HT-G11CEDL-RD7-812-30G-##1 | 1000 | Downlight | 83.3 | 2019-12-26 | 2020-01-15 | High | 2 | #N/A | 83.3 | #N/A | #N/A
HENGTE | HT-G65URRD6-812-27I-## | 1000 | Downlight | 83.3 | 2019-04-30 | 2019-04-29 | High | 2 | #N/A | 83.3 | #N/A | #N/A
HENGTE | HT-G65USSD6-812-27I-## | 1000 | Downlight | 83.3 | 2019-04-30 | 2019-04-30 | High | 2 | #N/A | 83.3 | #N/A | #N/A
HENGTE | HT-G6URRD6-812-30E-** | 1000 | Downlight | 83.3 | 2018-12-18 | 2018-12-17 | High | 2 | #N/A | 83.3 | #N/A | #N/A
Green Creative | SLFT4/80CCTS/DIM010UNV | 1000 | Downlight | 83.3 | 2019-02-14 | 2019-03-12 | High | 2 | #N/A | 83.3 | #N/A | #N/A
Green Creative | SLFT4/80CCTS/DIM120V | 1000 | Downlight | 83.3 | 2019-02-14 | 2019-02-28 | High | 2 | #N/A | 83.3 | #N/A | #N/A
Sylvania | 65350 | 1000 | Downlight | 83.3 | 2021-01-15 | 2021-01-24 | High | 2 | #N/A | 83.3 | #N/A | #N/A
Sylvania | 65351 | 1000 | Downlight | 83.3 | 2021-01-15 | 2021-01-24 | High | 2 | #N/A | 83.3 | #N/A | #N/A
Sylvania | 65353 | 1000 | Downlight | 83.3 | 2021-01-15 | 2021-01-24 | High | 2 | #N/A | 83.3 | #N/A | #N/A
Sylvania | 65354 | 1000 | Downlight | 83.3 | 2021-01-15 | 2021-01-24 | High | 2 | #N/A | 83.3 | #N/A | #N/A
Keystone | KT-WDLED12-6A-9CSF-FDIM-G | 1000 | Downlight | 83.3 | 2022-12-06 | 2022-12-06 | High | 2 | #N/A | 83.3 | #N/A | #N/A
Sylvania | 65458 | 1000 | Downlight | 83.3 | 2021-01-15 | 2021-01-24 | High | 2 | #N/A | 83.3 | #N/A | #N/A
Sylvania | 65459 | 1000 | Downlight | 83.3 | 2021-01-15 | 2021-01-24 | High | 2 | #N/A | 83.3 | #N/A | #N/A
Sylvania | 65461 | 1000 | Downlight | 83.3 | 2021-01-15 | 2021-01-24 | High | 2 | #N/A | 83.3 | #N/A | #N/A
Sylvania | 65462 | 1000 | Downlight | 83.3 | 2021-01-15 | 2021-01-24 | High | 2 | #N/A | 83.3 | #N/A | #N/A
Sylvania | 65464 | 1000 | Downlight | 83.3 | 2021-01-15 | 2021-01-24 | High | 2 | #N/A | 83.3 | #N/A | #N/A
Sylvania | 65465 | 1000 | Downlight | 83.3 | 2021-01-15 | 2021-01-24 | High | 2 | #N/A | 83.3 | #N/A | #N/A
Sylvania | 65467 | 1000 | Downlight | 83.3 | 2021-01-15 | 2021-01-24 | High | 2 | #N/A | 83.3 | #N/A | #N/A
Sylvania | 65468 | 1000 | Downlight | 83.3 | 2021-01-15 | 2021-01-24 | High | 2 | #N/A | 83.3 | #N/A | #N/A
Sylvania | 65470 | 1000 | Downlight | 83.3 | 2021-01-15 | 2021-01-24 | High | 2 | #N/A | 83.3 | #N/A | #N/A
Sylvania | 65471 | 1000 | Downlight | 83.3 | 2021-01-15 | 2021-01-24 | High | 2 | #N/A | 83.3 | #N/A | #N/A
Sylvania | 65693 | 1000 | Downlight | 83.3 | 2021-09-15 | 2021-10-18 | High | 2 | #N/A | 83.3 | #N/A | #N/A
LED ONE | LOC-4DL-MW(5.5/8/12)MCCT(30/40/50)D | 1000 | Downlight | 83.3 | 2022-05-25 | 2022-09-19 | High | 2 | #N/A | 83.3 | #N/A | #N/A
Sylvania | 65341 | 1000 | Downlight | 83.3 | 2021-01-15 | 2021-01-24 | High | 2 | #N/A | 83.3 | #N/A | #N/A
Sylvania | 65342 | 1000 | Downlight | 83.3 | 2021-01-15 | 2021-01-24 | High | 2 | #N/A | 83.3 | #N/A | #N/A
Sylvania | 65344 | 1000 | Downlight | 83.3 | 2021-01-15 | 2021-01-24 | High | 2 | #N/A | 83.3 | #N/A | #N/A
Sylvania | 65345 | 1000 | Downlight | 83.3 | 2021-01-15 | 2021-01-24 | High | 2 | #N/A | 83.3 | #N/A | #N/A
Sylvania | 65347 | 1000 | Downlight | 83.3 | 2021-01-15 | 2021-01-24 | High | 2 | #N/A | 83.3 | #N/A | #N/A
Sylvania | 65348 | 1000 | Downlight | 83.3 | 2021-01-15 | 2021-01-24 | High | 2 | #N/A | 83.3 | #N/A | #N/A
NDR Electric | RZR-611-12W-27K-WH | 1000 | Downlight | 83.3 | 2018-05-04 | 2018-07-03 | High | 2 | #N/A | 83.3 | #N/A | #N/A
Light by Lotus | TP120-347-RT4-C-DIM-G1-ES | 1000 | Downlight | 83.3 | 2021-04-30 | 2021-06-16 | High | 2 | #N/A | 83.3 | #N/A | #N/A
MaxLite | RRECO81230W/V2 | 1000 | Downlight | 83.3 | 2017-06-27 | 2017-07-06 | High | 2 | #N/A | 83.3 | #N/A | #N/A
MaxLite | RRECO81240W/V2 | 1000 | Downlight | 83.3 | 2017-06-27 | 2017-07-06 | High | 2 | #N/A | 83.3 | #N/A | #N/A
Rab Design | SPLRP-LED12-A-2.7K-WHT | 1000 | Downlight | 83.3 | 2020-10-15 | 2020-11-13 | High | 2 | #N/A | 83.3 | #N/A | #N/A
Rab Design | SPLRP-LED12-A-2.7K-WHT-SMS | 1000 | Downlight | 83.3 | 2020-12-18 | 2021-01-21 | High | 2 | #N/A | 83.3 | #N/A | #N/A
Rab Design | SPLRP-LED12-A-3K-WHT | 1000 | Downlight | 83.3 | 2020-10-15 | 2020-11-13 | High | 2 | #N/A | 83.3 | #N/A | #N/A
Rab Design | SPLRP-LED12-A-3K-WHT-SMS | 1000 | Downlight | 83.3 | 2020-12-18 | 2021-01-21 | High | 2 | #N/A | 83.3 | #N/A | #N/A
Rab Design | SPLRP-LED12-A-4K-WHT | 1000 | Downlight | 83.3 | 2020-10-15 | 2020-11-13 | High | 2 | #N/A | 83.3 | #N/A | #N/A
Rab Design | SPLRP-LED12-A-4K-WHT-SMS | 1000 | Downlight | 83.3 | 2020-12-18 | 2021-01-21 | High | 2 | #N/A | 83.3 | #N/A | #N/A
RDA Lighting | SPLRP-LED12-A-2.7K-WHT | 1000 | Downlight | 83.3 | 2020-10-15 | 2020-11-13 | High | 2 | #N/A | 83.3 | #N/A | #N/A
RDA Lighting | SPLRP-LED12-A-2.7K-WHT-SMS | 1000 | Downlight | 83.3 | 2020-12-18 | 2021-01-21 | High | 2 | #N/A | 83.3 | #N/A | #N/A
RDA Lighting | SPLRP-LED12-A-3K-WHT | 1000 | Downlight | 83.3 | 2020-10-15 | 2020-11-13 | High | 2 | #N/A | 83.3 | #N/A | #N/A
RDA Lighting | SPLRP-LED12-A-3K-WHT-SMS | 1000 | Downlight | 83.3 | 2020-12-18 | 2021-01-21 | High | 2 | #N/A | 83.3 | #N/A | #N/A
RDA Lighting | SPLRP-LED12-A-4K-WHT | 1000 | Downlight | 83.3 | 2020-10-15 | 2020-11-13 | High | 2 | #N/A | 83.3 | #N/A | #N/A
RDA Lighting | SPLRP-LED12-A-4K-WHT-SMS | 1000 | Downlight | 83.3 | 2020-12-18 | 2021-01-21 | High | 2 | #N/A | 83.3 | #N/A | #N/A
RAB | DLC0054(CRLEDFA-4R-12S-9CCT-UNV-WS) | 1000 | Downlight | 83.3 | 2021-11-17 | 2021-12-09 | High | 2 | #N/A | 83.3 | #N/A | #N/A
Ortech | SLIM4DGF-3K** | 1000 | Downlight | 83.3 | 2020-08-08 | 2020-08-19 | High | 2 | #N/A | 83.3 | #N/A | #N/A
Ortech | SLIM4DGF-4K** | 1000 | Downlight | 83.3 | 2020-08-08 | 2020-08-19 | High | 2 | #N/A | 83.3 | #N/A | #N/A
Ortech | SLIM4DGF-5K** | 1000 | Downlight | 83.3 | 2020-08-08 | 2020-08-19 | High | 2 | #N/A | 83.3 | #N/A | #N/A
Ortech | SLIM4DGR-3K** | 1000 | Downlight | 83.3 | 2020-08-08 | 2020-08-19 | High | 2 | #N/A | 83.3 | #N/A | #N/A
Ortech | SLIM4DGR-4K** | 1000 | Downlight | 83.3 | 2020-08-08 | 2020-08-19 | High | 2 | #N/A | 83.3 | #N/A | #N/A
Ortech | SLIM4DGR-5K** | 1000 | Downlight | 83.3 | 2020-08-08 | 2020-08-19 | High | 2 | #N/A | 83.3 | #N/A | #N/A
LEDIMWO | LDW-SLDL-6RD12W-5CCT | 1000 | Downlight | 83.3 | 2021-02-02 | 2021-03-05 | High | 2 | #N/A | 83.3 | #N/A | #N/A
LEDIMWO | LDW-SLDL-6RD12W-ST (2700K) | 1000 | Downlight | 83.3 | 2020-01-04 | 2020-01-09 | High | 2 | #N/A | 83.3 | #N/A | #N/A
LEDIMWO | LDW-SLDL-6RD12W-WD | 1000 | Downlight | 83.3 | 2021-02-02 | 2021-03-05 | High | 2 | #N/A | 83.3 | #N/A | #N/A
HOMI | HM05-PS7-12W277-30K-*SA | 1000 | Downlight | 83.3 | 2019-01-25 | 2019-01-30 | High | 2 | #N/A | 83.3 | #N/A | #N/A
YG | YGCL-12X-ETL(3000K) | 1000 | Downlight | 83.3 | 2022-01-02 | 2018-12-12 | High | 2 | #N/A | 83.3 | #N/A | #N/A
YG | YGCL-12X-ETL(3000K) | 1000 | Downlight | 83.3 | 2021-01-21 | 2021-01-24 | High | 2 | #N/A | 83.3 | #N/A | #N/A
YG | YGCL-12X-ETL(4000K) | 1000 | Downlight | 83.3 | 2022-01-02 | 2018-12-12 | High | 2 | #N/A | 83.3 | #N/A | #N/A
YG | YGCL-12X-ETL(4000K) | 1000 | Downlight | 83.3 | 2021-01-21 | 2021-01-24 | High | 2 | #N/A | 83.3 | #N/A | #N/A
YG | YGCL-12X-ETL(5000K) | 1000 | Downlight | 83.3 | 2022-01-02 | 2018-12-12 | High | 2 | #N/A | 83.3 | #N/A | #N/A
YG | YGCL-12X-ETL(5000K) | 1000 | Downlight | 83.3 | 2021-01-21 | 2021-01-24 | High | 2 | #N/A | 83.3 | #N/A | #N/A
Sunlite | 82083 | 1000 | Downlight | 83.3 | 2021-04-13 | 2021-04-09 | High | 2 | #N/A | 83.3 | #N/A | #N/A
YUURTA | YT-6-12W-GR(3000K) | 1000 | Downlight | 83.3 | 2018-12-01 | 2019-11-11 | High | 2 | #N/A | 83.3 | #N/A | #N/A
YUURTA | YT-6-12W-GR(4000K) | 1000 | Downlight | 83.3 | 2018-12-01 | 2019-11-11 | High | 2 | #N/A | 83.3 | #N/A | #N/A
YUURTA | YT-6-12W-GR(5000K) | 1000 | Downlight | 83.3 | 2018-12-01 | 2019-11-11 | High | 2 | #N/A | 83.3 | #N/A | #N/A
Stanpro | CDU4R-G2-PS3Q/3CWH | 1000 | Downlight | 83.3 | 2022-07-05 | 2022-07-05 | High | 2 | #N/A | 83.3 | #N/A | #N/A
SLG Lighting | DS 7R 10 G1 30K | 1000 | Downlight | 83.3 | 2020-02-19 | 2020-02-18 | High | 2 | #N/A | 83.3 | #N/A | #N/A
SLG Lighting | DS 7R 10 G1 35K | 1000 | Downlight | 83.3 | 2020-02-19 | 2020-02-18 | High | 2 | #N/A | 83.3 | #N/A | #N/A
SLG Lighting | DS 7R 10 G1 40K | 1000 | Downlight | 83.3 | 2020-02-19 | 2020-02-18 | High | 2 | #N/A | 83.3 | #N/A | #N/A
SLG Lighting | DS 7R 10 G1 50K | 1000 | Downlight | 83.3 | 2020-02-19 | 2020-02-18 | High | 2 | #N/A | 83.3 | #N/A | #N/A
Lightolier | CR4RLMCCT | 1000 | Downlight | 83.3 | 2020-12-01 | 2020-12-18 | High | 2 | #N/A | 83.3 | #N/A | #N/A
TORCHSTAR | JXLDL6D-12W## | 1000 | Downlight | 83.3 | 2021-01-01 | 2021-06-03 | High | 2 | #N/A | 83.3 | #N/A | #N/A
ILLUMINEX TECHNOLOGIES | ILXSP-12X-ETL(3000K) | 1000 | Downlight | 83.3 | 2018-12-01 | 2018-12-18 | High | 2 | #N/A | 83.3 | #N/A | #N/A
ILLUMINEX TECHNOLOGIES | ILXSP-12X-ETL(4000K) | 1000 | Downlight | 83.3 | 2018-12-01 | 2018-12-18 | High | 2 | #N/A | 83.3 | #N/A | #N/A
ILLUMINEX TECHNOLOGIES | ILXSP-12X-ETL(5000K) | 1000 | Downlight | 83.3 | 2018-12-01 | 2018-12-18 | High | 2 | #N/A | 83.3 | #N/A | #N/A
llluminex | ILX-SP-12W-3CCT-WL | 1000 | Downlight | 83.3 | 2020-08-03 | 2020-08-06 | High | 2 | #N/A | 83.3 | #N/A | #N/A
Tamlite Lighting | CLY4-5CCTA/** | 1000 | Downlight | 83.3 | 2022-09-10 | 2022-09-08 | High | 2 | #N/A | 83.3 | #N/A | #N/A
WAC Lighting | R2ESAR-2-W930-** | 1000 | Downlight | 83.3 | 2020-12-15 | 2021-02-05 | High | 2 | #N/A | 83.3 | #N/A | #N/A
WAC Lighting | R2ESAR-2-W935-** | 1000 | Downlight | 83.3 | 2020-12-15 | 2021-02-05 | High | 2 | #N/A | 83.3 | #N/A | #N/A
WAC Lighting | R2ESAR-2-W940-** | 1000 | Downlight | 83.3 | 2020-12-15 | 2021-02-05 | High | 2 | #N/A | 83.3 | #N/A | #N/A
WAC Lighting | R2ESAR-2-W950-** | 1000 | Downlight | 83.3 | 2020-12-15 | 2021-02-05 | High | 2 | #N/A | 83.3 | #N/A | #N/A
WISDOM | WSD-4CDL5812W27-33540K-JA8-W | 1000 | Downlight | 83.3 | 2022-12-23 | 2022-12-30 | High | 2 | #N/A | 83.3 | #N/A | #N/A
YSL | WHDL6-15-83CCT-WH | 1250 | Downlight | 83.3 | 2021-08-26 | 2021-09-29 | High | 2 | #N/A | 83.3 | #N/A | #N/A
LOTUS LED LIGHTS | LD4R-35K | 1250 | Downlight | 83.3 | 2020-08-14 | 2020-10-13 | High | 2 | #N/A | 83.3 | #N/A | #N/A
LOTUS LED LIGHTS | LD4S-35K | 1250 | Downlight | 83.3 | 2020-08-14 | 2020-10-13 | High | 2 | #N/A | 83.3 | #N/A | #N/A
LOTUS LED LIGHTS | LL4G-35K-HO | 1250 | Downlight | 83.3 | 2020-08-14 | 2020-10-13 | High | 2 | #N/A | 83.3 | #N/A | #N/A
LOTUS LED LIGHTS | LRG4-35K-HO | 1250 | Downlight | 83.3 | 2020-08-14 | 2020-10-13 | High | 2 | #N/A | 83.3 | #N/A | #N/A
LOTUS LED LIGHTS | LRG6-30K | 1250 | Downlight | 83.3 | 2017-11-15 | 2017-11-23 | High | 2 | #N/A | 83.3 | #N/A | #N/A
LOTUS LED LIGHTS | LRG6-35K | 1250 | Downlight | 83.3 | 2020-08-14 | 2020-10-13 | High | 2 | #N/A | 83.3 | #N/A | #N/A
luxrite | LR23765 | 1500 | Downlight | 83.3 | 2021-02-20 | 2021-02-23 | High | 2 | #N/A | 83.3 | #N/A | #N/A
Simply Conserve | L7/18-DL6-35/50-D-ADJ | 1500 | Downlight | 83.3 | 2020-05-12 | 2020-05-27 | High | 2 | #N/A | 83.3 | #N/A | #N/A
Archipelago Lighting | LDRS8-18-S5-B | 1500 | Downlight | 83.3 | 2021-09-24 | 2021-10-29 | High | 2 | #N/A | 83.3 | #N/A | #N/A
Archipelago Lighting | LDRS8-18-S5-F | 1500 | Downlight | 83.3 | 2021-09-24 | 2021-10-26 | High | 2 | #N/A | 83.3 | #N/A | #N/A
CREE LIGHTING | CDR6-B-ALS-9ACK-10V5-WH-UNV | 1500 | Downlight | 83.3 | 2022-04-12 | 2022-06-30 | High | 2 | #N/A | 83.3 | #N/A | #N/A
Elite | RL876-1400L-DIMTR-120-27K/30K/35K/40K/50K-90-WH | 1500 | Downlight | 83.3 | 2019-06-07 | 2019-06-07 | High | 2 | #N/A | 83.3 | #N/A | #N/A
Aeralux | AE-DL-ATE-6-14-18WT-010-P30/35/40 | 1500 | Downlight | 83.3 | 2019-12-28 | 2020-01-09 | High | 2 | #N/A | 83.3 | #N/A | #N/A
Eglo | 203646A | 1500 | Downlight | 83.3 | 2019-04-01 | 2019-04-09 | High | 2 | #N/A | 83.3 | #N/A | #N/A
Eglo | 203678A | 1500 | Downlight | 83.3 | 2019-04-01 | 2019-04-09 | High | 2 | #N/A | 83.3 | #N/A | #N/A
Eglo | 203915A | 1500 | Downlight | 83.3 | 2019-07-01 | 2019-04-09 | High | 2 | #N/A | 83.3 | #N/A | #N/A
Elite | RL875-1400L-DIMTR-120-27K/30K/35K/40K/50K-90-WH | 1500 | Downlight | 83.3 | 2019-06-04 | 2019-06-10 | High | 2 | #N/A | 83.3 | #N/A | #N/A
EELighting | CDFP-64R6-3WS-MW-3WS3CCTA-120277V-010V-CRI90 | 1500 | Downlight | 83.3 | 2020-09-01 | 2020-10-15 | High | 2 | #N/A | 83.3 | #N/A | #N/A
Earthtronics | DL6WSCCTWH1 | 1500 | Downlight | 83.3 | 2020-09-01 | 2020-09-17 | High | 2 | #N/A | 83.3 | #N/A | #N/A
Euri lighting | DLC6C-18W103swej | 1500 | Downlight | 83.3 | 2020-01-18 | 2020-03-12 | High | 2 | #N/A | 83.3 | #N/A | #N/A
Galaxy Lighting | L648230*** | 1500 | Downlight | 83.3 | 2020-12-30 | 2022-02-17 | High | 2 | #N/A | 83.3 | #N/A | #N/A
Galaxy Lighting | L648235*** | 1500 | Downlight | 83.3 | 2022-05-30 | 2022-02-17 | High | 2 | #N/A | 83.3 | #N/A | #N/A
Galaxy Lighting | L648240*** | 1500 | Downlight | 83.3 | 2020-12-30 | 2022-02-17 | High | 2 | #N/A | 83.3 | #N/A | #N/A
Galaxy Lighting | L648250*** | 1500 | Downlight | 83.3 | 2022-05-30 | 2022-02-17 | High | 2 | #N/A | 83.3 | #N/A | #N/A
HENGTE | HT-G65ARRD8-918-27L-##1 | 1500 | Downlight | 83.3 | 2020-04-15 | 2020-04-16 | High | 2 | #N/A | 83.3 | #N/A | #N/A
HENGTE | HT-G65ARRD8-918-27M-##2 | 1500 | Downlight | 83.3 | 2020-07-10 | 2020-07-15 | High | 2 | #N/A | 83.3 | #N/A | #N/A
HENGTE | HT-G65ASSD8-918-27L-##1 | 1500 | Downlight | 83.3 | 2020-04-15 | 2020-04-16 | High | 2 | #N/A | 83.3 | #N/A | #N/A
HENGTE | HT-G65BRRD8-918-27M-##2 | 1500 | Downlight | 83.3 | 2021-04-26 | 2021-05-04 | High | 2 | #N/A | 83.3 | #N/A | #N/A
HENGTE | HT-G65BSSD8-918-27L-##1 | 1500 | Downlight | 83.3 | 2020-04-25 | 2020-04-22 | High | 2 | #N/A | 83.3 | #N/A | #N/A
HENGTE | HT-G65ERRD8-918-XXM-##1 | 1500 | Downlight | 83.3 | 2020-08-12 | 2020-08-13 | High | 2 | #N/A | 83.3 | #N/A | #N/A
HENGTE | HT-US-G61URRDD8-918-271212-M#1 | 1500 | Downlight | 83.3 | 2020-06-19 | 2020-06-22 | High | 2 | #N/A | 83.3 | #N/A | #N/A
HENGTE | HT-US-G61URRDD8-918-301212-M#1 | 1500 | Downlight | 83.3 | 2020-06-19 | 2020-06-22 | High | 2 | #N/A | 83.3 | #N/A | #N/A
HENGTE | HT-US-G61URRDD8-918-351212-M#1 | 1500 | Downlight | 83.3 | 2020-06-19 | 2020-06-22 | High | 2 | #N/A | 83.3 | #N/A | #N/A
HENGTE | HT-US-G61URRDD8-918-401212-M#1 | 1500 | Downlight | 83.3 | 2020-06-19 | 2020-06-22 | High | 2 | #N/A | 83.3 | #N/A | #N/A
HENGTE | HT-US-G61URRDD8-918-501212-M#1 | 1500 | Downlight | 83.3 | 2020-06-19 | 2020-06-22 | High | 2 | #N/A | 83.3 | #N/A | #N/A
LED downlight | HT-G65BRRD8-918-27L-##1 | 1500 | Downlight | 83.3 | 2020-04-13 | 2020-04-13 | High | 2 | #N/A | 83.3 | #N/A | #N/A
Halco Lighting Technologies | 89106 | 1500 | Downlight | 83.3 | 2021-06-04 | 2021-06-13 | High | 2 | #N/A | 83.3 | #N/A | #N/A
Halco Lighting Technologies | 89110 | 1500 | Downlight | 83.3 | 2021-06-04 | 2021-06-13 | High | 2 | #N/A | 83.3 | #N/A | #N/A
Green Creative | MFR8/9CCT5S/DUALDIM/EXT | 1500 | Downlight | 83.3 | 2022-10-15 | 2022-10-17 | High | 2 | #N/A | 83.3 | #N/A | #N/A
HENGTE | HT-G65URRD8-918-27M-## | 1500 | Downlight | 83.3 | 2019-04-19 | 2019-04-29 | High | 2 | #N/A | 83.3 | #N/A | #N/A
HENGTE | HT-G65USSD8-918-27M-## | 1500 | Downlight | 83.3 | 2019-04-19 | 2019-04-29 | High | 2 | #N/A | 83.3 | #N/A | #N/A
Sylvania | 65476 | 1500 | Downlight | 83.3 | 2020-09-23 | 2020-09-24 | High | 2 | #N/A | 83.3 | #N/A | #N/A
Levior Lighting | LLUL-CDL6S14/18W-ES-4 | 1500 | Downlight | 83.3 | 2021-01-10 | 2021-01-12 | High | 2 | #N/A | 83.3 | #N/A | #N/A
LED ONE | LOC-6DL-MW(7/10/18)MCCT(30/40/50)D | 1500 | Downlight | 83.3 | 2022-05-25 | 2022-09-19 | High | 2 | #N/A | 83.3 | #N/A | #N/A
LED ONE | LOC-6DL-MW-MCCT-V2 | 1500 | Downlight | 83.3 | 2020-03-12 | 2020-06-01 | High | 2 | #N/A | 83.3 | #N/A | #N/A
NDR Electric | RZR-CCT-FR615-WH | 1500 | Downlight | 83.3 | 2021-09-01 | 2022-01-04 | High | 2 | #N/A | 83.3 | #N/A | #N/A
MW LIGHTING | MRSD818W-5CCT | 1500 | Downlight | 83.3 | 2021-08-20 | 2021-12-20 | High | 2 | #N/A | 83.3 | #N/A | #N/A
MW LIGHTING | MRSD818WBA-5CCT | 1500 | Downlight | 83.3 | 2021-08-20 | 2021-12-17 | High | 2 | #N/A | 83.3 | #N/A | #N/A
MW LIGHTING | MSSD818WBA-5CCT | 1500 | Downlight | 83.3 | 2021-08-20 | 2021-12-17 | High | 2 | #N/A | 83.3 | #N/A | #N/A
MW LIGHTING | MW-RSD818W-27/30/35/40/50K | 1500 | Downlight | 83.3 | 2021-04-08 | 2021-04-15 | High | 2 | #N/A | 83.3 | #N/A | #N/A
MW LIGHTING | MW-RSD818WBA-27/30/35/40/50K | 1500 | Downlight | 83.3 | 2021-04-09 | 2021-04-15 | High | 2 | #N/A | 83.3 | #N/A | #N/A
LOTUS LED LIGHTS | LD4R-27K-HO | 1500 | Downlight | 83.3 | 2020-08-14 | 2020-10-13 | High | 2 | #N/A | 83.3 | #N/A | #N/A
LOTUS LED LIGHTS | LD4S-27K-HO | 1500 | Downlight | 83.3 | 2020-08-14 | 2020-10-13 | High | 2 | #N/A | 83.3 | #N/A | #N/A
LOTUS LED LIGHTS | LD6R-27K | 1500 | Downlight | 83.3 | 2019-10-01 | 2019-10-30 | High | 2 | #N/A | 83.3 | #N/A | #N/A
LOTUS LED LIGHTS | LD8R-27K | 1500 | Downlight | 83.3 | 2019-10-01 | 2019-10-30 | High | 2 | #N/A | 83.3 | #N/A | #N/A
LOTUS LED LIGHTS | LRG6-27K-HO | 1500 | Downlight | 83.3 | 2020-08-14 | 2020-10-13 | High | 2 | #N/A | 83.3 | #N/A | #N/A
MaxLite | RRECO81830W/V2 | 1500 | Downlight | 83.3 | 2017-06-27 | 2017-07-06 | High | 2 | #N/A | 83.3 | #N/A | #N/A
MaxLite | RRECO81840W/V2 | 1500 | Downlight | 83.3 | 2017-06-27 | 2017-07-06 | High | 2 | #N/A | 83.3 | #N/A | #N/A
MaxLite | SDBR8189CSW | 1500 | Downlight | 83.3 | 2020-12-12 | 2021-01-14 | High | 2 | #N/A | 83.3 | #N/A | #N/A
RAB | DLS0087(SUMOFA-9R-18-9CCT-120-W) | 1500 | Downlight | 83.3 | 2021-10-27 | 2021-12-20 | High | 2 | #N/A | 83.3 | #N/A | #N/A
RAB | DLC0017 | 1500 | Downlight | 83.3 | 2019-10-28 | 2019-11-01 | High | 2 | #N/A | 83.3 | #N/A | #N/A
RAB | DLC0018 | 1500 | Downlight | 83.3 | 2019-10-28 | 2019-11-01 | High | 2 | #N/A | 83.3 | #N/A | #N/A
RAB | DLC0019 | 1500 | Downlight | 83.3 | 2019-10-28 | 2019-11-01 | High | 2 | #N/A | 83.3 | #N/A | #N/A
RAB | DLC0027 | 1500 | Downlight | 83.3 | 2019-10-28 | 2019-10-30 | High | 2 | #N/A | 83.3 | #N/A | #N/A
RAB | DLC0029 | 1500 | Downlight | 83.3 | 2019-12-09 | 2020-03-26 | High | 2 | #N/A | 83.3 | #N/A | #N/A
Homi LIGHTING | HM07-PR9-18W277-30K-MS-SA | 1500 | Downlight | 83.3 | 2021-06-01 | 2021-07-19 | High | 2 | #N/A | 83.3 | #N/A | #N/A
SLG Lighting | DF 8R 15 G1 9FS | 1500 | Downlight | 83.3 | 2020-04-09 | 2020-04-10 | High | 2 | #N/A | 83.3 | #N/A | #N/A
SLG Lighting | DF 8S 15 G1 9FS | 1500 | Downlight | 83.3 | 2020-04-09 | 2020-04-10 | High | 2 | #N/A | 83.3 | #N/A | #N/A
Valriya | VA-CDLA-6 | 1500 | Downlight | 83.3 | 2021-05-08 | 2021-05-11 | High | 2 | #N/A | 83.3 | #N/A | #N/A
TORCHSTAR | SJ1DLJB-6SHS18D##H-WHT-R | 1500 | Downlight | 83.3 | 2022-04-07 | 2022-04-21 | High | 2 | #N/A | 83.3 | #N/A | #N/A
WAC Lighting | R2ESAR-3-W930-** | 1500 | Downlight | 83.3 | 2020-12-15 | 2021-02-05 | High | 2 | #N/A | 83.3 | #N/A | #N/A
WAC Lighting | R2ESAR-3-W935-** | 1500 | Downlight | 83.3 | 2020-12-15 | 2021-02-05 | High | 2 | #N/A | 83.3 | #N/A | #N/A
WAC Lighting | R2ESAR-3-W940-** | 1500 | Downlight | 83.3 | 2020-12-15 | 2021-02-05 | High | 2 | #N/A | 83.3 | #N/A | #N/A
WAC Lighting | R2ESAR-3-W950-** | 1500 | Downlight | 83.3 | 2020-12-15 | 2021-02-05 | High | 2 | #N/A | 83.3 | #N/A | #N/A
WISDOM | WSD-6CDL71018W27-33540K-JA8-W | 1500 | Downlight | 83.3 | 2022-12-23 | 2022-12-30 | High | 2 | #N/A | 83.3 | #N/A | #N/A
luxrite | LR23952 | 2000 | Downlight | 83.3 | 2021-12-14 | 2021-12-17 | High | 2 | #N/A | 83.3 | #N/A | #N/A
Trace-lite | FJX-R12-24-27K | 2000 | Downlight | 83.3 | 2019-06-24 | 2019-07-25 | High | 2 | #N/A | 83.3 | #N/A | #N/A
Trace-lite | FJX-R12-24-CTK | 2000 | Downlight | 83.3 | 2019-06-24 | 2019-07-25 | High | 2 | #N/A | 83.3 | #N/A | #N/A
Trace-lite | FJX-R12-24-VS-3K | 2000 | Downlight | 83.3 | 2019-06-24 | 2019-07-25 | High | 2 | #N/A | 83.3 | #N/A | #N/A
Aeralux | AE-DL-IF-06-24W-010-P3050-WH | 2000 | Downlight | 83.3 | 2020-12-30 | 2020-12-30 | High | 2 | #N/A | 83.3 | #N/A | #N/A
Entegrity | ENLED-8RCC-024W-CCT | 2000 | Downlight | 83.3 | 2019-11-25 | 2019-11-26 | High | 2 | #N/A | 83.3 | #N/A | #N/A
Aeralux | AE-DL-ATE-CA8-18-24WT-010-P30/35/40/50 | 2000 | Downlight | 83.3 | 2020-03-26 | 2020-03-27 | High | 2 | #N/A | 83.3 | #N/A | #N/A
Aeralux | AE-DL-ATE-CA8-18-24WT-010-P30/35/40/50 | 2000 | Downlight | 83.3 | 2020-03-26 | 2020-03-27 | High | 2 | #N/A | 83.3 | #N/A | #N/A
Eglo | 203679A | 2000 | Downlight | 83.3 | 2019-04-01 | 2019-04-09 | High | 2 | #N/A | 83.3 | #N/A | #N/A
FDL | FDFM-22W-LED-27K-120V-D | 2000 | Downlight | 83.3 | 2018-03-30 | 2018-02-08 | High | 2 | #N/A | 83.3 | #N/A | #N/A
Sylvania | 65380 | 2000 | Downlight | 83.3 | 2021-01-15 | 2021-01-24 | High | 2 | #N/A | 83.3 | #N/A | #N/A
Sylvania | 65381 | 2000 | Downlight | 83.3 | 2021-01-15 | 2021-01-24 | High | 2 | #N/A | 83.3 | #N/A | #N/A
Sylvania | 65383 | 2000 | Downlight | 83.3 | 2021-01-15 | 2021-01-24 | High | 2 | #N/A | 83.3 | #N/A | #N/A
Sylvania | 65384 | 2000 | Downlight | 83.3 | 2021-01-15 | 2021-01-24 | High | 2 | #N/A | 83.3 | #N/A | #N/A
Sylvania | 65386 | 2000 | Downlight | 83.3 | 2021-01-15 | 2021-01-24 | High | 2 | #N/A | 83.3 | #N/A | #N/A
Sylvania | 65387 | 2000 | Downlight | 83.3 | 2021-01-15 | 2021-01-24 | High | 2 | #N/A | 83.3 | #N/A | #N/A
Sylvania | 65389 | 2000 | Downlight | 83.3 | 2021-01-15 | 2021-01-24 | High | 2 | #N/A | 83.3 | #N/A | #N/A
Sylvania | 65390 | 2000 | Downlight | 83.3 | 2021-01-15 | 2021-01-24 | High | 2 | #N/A | 83.3 | #N/A | #N/A
Sylvania | 65690 | 2000 | Downlight | 83.3 | 2021-09-15 | 2021-10-15 | High | 2 | #N/A | 83.3 | #N/A | #N/A
Levior Lighting | LLUL-CDL8S18/24W-ES-4 | 2000 | Downlight | 83.3 | 2021-01-10 | 2021-01-12 | High | 2 | #N/A | 83.3 | #N/A | #N/A
MaxLite | RRECO82427W/V2 | 2000 | Downlight | 83.3 | 2017-04-25 | 2017-05-03 | High | 2 | #N/A | 83.3 | #N/A | #N/A
RAB | DLC0020 | 2000 | Downlight | 83.3 | 2019-10-28 | 2019-11-01 | High | 2 | #N/A | 83.3 | #N/A | #N/A
RAB | DLC0021 | 2000 | Downlight | 83.3 | 2019-10-28 | 2019-11-01 | High | 2 | #N/A | 83.3 | #N/A | #N/A
RAB | DLC0022 | 2000 | Downlight | 83.3 | 2019-10-28 | 2019-11-01 | High | 2 | #N/A | 83.3 | #N/A | #N/A
RAB | DLC0040(C6R12/18/249FAUNVW) | 2000 | Downlight | 83.3 | 2021-01-07 | 2021-01-10 | High | 2 | #N/A | 83.3 | #N/A | #N/A
RAB | DLC0055(CRLEDFA-6R-24S-9CCT-UNV-WS) | 2000 | Downlight | 83.3 | 2021-11-17 | 2021-12-02 | High | 2 | #N/A | 83.3 | #N/A | #N/A
ProLED | FSCDL8/MV/010V/LED | 2500 | Downlight | 83.3 | 2019-06-01 | 2020-01-09 | High | 2 | #N/A | 83.3 | #N/A | #N/A
NDR Eectric | TBX-CCT-810-WH | 2500 | Downlight | 83.3 | 2019-12-19 | 2020-01-21 | High | 2 | #N/A | 83.3 | #N/A | #N/A
MORRIS | 72639 | 2500 | Downlight | 83.3 | 2019-01-14 | 2019-05-13 | High | 2 | #N/A | 83.3 | #N/A | #N/A
Superior Life | 90997 | 2500 | Downlight | 83.3 | 2019-06-01 | 2020-05-11 | High | 2 | #N/A | 83.3 | #N/A | #N/A
LIGHT THE FUTURE | D848-90-10 | 2500 | Downlight | 83.3 | 2019-06-01 | 2019-12-13 | High | 2 | #N/A | 83.3 | #N/A | #N/A
GE Current, a Daintree company | LRXR1030827MD | 3000 | Downlight | 83.3 | 2020-01-15 | 2020-01-13 | High | 2 | #N/A | 83.3 | #N/A | #N/A
Nora Lighting | NRLM-10C3035BWLE4 | 3000 | Downlight | 83.3 | 2018-07-30 | 2018-08-03 | High | 2 | #N/A | 83.3 | #N/A | #N/A
WAC | R1GAT12-F927-**** | 3000 | Downlight | 83.3 | 2022-04-18 | 2022-05-18 | High | 2 | #N/A | 83.3 | #N/A | #N/A
WAC | R1GAT12-F930-**** | 3000 | Downlight | 83.3 | 2022-04-18 | 2022-05-18 | High | 2 | #N/A | 83.3 | #N/A | #N/A
WAC | R1GAT12-F935-**** | 3000 | Downlight | 83.3 | 2022-04-18 | 2022-05-18 | High | 2 | #N/A | 83.3 | #N/A | #N/A
WAC | R1GAT12-F940-**** | 3000 | Downlight | 83.3 | 2022-04-18 | 2022-05-18 | High | 2 | #N/A | 83.3 | #N/A | #N/A
WAC | R1GAT12-N927-**** | 3000 | Downlight | 83.3 | 2022-04-18 | 2022-05-18 | High | 2 | #N/A | 83.3 | #N/A | #N/A
WAC | R1GAT12-N930-**** | 3000 | Downlight | 83.3 | 2022-04-18 | 2022-05-18 | High | 2 | #N/A | 83.3 | #N/A | #N/A
WAC | R1GAT12-N935-**** | 3000 | Downlight | 83.3 | 2022-04-18 | 2022-05-18 | High | 2 | #N/A | 83.3 | #N/A | #N/A
WAC | R1GAT12-N940-**** | 3000 | Downlight | 83.3 | 2022-04-18 | 2022-05-18 | High | 2 | #N/A | 83.3 | #N/A | #N/A
WAC | R1GAT12-S927-**** | 3000 | Downlight | 83.3 | 2022-04-18 | 2022-05-18 | High | 2 | #N/A | 83.3 | #N/A | #N/A
WAC | R1GAT12-S930-**** | 3000 | Downlight | 83.3 | 2022-04-18 | 2022-05-18 | High | 2 | #N/A | 83.3 | #N/A | #N/A
WAC | R1GAT12-S935-**** | 3000 | Downlight | 83.3 | 2022-04-18 | 2022-05-18 | High | 2 | #N/A | 83.3 | #N/A | #N/A
WAC | R1GAT12-S940-**** | 3000 | Downlight | 83.3 | 2022-04-18 | 2022-05-18 | High | 2 | #N/A | 83.3 | #N/A | #N/A
WAC | R1GDL12-F927-**** | 3000 | Downlight | 83.3 | 2022-04-18 | 2022-05-18 | High | 2 | #N/A | 83.3 | #N/A | #N/A
WAC | R1GDL12-F930-**** | 3000 | Downlight | 83.3 | 2022-04-18 | 2022-05-18 | High | 2 | #N/A | 83.3 | #N/A | #N/A
WAC | R1GDL12-F935-**** | 3000 | Downlight | 83.3 | 2022-04-18 | 2022-05-18 | High | 2 | #N/A | 83.3 | #N/A | #N/A
WAC | R1GDL12-F940-**** | 3000 | Downlight | 83.3 | 2022-04-18 | 2022-05-18 | High | 2 | #N/A | 83.3 | #N/A | #N/A
WAC | R1GDL12-N927-**** | 3000 | Downlight | 83.3 | 2022-04-18 | 2022-05-18 | High | 2 | #N/A | 83.3 | #N/A | #N/A
WAC | R1GDL12-N930-**** | 3000 | Downlight | 83.3 | 2022-04-18 | 2022-05-18 | High | 2 | #N/A | 83.3 | #N/A | #N/A
WAC | R1GDL12-N935-**** | 3000 | Downlight | 83.3 | 2022-04-18 | 2022-05-18 | High | 2 | #N/A | 83.3 | #N/A | #N/A
WAC | R1GDL12-N940-**** | 3000 | Downlight | 83.3 | 2022-04-18 | 2022-05-18 | High | 2 | #N/A | 83.3 | #N/A | #N/A
WAC | R1GDL12-S927-**** | 3000 | Downlight | 83.3 | 2022-04-18 | 2022-05-18 | High | 2 | #N/A | 83.3 | #N/A | #N/A
WAC | R1GDL12-S930-**** | 3000 | Downlight | 83.3 | 2022-04-18 | 2022-05-18 | High | 2 | #N/A | 83.3 | #N/A | #N/A
WAC | R1GDL12-S935-**** | 3000 | Downlight | 83.3 | 2022-04-18 | 2022-05-18 | High | 2 | #N/A | 83.3 | #N/A | #N/A
WAC | R1GDL12-S940-**** | 3000 | Downlight | 83.3 | 2022-04-18 | 2022-05-18 | High | 2 | #N/A | 83.3 | #N/A | #N/A
WAC | R1GDT12-F927-**** | 3000 | Downlight | 83.3 | 2022-04-18 | 2022-05-18 | High | 2 | #N/A | 83.3 | #N/A | #N/A
WAC | R1GDT12-F930-**** | 3000 | Downlight | 83.3 | 2022-04-18 | 2022-05-18 | High | 2 | #N/A | 83.3 | #N/A | #N/A
WAC | R1GDT12-F935-**** | 3000 | Downlight | 83.3 | 2022-04-18 | 2022-05-18 | High | 2 | #N/A | 83.3 | #N/A | #N/A
WAC | R1GDT12-F940-**** | 3000 | Downlight | 83.3 | 2022-04-18 | 2022-05-18 | High | 2 | #N/A | 83.3 | #N/A | #N/A
WAC | R1GDT12-N927-**** | 3000 | Downlight | 83.3 | 2022-04-18 | 2022-05-18 | High | 2 | #N/A | 83.3 | #N/A | #N/A
WAC | R1GDT12-N930-**** | 3000 | Downlight | 83.3 | 2022-04-18 | 2022-05-18 | High | 2 | #N/A | 83.3 | #N/A | #N/A
WAC | R1GDT12-N935-**** | 3000 | Downlight | 83.3 | 2022-04-18 | 2022-05-18 | High | 2 | #N/A | 83.3 | #N/A | #N/A
WAC | R1GDT12-N940-**** | 3000 | Downlight | 83.3 | 2022-04-18 | 2022-05-18 | High | 2 | #N/A | 83.3 | #N/A | #N/A
WAC | R1GDT12-S927-**** | 3000 | Downlight | 83.3 | 2022-04-18 | 2022-05-18 | High | 2 | #N/A | 83.3 | #N/A | #N/A
WAC | R1GDT12-S930-**** | 3000 | Downlight | 83.3 | 2022-04-18 | 2022-05-18 | High | 2 | #N/A | 83.3 | #N/A | #N/A
WAC | R1GDT12-S935-**** | 3000 | Downlight | 83.3 | 2022-04-18 | 2022-05-18 | High | 2 | #N/A | 83.3 | #N/A | #N/A
WAC | R1GDT12-S940-**** | 3000 | Downlight | 83.3 | 2022-04-18 | 2022-05-18 | High | 2 | #N/A | 83.3 | #N/A | #N/A
WAC | R1GAL12-F927-**** | 3000 | Downlight | 83.3 | 2022-04-18 | 2022-05-18 | High | 2 | #N/A | 83.3 | #N/A | #N/A
WAC | R1GAL12-F930-**** | 3000 | Downlight | 83.3 | 2022-04-18 | 2022-05-18 | High | 2 | #N/A | 83.3 | #N/A | #N/A
WAC | R1GAL12-F935-**** | 3000 | Downlight | 83.3 | 2022-04-18 | 2022-05-18 | High | 2 | #N/A | 83.3 | #N/A | #N/A
WAC | R1GAL12-F940-**** | 3000 | Downlight | 83.3 | 2022-04-18 | 2022-05-18 | High | 2 | #N/A | 83.3 | #N/A | #N/A
WAC | R1GAL12-N927-**** | 3000 | Downlight | 83.3 | 2022-04-18 | 2022-05-18 | High | 2 | #N/A | 83.3 | #N/A | #N/A
WAC | R1GAL12-N930-**** | 3000 | Downlight | 83.3 | 2022-04-18 | 2022-05-18 | High | 2 | #N/A | 83.3 | #N/A | #N/A
WAC | R1GAL12-N935-**** | 3000 | Downlight | 83.3 | 2022-04-18 | 2022-05-18 | High | 2 | #N/A | 83.3 | #N/A | #N/A
WAC | R1GAL12-N940-**** | 3000 | Downlight | 83.3 | 2022-04-18 | 2022-05-18 | High | 2 | #N/A | 83.3 | #N/A | #N/A
WAC | R1GAL12-S927-**** | 3000 | Downlight | 83.3 | 2022-04-18 | 2022-05-18 | High | 2 | #N/A | 83.3 | #N/A | #N/A
WAC | R1GAL12-S930-**** | 3000 | Downlight | 83.3 | 2022-04-18 | 2022-05-18 | High | 2 | #N/A | 83.3 | #N/A | #N/A
WAC | R1GAL12-S935-**** | 3000 | Downlight | 83.3 | 2022-04-18 | 2022-05-18 | High | 2 | #N/A | 83.3 | #N/A | #N/A
WAC | R1GAL12-S940-**** | 3000 | Downlight | 83.3 | 2022-04-18 | 2022-05-18 | High | 2 | #N/A | 83.3 | #N/A | #N/A
ARTIKA | FM14-EUR-****** | 3500 | Downlight | 83.3 | 2022-12-14 | 2022-12-14 | High | 2 | #N/A | 83.3 | #N/A | #N/A
ARTIKA | FM14-EUR-MG | 3500 | Downlight | 83.3 | 2022-12-14 | 2022-12-14 | High | 2 | #N/A | 83.3 | #N/A | #N/A
SLEEK LIGHTING | 40156 | 4000 | Downlight | 83.3 | 2017-08-12 | 2017-08-10 | High | 2 | #N/A | 83.3 | #N/A | #N/A
AFX | INL8006GRCC | 4281 | Downlight | 83.3 | 2016-09-26 | 2016-09-28 | High | 2 | #N/A | 83.3 | #N/A | #N/A
Halo Commercial | HC860D010 HM86080 8[27¦30¦35¦40] 81[ND¦MD¦WD¦RWW][C¦F¦W¦BB¦WB] | 4542 | Downlight | 83.3 | 2019-12-16 | 2019-12-18 | High | 2 | #N/A | 83.3 | #N/A | #N/A
SLG Lighting | DEC LS4 WD G1 9FSK | 5000 | Downlight | 83.3 | 2021-09-17 | 2022-03-02 | High | 2 | #N/A | 83.3 | #N/A | #N/A
Energetic Lighting | E4DLH1017D6-93040 | 1417 | Downlight | 83.4 | 2020-08-07 | 2020-08-10 | High | 2 | #N/A | 83.4 | #N/A | #N/A
Prescolite | LBRP-M-LSHL27K9(LBRP-10RD-T-**) | 4600 | Downlight | 83.6 | 2022-03-01 | 2022-03-28 | High | 2 | #N/A | 83.6 | #N/A | #N/A
Prescolite | LBRP-M-LSHL27K9(LBRP-6RD-T-**) | 4600 | Downlight | 83.6 | 2022-03-01 | 2022-03-28 | High | 2 | #N/A | 83.6 | #N/A | #N/A
Prescolite | LBRP-M-LSHL27K9(LBRP-8RD-T-**) | 4600 | Downlight | 83.6 | 2022-03-01 | 2022-03-28 | High | 2 | #N/A | 83.6 | #N/A | #N/A
Prescolite | LBRP-M-LSHL30K9(LBRP-10RD-T-**) | 4600 | Downlight | 83.6 | 2022-03-01 | 2022-03-28 | High | 2 | #N/A | 83.6 | #N/A | #N/A
Prescolite | LBRP-M-LSHL30K9(LBRP-6RD-T-**) | 4600 | Downlight | 83.6 | 2022-03-01 | 2022-03-28 | High | 2 | #N/A | 83.6 | #N/A | #N/A
Prescolite | LBRP-M-LSHL30K9(LBRP-8RD-T-**) | 4600 | Downlight | 83.6 | 2022-03-01 | 2022-03-28 | High | 2 | #N/A | 83.6 | #N/A | #N/A
Prescolite | LBRP-M-LSHL35K9(LBRP-10RD-T-**) | 4600 | Downlight | 83.6 | 2022-03-01 | 2022-03-28 | High | 2 | #N/A | 83.6 | #N/A | #N/A
Prescolite | LBRP-M-LSHL35K9(LBRP-6RD-T-**) | 4600 | Downlight | 83.6 | 2022-03-01 | 2022-03-28 | High | 2 | #N/A | 83.6 | #N/A | #N/A
Prescolite | LBRP-M-LSHL35K9(LBRP-8RD-T-**) | 4600 | Downlight | 83.6 | 2022-03-01 | 2022-03-28 | High | 2 | #N/A | 83.6 | #N/A | #N/A
Prescolite | LBRP-M-LSHL40K9(LBRP-10RD-T-**) | 4600 | Downlight | 83.6 | 2022-03-01 | 2022-03-28 | High | 2 | #N/A | 83.6 | #N/A | #N/A
Prescolite | LBRP-M-LSHL40K9(LBRP-6RD-T-**) | 4600 | Downlight | 83.6 | 2022-03-01 | 2022-03-28 | High | 2 | #N/A | 83.6 | #N/A | #N/A
Prescolite | LBRP-M-LSHL40K9(LBRP-8RD-T-**) | 4600 | Downlight | 83.6 | 2022-03-01 | 2022-03-28 | High | 2 | #N/A | 83.6 | #N/A | #N/A
Prescolite | LBRP-M-LSHL50K9(LBRP-10RD-T-**) | 4600 | Downlight | 83.6 | 2022-03-01 | 2022-03-28 | High | 2 | #N/A | 83.6 | #N/A | #N/A
Prescolite | LBRP-M-LSHL50K9(LBRP-6RD-T-**) | 4600 | Downlight | 83.6 | 2022-03-01 | 2022-03-28 | High | 2 | #N/A | 83.6 | #N/A | #N/A
Prescolite | LBRP-M-LSHL50K9(LBRP-8RD-T-**) | 4600 | Downlight | 83.6 | 2022-03-01 | 2022-03-28 | High | 2 | #N/A | 83.6 | #N/A | #N/A
ConTech Lighting | ASMS627KC[MVD1,MVD2]-[B,S,W] | 1203 | Downlight | 83.7 | 2021-03-04 | 2021-04-05 | High | 2 | #N/A | 83.7 | #N/A | #N/A
ConTech Lighting | ASMS630KC[MVD1,MVD2]-[B,S,W] | 1203 | Downlight | 83.7 | 2021-03-04 | 2021-04-05 | High | 2 | #N/A | 83.7 | #N/A | #N/A
ConTech Lighting | ASMS635KC[MVD1,MVD2]-[B,S,W] | 1203 | Downlight | 83.7 | 2021-03-04 | 2021-04-05 | High | 2 | #N/A | 83.7 | #N/A | #N/A
ConTech Lighting | ASMS640KC[MVD1,MVD2]-[B,S,W] | 1203 | Downlight | 83.7 | 2021-03-04 | 2021-04-05 | High | 2 | #N/A | 83.7 | #N/A | #N/A
Vantage | [A##V*FLED**¦AIC#V*FLED**¦SQ##V*FLED**¦SQIC##V*FLED**¦V#*VH*****¦VIC#*VH*****¦VVR#VEFLED¦VVRIC#VEFLED¦V4EVHMRI¦V4OFCR][1¦2]-11##K-[F¦L¦LSQ¦M¦VVRL¦W]####-[SCL¦SGC¦ECL¦WHT¦SCL-AM¦SGC-AM¦WHT-AM]-[DL-2¦DL-3¦LDE1¦TDM¦DMX¦EM-17¦EMI-17¦EM-20¦PF¦DTD¦REM] | 1220 | Downlight | 83.7 | 2019-02-20 | 2020-02-18 | High | 2 | #N/A | 83.7 | #N/A | #N/A
UP-SHINE | UP-DL36-30W(2700K) | 2510 | Downlight | 83.7 | 2016-07-10 | 2016-07-21 | High | 2 | #N/A | 83.7 | #N/A | #N/A
Westgate | CRL6-40W-30K | 3346 | Downlight | 83.7 | 2016-10-15 | 2016-10-14 | High | 2 | #N/A | 83.7 | #N/A | #N/A
Juno Lighting | WF8 SWW5 90CRI [MW¦MB¦BN¦ORB¦SN] | 1626 | Downlight | 83.8 | 2020-08-03 | 2020-08-04 | High | 2 | #N/A | 83.8 | #N/A | #N/A
ConTech Lighting | VC[DSWH12,DSWH16,DSWH20,DSDB10,DSDB14,DSDB18]LDD2027K[FC,FM,LSM6,LSM12,LSM24,LSM36,HSM6,HSM12,HSM24,HSM36,LGN1,LGN2,LGN3,LGN4,LGN5]-***** | 1818 | Downlight | 83.9 | 2022-05-01 | 2022-06-30 | High | 2 | #N/A | 83.9 | #N/A | #N/A
ConTech Lighting | VC[DSWH12,DSWH16,DSWH20,DSDB10,DSDB14,DSDB18]LDD2030K[FC,FM,LSM6,LSM12,LSM24,LSM36,HSM6,HSM12,HSM24,HSM36,LGN1,LGN2,LGN3,LGN4,LGN5]-***** | 1818 | Downlight | 83.9 | 2022-05-01 | 2022-06-30 | High | 2 | #N/A | 83.9 | #N/A | #N/A
ConTech Lighting | VC[DSWH12,DSWH16,DSWH20,DSDB10,DSDB14,DSDB18]LDD2035K[FC,FM,LSM6,LSM12,LSM24,LSM36,HSM6,HSM12,HSM24,HSM36,LGN1,LGN2,LGN3,LGN4,LGN5]-***** | 1818 | Downlight | 83.9 | 2022-05-01 | 2022-06-30 | High | 2 | #N/A | 83.9 | #N/A | #N/A
ConTech Lighting | VC[DSWH12,DSWH16,DSWH20,DSDB10,DSDB14,DSDB18]LDD2040K[FC,FM,LSM6,LSM12,LSM24,LSM36,HSM6,HSM12,HSM24,HSM36,LGN1,LGN2,LGN3,LGN4,LGN5]-***** | 1818 | Downlight | 83.9 | 2022-05-01 | 2022-06-30 | High | 2 | #N/A | 83.9 | #N/A | #N/A
Amerlux | C3MR-RTF-T-2-21-WT-120-277-FL-FL-30-LE/TE | 3860 | Downlight | 83.9 | 2014-06-01 | 2022-08-23 | High | 2 | #N/A | 83.9 | #N/A | #N/A
KOK | 8CMCT52LR05 | 4365 | Downlight | 83.9 | 2022-09-06 | 2022-11-02 | High | 2 | #N/A | 83.9 | #N/A | #N/A
Lights-Direct | DCLD-I8153-** | 1260 | Downlight | 84 | 2019-11-04 | 2022-04-25 | High | 2 | #N/A | 84 | #N/A | #N/A
HOMI | HM08-PR16-20W277-3CCT-0-*SB | 1680 | Downlight | 84 | 2021-11-10 | 2021-11-10 | High | 2 | #N/A | 84 | #N/A | #N/A
HOMI | HM08-PR16-20W277/IP44-3CCT-0-*SB | 1680 | Downlight | 84 | 2021-11-10 | 2021-11-10 | High | 2 | #N/A | 84 | #N/A | #N/A
Lightolier | C4[C¦CSQ][S¦W¦P][DL¦DW¦WW]25927N[Z10U¦E1¦L1U¦L01U¦SOLU¦LDU¦LTEU¦DMXU¦DU¦RAU][CD¦CC¦WH¦CL][A¦B¦W¦RAL#] | 1844 | Downlight | 84 | 2022-06-14 | 2022-08-04 | High | 2 | #N/A | 84 | #N/A | #N/A
Lightolier | C4[C¦CSQ][S¦W¦P][DL¦DW¦WW]25930N[Z10U¦E1¦L1U¦L01U¦SOLU¦LDU¦LTEU¦DMXU¦DU¦RAU][CD¦CC¦WH¦CL][A¦B¦W¦RAL#] | 1844 | Downlight | 84 | 2022-06-14 | 2022-08-04 | High | 2 | #N/A | 84 | #N/A | #N/A
Lightolier | C4[C¦CSQ][S¦W¦P][DL¦DW¦WW]25935N[Z10U¦E1¦L1U¦L01U¦SOLU¦LDU¦LTEU¦DMXU¦DU¦RAU][CD¦CC¦WH¦CL][A¦B¦W¦RAL#] | 1844 | Downlight | 84 | 2022-06-14 | 2022-08-04 | High | 2 | #N/A | 84 | #N/A | #N/A
Lightolier | C4[C¦CSQ][S¦W¦P][DL¦DW¦WW]25940N[Z10U¦E1¦L1U¦L01U¦SOLU¦LDU¦LTEU¦DMXU¦DU¦RAU][CD¦CC¦WH¦CL][A¦B¦W¦RAL#] | 1844 | Downlight | 84 | 2022-06-14 | 2022-08-04 | High | 2 | #N/A | 84 | #N/A | #N/A
Lightolier | C4[C¦CSQ][S¦W¦P][DL¦DW¦WW]25950N[Z10U¦E1¦L1U¦L01U¦SOLU¦LDU¦LTEU¦DMXU¦DU¦RAU][CD¦CC¦WH¦CL][A¦B¦W¦RAL#] | 1844 | Downlight | 84 | 2022-06-14 | 2022-08-04 | High | 2 | #N/A | 84 | #N/A | #N/A
Lightolier | C4L25927N[Z10U¦E1¦L1U¦L01U¦SOLU¦LDU¦LTEU¦DMXU¦DU¦RAU][¦R¦RH] / C4[RDL¦RCW¦RDW¦RWW¦SDLNM][CD¦CC¦WH¦CL] | 1844 | Downlight | 84 | 2022-06-14 | 2022-08-04 | High | 2 | #N/A | 84 | #N/A | #N/A
Lightolier | C4L25930N[Z10U¦E1¦L1U¦L01U¦SOLU¦LDU¦LTEU¦DMXU¦DU¦RAU][¦R¦RH] / C4[RDL¦RCW¦RDW¦RWW¦SDLNM][CD¦CC¦WH¦CL] | 1844 | Downlight | 84 | 2022-06-14 | 2022-08-04 | High | 2 | #N/A | 84 | #N/A | #N/A
Lightolier | C4L25935N[Z10U¦E1¦L1U¦L01U¦SOLU¦LDU¦LTEU¦DMXU¦DU¦RAU][¦R¦RH] / C4[RDL¦RCW¦RDW¦RWW¦SDLNM][CD¦CC¦WH¦CL] | 1844 | Downlight | 84 | 2022-06-14 | 2022-08-04 | High | 2 | #N/A | 84 | #N/A | #N/A
Lightolier | C4L25940N[Z10U¦E1¦L1U¦L01U¦SOLU¦LDU¦LTEU¦DMXU¦DU¦RAU][¦R¦RH] / C4[RDL¦RCW¦RDW¦RWW¦SDLNM][CD¦CC¦WH¦CL] | 1844 | Downlight | 84 | 2022-06-14 | 2022-08-04 | High | 2 | #N/A | 84 | #N/A | #N/A
Lightolier | C4L25950N[Z10U¦E1¦L1U¦L01U¦SOLU¦LDU¦LTEU¦DMXU¦DU¦RAU][¦R¦RH] / C4[RDL¦RCW¦RDW¦RWW¦SDLNM][CD¦CC¦WH¦CL] | 1844 | Downlight | 84 | 2022-06-14 | 2022-08-04 | High | 2 | #N/A | 84 | #N/A | #N/A
American Lighting | EM6-40-AZ | 2000 | Downlight | 84 | 2017-08-10 | 2017-08-08 | High | 2 | #N/A | 84 | #N/A | #N/A
American Lighting | EM6-40-AZ | 2000 | Downlight | 84 | 2017-08-10 | 2017-08-08 | High | 2 | #N/A | 84 | #N/A | #N/A
MORRIS | 72628 | 2100 | Downlight | 84 | 2018-05-14 | 2018-05-08 | High | 2 | #N/A | 84 | #N/A | #N/A
HOMI | HM08-PR16-25W277-3CCT-0-*SB | 2100 | Downlight | 84 | 2021-11-10 | 2021-11-10 | High | 2 | #N/A | 84 | #N/A | #N/A
HOMI | HM08-PR16-25W277/IP44-3CCT-0-*SB | 2100 | Downlight | 84 | 2021-11-10 | 2021-11-10 | High | 2 | #N/A | 84 | #N/A | #N/A
LIGHT THE FUTURE | D518-N-XXXX | 2100 | Downlight | 84 | 2016-03-07 | 2016-03-10 | High | 2 | #N/A | 84 | #N/A | #N/A
Keystone | KT-RDLED38PS-10A-9CSE-VDIM | 3150 | Downlight | 84 | 2021-12-28 | 2022-01-21 | High | 2 | #N/A | 84 | #N/A | #N/A
ASD | ASD-CDL7-6DA22AC | 1850 | Downlight | 84.1 | 2021-12-01 | 2022-01-18 | High | 2 | #N/A | 84.1 | #N/A | #N/A
ProLED | 88985 | 1850 | Downlight | 84.1 | 2022-07-20 | 2022-06-30 | High | 2 | #N/A | 84.1 | #N/A | #N/A
NDR Electric | TBX-CCT-614-** | 1850 | Downlight | 84.1 | 2022-04-01 | 2022-03-22 | High | 2 | #N/A | 84.1 | #N/A | #N/A
RAB | DLS0088(SUMOFA-9R-22-9CCT-120-W) | 1850 | Downlight | 84.1 | 2021-10-27 | 2021-12-20 | High | 2 | #N/A | 84.1 | #N/A | #N/A
PQL | 91175 | 1850 | Downlight | 84.1 | 2022-11-01 | 2022-09-26 | High | 2 | #N/A | 84.1 | #N/A | #N/A
LIGHT THE FUTURE | D846-CCT-90-DM-**-* | 1850 | Downlight | 84.1 | 2021-09-30 | 2021-09-28 | High | 2 | #N/A | 84.1 | #N/A | #N/A
Halo | SMD12R209SWHE | 2232 | Downlight | 84.2 | 2020-07-02 | 2020-07-09 | High | 2 | #N/A | 84.2 | #N/A | #N/A
Halo | SMD12R209SWHE*-* | 2232 | Downlight | 84.2 | 2020-07-02 | 2020-07-09 | High | 2 | #N/A | 84.2 | #N/A | #N/A
Royal Pacific | 8122HIC-30-30 | 2720 | Downlight | 84.2 | 2017-07-01 | 2020-02-02 | High | 2 | #N/A | 84.2 | #N/A | #N/A
Royal Pacific | 8122HIC-30-35 | 2720 | Downlight | 84.2 | 2017-07-01 | 2020-02-02 | High | 2 | #N/A | 84.2 | #N/A | #N/A
Royal Pacific | 8122HIC-30-40 | 2720 | Downlight | 84.2 | 2017-07-01 | 2020-02-02 | High | 2 | #N/A | 84.2 | #N/A | #N/A
Royal Pacific | 8122HIC-30-50 | 2720 | Downlight | 84.2 | 2017-07-01 | 2020-02-02 | High | 2 | #N/A | 84.2 | #N/A | #N/A
Royal Pacific | 8125HIC-30-30 | 2720 | Downlight | 84.2 | 2017-07-01 | 2020-02-02 | High | 2 | #N/A | 84.2 | #N/A | #N/A
Royal Pacific | 8125HIC-30-35 | 2720 | Downlight | 84.2 | 2017-07-01 | 2020-02-02 | High | 2 | #N/A | 84.2 | #N/A | #N/A
Royal Pacific | 8125HIC-30-40 | 2720 | Downlight | 84.2 | 2017-07-01 | 2020-02-02 | High | 2 | #N/A | 84.2 | #N/A | #N/A
Royal Pacific | 8125HIC-30-50 | 2720 | Downlight | 84.2 | 2017-07-01 | 2020-02-02 | High | 2 | #N/A | 84.2 | #N/A | #N/A
PORTFOLIO | LD8AS30D010TE ER8AS309## 8L[W¦M¦N]#[LI¦MW¦WH¦H] | 2820 | Downlight | 84.2 | 2016-10-05 | 2016-11-16 | High | 2 | #N/A | 84.2 | #N/A | #N/A
PORTFOLIO | LSR8AS30D010TE ERAS309## 8L[W¦M¦N]#[LI¦MW¦WH¦H] | 2820 | Downlight | 84.2 | 2016-10-05 | 2017-04-24 | High | 2 | #N/A | 84.2 | #N/A | #N/A
Portor Lighting | PT-CDL2-10I-5C3P | 3199 | Downlight | 84.2 | 2022-04-28 | 2022-05-24 | High | 2 | #N/A | 84.2 | #N/A | #N/A
ConTech Lighting | SQL3T327K[12D1,MVD2][C,FC,RS,W,TFC][BLANK,X][S,M,F,WF]-[B,P,S,BZ][BLANK,-RDB,-RD] | 1751 | Downlight | 84.3 | 2021-02-03 | 2021-03-19 | High | 2 | #N/A | 84.3 | #N/A | #N/A
ConTech Lighting | SQL3T330K[12D1,MVD2][C,FC,RS,W,TFC][BLANK,X][S,M,F,WF]-[B,P,S,BZ][BLANK,-RDB,-RD] | 1751 | Downlight | 84.3 | 2021-02-03 | 2021-03-19 | High | 2 | #N/A | 84.3 | #N/A | #N/A
ConTech Lighting | SQL3T335K[12D1,MVD2][C,FC,RS,W,TFC][BLANK,X][S,M,F,WF]-[B,P,S,BZ][BLANK,-RDB,-RD] | 1751 | Downlight | 84.3 | 2021-02-03 | 2021-03-19 | High | 2 | #N/A | 84.3 | #N/A | #N/A
ConTech Lighting | SQL3T340K[12D1,MVD2][C,FC,RS,W,TFC][BLANK,X][S,M,F,WF]-[B,P,S,BZ][BLANK,-RDB,-RD] | 1751 | Downlight | 84.3 | 2021-02-03 | 2021-03-19 | High | 2 | #N/A | 84.3 | #N/A | #N/A
Halo | HLB8169FS1EMW* | 1761 | Downlight | 84.3 | 2020-04-10 | 2020-04-13 | High | 2 | #N/A | 84.3 | #N/A | #N/A
MODERN FORMS | FM-4215-** | 2360 | Downlight | 84.3 | 2018-05-01 | 2018-07-17 | High | 2 | #N/A | 84.3 | #N/A | #N/A
UP-SHINE | UP-DL36-30W(3000K) | 2530 | Downlight | 84.3 | 2016-07-10 | 2016-07-21 | High | 2 | #N/A | 84.3 | #N/A | #N/A
YSL | WHDL8-18-83CCT-WH(3000K) | 1520 | Downlight | 84.4 | 2021-08-26 | 2021-09-29 | High | 2 | #N/A | 84.4 | #N/A | #N/A
MAXIM | 57764**** | 3800 | Downlight | 84.4 | 2018-01-01 | 2018-05-11 | High | 2 | #N/A | 84.4 | #N/A | #N/A
Lightolier | C6L60927N[Z10U¦L1U¦SOLU¦DMXU¦DU¦RAU] / C[6RDL¦6RCW¦6RDW¦6RWW¦6SDLNM¦7RDL¦7RCW¦7RDW¦7RWW][CD¦CC¦WH¦CL] | 4425 | Downlight | 84.4 | 2022-06-14 | 2022-08-04 | High | 2 | #N/A | 84.4 | #N/A | #N/A
Lightolier | C6L60930N[Z10U¦L1U¦SOLU¦DMXU¦DU¦RAU] / C[6RDL¦6RCW¦6RDW¦6RWW¦6SDLNM¦7RDL¦7RCW¦7RDW¦7RWW][CD¦CC¦WH¦CL] | 4425 | Downlight | 84.4 | 2022-06-14 | 2022-08-04 | High | 2 | #N/A | 84.4 | #N/A | #N/A
Lightolier | C6L60935N[Z10U¦L1U¦SOLU¦DMXU¦DU¦RAU] / C[6RDL¦6RCW¦6RDW¦6RWW¦6SDLNM¦7RDL¦7RCW¦7RDW¦7RWW][CD¦CC¦WH¦CL] | 4425 | Downlight | 84.4 | 2022-06-14 | 2022-08-04 | High | 2 | #N/A | 84.4 | #N/A | #N/A
Lightolier | C6L60940N[Z10U¦L1U¦SOLU¦DMXU¦DU¦RAU] / C[6RDL¦6RCW¦6RDW¦6RWW¦6SDLNM¦7RDL¦7RCW¦7RDW¦7RWW][CD¦CC¦WH¦CL] | 4425 | Downlight | 84.4 | 2022-06-14 | 2022-08-04 | High | 2 | #N/A | 84.4 | #N/A | #N/A
Lightolier | C6L60950N[Z10U¦L1U¦SOLU¦DMXU¦DU¦RAU] / C[6RDL¦6RCW¦6RDW¦6RWW¦6SDLNM¦7RDL¦7RCW¦7RDW¦7RWW][CD¦CC¦WH¦CL] | 4425 | Downlight | 84.4 | 2022-06-14 | 2022-08-04 | High | 2 | #N/A | 84.4 | #N/A | #N/A
Lightolier | C6[C¦CSQ][S¦W¦P][DL¦DW¦WW]60927N[Z10U¦L1U¦SOLU¦DMXU¦DU¦RAU][CD¦CC¦WH¦CL][A¦B¦W¦RAL#] | 4425 | Downlight | 84.4 | 2022-06-14 | 2022-08-04 | High | 2 | #N/A | 84.4 | #N/A | #N/A
Lightolier | C6[C¦CSQ][S¦W¦P][DL¦DW¦WW]60930N[Z10U¦L1U¦SOLU¦DMXU¦DU¦RAU][CD¦CC¦WH¦CL][A¦B¦W¦RAL#] | 4425 | Downlight | 84.4 | 2022-06-14 | 2022-08-04 | High | 2 | #N/A | 84.4 | #N/A | #N/A
Lightolier | C6[C¦CSQ][S¦W¦P][DL¦DW¦WW]60935N[Z10U¦L1U¦SOLU¦DMXU¦DU¦RAU][CD¦CC¦WH¦CL][A¦B¦W¦RAL#] | 4425 | Downlight | 84.4 | 2022-06-14 | 2022-08-04 | High | 2 | #N/A | 84.4 | #N/A | #N/A
Lightolier | C6[C¦CSQ][S¦W¦P][DL¦DW¦WW]60940N[Z10U¦L1U¦SOLU¦DMXU¦DU¦RAU][CD¦CC¦WH¦CL][A¦B¦W¦RAL#] | 4425 | Downlight | 84.4 | 2022-06-14 | 2022-08-04 | High | 2 | #N/A | 84.4 | #N/A | #N/A
Lightolier | C6[C¦CSQ][S¦W¦P][DL¦DW¦WW]60950N[Z10U¦L1U¦SOLU¦DMXU¦DU¦RAU][CD¦CC¦WH¦CL][A¦B¦W¦RAL#] | 4425 | Downlight | 84.4 | 2022-06-14 | 2022-08-04 | High | 2 | #N/A | 84.4 | #N/A | #N/A
Rayon Lighting | RBCR-LS15-UNV / RBC4-LS15- CTS, RBC6-LS15-CTS / RBC10-*-* | 2365 | Downlight | 84.5 | 2021-03-14 | 2021-04-05 | High | 2 | #N/A | 84.5 | #N/A | #N/A
MODERN FORMS | FM-4219-** | 2703 | Downlight | 84.5 | 2019-06-01 | 2019-04-16 | High | 2 | #N/A | 84.5 | #N/A | #N/A
MORRIS | 72685 | 3380 | Downlight | 84.5 | 2018-08-27 | 2019-05-13 | High | 2 | #N/A | 84.5 | #N/A | #N/A
Energetic Lighting | E4DL6N11E83040 | 1100 | Downlight | 84.6 | 2022-12-19 | 2022-12-22 | High | 2 | #N/A | 84.6 | #N/A | #N/A
Energetic Lighting | E4DL8N11E83040 | 1100 | Downlight | 84.6 | 2022-12-19 | 2022-12-22 | High | 2 | #N/A | 84.6 | #N/A | #N/A
HENGTE | HT-UL-G35CDEL-913-XX47X9-##1 | 1100 | Downlight | 84.6 | 2020-08-20 | 2020-08-18 | High | 2 | #N/A | 84.6 | #N/A | #N/A
NDR Electric | RZR-CCT-621-WH | 1100 | Downlight | 84.6 | 2021-08-10 | 2021-08-11 | High | 2 | #N/A | 84.6 | #N/A | #N/A
MaxLite | RCF61327W | 1100 | Downlight | 84.6 | 2017-01-01 | 2017-11-30 | High | 2 | #N/A | 84.6 | #N/A | #N/A
MaxLite | RCF613CSW | 1100 | Downlight | 84.6 | 2019-01-01 | 2019-03-12 | High | 2 | #N/A | 84.6 | #N/A | #N/A
MaxLite | RCF613CSW-V2 | 1100 | Downlight | 84.6 | 2022-02-10 | 2022-02-21 | High | 2 | #N/A | 84.6 | #N/A | #N/A
MaxLite | RCF81327W | 1100 | Downlight | 84.6 | 2017-01-01 | 2018-05-21 | High | 2 | #N/A | 84.6 | #N/A | #N/A
MaxLite | RCF813CSW | 1100 | Downlight | 84.6 | 2019-01-01 | 2019-03-12 | High | 2 | #N/A | 84.6 | #N/A | #N/A
MaxLite | RCF813CSW-V2 | 1100 | Downlight | 84.6 | 2022-02-10 | 2022-02-22 | High | 2 | #N/A | 84.6 | #N/A | #N/A
GE Current, a Daintree company | 93068468 | 3468 | Downlight | 84.6 | 2017-12-20 | 2018-03-21 | High | 2 | #N/A | 84.6 | #N/A | #N/A
Prescolite | LTR-6SQ-H-SL15LDM1 + LTR-6SQD-T-SL35K8WDSS | 1525 | Downlight | 84.7 | 2019-07-12 | 2019-08-23 | High | 2 | #N/A | 84.7 | #N/A | #N/A
Prescolite | LTR-6SQ-H-SL15LDM1 + LTR-6SQD-T-SL35K8WDSSWT | 1525 | Downlight | 84.7 | 2019-07-12 | 2019-08-23 | High | 2 | #N/A | 84.7 | #N/A | #N/A
Prescolite | LTR-6RD-H-SL15LDM1 + LTR-6RD-T-SL35K8WDSS | 1525 | Downlight | 84.7 | 2019-07-12 | 2019-08-23 | High | 2 | #N/A | 84.7 | #N/A | #N/A
Prescolite | LTR-6RD-H-SL15LDM1 + LTR-6RD-T-SL35K8WDSSWT | 1525 | Downlight | 84.7 | 2019-07-12 | 2019-08-23 | High | 2 | #N/A | 84.7 | #N/A | #N/A
Prescolite | LTR-6RD-H-SL15LDM1 + LTR-6RW-T-SL35K8WWSS | 1525 | Downlight | 84.7 | 2019-07-12 | 2019-08-23 | High | 2 | #N/A | 84.7 | #N/A | #N/A
PORTFOLIO | LDSQA4A 13835 D010TE LAR25NF 4LSQA1H | 1863 | Downlight | 84.7 | 2015-11-10 | 2016-02-19 | High | 2 | #N/A | 84.7 | #N/A | #N/A
PORTFOLIO | LDSQA4A 13835 D010TE LAR35FL 4LSQA1H | 1863 | Downlight | 84.7 | 2015-11-10 | 2016-02-19 | High | 2 | #N/A | 84.7 | #N/A | #N/A
PORTFOLIO | LDSQA4A 13835 D010TR LAR25NF 4LSQA1H | 1863 | Downlight | 84.7 | 2015-11-10 | 2016-02-19 | High | 2 | #N/A | 84.7 | #N/A | #N/A
PORTFOLIO | LDSQA4A 13835 D010TR LAR35FL 4LSQA1H | 1863 | Downlight | 84.7 | 2015-11-10 | 2016-02-19 | High | 2 | #N/A | 84.7 | #N/A | #N/A
PORTFOLIO | LDSQA4A 13840 D010TE LAR25NF 4LSQA1H | 1863 | Downlight | 84.7 | 2015-11-10 | 2016-02-19 | High | 2 | #N/A | 84.7 | #N/A | #N/A
PORTFOLIO | LDSQA4A 13840 D010TE LAR25NF 4LSQAL0H | 1863 | Downlight | 84.7 | 2015-11-10 | 2016-02-19 | High | 2 | #N/A | 84.7 | #N/A | #N/A
PORTFOLIO | LDSQA4A 13840 D010TE LAR25NF 4LSQAL1H | 1863 | Downlight | 84.7 | 2015-11-10 | 2016-02-19 | High | 2 | #N/A | 84.7 | #N/A | #N/A
PORTFOLIO | LDSQA4A 13840 D010TE LAR35FL 4LSQAL1H | 1863 | Downlight | 84.7 | 2015-11-10 | 2016-02-19 | High | 2 | #N/A | 84.7 | #N/A | #N/A
PORTFOLIO | LDSQA4A 13840 D010TR LAR25NF 4LSQA1H | 1863 | Downlight | 84.7 | 2015-11-10 | 2016-02-19 | High | 2 | #N/A | 84.7 | #N/A | #N/A
PORTFOLIO | LDSQA4A 13840 D010TR LAR25NF 4LSQAL1H | 1863 | Downlight | 84.7 | 2015-11-10 | 2016-02-19 | High | 2 | #N/A | 84.7 | #N/A | #N/A
Aculux | AX3 [D¦LPD¦A¦LPA] G4 30LM [27¦30¦35¦40]K [80¦90]CRI [12¦24¦35¦50]D [DALI¦DMXR¦EZ1¦EZB¦FPC¦GZ1¦ECOS2¦ECOD] [MVOLT¦120] [blank¦CP] [blank¦ICAT] | 2770 | Downlight | 84.7 | 2015-09-01 | 2018-07-18 | High | 2 | #N/A | 84.7 | #N/A | #N/A
Westgate | CRL6-40W-40K | 3387 | Downlight | 84.7 | 2016-10-15 | 2016-10-14 | High | 2 | #N/A | 84.7 | #N/A | #N/A
Royal Pacific | 8122H-45-30 | 3640 | Downlight | 84.7 | 2016-08-01 | 2017-04-19 | High | 2 | #N/A | 84.7 | #N/A | #N/A
Royal Pacific | 8122H-45-40 | 3640 | Downlight | 84.7 | 2016-08-01 | 2017-04-19 | High | 2 | #N/A | 84.7 | #N/A | #N/A
Royal Pacific | 8122H-45-50 | 3640 | Downlight | 84.7 | 2016-08-01 | 2017-04-19 | High | 2 | #N/A | 84.7 | #N/A | #N/A
Royal Pacific | 8124H-45-30 | 3640 | Downlight | 84.7 | 2016-08-01 | 2017-04-19 | High | 2 | #N/A | 84.7 | #N/A | #N/A
Royal Pacific | 8124H-45-40 | 3640 | Downlight | 84.7 | 2016-08-01 | 2017-04-19 | High | 2 | #N/A | 84.7 | #N/A | #N/A
Royal Pacific | 8124H-45-50 | 3640 | Downlight | 84.7 | 2016-08-01 | 2017-04-19 | High | 2 | #N/A | 84.7 | #N/A | #N/A
Royal Pacific | 8125H-45-30 | 3640 | Downlight | 84.7 | 2016-08-01 | 2017-04-19 | High | 2 | #N/A | 84.7 | #N/A | #N/A
Royal Pacific | 8125H-45-40 | 3640 | Downlight | 84.7 | 2016-08-01 | 2017-04-19 | High | 2 | #N/A | 84.7 | #N/A | #N/A
Royal Pacific | 8125H-45-50 | 3640 | Downlight | 84.7 | 2016-08-01 | 2017-04-19 | High | 2 | #N/A | 84.7 | #N/A | #N/A
Royal Pacific | 8126H-45-30 | 3640 | Downlight | 84.7 | 2016-08-01 | 2017-04-19 | High | 2 | #N/A | 84.7 | #N/A | #N/A
Royal Pacific | 8126H-45-40 | 3640 | Downlight | 84.7 | 2016-08-01 | 2017-04-19 | High | 2 | #N/A | 84.7 | #N/A | #N/A
Royal Pacific | 8126H-45-50 | 3640 | Downlight | 84.7 | 2016-08-01 | 2017-04-19 | High | 2 | #N/A | 84.7 | #N/A | #N/A
Aeralux | AE-DL-IF-08-59W-010-P3050-WH | 5000 | Downlight | 84.7 | 2020-12-30 | 2021-01-12 | High | 2 | #N/A | 84.7 | #N/A | #N/A
RAB | DLC0042(C8R34/46/599FAUNVW) | 5000 | Downlight | 84.7 | 2021-01-07 | 2021-01-10 | High | 2 | #N/A | 84.7 | #N/A | #N/A
GE Current, a Daintree company | LRXBR106X9CWVQ | 5250 | Downlight | 84.7 | 2022-04-01 | 2022-02-25 | High | 2 | #N/A | 84.7 | #N/A | #N/A
Keystone | KT-RDLED23-8B-9CSF-FDIM | 1950 | Downlight | 84.8 | 2022-02-18 | 2022-02-24 | High | 2 | #N/A | 84.8 | #N/A | #N/A
Royal Pacific | 8120H-23-30 | 1950 | Downlight | 84.8 | 2016-08-01 | 2017-04-19 | High | 2 | #N/A | 84.8 | #N/A | #N/A
Royal Pacific | 8120H-23-35 | 1950 | Downlight | 84.8 | 2017-03-01 | 2020-02-02 | High | 2 | #N/A | 84.8 | #N/A | #N/A
Royal Pacific | 8120H-23-40 | 1950 | Downlight | 84.8 | 2016-08-01 | 2017-04-19 | High | 2 | #N/A | 84.8 | #N/A | #N/A
Royal Pacific | 8120H-23-50 | 1950 | Downlight | 84.8 | 2016-08-01 | 2017-04-19 | High | 2 | #N/A | 84.8 | #N/A | #N/A
Royal Pacific | 8120HIC-23-30 | 1950 | Downlight | 84.8 | 2017-07-01 | 2020-02-02 | High | 2 | #N/A | 84.8 | #N/A | #N/A
Royal Pacific | 8120HIC-23-35 | 1950 | Downlight | 84.8 | 2017-07-01 | 2020-02-02 | High | 2 | #N/A | 84.8 | #N/A | #N/A
Royal Pacific | 8120HIC-23-40 | 1950 | Downlight | 84.8 | 2017-07-01 | 2020-02-02 | High | 2 | #N/A | 84.8 | #N/A | #N/A
Royal Pacific | 8120HIC-23-50 | 1950 | Downlight | 84.8 | 2017-07-01 | 2020-02-02 | High | 2 | #N/A | 84.8 | #N/A | #N/A
Royal Pacific | 8121H-23-30 | 1950 | Downlight | 84.8 | 2016-08-01 | 2017-04-19 | High | 2 | #N/A | 84.8 | #N/A | #N/A
Royal Pacific | 8121H-23-35 | 1950 | Downlight | 84.8 | 2017-03-01 | 2020-02-02 | High | 2 | #N/A | 84.8 | #N/A | #N/A
Royal Pacific | 8121H-23-40 | 1950 | Downlight | 84.8 | 2016-08-01 | 2017-04-19 | High | 2 | #N/A | 84.8 | #N/A | #N/A
Royal Pacific | 8121H-23-50 | 1950 | Downlight | 84.8 | 2016-08-01 | 2017-04-19 | High | 2 | #N/A | 84.8 | #N/A | #N/A
Royal Pacific | 8122H-23-30 | 1950 | Downlight | 84.8 | 2016-08-01 | 2017-04-19 | High | 2 | #N/A | 84.8 | #N/A | #N/A
Royal Pacific | 8122H-23-35 | 1950 | Downlight | 84.8 | 2017-03-01 | 2020-02-02 | High | 2 | #N/A | 84.8 | #N/A | #N/A
Royal Pacific | 8122H-23-40 | 1950 | Downlight | 84.8 | 2016-08-01 | 2017-04-19 | High | 2 | #N/A | 84.8 | #N/A | #N/A
Royal Pacific | 8122H-23-50 | 1950 | Downlight | 84.8 | 2016-08-01 | 2017-04-19 | High | 2 | #N/A | 84.8 | #N/A | #N/A
Royal Pacific | 8122HIC-23-30 | 1950 | Downlight | 84.8 | 2017-07-01 | 2020-02-02 | High | 2 | #N/A | 84.8 | #N/A | #N/A
Royal Pacific | 8122HIC-23-35 | 1950 | Downlight | 84.8 | 2017-07-01 | 2020-02-02 | High | 2 | #N/A | 84.8 | #N/A | #N/A
Royal Pacific | 8122HIC-23-40 | 1950 | Downlight | 84.8 | 2017-07-01 | 2020-02-02 | High | 2 | #N/A | 84.8 | #N/A | #N/A
Royal Pacific | 8122HIC-23-50 | 1950 | Downlight | 84.8 | 2017-07-01 | 2020-02-02 | High | 2 | #N/A | 84.8 | #N/A | #N/A
Royal Pacific | 8124H-23-30 | 1950 | Downlight | 84.8 | 2016-08-01 | 2017-04-19 | High | 2 | #N/A | 84.8 | #N/A | #N/A
Royal Pacific | 8124H-23-35 | 1950 | Downlight | 84.8 | 2017-03-01 | 2020-02-02 | High | 2 | #N/A | 84.8 | #N/A | #N/A
Royal Pacific | 8124H-23-40 | 1950 | Downlight | 84.8 | 2016-08-01 | 2017-04-19 | High | 2 | #N/A | 84.8 | #N/A | #N/A
Royal Pacific | 8124H-23-50 | 1950 | Downlight | 84.8 | 2016-08-01 | 2017-04-19 | High | 2 | #N/A | 84.8 | #N/A | #N/A
Royal Pacific | 8125H-23-30 | 1950 | Downlight | 84.8 | 2016-08-01 | 2017-04-19 | High | 2 | #N/A | 84.8 | #N/A | #N/A
Royal Pacific | 8125H-23-35 | 1950 | Downlight | 84.8 | 2017-03-01 | 2020-02-02 | High | 2 | #N/A | 84.8 | #N/A | #N/A
Royal Pacific | 8125H-23-40 | 1950 | Downlight | 84.8 | 2016-08-01 | 2017-04-19 | High | 2 | #N/A | 84.8 | #N/A | #N/A
Royal Pacific | 8125H-23-50 | 1950 | Downlight | 84.8 | 2016-08-01 | 2017-04-19 | High | 2 | #N/A | 84.8 | #N/A | #N/A
Royal Pacific | 8125HIC-23-30 | 1950 | Downlight | 84.8 | 2017-07-01 | 2020-02-02 | High | 2 | #N/A | 84.8 | #N/A | #N/A
Royal Pacific | 8125HIC-23-35 | 1950 | Downlight | 84.8 | 2017-07-01 | 2020-02-02 | High | 2 | #N/A | 84.8 | #N/A | #N/A
Royal Pacific | 8125HIC-23-40 | 1950 | Downlight | 84.8 | 2017-07-01 | 2020-02-02 | High | 2 | #N/A | 84.8 | #N/A | #N/A
Royal Pacific | 8125HIC-23-50 | 1950 | Downlight | 84.8 | 2017-07-01 | 2020-02-02 | High | 2 | #N/A | 84.8 | #N/A | #N/A
Royal Pacific | 8126H-23-30 | 1950 | Downlight | 84.8 | 2016-08-01 | 2017-04-19 | High | 2 | #N/A | 84.8 | #N/A | #N/A
Royal Pacific | 8126H-23-35 | 1950 | Downlight | 84.8 | 2017-03-01 | 2020-02-02 | High | 2 | #N/A | 84.8 | #N/A | #N/A
Royal Pacific | 8126H-23-40 | 1950 | Downlight | 84.8 | 2016-08-01 | 2017-04-19 | High | 2 | #N/A | 84.8 | #N/A | #N/A
Royal Pacific | 8126H-23-50 | 1950 | Downlight | 84.8 | 2016-08-01 | 2017-04-19 | High | 2 | #N/A | 84.8 | #N/A | #N/A
Tamlite Lighting | LY61430K/ICWR-** | 1162 | Downlight | 84.9 | 2017-01-01 | 2016-10-05 | High | 2 | #N/A | 84.9 | #N/A | #N/A
Sokopy | SOKOPY-SLDL-6RD12W-ST(2700K) | 1020 | Downlight | 85 | 2022-02-28 | 2022-10-13 | High | 2 | #N/A | 85 | #N/A | #N/A
SLG Lighting | DEC LS1 WD G1 9FSK | 1020 | Downlight | 85 | 2021-09-17 | 2022-03-02 | High | 2 | #N/A | 85 | #N/A | #N/A
HENGTE | HT-US-ICCDR6-915/277-30114-C03-0-V1 | 1275 | Downlight | 85 | 2020-09-10 | 2020-09-14 | High | 2 | #N/A | 85 | #N/A | #N/A
NaturaLED | LED6CRL15SW-127L9CCT3/MV | 1275 | Downlight | 85 | 2020-09-24 | 2020-09-25 | High | 2 | #N/A | 85 | #N/A | #N/A
Green Creative | 35128 | 1530 | Downlight | 85 | 2020-03-20 | 2020-03-30 | High | 2 | #N/A | 85 | #N/A | #N/A
RAB | DLS0020 | 1700 | Downlight | 85 | 2019-12-12 | 2020-03-20 | High | 2 | #N/A | 85 | #N/A | #N/A
DOOTONG | DT-T9012TD001-20W(2700K) | 1700 | Downlight | 85 | 2020-07-20 | 2020-08-10 | High | 2 | #N/A | 85 | #N/A | #N/A
DOOTONG | DT-T9012TD001-20W(3000K) | 1700 | Downlight | 85 | 2020-07-20 | 2020-08-10 | High | 2 | #N/A | 85 | #N/A | #N/A
DOOTONG | DT-T9012TD001-20W(3500K) | 1700 | Downlight | 85 | 2020-07-20 | 2020-08-10 | High | 2 | #N/A | 85 | #N/A | #N/A
DOOTONG | DT-T9012TD001-20W(4000K) | 1700 | Downlight | 85 | 2020-07-20 | 2020-08-10 | High | 2 | #N/A | 85 | #N/A | #N/A
DOOTONG | DT-T9012TD001-20W(5000K) | 1700 | Downlight | 85 | 2020-07-20 | 2020-08-10 | High | 2 | #N/A | 85 | #N/A | #N/A
SZDAYTON | DT-T9012TD001-20W(2700K) | 1700 | Downlight | 85 | 2020-07-20 | 2020-08-10 | High | 2 | #N/A | 85 | #N/A | #N/A
SZDAYTON | DT-T9012TD001-20W(3000K) | 1700 | Downlight | 85 | 2020-07-20 | 2020-08-10 | High | 2 | #N/A | 85 | #N/A | #N/A
SZDAYTON | DT-T9012TD001-20W(3500K) | 1700 | Downlight | 85 | 2020-07-20 | 2020-08-10 | High | 2 | #N/A | 85 | #N/A | #N/A
SZDAYTON | DT-T9012TD001-20W(4000K) | 1700 | Downlight | 85 | 2020-07-20 | 2020-08-10 | High | 2 | #N/A | 85 | #N/A | #N/A
SZDAYTON | DT-T9012TD001-20W(5000K) | 1700 | Downlight | 85 | 2020-07-20 | 2020-08-10 | High | 2 | #N/A | 85 | #N/A | #N/A
SLG Lighting | DEC LS2 WD G1 9FSK | 1700 | Downlight | 85 | 2021-09-17 | 2022-03-02 | High | 2 | #N/A | 85 | #N/A | #N/A
LIGHT THE FUTURE | D856-90-2700 | 1700 | Downlight | 85 | 2019-06-01 | 2019-08-22 | High | 2 | #N/A | 85 | #N/A | #N/A
Green Creative | 35133 | 2040 | Downlight | 85 | 2020-03-20 | 2020-03-30 | High | 2 | #N/A | 85 | #N/A | #N/A
US Green Lighting | L/DL8/30/XU/927/TJ01 | 2550 | Downlight | 85 | 2018-06-27 | 2019-02-18 | High | 2 | #N/A | 85 | #N/A | #N/A
Green Creative | 35138 | 2550 | Downlight | 85 | 2020-03-20 | 2020-03-30 | High | 2 | #N/A | 85 | #N/A | #N/A
SLG Lighting | DEC LS3 WD G1 9FSK | 2550 | Downlight | 85 | 2021-09-17 | 2022-03-02 | High | 2 | #N/A | 85 | #N/A | #N/A
LIGHT THE FUTURE | D818-2700 | 2550 | Downlight | 85 | 2018-07-23 | 2018-12-03 | High | 2 | #N/A | 85 | #N/A | #N/A
GE Current, a Daintree company | LRXR830827MD | 3000 | Downlight | 85 | 2018-10-25 | 2018-11-18 | High | 2 | #N/A | 85 | #N/A | #N/A
GE Current, a Daintree company | LRXS830827MD | 3000 | Downlight | 85 | 2018-10-25 | 2018-11-18 | High | 2 | #N/A | 85 | #N/A | #N/A
MaxLite | RCF1030WCSDW | 3400 | Downlight | 85 | 2020-10-01 | 2020-10-21 | High | 2 | #N/A | 85 | #N/A | #N/A
PORTFOLIO | LDSQA4A 18840 D010TE LAR25NF 4LSQA1H | 2434 | Downlight | 85.1 | 2015-11-10 | 2016-02-19 | High | 2 | #N/A | 85.1 | #N/A | #N/A
PORTFOLIO | LDSQA4A 18840 DLT LAR25NF 4LSQAL1H | 2434 | Downlight | 85.1 | 2015-11-10 | 2016-02-19 | High | 2 | #N/A | 85.1 | #N/A | #N/A
PORTFOLIO | LDSQA4A 18840 DMX LAR25NF 4LSQAL1H | 2434 | Downlight | 85.1 | 2015-11-10 | 2016-02-19 | High | 2 | #N/A | 85.1 | #N/A | #N/A
Lightolier | C6[C¦CSQ][S¦W¦P][DL¦DW¦WW]48927[M¦W][Z10U¦L1U¦SOLU¦DMXU¦DU¦RAU][CD¦CC¦WH¦CL][A¦B¦W¦RAL#] | 3574 | Downlight | 85.1 | 2022-06-14 | 2022-08-04 | High | 2 | #N/A | 85.1 | #N/A | #N/A
Lightolier | C6[C¦CSQ][S¦W¦P][DL¦DW¦WW]48930[M¦W][Z10U¦L1U¦SOLU¦DMXU¦DU¦RAU][CD¦CC¦WH¦CL][A¦B¦W¦RAL#] | 3574 | Downlight | 85.1 | 2022-06-14 | 2022-08-04 | High | 2 | #N/A | 85.1 | #N/A | #N/A
Lightolier | C6[C¦CSQ][S¦W¦P][DL¦DW¦WW]48935[M¦W][Z10U¦L1U¦SOLU¦DMXU¦DU¦RAU][CD¦CC¦WH¦CL][A¦B¦W¦RAL#] | 3574 | Downlight | 85.1 | 2022-06-14 | 2022-08-04 | High | 2 | #N/A | 85.1 | #N/A | #N/A
Lightolier | C6[C¦CSQ][S¦W¦P][DL¦DW¦WW]48940[M¦W][Z10U¦L1U¦SOLU¦DMXU¦DU¦RAU][CD¦CC¦WH¦CL][A¦B¦W¦RAL#] | 3574 | Downlight | 85.1 | 2022-06-14 | 2022-08-04 | High | 2 | #N/A | 85.1 | #N/A | #N/A
Lightolier | C6[C¦CSQ][S¦W¦P][DL¦DW¦WW]48950[M¦W][Z10U¦L1U¦SOLU¦DMXU¦DU¦RAU][CD¦CC¦WH¦CL][A¦B¦W¦RAL#] | 3574 | Downlight | 85.1 | 2022-06-14 | 2022-08-04 | High | 2 | #N/A | 85.1 | #N/A | #N/A
Lightolier | C6L48927[M¦W][Z10U¦L1U¦SOLU¦DMXU¦DU¦RAU] / C[6RDL¦6RCW¦6RDW¦6RWW¦6SDLNM¦7RDL¦7RCW¦7RDW¦7RWW][CD¦CC¦WH¦CL] | 3574 | Downlight | 85.1 | 2022-06-14 | 2022-08-04 | High | 2 | #N/A | 85.1 | #N/A | #N/A
Lightolier | C6L48930[M¦W][Z10U¦L1U¦SOLU¦DMXU¦DU¦RAU] / C[6RDL¦6RCW¦6RDW¦6RWW¦6SDLNM¦7RDL¦7RCW¦7RDW¦7RWW][CD¦CC¦WH¦CL] | 3574 | Downlight | 85.1 | 2022-06-14 | 2022-08-04 | High | 2 | #N/A | 85.1 | #N/A | #N/A
Lightolier | C6L48935[M¦W][Z10U¦L1U¦SOLU¦DMXU¦DU¦RAU] / C[6RDL¦6RCW¦6RDW¦6RWW¦6SDLNM¦7RDL¦7RCW¦7RDW¦7RWW][CD¦CC¦WH¦CL] | 3574 | Downlight | 85.1 | 2022-06-14 | 2022-08-04 | High | 2 | #N/A | 85.1 | #N/A | #N/A
Lightolier | C6L48940[M¦W][Z10U¦L1U¦SOLU¦DMXU¦DU¦RAU] / C[6RDL¦6RCW¦6RDW¦6RWW¦6SDLNM¦7RDL¦7RCW¦7RDW¦7RWW][CD¦CC¦WH¦CL] | 3574 | Downlight | 85.1 | 2022-06-14 | 2022-08-04 | High | 2 | #N/A | 85.1 | #N/A | #N/A
Lightolier | C6L48950[M¦W][Z10U¦L1U¦SOLU¦DMXU¦DU¦RAU] / C[6RDL¦6RCW¦6RDW¦6RWW¦6SDLNM¦7RDL¦7RCW¦7RDW¦7RWW][CD¦CC¦WH¦CL] | 3574 | Downlight | 85.1 | 2022-06-14 | 2022-08-04 | High | 2 | #N/A | 85.1 | #N/A | #N/A
Valriya | VA-CDLA-4 | 1024 | Downlight | 85.3 | 2021-05-08 | 2021-05-11 | High | 2 | #N/A | 85.3 | #N/A | #N/A
Luxmode | LP269W18-30K | 1450 | Downlight | 85.3 | 2018-11-28 | 2018-11-29 | High | 2 | #N/A | 85.3 | #N/A | #N/A
Halo Commercial | HC420D010 HM412 8[27¦30¦35¦40] 41[ND¦MD¦WD¦RWW][C¦F¦W¦BB¦WB] | 1740 | Downlight | 85.3 | 2018-11-15 | 2018-12-17 | High | 2 | #N/A | 85.3 | #N/A | #N/A
Halo Commercial | HCC4S20D010 HM412 8[27¦30¦35¦40] 41[ND¦MD¦WD¦RWW][C¦F¦W¦BB¦WB] | 1740 | Downlight | 85.3 | 2019-10-01 | 2019-10-01 | High | 2 | #N/A | 85.3 | #N/A | #N/A
Halo | HC630D010 HM634 8[27¦30¦35¦40] 61**[ND¦MD¦WD¦RWW][C¦F¦W¦BB¦WB] | 2319 | Downlight | 85.3 | 2019-05-31 | 2021-09-28 | High | 2 | #N/A | 85.3 | #N/A | #N/A
Halo | HCC6S30D010[MW¦MB¦BZ¦SL] HM634C 8[27¦30¦35¦40] 61[ND¦MD¦WD¦RWW][C¦F¦W¦BB¦WB] | 2319 | Downlight | 85.3 | 2019-05-31 | 2021-09-30 | High | 2 | #N/A | 85.3 | #N/A | #N/A
UP-SHINE | UP-DL36-30W(4000K) | 2560 | Downlight | 85.3 | 2016-07-10 | 2016-07-21 | High | 2 | #N/A | 85.3 | #N/A | #N/A
CREE LIGHTING | CDR10-ALS-9ACK-10V5-WH-UNV | 3200 | Downlight | 85.3 | 2020-06-19 | 2020-07-07 | High | 2 | #N/A | 85.3 | #N/A | #N/A
Sunlite | LFX/CRD/SCCT/10R/MW/D | 3200 | Downlight | 85.3 | 2020-01-09 | 2020-01-16 | High | 2 | #N/A | 85.3 | #N/A | #N/A
Sunlite | LFX/CRD/SCT/10R/MW/D | 3200 | Downlight | 85.3 | 2020-01-09 | 2020-01-16 | High | 2 | #N/A | 85.3 | #N/A | #N/A
TRULY GREEN SOLUTIONS LLC | FL-10-L-C-U-D-90CRI | 3200 | Downlight | 85.3 | 2021-03-12 | 2021-03-14 | High | 2 | #N/A | 85.3 | #N/A | #N/A
Everline | CDL10-29WS935S-U | 3200 | Downlight | 85.3 | 2021-06-26 | 2021-07-06 | High | 2 | #N/A | 85.3 | #N/A | #N/A
Verbatim | D9.5-3CCT-3W-CD | 3200 | Downlight | 85.3 | 2022-04-30 | 2022-05-05 | High | 2 | #N/A | 85.3 | #N/A | #N/A
L-Trim | LTR4-10R-UNV-1-SCCT-WH | 3200 | Downlight | 85.3 | 2021-07-01 | 2021-09-01 | High | 2 | #N/A | 85.3 | #N/A | #N/A
ConTech Lighting | VC[DSWH12,DSWH16,DSWH20,DSDB10,DSDB14,DSDB18]LDD1227K[FC,FM,LSM6,LSM12,LSM24,LSM36,HSM6,HSM12,HSM24,HSM36,LGN1,LGN2,LGN3,LGN4,LGN5]-***** | 1199 | Downlight | 85.4 | 2022-05-01 | 2022-06-30 | High | 2 | #N/A | 85.4 | #N/A | #N/A
ConTech Lighting | VC[DSWH12,DSWH16,DSWH20,DSDB10,DSDB14,DSDB18]LDD1230K[FC,FM,LSM6,LSM12,LSM24,LSM36,HSM6,HSM12,HSM24,HSM36,LGN1,LGN2,LGN3,LGN4,LGN5]-***** | 1199 | Downlight | 85.4 | 2022-05-01 | 2022-06-30 | High | 2 | #N/A | 85.4 | #N/A | #N/A
ConTech Lighting | VC[DSWH12,DSWH16,DSWH20,DSDB10,DSDB14,DSDB18]LDD1235K[FC,FM,LSM6,LSM12,LSM24,LSM36,HSM6,HSM12,HSM24,HSM36,LGN1,LGN2,LGN3,LGN4,LGN5]-***** | 1199 | Downlight | 85.4 | 2022-05-01 | 2022-06-30 | High | 2 | #N/A | 85.4 | #N/A | #N/A
ConTech Lighting | VC[DSWH12,DSWH16,DSWH20,DSDB10,DSDB14,DSDB18]LDD1240K[FC,FM,LSM6,LSM12,LSM24,LSM36,HSM6,HSM12,HSM24,HSM36,LGN1,LGN2,LGN3,LGN4,LGN5]-***** | 1199 | Downlight | 85.4 | 2022-05-01 | 2022-06-30 | High | 2 | #N/A | 85.4 | #N/A | #N/A
MORRIS | 72688 | 4270 | Downlight | 85.4 | 2018-08-27 | 2019-06-10 | High | 2 | #N/A | 85.4 | #N/A | #N/A
MAXIM | 57762**** | 1880 | Downlight | 85.5 | 2018-01-01 | 2018-04-24 | High | 2 | #N/A | 85.5 | #N/A | #N/A
Prescolite | LFR-4RD-M-30L27K8**-DM1** + LFR-4RD-T-[(blank),VNR]-**** + LFR-4RD-H-** | 2163 | Downlight | 85.5 | 2021-11-18 | 2022-07-01 | High | 2 | #N/A | 85.5 | #N/A | #N/A
Prescolite | LFR-4RD-M-30L27K9**-DM1** + LFR-4RD-T-[(blank),VNR]-**** + LFR-4RD-H-** | 2163 | Downlight | 85.5 | 2021-11-18 | 2022-07-01 | High | 2 | #N/A | 85.5 | #N/A | #N/A
Prescolite | LFR-4RD-M-30L30K8**-DM1** + LFR-4RD-T-[(blank),VNR]-**** + LFR-4RD-H-** | 2163 | Downlight | 85.5 | 2021-11-18 | 2022-07-01 | High | 2 | #N/A | 85.5 | #N/A | #N/A
Prescolite | LFR-4RD-M-30L30K9**-DM1** + LFR-4RD-T-[(blank),VNR]-**** + LFR-4RD-H-** | 2163 | Downlight | 85.5 | 2021-11-18 | 2022-07-01 | High | 2 | #N/A | 85.5 | #N/A | #N/A
Prescolite | LFR-4RD-M-30L35K8**-DM1** + LFR-4RD-T-[(blank),VNR]-**** + LFR-4RD-H-** | 2163 | Downlight | 85.5 | 2021-11-18 | 2022-07-01 | High | 2 | #N/A | 85.5 | #N/A | #N/A
Prescolite | LFR-4RD-M-30L35K9**-DM1** + LFR-4RD-T-[(blank),VNR]-**** + LFR-4RD-H-** | 2163 | Downlight | 85.5 | 2021-11-18 | 2022-07-01 | High | 2 | #N/A | 85.5 | #N/A | #N/A
Prescolite | LFR-4RD-M-30L40K8**-DM1** + LFR-4RD-T-[(blank),VNR]-**** + LFR-4RD-H-** | 2163 | Downlight | 85.5 | 2021-11-18 | 2022-07-01 | High | 2 | #N/A | 85.5 | #N/A | #N/A
Prescolite | LFR-4RD-M-30L40K9**-DM1** + LFR-4RD-T-[(blank),VNR]-**** + LFR-4RD-H-** | 2163 | Downlight | 85.5 | 2021-11-18 | 2022-07-01 | High | 2 | #N/A | 85.5 | #N/A | #N/A
Prescolite | LFR-4RD-M-30L50K8**-DM1** + LFR-4RD-T-[(blank),VNR]-**** + LFR-4RD-H-** | 2163 | Downlight | 85.5 | 2021-11-18 | 2022-07-01 | High | 2 | #N/A | 85.5 | #N/A | #N/A
Prescolite | LFR-4RD-M-30L50K9**-DM1** + LFR-4RD-T-[(blank),VNR]-**** + LFR-4RD-H-** | 2163 | Downlight | 85.5 | 2021-11-18 | 2022-07-01 | High | 2 | #N/A | 85.5 | #N/A | #N/A
Lightolier | C6[C¦CSQ][S¦W¦P][DL¦DW¦WW]30927[M¦W][Z10U¦E1¦L1U¦SOLU¦LDU¦LTEU¦DMXU¦DU¦RAU][CD¦CC¦WH¦CL][A¦B¦W¦RAL#] | 2260 | Downlight | 85.5 | 2022-06-14 | 2022-08-04 | High | 2 | #N/A | 85.5 | #N/A | #N/A
Lightolier | C6[C¦CSQ][S¦W¦P][DL¦DW¦WW]30927N[Z10U¦E1¦L1U¦SOLU¦LDU¦LTEU¦DMXU¦DU¦RAU][CD¦CC¦WH¦CL][A¦B¦W¦RAL#] | 2260 | Downlight | 85.5 | 2022-06-14 | 2022-08-04 | High | 2 | #N/A | 85.5 | #N/A | #N/A
Lightolier | C6[C¦CSQ][S¦W¦P][DL¦DW¦WW]30930[M¦W][Z10U¦E1¦L1U¦SOLU¦LDU¦LTEU¦DMXU¦DU¦RAU][CD¦CC¦WH¦CL][A¦B¦W¦RAL#] | 2260 | Downlight | 85.5 | 2022-06-14 | 2022-08-04 | High | 2 | #N/A | 85.5 | #N/A | #N/A
Lightolier | C6[C¦CSQ][S¦W¦P][DL¦DW¦WW]30930N[Z10U¦E1¦L1U¦SOLU¦LDU¦LTEU¦DMXU¦DU¦RAU][CD¦CC¦WH¦CL][A¦B¦W¦RAL#] | 2260 | Downlight | 85.5 | 2022-06-14 | 2022-08-04 | High | 2 | #N/A | 85.5 | #N/A | #N/A
Lightolier | C6[C¦CSQ][S¦W¦P][DL¦DW¦WW]30935[M¦W][Z10U¦E1¦L1U¦SOLU¦LDU¦LTEU¦DMXU¦DU¦RAU][CD¦CC¦WH¦CL][A¦B¦W¦RAL#] | 2260 | Downlight | 85.5 | 2022-06-14 | 2022-08-04 | High | 2 | #N/A | 85.5 | #N/A | #N/A
Lightolier | C6[C¦CSQ][S¦W¦P][DL¦DW¦WW]30935N[Z10U¦E1¦L1U¦SOLU¦LDU¦LTEU¦DMXU¦DU¦RAU][CD¦CC¦WH¦CL][A¦B¦W¦RAL#] | 2260 | Downlight | 85.5 | 2022-06-14 | 2022-08-04 | High | 2 | #N/A | 85.5 | #N/A | #N/A
Lightolier | C6[C¦CSQ][S¦W¦P][DL¦DW¦WW]30940[M¦W][Z10U¦E1¦L1U¦SOLU¦LDU¦LTEU¦DMXU¦DU¦RAU][CD¦CC¦WH¦CL][A¦B¦W¦RAL#] | 2260 | Downlight | 85.5 | 2022-06-14 | 2022-08-04 | High | 2 | #N/A | 85.5 | #N/A | #N/A
Lightolier | C6[C¦CSQ][S¦W¦P][DL¦DW¦WW]30940N[Z10U¦E1¦L1U¦SOLU¦LDU¦LTEU¦DMXU¦DU¦RAU][CD¦CC¦WH¦CL][A¦B¦W¦RAL#] | 2260 | Downlight | 85.5 | 2022-06-14 | 2022-08-04 | High | 2 | #N/A | 85.5 | #N/A | #N/A
Lightolier | C6[C¦CSQ][S¦W¦P][DL¦DW¦WW]30950[M¦W][Z10U¦E1¦L1U¦SOLU¦LDU¦LTEU¦DMXU¦DU¦RAU][CD¦CC¦WH¦CL][A¦B¦W¦RAL#] | 2260 | Downlight | 85.5 | 2022-06-14 | 2022-08-04 | High | 2 | #N/A | 85.5 | #N/A | #N/A
Lightolier | C6[C¦CSQ][S¦W¦P][DL¦DW¦WW]30950N[Z10U¦E1¦L1U¦SOLU¦LDU¦LTEU¦DMXU¦DU¦RAU][CD¦CC¦WH¦CL][A¦B¦W¦RAL#] | 2260 | Downlight | 85.5 | 2022-06-14 | 2022-08-04 | High | 2 | #N/A | 85.5 | #N/A | #N/A
Lightolier | C6L30927[M¦W][Z10U¦E1¦L1U¦SOLU¦LDU¦LTEU¦DMXU¦DU¦RAU][¦R¦RH] / C[6RDL¦6RCW¦6RDW¦6RWW¦6SDLNM¦7RDL¦7RCW¦7RDW¦7RWW][CD¦CC¦WH¦CL] | 2260 | Downlight | 85.5 | 2022-06-14 | 2022-08-04 | High | 2 | #N/A | 85.5 | #N/A | #N/A
Lightolier | C6L30927N[Z10U¦E1¦L1U¦SOLU¦LDU¦LTEU¦DMXU¦DU¦RAU][¦R¦RH] / C[6RDL¦6RCW¦6RDW¦6RWW¦6SDLNM¦7RDL¦7RCW¦7RDW¦7RWW][CD¦CC¦WH¦CL] | 2260 | Downlight | 85.5 | 2022-06-14 | 2022-08-04 | High | 2 | #N/A | 85.5 | #N/A | #N/A
Lightolier | C6L30930[M¦W][Z10U¦E1¦L1U¦SOLU¦LDU¦LTEU¦DMXU¦DU¦RAU][¦R¦RH] / C[6RDL¦6RCW¦6RDW¦6RWW¦6SDLNM¦7RDL¦7RCW¦7RDW¦7RWW][CD¦CC¦WH¦CL] | 2260 | Downlight | 85.5 | 2022-06-14 | 2022-08-04 | High | 2 | #N/A | 85.5 | #N/A | #N/A
Lightolier | C6L30930N[Z10U¦E1¦L1U¦SOLU¦LDU¦LTEU¦DMXU¦DU¦RAU][¦R¦RH] / C[6RDL¦6RCW¦6RDW¦6RWW¦6SDLNM¦7RDL¦7RCW¦7RDW¦7RWW][CD¦CC¦WH¦CL] | 2260 | Downlight | 85.5 | 2022-06-14 | 2022-08-04 | High | 2 | #N/A | 85.5 | #N/A | #N/A
Lightolier | C6L30935[M¦W][Z10U¦E1¦L1U¦SOLU¦LDU¦LTEU¦DMXU¦DU¦RAU][¦R¦RH] / C[6RDL¦6RCW¦6RDW¦6RWW¦6SDLNM¦7RDL¦7RCW¦7RDW¦7RWW][CD¦CC¦WH¦CL] | 2260 | Downlight | 85.5 | 2022-06-14 | 2022-08-04 | High | 2 | #N/A | 85.5 | #N/A | #N/A
Lightolier | C6L30935N[Z10U¦E1¦L1U¦SOLU¦LDU¦LTEU¦DMXU¦DU¦RAU][¦R¦RH] / C[6RDL¦6RCW¦6RDW¦6RWW¦6SDLNM¦7RDL¦7RCW¦7RDW¦7RWW][CD¦CC¦WH¦CL] | 2260 | Downlight | 85.5 | 2022-06-14 | 2022-08-04 | High | 2 | #N/A | 85.5 | #N/A | #N/A
Lightolier | C6L30940[M¦W][Z10U¦E1¦L1U¦SOLU¦LDU¦LTEU¦DMXU¦DU¦RAU][¦R¦RH] / C[6RDL¦6RCW¦6RDW¦6RWW¦6SDLNM¦7RDL¦7RCW¦7RDW¦7RWW][CD¦CC¦WH¦CL] | 2260 | Downlight | 85.5 | 2022-06-14 | 2022-08-04 | High | 2 | #N/A | 85.5 | #N/A | #N/A
Lightolier | C6L30940N[Z10U¦E1¦L1U¦SOLU¦LDU¦LTEU¦DMXU¦DU¦RAU][¦R¦RH] / C[6RDL¦6RCW¦6RDW¦6RWW¦6SDLNM¦7RDL¦7RCW¦7RDW¦7RWW][CD¦CC¦WH¦CL] | 2260 | Downlight | 85.5 | 2022-06-14 | 2022-08-04 | High | 2 | #N/A | 85.5 | #N/A | #N/A
Lightolier | C6L30950[M¦W][Z10U¦E1¦L1U¦SOLU¦LDU¦LTEU¦DMXU¦DU¦RAU][¦R¦RH] / C[6RDL¦6RCW¦6RDW¦6RWW¦6SDLNM¦7RDL¦7RCW¦7RDW¦7RWW][CD¦CC¦WH¦CL] | 2260 | Downlight | 85.5 | 2022-06-14 | 2022-08-04 | High | 2 | #N/A | 85.5 | #N/A | #N/A
Lightolier | C6L30950N[Z10U¦E1¦L1U¦SOLU¦LDU¦LTEU¦DMXU¦DU¦RAU][¦R¦RH] / C[6RDL¦6RCW¦6RDW¦6RWW¦6SDLNM¦7RDL¦7RCW¦7RDW¦7RWW][CD¦CC¦WH¦CL] | 2260 | Downlight | 85.5 | 2022-06-14 | 2022-08-04 | High | 2 | #N/A | 85.5 | #N/A | #N/A
Juno Lighting | JSF[ ¦SQ] 7IN 10LM [27K¦30K¦35K¦40K] 90CRI [120¦MVOLT] [FRPC¦ZT] WH | 1001 | Downlight | 85.6 | 2017-07-17 | 2017-07-18 | High | 2 | #N/A | 85.6 | #N/A | #N/A
Spex Lighting | SL-SLMB6-RGBTW-90WZ | 1370 | Downlight | 85.6 | 2021-01-11 | 2021-01-18 | High | 2 | #N/A | 85.6 | #N/A | #N/A
Spex Lighting | SL-SLMB6-RGBTW-90WZ-# | 1370 | Downlight | 85.6 | 2021-01-11 | 2021-01-18 | High | 2 | #N/A | 85.6 | #N/A | #N/A
Spex Lighting | SL-SLMB6-RGBTW-WZ-# | 1370 | Downlight | 85.6 | 2021-01-11 | 2021-01-18 | High | 2 | #N/A | 85.6 | #N/A | #N/A
Trenz Lighting | TL-SLMB6-RGBTW-90WZ | 1370 | Downlight | 85.6 | 2021-01-11 | 2021-01-18 | High | 2 | #N/A | 85.6 | #N/A | #N/A
Trenz Lighting | TL-SLMB6-RGBTW-90WZ-# | 1370 | Downlight | 85.6 | 2021-01-11 | 2021-01-18 | High | 2 | #N/A | 85.6 | #N/A | #N/A
Trenz Lighting | TL-SLMB6-RGBTW-WZ-# | 1370 | Downlight | 85.6 | 2021-01-11 | 2021-01-18 | High | 2 | #N/A | 85.6 | #N/A | #N/A
Liteline | SLMB6-RGBTW-WH-#KT | 1370 | Downlight | 85.6 | 2021-01-11 | 2021-01-18 | High | 2 | #N/A | 85.6 | #N/A | #N/A
Liteline | SLMB6-RGBTW-WZ-WH | 1370 | Downlight | 85.6 | 2021-01-11 | 2021-01-18 | High | 2 | #N/A | 85.6 | #N/A | #N/A
Lumination LED Luminaires LDXB2 Downlight Series | LDXB2**#20FL930V1**** | 1600 | Downlight | 85.6 | 2021-02-24 | 2021-03-18 | High | 2 | #N/A | 85.6 | #N/A | #N/A
Lumination LED Luminaires LDXB2 Downlight Series | LDXB2**#20FL935V1**** | 1600 | Downlight | 85.6 | 2021-02-24 | 2021-03-18 | High | 2 | #N/A | 85.6 | #N/A | #N/A
Lumination LED Luminaires LDXB2 Downlight Series | LDXB2**#20FL940V1**** | 1600 | Downlight | 85.6 | 2021-02-24 | 2021-03-18 | High | 2 | #N/A | 85.6 | #N/A | #N/A
Lumination LED Luminaires LDXB2 Downlight Series | LDXB2**#20NF930V1**** | 1600 | Downlight | 85.6 | 2021-02-24 | 2021-03-18 | High | 2 | #N/A | 85.6 | #N/A | #N/A
Lumination LED Luminaires LDXB2 Downlight Series | LDXB2**#20NF935V1**** | 1600 | Downlight | 85.6 | 2021-02-24 | 2021-03-18 | High | 2 | #N/A | 85.6 | #N/A | #N/A
Lumination LED Luminaires LDXB2 Downlight Series | LDXB2**#20NF940V1**** | 1600 | Downlight | 85.6 | 2021-02-24 | 2021-03-18 | High | 2 | #N/A | 85.6 | #N/A | #N/A
Lumination LED Luminaires LDXB2 Downlight Series | LDXB2**#20SP930V1**** | 1600 | Downlight | 85.6 | 2021-02-24 | 2021-03-18 | High | 2 | #N/A | 85.6 | #N/A | #N/A
Lumination LED Luminaires LDXB2 Downlight Series | LDXB2**#20SP935V1**** | 1600 | Downlight | 85.6 | 2021-02-24 | 2021-03-18 | High | 2 | #N/A | 85.6 | #N/A | #N/A
Lumination LED Luminaires LDXB2 Downlight Series | LDXB2**#20SP940V1**** | 1600 | Downlight | 85.6 | 2021-02-24 | 2021-03-18 | High | 2 | #N/A | 85.6 | #N/A | #N/A
Lumination LED Luminaires LDXB2 Downlight Series | LDXB2**#20WF930V1**** | 1600 | Downlight | 85.6 | 2021-02-24 | 2021-03-18 | High | 2 | #N/A | 85.6 | #N/A | #N/A
Lumination LED Luminaires LDXB2 Downlight Series | LDXB2**#20WF935V1**** | 1600 | Downlight | 85.6 | 2021-02-24 | 2021-03-18 | High | 2 | #N/A | 85.6 | #N/A | #N/A
Lumination LED Luminaires LDXB2 Downlight Series | LDXB2**#20WF940V1**** | 1600 | Downlight | 85.6 | 2021-02-24 | 2021-03-18 | High | 2 | #N/A | 85.6 | #N/A | #N/A
Prescolite | LTR-4SQ-H-ML20LDM1 + LTR-4SQD-T-ML35K8WDSSWT | 2081 | Downlight | 85.6 | 2019-07-12 | 2019-08-23 | High | 2 | #N/A | 85.6 | #N/A | #N/A
Prescolite | LFR-6RD-M-50L27K8**-DM1** + LFR-6RD-T-[(blank),VNR]-**** + LFR-6RD-H | 3586 | Downlight | 85.6 | 2021-11-18 | 2022-07-01 | High | 2 | #N/A | 85.6 | #N/A | #N/A
Prescolite | LFR-6RD-M-50L27K9**-DM1** + LFR-6RD-T-[(blank),VNR]-**** + LFR-6RD-H | 3586 | Downlight | 85.6 | 2021-11-18 | 2022-07-01 | High | 2 | #N/A | 85.6 | #N/A | #N/A
Prescolite | LFR-6RD-M-50L30K8**-DM1** + LFR-6RD-T-[(blank),VNR]-**** + LFR-6RD-H | 3586 | Downlight | 85.6 | 2021-11-18 | 2022-07-01 | High | 2 | #N/A | 85.6 | #N/A | #N/A
Prescolite | LFR-6RD-M-50L30K9**-DM1** + LFR-6RD-T-[(blank),VNR]-**** + LFR-6RD-H | 3586 | Downlight | 85.6 | 2021-11-18 | 2022-07-01 | High | 2 | #N/A | 85.6 | #N/A | #N/A
Prescolite | LFR-6RD-M-50L35K8**-DM1** + LFR-6RD-T-[(blank),VNR]-**** + LFR-6RD-H | 3586 | Downlight | 85.6 | 2021-11-18 | 2022-07-01 | High | 2 | #N/A | 85.6 | #N/A | #N/A
Prescolite | LFR-6RD-M-50L35K9**-DM1** + LFR-6RD-T-[(blank),VNR]-**** + LFR-6RD-H | 3586 | Downlight | 85.6 | 2021-11-18 | 2022-07-01 | High | 2 | #N/A | 85.6 | #N/A | #N/A
Prescolite | LFR-6RD-M-50L40K8**-DM1** + LFR-6RD-T-[(blank),VNR]-**** + LFR-6RD-H | 3586 | Downlight | 85.6 | 2021-11-18 | 2022-07-01 | High | 2 | #N/A | 85.6 | #N/A | #N/A
Prescolite | LFR-6RD-M-50L40K9**-DM1** + LFR-6RD-T-[(blank),VNR]-**** + LFR-6RD-H | 3586 | Downlight | 85.6 | 2021-11-18 | 2022-07-01 | High | 2 | #N/A | 85.6 | #N/A | #N/A
Prescolite | LFR-6RD-M-50L50K8**-DM1** + LFR-6RD-T-[(blank),VNR]-**** + LFR-6RD-H | 3586 | Downlight | 85.6 | 2021-11-18 | 2022-07-01 | High | 2 | #N/A | 85.6 | #N/A | #N/A
Prescolite | LFR-6RD-M-50L50K9**-DM1** + LFR-6RD-T-[(blank),VNR]-**** + LFR-6RD-H | 3586 | Downlight | 85.6 | 2021-11-18 | 2022-07-01 | High | 2 | #N/A | 85.6 | #N/A | #N/A
Prescolite | LFR-4RD-M-50L27K8**-DM1** + LFR-4RD-T-[(blank),VNR]-**** + LFR-4RD-H | 3655 | Downlight | 85.6 | 2021-11-18 | 2022-07-01 | High | 2 | #N/A | 85.6 | #N/A | #N/A
Prescolite | LFR-4RD-M-50L27K9**-DM1** + LFR-4RD-T-[(blank),VNR]-**** + LFR-4RD-H | 3655 | Downlight | 85.6 | 2021-11-18 | 2022-07-01 | High | 2 | #N/A | 85.6 | #N/A | #N/A
Prescolite | LFR-4RD-M-50L30K8**-DM1** + LFR-4RD-T-[(blank),VNR]-**** + LFR-4RD-H | 3655 | Downlight | 85.6 | 2021-11-18 | 2022-07-01 | High | 2 | #N/A | 85.6 | #N/A | #N/A
Prescolite | LFR-4RD-M-50L30K9**-DM1** + LFR-4RD-T-[(blank),VNR]-**** + LFR-4RD-H | 3655 | Downlight | 85.6 | 2021-11-18 | 2022-07-01 | High | 2 | #N/A | 85.6 | #N/A | #N/A
Prescolite | LFR-4RD-M-50L35K8**-DM1** + LFR-4RD-T-[(blank),VNR]-**** + LFR-4RD-H | 3655 | Downlight | 85.6 | 2021-11-18 | 2022-07-01 | High | 2 | #N/A | 85.6 | #N/A | #N/A
Prescolite | LFR-4RD-M-50L35K9**-DM1** + LFR-4RD-T-[(blank),VNR]-**** + LFR-4RD-H | 3655 | Downlight | 85.6 | 2021-11-18 | 2022-07-01 | High | 2 | #N/A | 85.6 | #N/A | #N/A
Prescolite | LFR-4RD-M-50L40K8**-DM1** + LFR-4RD-T-[(blank),VNR]-**** + LFR-4RD-H | 3655 | Downlight | 85.6 | 2021-11-18 | 2022-07-01 | High | 2 | #N/A | 85.6 | #N/A | #N/A
Prescolite | LFR-4RD-M-50L40K9**-DM1** + LFR-4RD-T-[(blank),VNR]-**** + LFR-4RD-H | 3655 | Downlight | 85.6 | 2021-11-18 | 2022-07-01 | High | 2 | #N/A | 85.6 | #N/A | #N/A
Prescolite | LFR-4RD-M-50L50K8**-DM1** + LFR-4RD-T-[(blank),VNR]-**** + LFR-4RD-H | 3655 | Downlight | 85.6 | 2021-11-18 | 2022-07-01 | High | 2 | #N/A | 85.6 | #N/A | #N/A
Prescolite | LFR-4RD-M-50L50K9**-DM1** + LFR-4RD-T-[(blank),VNR]-**** + LFR-4RD-H | 3655 | Downlight | 85.6 | 2021-11-18 | 2022-07-01 | High | 2 | #N/A | 85.6 | #N/A | #N/A
Best | BRK-LED36-DL-14W-27K-ECO | 1200 | Downlight | 85.7 | 2016-10-01 | 2017-02-05 | High | 2 | #N/A | 85.7 | #N/A | #N/A
fusion | SR4-LED-1200L-DIM10-MVOLT-##K | 1200 | Downlight | 85.7 | 2018-06-30 | 2018-10-04 | High | 2 | #N/A | 85.7 | #N/A | #N/A
Elite | RL628-1200L-DIMTR-120-27K/30K/35K/40K/50K-90-W-WH | 1200 | Downlight | 85.7 | 2021-06-24 | 2021-07-06 | High | 2 | #N/A | 85.7 | #N/A | #N/A
Keystone | KT-WDLED14PS-6A-9CSF-VDIM | 1200 | Downlight | 85.7 | 2022-02-18 | 2022-02-24 | High | 2 | #N/A | 85.7 | #N/A | #N/A
Sylvania | 65475 | 1200 | Downlight | 85.7 | 2020-09-23 | 2020-09-24 | High | 2 | #N/A | 85.7 | #N/A | #N/A
RAB | DLS0085(SUMOFA-7R-14-9CCT-120-W) | 1200 | Downlight | 85.7 | 2021-10-27 | 2021-12-20 | High | 2 | #N/A | 85.7 | #N/A | #N/A
RAB | DLS0107(CRVFAD-18R-32-9CCT-UNV-BN/MVS) | 1200 | Downlight | 85.7 | 2021-11-17 | 2021-12-09 | High | 2 | #N/A | 85.7 | #N/A | #N/A
denghuo | FXF01025 | 1200 | Downlight | 85.7 | 2022-11-20 | 2022-11-22 | High | 2 | #N/A | 85.7 | #N/A | #N/A
Aeralux | AE-DL-ATE-CA6-12-17.5WT-010-P30/35/40/50 | 1500 | Downlight | 85.7 | 2020-03-26 | 2020-03-27 | High | 2 | #N/A | 85.7 | #N/A | #N/A
Aeralux | AE-DL-ATE-CA6-12-17.5WT-010-P30/35/40/50 | 1500 | Downlight | 85.7 | 2020-03-26 | 2020-03-27 | High | 2 | #N/A | 85.7 | #N/A | #N/A
LEDone | LOC-12RDDL-21WMCCT | 1800 | Downlight | 85.7 | 2020-07-06 | 2020-07-15 | High | 2 | #N/A | 85.7 | #N/A | #N/A
Sylvania | 65691 | 3000 | Downlight | 85.7 | 2021-09-15 | 2021-10-15 | High | 2 | #N/A | 85.7 | #N/A | #N/A
Stanpro | CDU8R-PS4Q/3CWH | 3000 | Downlight | 85.7 | 2019-12-06 | 2019-12-12 | High | 2 | #N/A | 85.7 | #N/A | #N/A
WAC Lighting | DS-PD06-F27-** | 3000 | Downlight | 85.7 | 2016-08-01 | 2018-11-15 | High | 2 | #N/A | 85.7 | #N/A | #N/A
WAC Lighting | DS-PD06-F30-** | 3000 | Downlight | 85.7 | 2016-08-01 | 2018-11-15 | High | 2 | #N/A | 85.7 | #N/A | #N/A
WAC Lighting | DS-PD06-F35-** | 3000 | Downlight | 85.7 | 2016-08-01 | 2018-11-15 | High | 2 | #N/A | 85.7 | #N/A | #N/A
WAC Lighting | DS-PD06-F40-** | 3000 | Downlight | 85.7 | 2016-08-01 | 2018-11-15 | High | 2 | #N/A | 85.7 | #N/A | #N/A
WAC Lighting | DS-PD06-N27-** | 3000 | Downlight | 85.7 | 2016-08-01 | 2018-11-15 | High | 2 | #N/A | 85.7 | #N/A | #N/A
WAC Lighting | DS-PD06-N30-** | 3000 | Downlight | 85.7 | 2016-08-01 | 2018-11-15 | High | 2 | #N/A | 85.7 | #N/A | #N/A
WAC Lighting | DS-PD06-N35-** | 3000 | Downlight | 85.7 | 2016-08-01 | 2018-11-15 | High | 2 | #N/A | 85.7 | #N/A | #N/A
WAC Lighting | DS-PD06-N40-** | 3000 | Downlight | 85.7 | 2016-08-01 | 2018-11-15 | High | 2 | #N/A | 85.7 | #N/A | #N/A
WAC Lighting | DS-PD06-S27-** | 3000 | Downlight | 85.7 | 2016-08-01 | 2018-11-15 | High | 2 | #N/A | 85.7 | #N/A | #N/A
WAC Lighting | DS-PD06-S30-** | 3000 | Downlight | 85.7 | 2016-08-01 | 2018-11-15 | High | 2 | #N/A | 85.7 | #N/A | #N/A
WAC Lighting | DS-PD06-S35-** | 3000 | Downlight | 85.7 | 2016-08-01 | 2018-11-15 | High | 2 | #N/A | 85.7 | #N/A | #N/A
WAC Lighting | DS-PD06-S40-** | 3000 | Downlight | 85.7 | 2016-08-01 | 2018-11-15 | High | 2 | #N/A | 85.7 | #N/A | #N/A
WAC Lighting | DS-WS06-F27S-** | 3000 | Downlight | 85.7 | 2018-11-29 | 2018-11-15 | High | 2 | #N/A | 85.7 | #N/A | #N/A
WAC Lighting | DS-WS06-F30S-** | 3000 | Downlight | 85.7 | 2018-11-29 | 2018-11-15 | High | 2 | #N/A | 85.7 | #N/A | #N/A
WAC Lighting | DS-WS06-F35S-** | 3000 | Downlight | 85.7 | 2018-11-29 | 2018-11-15 | High | 2 | #N/A | 85.7 | #N/A | #N/A
WAC Lighting | DS-WS06-F40S-** | 3000 | Downlight | 85.7 | 2018-11-29 | 2018-11-15 | High | 2 | #N/A | 85.7 | #N/A | #N/A
WAC Lighting | DS-WS06-N27S-** | 3000 | Downlight | 85.7 | 2018-11-29 | 2018-11-15 | High | 2 | #N/A | 85.7 | #N/A | #N/A
WAC Lighting | DS-WS06-N30S-** | 3000 | Downlight | 85.7 | 2018-11-29 | 2018-11-15 | High | 2 | #N/A | 85.7 | #N/A | #N/A
WAC Lighting | DS-WS06-N35S-** | 3000 | Downlight | 85.7 | 2018-11-29 | 2018-11-15 | High | 2 | #N/A | 85.7 | #N/A | #N/A
WAC Lighting | DS-WS06-N40S-** | 3000 | Downlight | 85.7 | 2018-11-29 | 2018-11-15 | High | 2 | #N/A | 85.7 | #N/A | #N/A
WAC Lighting | DS-WS06-S27S-** | 3000 | Downlight | 85.7 | 2018-11-29 | 2018-11-15 | High | 2 | #N/A | 85.7 | #N/A | #N/A
WAC Lighting | DS-WS06-S30S-** | 3000 | Downlight | 85.7 | 2018-11-29 | 2018-11-15 | High | 2 | #N/A | 85.7 | #N/A | #N/A
WAC Lighting | DS-WS06-S35S-** | 3000 | Downlight | 85.7 | 2018-11-29 | 2018-11-15 | High | 2 | #N/A | 85.7 | #N/A | #N/A
WAC Lighting | DS-WS06-S40S-** | 3000 | Downlight | 85.7 | 2018-11-29 | 2018-11-15 | High | 2 | #N/A | 85.7 | #N/A | #N/A
WAC Lighting | DS-WE06-F27S-** | 3000 | Downlight | 85.7 | 2018-11-29 | 2018-11-15 | High | 2 | #N/A | 85.7 | #N/A | #N/A
WAC Lighting | DS-WE06-F30S-** | 3000 | Downlight | 85.7 | 2018-11-29 | 2018-11-15 | High | 2 | #N/A | 85.7 | #N/A | #N/A
WAC Lighting | DS-WE06-F35S-** | 3000 | Downlight | 85.7 | 2018-11-29 | 2018-11-15 | High | 2 | #N/A | 85.7 | #N/A | #N/A
WAC Lighting | DS-WE06-F40S-** | 3000 | Downlight | 85.7 | 2018-11-29 | 2018-11-15 | High | 2 | #N/A | 85.7 | #N/A | #N/A
WAC Lighting | DS-WE06-N27S-** | 3000 | Downlight | 85.7 | 2018-11-29 | 2018-11-15 | High | 2 | #N/A | 85.7 | #N/A | #N/A
WAC Lighting | DS-WE06-N30S-** | 3000 | Downlight | 85.7 | 2018-11-29 | 2018-11-15 | High | 2 | #N/A | 85.7 | #N/A | #N/A
WAC Lighting | DS-WE06-N35S-** | 3000 | Downlight | 85.7 | 2018-11-29 | 2018-11-15 | High | 2 | #N/A | 85.7 | #N/A | #N/A
WAC Lighting | DS-WE06-N40S-** | 3000 | Downlight | 85.7 | 2018-11-29 | 2018-11-15 | High | 2 | #N/A | 85.7 | #N/A | #N/A
WAC Lighting | DS-WE06-S27S-** | 3000 | Downlight | 85.7 | 2018-11-29 | 2018-11-15 | High | 2 | #N/A | 85.7 | #N/A | #N/A
WAC Lighting | DS-WE06-S30S-** | 3000 | Downlight | 85.7 | 2018-11-29 | 2018-11-15 | High | 2 | #N/A | 85.7 | #N/A | #N/A
WAC Lighting | DS-WE06-S35S-** | 3000 | Downlight | 85.7 | 2018-11-29 | 2018-11-15 | High | 2 | #N/A | 85.7 | #N/A | #N/A
WAC Lighting | DS-WE06-S40S-** | 3000 | Downlight | 85.7 | 2018-11-29 | 2018-11-15 | High | 2 | #N/A | 85.7 | #N/A | #N/A
WAC Lighting | DC-PD06-F827-** | 3000 | Downlight | 85.7 | 2018-11-29 | 2018-11-15 | High | 2 | #N/A | 85.7 | #N/A | #N/A
WAC Lighting | DC-PD06-F830-** | 3000 | Downlight | 85.7 | 2018-11-29 | 2018-11-15 | High | 2 | #N/A | 85.7 | #N/A | #N/A
WAC Lighting | DC-PD06-F835-** | 3000 | Downlight | 85.7 | 2018-11-29 | 2018-11-15 | High | 2 | #N/A | 85.7 | #N/A | #N/A
WAC Lighting | DC-WS06-F827S-** | 3000 | Downlight | 85.7 | 2018-11-29 | 2018-11-15 | High | 2 | #N/A | 85.7 | #N/A | #N/A
WAC Lighting | DC-WS06-F830S-** | 3000 | Downlight | 85.7 | 2018-11-29 | 2018-11-15 | High | 2 | #N/A | 85.7 | #N/A | #N/A
WAC Lighting | DC-PD06-F840-** | 3000 | Downlight | 85.7 | 2018-11-29 | 2018-11-15 | High | 2 | #N/A | 85.7 | #N/A | #N/A
WAC Lighting | DC-PD06-N827-** | 3000 | Downlight | 85.7 | 2018-11-29 | 2018-11-15 | High | 2 | #N/A | 85.7 | #N/A | #N/A
WAC Lighting | DC-PD06-N830-** | 3000 | Downlight | 85.7 | 2018-11-29 | 2018-11-15 | High | 2 | #N/A | 85.7 | #N/A | #N/A
WAC Lighting | DC-PD06-N835-** | 3000 | Downlight | 85.7 | 2018-11-29 | 2018-11-15 | High | 2 | #N/A | 85.7 | #N/A | #N/A
WAC Lighting | DC-PD06-N840-** | 3000 | Downlight | 85.7 | 2018-11-29 | 2018-11-15 | High | 2 | #N/A | 85.7 | #N/A | #N/A
WAC Lighting | DC-PD06-S827-** | 3000 | Downlight | 85.7 | 2018-11-29 | 2018-11-15 | High | 2 | #N/A | 85.7 | #N/A | #N/A
WAC Lighting | DC-PD06-S830-** | 3000 | Downlight | 85.7 | 2018-11-29 | 2018-11-15 | High | 2 | #N/A | 85.7 | #N/A | #N/A
WAC Lighting | DC-PD06-S835-** | 3000 | Downlight | 85.7 | 2018-11-29 | 2018-11-15 | High | 2 | #N/A | 85.7 | #N/A | #N/A
WAC Lighting | DC-PD06-S840-** | 3000 | Downlight | 85.7 | 2018-11-29 | 2018-11-15 | High | 2 | #N/A | 85.7 | #N/A | #N/A
WAC Lighting | DC-WS06-F835S-** | 3000 | Downlight | 85.7 | 2018-11-29 | 2018-11-15 | High | 2 | #N/A | 85.7 | #N/A | #N/A
WAC Lighting | DC-WS06-F840S-** | 3000 | Downlight | 85.7 | 2018-11-29 | 2018-11-15 | High | 2 | #N/A | 85.7 | #N/A | #N/A
WAC Lighting | DC-WS06-N827S-** | 3000 | Downlight | 85.7 | 2018-11-29 | 2018-11-15 | High | 2 | #N/A | 85.7 | #N/A | #N/A
WAC Lighting | DC-WS06-N830S-** | 3000 | Downlight | 85.7 | 2018-11-29 | 2018-11-15 | High | 2 | #N/A | 85.7 | #N/A | #N/A
WAC Lighting | DC-WS06-N835S-** | 3000 | Downlight | 85.7 | 2018-11-29 | 2018-11-15 | High | 2 | #N/A | 85.7 | #N/A | #N/A
WAC Lighting | DC-WS06-N840S-** | 3000 | Downlight | 85.7 | 2018-11-29 | 2018-11-15 | High | 2 | #N/A | 85.7 | #N/A | #N/A
WAC Lighting | DC-WS06-S827S-** | 3000 | Downlight | 85.7 | 2018-11-29 | 2018-11-15 | High | 2 | #N/A | 85.7 | #N/A | #N/A
WAC Lighting | DC-WS06-S830S-** | 3000 | Downlight | 85.7 | 2018-11-29 | 2018-11-15 | High | 2 | #N/A | 85.7 | #N/A | #N/A
WAC Lighting | DC-WS06-S835S-** | 3000 | Downlight | 85.7 | 2018-11-29 | 2018-11-15 | High | 2 | #N/A | 85.7 | #N/A | #N/A
WAC Lighting | DC-WS06-S840S-** | 3000 | Downlight | 85.7 | 2018-11-29 | 2018-11-15 | High | 2 | #N/A | 85.7 | #N/A | #N/A
WAC Lighting | DS-CD06-F27-** | 3000 | Downlight | 85.7 | 2016-08-01 | 2018-11-15 | High | 2 | #N/A | 85.7 | #N/A | #N/A
WAC Lighting | DS-CD06-F30-** | 3000 | Downlight | 85.7 | 2016-08-01 | 2018-11-15 | High | 2 | #N/A | 85.7 | #N/A | #N/A
WAC Lighting | DS-CD06-F35-** | 3000 | Downlight | 85.7 | 2016-08-01 | 2018-11-15 | High | 2 | #N/A | 85.7 | #N/A | #N/A
WAC Lighting | DS-CD06-F40-** | 3000 | Downlight | 85.7 | 2016-08-01 | 2018-11-15 | High | 2 | #N/A | 85.7 | #N/A | #N/A
WAC Lighting | DS-CD06-N27-** | 3000 | Downlight | 85.7 | 2016-08-01 | 2018-11-15 | High | 2 | #N/A | 85.7 | #N/A | #N/A
WAC Lighting | DS-CD06-N30-** | 3000 | Downlight | 85.7 | 2016-08-01 | 2018-11-15 | High | 2 | #N/A | 85.7 | #N/A | #N/A
WAC Lighting | DS-CD06-N35-** | 3000 | Downlight | 85.7 | 2016-08-01 | 2018-11-15 | High | 2 | #N/A | 85.7 | #N/A | #N/A
WAC Lighting | DS-CD06-N40-** | 3000 | Downlight | 85.7 | 2016-08-01 | 2018-11-15 | High | 2 | #N/A | 85.7 | #N/A | #N/A
WAC Lighting | DS-CD06-S27-** | 3000 | Downlight | 85.7 | 2016-08-01 | 2018-11-15 | High | 2 | #N/A | 85.7 | #N/A | #N/A
WAC Lighting | DS-CD06-S30-** | 3000 | Downlight | 85.7 | 2016-08-01 | 2018-11-15 | High | 2 | #N/A | 85.7 | #N/A | #N/A
WAC Lighting | DC-WE06-F827S-** | 3000 | Downlight | 85.7 | 2018-11-29 | 2018-11-15 | High | 2 | #N/A | 85.7 | #N/A | #N/A
WAC Lighting | DC-WE06-F830S-** | 3000 | Downlight | 85.7 | 2018-11-29 | 2018-11-15 | High | 2 | #N/A | 85.7 | #N/A | #N/A
WAC Lighting | DC-WE06-F835S-** | 3000 | Downlight | 85.7 | 2018-11-29 | 2018-11-15 | High | 2 | #N/A | 85.7 | #N/A | #N/A
WAC Lighting | DS-CD06-S35-** | 3000 | Downlight | 85.7 | 2016-08-01 | 2018-11-15 | High | 2 | #N/A | 85.7 | #N/A | #N/A
WAC Lighting | DS-CD06-S40-** | 3000 | Downlight | 85.7 | 2016-08-01 | 2018-11-15 | High | 2 | #N/A | 85.7 | #N/A | #N/A
WAC Lighting | DC-WE06-F840S-** | 3000 | Downlight | 85.7 | 2018-11-29 | 2018-11-15 | High | 2 | #N/A | 85.7 | #N/A | #N/A
WAC Lighting | DC-WE06-N827S-** | 3000 | Downlight | 85.7 | 2018-11-29 | 2018-11-15 | High | 2 | #N/A | 85.7 | #N/A | #N/A
WAC Lighting | DC-WE06-N830S-** | 3000 | Downlight | 85.7 | 2018-11-29 | 2018-11-15 | High | 2 | #N/A | 85.7 | #N/A | #N/A
WAC Lighting | DC-WE06-N835S-** | 3000 | Downlight | 85.7 | 2018-11-29 | 2018-11-15 | High | 2 | #N/A | 85.7 | #N/A | #N/A
WAC Lighting | DC-WE06-N840S-** | 3000 | Downlight | 85.7 | 2018-11-29 | 2018-11-15 | High | 2 | #N/A | 85.7 | #N/A | #N/A
WAC Lighting | DC-WE06-S827S-** | 3000 | Downlight | 85.7 | 2018-11-29 | 2018-11-15 | High | 2 | #N/A | 85.7 | #N/A | #N/A
WAC Lighting | DC-WE06-S830S-** | 3000 | Downlight | 85.7 | 2018-11-29 | 2018-11-15 | High | 2 | #N/A | 85.7 | #N/A | #N/A
WAC Lighting | DC-WE06-S835S-** | 3000 | Downlight | 85.7 | 2018-11-29 | 2018-11-15 | High | 2 | #N/A | 85.7 | #N/A | #N/A
WAC Lighting | DC-WE06-S840S-** | 3000 | Downlight | 85.7 | 2018-11-29 | 2018-11-15 | High | 2 | #N/A | 85.7 | #N/A | #N/A
WAC Lighting | DC-CD06-F827-** | 3000 | Downlight | 85.7 | 2018-11-29 | 2018-11-15 | High | 2 | #N/A | 85.7 | #N/A | #N/A
WAC Lighting | DC-CD06-F830-** | 3000 | Downlight | 85.7 | 2018-11-29 | 2018-11-15 | High | 2 | #N/A | 85.7 | #N/A | #N/A
WAC Lighting | DC-CD06-F835-** | 3000 | Downlight | 85.7 | 2018-11-29 | 2018-11-15 | High | 2 | #N/A | 85.7 | #N/A | #N/A
WAC Lighting | DC-CD06-F840-** | 3000 | Downlight | 85.7 | 2018-11-29 | 2018-11-15 | High | 2 | #N/A | 85.7 | #N/A | #N/A
WAC Lighting | DC-CD06-N827-** | 3000 | Downlight | 85.7 | 2018-11-29 | 2018-11-15 | High | 2 | #N/A | 85.7 | #N/A | #N/A
WAC Lighting | DC-CD06-N830-** | 3000 | Downlight | 85.7 | 2018-11-29 | 2018-11-15 | High | 2 | #N/A | 85.7 | #N/A | #N/A
WAC Lighting | DC-CD06-N835-** | 3000 | Downlight | 85.7 | 2018-11-29 | 2018-11-15 | High | 2 | #N/A | 85.7 | #N/A | #N/A
WAC Lighting | DC-CD06-N840-** | 3000 | Downlight | 85.7 | 2018-11-29 | 2018-11-15 | High | 2 | #N/A | 85.7 | #N/A | #N/A
WAC Lighting | DC-CD06-S827-** | 3000 | Downlight | 85.7 | 2018-11-29 | 2018-11-15 | High | 2 | #N/A | 85.7 | #N/A | #N/A
WAC Lighting | DC-CD06-S830-** | 3000 | Downlight | 85.7 | 2018-11-29 | 2018-11-15 | High | 2 | #N/A | 85.7 | #N/A | #N/A
WAC Lighting | DC-CD06-S835-** | 3000 | Downlight | 85.7 | 2018-11-29 | 2018-11-15 | High | 2 | #N/A | 85.7 | #N/A | #N/A
WAC Lighting | DC-CD06-S840-** | 3000 | Downlight | 85.7 | 2018-11-29 | 2018-11-15 | High | 2 | #N/A | 85.7 | #N/A | #N/A
Halo Commercial | HC840D010 HM83040 8[27¦30¦35¦40] 81[ND¦MD¦WD¦RWW][C¦F¦W¦BB¦WB] | 3464 | Downlight | 85.7 | 2019-12-16 | 2019-12-18 | High | 2 | #N/A | 85.7 | #N/A | #N/A
Intense | IHOL-4ASM127-DIM-40/ISA400HZ-SF | 1067 | Downlight | 85.8 | 2016-11-30 | 2017-02-07 | High | 2 | #N/A | 85.8 | #N/A | #N/A
Halo | RLS6159FS1EWHDM* | 1630 | Downlight | 85.8 | 2021-07-22 | 2021-08-02 | High | 2 | #N/A | 85.8 | #N/A | #N/A
ConTech Lighting | CTL8062VF27C | 1203 | Downlight | 85.9 | 2016-04-04 | 2016-05-25 | High | 2 | #N/A | 85.9 | #N/A | #N/A
Lightolier | L6R20[A¦AN¦R]E1VB / L6R20927VB / L6[R¦S][D¦B]** | 1442 | Downlight | 85.9 | 2021-12-01 | 2022-06-23 | High | 2 | #N/A | 85.9 | #N/A | #N/A
Lightolier | L6R20[A¦AN¦R]E1VB / L6R20930VB / L6[R¦S][D¦B]** | 1442 | Downlight | 85.9 | 2021-12-01 | 2022-06-23 | High | 2 | #N/A | 85.9 | #N/A | #N/A
Lightolier | L6R20[A¦AN¦R]E1VB / L6R20935VB / L6[R¦S][D¦B]** | 1442 | Downlight | 85.9 | 2021-12-01 | 2022-06-23 | High | 2 | #N/A | 85.9 | #N/A | #N/A
Lightolier | L6R20[A¦AN¦R]E1VB / L6R20940VB / L6[R¦S][D¦B]** | 1442 | Downlight | 85.9 | 2021-12-01 | 2022-06-23 | High | 2 | #N/A | 85.9 | #N/A | #N/A
Lightolier | L6R20[A¦AN¦R]E1VB / L6R20950VB / L6[R¦S][D¦B]** | 1442 | Downlight | 85.9 | 2021-12-01 | 2022-06-23 | High | 2 | #N/A | 85.9 | #N/A | #N/A
Lightolier | L6R20[A¦AN¦R]E1VB / L6RA20927*VB | 1442 | Downlight | 85.9 | 2021-12-01 | 2022-06-23 | High | 2 | #N/A | 85.9 | #N/A | #N/A
Lightolier | L6R20[A¦AN¦R]E1VB / L6RA20930*VB | 1442 | Downlight | 85.9 | 2021-12-01 | 2022-06-23 | High | 2 | #N/A | 85.9 | #N/A | #N/A
Lightolier | L6R20[A¦AN¦R]E1VB / L6RA20935*VB | 1442 | Downlight | 85.9 | 2021-12-01 | 2022-06-23 | High | 2 | #N/A | 85.9 | #N/A | #N/A
Lightolier | L6R20[A¦AN¦R]E1VB / L6RA20940*VB | 1442 | Downlight | 85.9 | 2021-12-01 | 2022-06-23 | High | 2 | #N/A | 85.9 | #N/A | #N/A
Lightolier | L6R20[A¦AN¦R]E1VB / L6RA20950*VB | 1442 | Downlight | 85.9 | 2021-12-01 | 2022-06-23 | High | 2 | #N/A | 85.9 | #N/A | #N/A
Lightolier | L6R20[A¦AN¦R]Z10UVB / L6R20927VB / L6[R¦S][D¦B]** | 1442 | Downlight | 85.9 | 2021-12-01 | 2022-06-23 | High | 2 | #N/A | 85.9 | #N/A | #N/A
Lightolier | L6R20[A¦AN¦R]Z10UVB / L6R20930VB / L6[R¦S][D¦B]** | 1442 | Downlight | 85.9 | 2021-12-01 | 2022-06-23 | High | 2 | #N/A | 85.9 | #N/A | #N/A
Lightolier | L6R20[A¦AN¦R]Z10UVB / L6R20935VB / L6[R¦S][D¦B]** | 1442 | Downlight | 85.9 | 2021-12-01 | 2022-06-23 | High | 2 | #N/A | 85.9 | #N/A | #N/A
Lightolier | L6R20[A¦AN¦R]Z10UVB / L6R20940VB / L6[R¦S][D¦B]** | 1442 | Downlight | 85.9 | 2021-12-01 | 2022-06-23 | High | 2 | #N/A | 85.9 | #N/A | #N/A
Lightolier | L6R20[A¦AN¦R]Z10UVB / L6R20950VB / L6[R¦S][D¦B]** | 1442 | Downlight | 85.9 | 2021-12-01 | 2022-06-23 | High | 2 | #N/A | 85.9 | #N/A | #N/A
Lightolier | L6R20[A¦AN¦R]Z10UVB / L6RA20927*VB | 1442 | Downlight | 85.9 | 2021-12-01 | 2022-06-23 | High | 2 | #N/A | 85.9 | #N/A | #N/A
Lightolier | L6R20[A¦AN¦R]Z10UVB / L6RA20930*VB | 1442 | Downlight | 85.9 | 2021-12-01 | 2022-06-23 | High | 2 | #N/A | 85.9 | #N/A | #N/A
Lightolier | L6R20[A¦AN¦R]Z10UVB / L6RA20935*VB | 1442 | Downlight | 85.9 | 2021-12-01 | 2022-06-23 | High | 2 | #N/A | 85.9 | #N/A | #N/A
Lightolier | L6R20[A¦AN¦R]Z10UVB / L6RA20940*VB | 1442 | Downlight | 85.9 | 2021-12-01 | 2022-06-23 | High | 2 | #N/A | 85.9 | #N/A | #N/A
Lightolier | L6R20[A¦AN¦R]Z10UVB / L6RA20950*VB | 1442 | Downlight | 85.9 | 2021-12-01 | 2022-06-23 | High | 2 | #N/A | 85.9 | #N/A | #N/A
Lightolier | C4[C¦CSQ][S¦W¦P][DL¦DW¦WW]20927[N¦M¦W]E1[CD¦CC¦WH¦CL][A¦B¦W¦RAL#] | 1546 | Downlight | 85.9 | 2022-06-14 | 2022-08-04 | High | 2 | #N/A | 85.9 | #N/A | #N/A
Lightolier | C4[C¦CSQ][S¦W¦P][DL¦DW¦WW]20927N[Z10U¦L1U¦L01U¦SOLU¦LDU¦LTEU¦DMXU¦DU¦RAU][CD¦CC¦WH¦CL][A¦B¦W¦RAL#] | 1546 | Downlight | 85.9 | 2022-06-14 | 2022-08-04 | High | 2 | #N/A | 85.9 | #N/A | #N/A
Lightolier | C4[C¦CSQ][S¦W¦P][DL¦DW¦WW]20930[N¦M¦W]E1[CD¦CC¦WH¦CL][A¦B¦W¦RAL#] | 1546 | Downlight | 85.9 | 2022-06-14 | 2022-08-04 | High | 2 | #N/A | 85.9 | #N/A | #N/A
Lightolier | C4[C¦CSQ][S¦W¦P][DL¦DW¦WW]20930N[Z10U¦L1U¦L01U¦SOLU¦LDU¦LTEU¦DMXU¦DU¦RAU][CD¦CC¦WH¦CL][A¦B¦W¦RAL#] | 1546 | Downlight | 85.9 | 2022-06-14 | 2022-08-04 | High | 2 | #N/A | 85.9 | #N/A | #N/A
Lightolier | C4[C¦CSQ][S¦W¦P][DL¦DW¦WW]20935[N¦M¦W]E1[CD¦CC¦WH¦CL][A¦B¦W¦RAL#] | 1546 | Downlight | 85.9 | 2022-06-14 | 2022-08-04 | High | 2 | #N/A | 85.9 | #N/A | #N/A
Lightolier | C4[C¦CSQ][S¦W¦P][DL¦DW¦WW]20935N[Z10U¦L1U¦L01U¦SOLU¦LDU¦LTEU¦DMXU¦DU¦RAU][CD¦CC¦WH¦CL][A¦B¦W¦RAL#] | 1546 | Downlight | 85.9 | 2022-06-14 | 2022-08-04 | High | 2 | #N/A | 85.9 | #N/A | #N/A
Lightolier | C4[C¦CSQ][S¦W¦P][DL¦DW¦WW]20940[N¦M¦W]E1[CD¦CC¦WH¦CL][A¦B¦W¦RAL#] | 1546 | Downlight | 85.9 | 2022-06-14 | 2022-08-04 | High | 2 | #N/A | 85.9 | #N/A | #N/A
Lightolier | C4[C¦CSQ][S¦W¦P][DL¦DW¦WW]20940N[Z10U¦L1U¦L01U¦SOLU¦LDU¦LTEU¦DMXU¦DU¦RAU][CD¦CC¦WH¦CL][A¦B¦W¦RAL#] | 1546 | Downlight | 85.9 | 2022-06-14 | 2022-08-04 | High | 2 | #N/A | 85.9 | #N/A | #N/A
Lightolier | C4[C¦CSQ][S¦W¦P][DL¦DW¦WW]20950[N¦M¦W]E1[CD¦CC¦WH¦CL][A¦B¦W¦RAL#] | 1546 | Downlight | 85.9 | 2022-06-14 | 2022-08-04 | High | 2 | #N/A | 85.9 | #N/A | #N/A
Lightolier | C4[C¦CSQ][S¦W¦P][DL¦DW¦WW]20950N[Z10U¦L1U¦L01U¦SOLU¦LDU¦LTEU¦DMXU¦DU¦RAU][CD¦CC¦WH¦CL][A¦B¦W¦RAL#] | 1546 | Downlight | 85.9 | 2022-06-14 | 2022-08-04 | High | 2 | #N/A | 85.9 | #N/A | #N/A
Lightolier | C4L20927[N¦M¦W]E1[¦R¦RH] / C4[RDL¦RCW¦RDW¦RWW¦SDLNM][CD¦CC¦WH¦CL] | 1546 | Downlight | 85.9 | 2022-06-14 | 2022-08-04 | High | 2 | #N/A | 85.9 | #N/A | #N/A
Lightolier | C4L20927N[Z10U¦L1U¦L01U¦SOLU¦LDU¦LTEU¦DMXU¦DU¦RAU][¦R¦RH] / C4[RDL¦RCW¦RDW¦RWW¦SDLNM][CD¦CC¦WH¦CL] | 1546 | Downlight | 85.9 | 2022-06-14 | 2022-08-04 | High | 2 | #N/A | 85.9 | #N/A | #N/A
Lightolier | C4L20930[N¦M¦W]E1[¦R¦RH] / C4[RDL¦RCW¦RDW¦RWW¦SDLNM][CD¦CC¦WH¦CL] | 1546 | Downlight | 85.9 | 2022-06-14 | 2022-08-04 | High | 2 | #N/A | 85.9 | #N/A | #N/A
Lightolier | C4L20930N[Z10U¦L1U¦L01U¦SOLU¦LDU¦LTEU¦DMXU¦DU¦RAU][¦R¦RH] / C4[RDL¦RCW¦RDW¦RWW¦SDLNM][CD¦CC¦WH¦CL] | 1546 | Downlight | 85.9 | 2022-06-14 | 2022-08-04 | High | 2 | #N/A | 85.9 | #N/A | #N/A
Lightolier | C4L20935[N¦M¦W]E1[¦R¦RH] / C4[RDL¦RCW¦RDW¦RWW¦SDLNM][CD¦CC¦WH¦CL] | 1546 | Downlight | 85.9 | 2022-06-14 | 2022-08-04 | High | 2 | #N/A | 85.9 | #N/A | #N/A
Lightolier | C4L20935N[Z10U¦L1U¦L01U¦SOLU¦LDU¦LTEU¦DMXU¦DU¦RAU][¦R¦RH] / C4[RDL¦RCW¦RDW¦RWW¦SDLNM][CD¦CC¦WH¦CL] | 1546 | Downlight | 85.9 | 2022-06-14 | 2022-08-04 | High | 2 | #N/A | 85.9 | #N/A | #N/A
Lightolier | C4L20940[N¦M¦W]E1[¦R¦RH] / C4[RDL¦RCW¦RDW¦RWW¦SDLNM][CD¦CC¦WH¦CL] | 1546 | Downlight | 85.9 | 2022-06-14 | 2022-08-04 | High | 2 | #N/A | 85.9 | #N/A | #N/A
Lightolier | C4L20940N[Z10U¦L1U¦L01U¦SOLU¦LDU¦LTEU¦DMXU¦DU¦RAU][¦R¦RH] / C4[RDL¦RCW¦RDW¦RWW¦SDLNM][CD¦CC¦WH¦CL] | 1546 | Downlight | 85.9 | 2022-06-14 | 2022-08-04 | High | 2 | #N/A | 85.9 | #N/A | #N/A
Lightolier | C4L20950[N¦M¦W]E1[¦R¦RH] / C4[RDL¦RCW¦RDW¦RWW¦SDLNM][CD¦CC¦WH¦CL] | 1546 | Downlight | 85.9 | 2022-06-14 | 2022-08-04 | High | 2 | #N/A | 85.9 | #N/A | #N/A
Lightolier | C4L20950N[Z10U¦L1U¦L01U¦SOLU¦LDU¦LTEU¦DMXU¦DU¦RAU][¦R¦RH] / C4[RDL¦RCW¦RDW¦RWW¦SDLNM][CD¦CC¦WH¦CL] | 1546 | Downlight | 85.9 | 2022-06-14 | 2022-08-04 | High | 2 | #N/A | 85.9 | #N/A | #N/A
Multiple Large | 8238-SPS007983-** | 7675 | Downlight | 85.9 | 2018-02-22 | 2018-02-28 | High | 2 | #N/A | 85.9 | #N/A | #N/A
Halo | LCR880RD9FSE010* | 7885 | Downlight | 85.9 | 2022-12-15 | 2022-12-19 | High | 2 | #N/A | 85.9 | #N/A | #N/A
Halo | LCR880RD9FSE010*-* | 7885 | Downlight | 85.9 | 2022-12-15 | 2022-12-19 | High | 2 | #N/A | 85.9 | #N/A | #N/A
Halo | LCR880RD9FSE010*-#* | 7885 | Downlight | 85.9 | 2022-12-15 | 2022-12-19 | High | 2 | #N/A | 85.9 | #N/A | #N/A
Halo Commercial | HC815D010 HM81520 8[27¦30¦35¦40] 81[ND¦MD¦WD¦RWW][C¦F¦W¦BB¦WB] | 1204 | Downlight | 86 | 2019-12-16 | 2019-12-16 | High | 2 | #N/A | 86 | #N/A | #N/A
Halo | RLQL4069BLE40ADM*-4* | 2460 | Downlight | 86 | 2021-08-02 | 2021-08-25 | High | 2 | #N/A | 86 | #N/A | #N/A
UP-SHINE | UP-DL36-30W(5000K) | 2580 | Downlight | 86 | 2016-07-10 | 2016-07-21 | High | 2 | #N/A | 86 | #N/A | #N/A
Prescolite | LFR-4RDS-M-20L27K8**-DM1** + LFR-4RDS-T-[(blank),VNR]-**** + LFR-4RD-H-** | 1404 | Downlight | 86.1 | 2021-11-18 | 2022-07-01 | High | 2 | #N/A | 86.1 | #N/A | #N/A
Prescolite | LFR-4RDS-M-20L27K9**-DM1** + LFR-4RDS-T-[(blank),VNR]-**** + LFR-4RD-H-** | 1404 | Downlight | 86.1 | 2021-11-18 | 2022-07-01 | High | 2 | #N/A | 86.1 | #N/A | #N/A
Prescolite | LFR-4RDS-M-20L30K8**-DM1** + LFR-4RDS-T-[(blank),VNR]-**** + LFR-4RD-H-** | 1404 | Downlight | 86.1 | 2021-11-18 | 2022-07-01 | High | 2 | #N/A | 86.1 | #N/A | #N/A
Prescolite | LFR-4RDS-M-20L30K9**-DM1** + LFR-4RDS-T-[(blank),VNR]-**** + LFR-4RD-H-** | 1404 | Downlight | 86.1 | 2021-11-18 | 2022-07-01 | High | 2 | #N/A | 86.1 | #N/A | #N/A
Prescolite | LFR-4RDS-M-20L35K8**-DM1** + LFR-4RDS-T-[(blank),VNR]-**** + LFR-4RD-H-** | 1404 | Downlight | 86.1 | 2021-11-18 | 2022-07-01 | High | 2 | #N/A | 86.1 | #N/A | #N/A
Prescolite | LFR-4RDS-M-20L35K9**-DM1** + LFR-4RDS-T-[(blank),VNR]-**** + LFR-4RD-H-** | 1404 | Downlight | 86.1 | 2021-11-18 | 2022-07-01 | High | 2 | #N/A | 86.1 | #N/A | #N/A
Prescolite | LFR-6RDS-M-20L27K8**-DM1** + LFR-6RDS-T-[(blank),VNR]-**** + LFR-6RD-H-** | 1404 | Downlight | 86.1 | 2021-11-18 | 2022-07-01 | High | 2 | #N/A | 86.1 | #N/A | #N/A
Prescolite | LFR-6RDS-M-20L27K9**-DM1** + LFR-6RDS-T-[(blank),VNR]-**** + LFR-6RD-H-** | 1404 | Downlight | 86.1 | 2021-11-18 | 2022-07-01 | High | 2 | #N/A | 86.1 | #N/A | #N/A
Prescolite | LFR-6RDS-M-20L30K8**-DM1** + LFR-6RDS-T-[(blank),VNR]-**** + LFR-6RD-H-** | 1404 | Downlight | 86.1 | 2021-11-18 | 2022-07-01 | High | 2 | #N/A | 86.1 | #N/A | #N/A
Prescolite | LFR-6RDS-M-20L30K9**-DM1** + LFR-6RDS-T-[(blank),VNR]-**** + LFR-6RD-H-** | 1404 | Downlight | 86.1 | 2021-11-18 | 2022-07-01 | High | 2 | #N/A | 86.1 | #N/A | #N/A
Prescolite | LFR-6RDS-M-20L35K8**-DM1** + LFR-6RDS-T-[(blank),VNR]-**** + LFR-6RD-H-** | 1404 | Downlight | 86.1 | 2021-11-18 | 2022-07-01 | High | 2 | #N/A | 86.1 | #N/A | #N/A
Prescolite | LFR-6RDS-M-20L35K9**-DM1** + LFR-6RDS-T-[(blank),VNR]-**** + LFR-6RD-H-** | 1404 | Downlight | 86.1 | 2021-11-18 | 2022-07-01 | High | 2 | #N/A | 86.1 | #N/A | #N/A
Prescolite | LFR-6RDS-M-20L40K8**-DM1** + LFR-6RDS-T-[(blank),VNR]-**** + LFR-6RD-H-** | 1404 | Downlight | 86.1 | 2021-11-18 | 2022-07-01 | High | 2 | #N/A | 86.1 | #N/A | #N/A
Prescolite | LFR-6RDS-M-20L40K9**-DM1** + LFR-6RDS-T-[(blank),VNR]-**** + LFR-6RD-H-** | 1404 | Downlight | 86.1 | 2021-11-18 | 2022-07-01 | High | 2 | #N/A | 86.1 | #N/A | #N/A
Prescolite | LFR-6RDS-M-20L50K8**-DM1** + LFR-6RDS-T-[(blank),VNR]-**** + LFR-6RD-H-** | 1404 | Downlight | 86.1 | 2021-11-18 | 2022-07-01 | High | 2 | #N/A | 86.1 | #N/A | #N/A
Prescolite | LFR-6RDS-M-20L50K9**-DM1** + LFR-6RDS-T-[(blank),VNR]-**** + LFR-6RD-H-** | 1404 | Downlight | 86.1 | 2021-11-18 | 2022-07-01 | High | 2 | #N/A | 86.1 | #N/A | #N/A
Prescolite | LFR-4RDS-M-20L40K8**-DM1** + LFR-4RDS-T-[(blank),VNR]-**** + LFR-4RD-H-** | 1404 | Downlight | 86.1 | 2021-11-18 | 2022-07-01 | High | 2 | #N/A | 86.1 | #N/A | #N/A
Prescolite | LFR-4RDS-M-20L40K9**-DM1** + LFR-4RDS-T-[(blank),VNR]-**** + LFR-4RD-H-** | 1404 | Downlight | 86.1 | 2021-11-18 | 2022-07-01 | High | 2 | #N/A | 86.1 | #N/A | #N/A
Prescolite | LFR-4RDS-M-20L50K8**-DM1** + LFR-4RDS-T-[(blank),VNR]-**** + LFR-4RD-H-** | 1404 | Downlight | 86.1 | 2021-11-18 | 2022-07-01 | High | 2 | #N/A | 86.1 | #N/A | #N/A
Prescolite | LFR-4RDS-M-20L50K9**-DM1** + LFR-4RDS-T-[(blank),VNR]-**** + LFR-4RD-H-** | 1404 | Downlight | 86.1 | 2021-11-18 | 2022-07-01 | High | 2 | #N/A | 86.1 | #N/A | #N/A
LOTUS LED LIGHTS | LD4R-30K-HO | 1550 | Downlight | 86.1 | 2020-08-14 | 2020-10-13 | High | 2 | #N/A | 86.1 | #N/A | #N/A
LOTUS LED LIGHTS | LD4S-30K-HO | 1550 | Downlight | 86.1 | 2020-08-14 | 2020-10-13 | High | 2 | #N/A | 86.1 | #N/A | #N/A
LOTUS LED LIGHTS | LD6R-30K | 1550 | Downlight | 86.1 | 2019-10-01 | 2019-10-30 | High | 2 | #N/A | 86.1 | #N/A | #N/A
LOTUS LED LIGHTS | LD8R-30K | 1550 | Downlight | 86.1 | 2019-10-01 | 2019-10-30 | High | 2 | #N/A | 86.1 | #N/A | #N/A
LOTUS LED LIGHTS | LRG6-30K-HO | 1550 | Downlight | 86.1 | 2020-08-14 | 2020-10-13 | High | 2 | #N/A | 86.1 | #N/A | #N/A
HOMI | HM05-PS9-18W277-30K-*SA | 1550 | Downlight | 86.1 | 2019-01-24 | 2019-01-25 | High | 2 | #N/A | 86.1 | #N/A | #N/A
TCP | DDR80127 | 1550 | Downlight | 86.1 | 2018-10-01 | 2019-01-10 | High | 2 | #N/A | 86.1 | #N/A | #N/A
PATHWAY LIGHTING PRODUCTS, INC. | [4¦6]ICSQSFL2X11[3K¦35K¦4K¦5K]DA ES | 1293 | Downlight | 86.2 | 2020-02-01 | 2020-02-27 | High | 2 | #N/A | 86.2 | #N/A | #N/A
Halo | SMD6S12930WHE*-* | 1345 | Downlight | 86.2 | 2020-06-05 | 2020-06-08 | High | 2 | #N/A | 86.2 | #N/A | #N/A
CREE LIGHTING | CDR8-ALS-9ACK-10V5-WH-UNV | 2500 | Downlight | 86.2 | 2020-06-19 | 2020-07-08 | High | 2 | #N/A | 86.2 | #N/A | #N/A
Keystone | KT-RDLED29PS-8A-9CSE-VDIM | 2500 | Downlight | 86.2 | 2021-12-28 | 2022-01-21 | High | 2 | #N/A | 86.2 | #N/A | #N/A
Sunlite | LFX/CRD/SCCT/8R/MW/D | 2500 | Downlight | 86.2 | 2020-01-09 | 2020-01-16 | High | 2 | #N/A | 86.2 | #N/A | #N/A
Sunlite | LFX/CRD/SCT/8R/MW/D | 2500 | Downlight | 86.2 | 2020-01-09 | 2020-01-16 | High | 2 | #N/A | 86.2 | #N/A | #N/A
TRULY GREEN SOLUTIONS LLC | FL-8-L-C-U-D-90CRI | 2500 | Downlight | 86.2 | 2021-03-12 | 2021-03-14 | High | 2 | #N/A | 86.2 | #N/A | #N/A
Everline | CDL08-23WS935S-U | 2500 | Downlight | 86.2 | 2021-06-26 | 2021-07-06 | High | 2 | #N/A | 86.2 | #N/A | #N/A
Verbatim | D8-3CCT-3W-CD | 2500 | Downlight | 86.2 | 2022-04-30 | 2022-05-05 | High | 2 | #N/A | 86.2 | #N/A | #N/A
Westgate | CRL6-40W-50K | 3447 | Downlight | 86.2 | 2016-10-15 | 2016-10-14 | High | 2 | #N/A | 86.2 | #N/A | #N/A
SATCO¦NUVO | 62/1775 | 4050 | Downlight | 86.2 | 2022-12-02 | 2022-12-02 | High | 2 | #N/A | 86.2 | #N/A | #N/A
Sylvania | 65368 | 5000 | Downlight | 86.2 | 2021-01-15 | 2021-01-28 | High | 2 | #N/A | 86.2 | #N/A | #N/A
Sylvania | 65369 | 5000 | Downlight | 86.2 | 2021-01-15 | 2021-01-28 | High | 2 | #N/A | 86.2 | #N/A | #N/A
Sylvania | 65371 | 5000 | Downlight | 86.2 | 2021-01-15 | 2021-01-28 | High | 2 | #N/A | 86.2 | #N/A | #N/A
Sylvania | 65372 | 5000 | Downlight | 86.2 | 2021-01-15 | 2021-01-28 | High | 2 | #N/A | 86.2 | #N/A | #N/A
Sylvania | 65374 | 5000 | Downlight | 86.2 | 2021-01-15 | 2021-01-28 | High | 2 | #N/A | 86.2 | #N/A | #N/A
Sylvania | 65375 | 5000 | Downlight | 86.2 | 2021-01-15 | 2021-01-28 | High | 2 | #N/A | 86.2 | #N/A | #N/A
Sylvania | 65377 | 5000 | Downlight | 86.2 | 2021-01-15 | 2021-01-28 | High | 2 | #N/A | 86.2 | #N/A | #N/A
Sylvania | 65378 | 5000 | Downlight | 86.2 | 2021-01-15 | 2021-01-28 | High | 2 | #N/A | 86.2 | #N/A | #N/A
Prescolite | LTR-3RD-RH-SL10LDM1 + LTR-3RD-T-SL35K8WDSS | 1001 | Downlight | 86.3 | 2019-07-12 | 2019-08-23 | High | 2 | #N/A | 86.3 | #N/A | #N/A
Prescolite | LTR-3SQD-RH-SL10LDM1 + LTR-3SQD-T-SL35K8WDSS | 1001 | Downlight | 86.3 | 2019-07-12 | 2019-08-23 | High | 2 | #N/A | 86.3 | #N/A | #N/A
MaxLite | RRCX40CSD(RRC10R**) | 3450 | Downlight | 86.3 | 2022-11-10 | 2022-11-10 | High | 2 | #N/A | 86.3 | #N/A | #N/A
MaxLite | RRCX40CSD(RRC6R**) | 3450 | Downlight | 86.3 | 2022-11-10 | 2022-11-10 | High | 2 | #N/A | 86.3 | #N/A | #N/A
MaxLite | RRCX40CSD(RRC8R**) | 3450 | Downlight | 86.3 | 2022-11-10 | 2022-11-10 | High | 2 | #N/A | 86.3 | #N/A | #N/A
HOMI | HM08-PR24-40W277-30K-*SB | 3450 | Downlight | 86.3 | 2021-12-30 | 2022-01-05 | High | 2 | #N/A | 86.3 | #N/A | #N/A
HOMI | HM08-PR24-40W277-35K-*SB | 3450 | Downlight | 86.3 | 2021-12-30 | 2022-01-05 | High | 2 | #N/A | 86.3 | #N/A | #N/A
HOMI | HM08-PR24-40W277-40K-*SB | 3450 | Downlight | 86.3 | 2021-12-30 | 2022-01-05 | High | 2 | #N/A | 86.3 | #N/A | #N/A
HOMI | HM08-PR24-40W277-50K-*SB | 3450 | Downlight | 86.3 | 2021-12-30 | 2022-01-05 | High | 2 | #N/A | 86.3 | #N/A | #N/A
Prescolite | LTR-3RD-RH-SL15LDM1 + LTR-3RD-T-SL35K8WDSS | 1551 | Downlight | 86.4 | 2019-07-12 | 2019-08-23 | High | 2 | #N/A | 86.4 | #N/A | #N/A
Prescolite | LTR-3SQD-RH-SL15LDM1 + LTR-3SQD-T-SL35K8WDSS | 1552 | Downlight | 86.4 | 2019-07-12 | 2019-08-23 | High | 2 | #N/A | 86.4 | #N/A | #N/A
Lights-Direct | DCLD-I12223-** | 1900 | Downlight | 86.4 | 2019-11-04 | 2022-04-25 | High | 2 | #N/A | 86.4 | #N/A | #N/A
Nora Lighting | NLTH-81TW-MPW | 1900 | Downlight | 86.4 | 2021-08-31 | 2021-09-10 | High | 2 | #N/A | 86.4 | #N/A | #N/A
WAC Lighting | DS-WS0622-F927A-** | 1900 | Downlight | 86.4 | 2019-06-29 | 2020-01-09 | High | 2 | #N/A | 86.4 | #N/A | #N/A
WAC Lighting | DS-WS0622-F927B-** | 1900 | Downlight | 86.4 | 2019-06-29 | 2020-01-09 | High | 2 | #N/A | 86.4 | #N/A | #N/A
WAC Lighting | DS-WS0622-F930A-** | 1900 | Downlight | 86.4 | 2019-06-29 | 2020-01-09 | High | 2 | #N/A | 86.4 | #N/A | #N/A
WAC Lighting | DS-WS0622-F930B-** | 1900 | Downlight | 86.4 | 2019-06-29 | 2020-01-09 | High | 2 | #N/A | 86.4 | #N/A | #N/A
WAC Lighting | DS-WS0622-F935A-** | 1900 | Downlight | 86.4 | 2019-06-29 | 2020-01-09 | High | 2 | #N/A | 86.4 | #N/A | #N/A
WAC Lighting | DS-WS0622-F935B-** | 1900 | Downlight | 86.4 | 2019-06-29 | 2020-01-09 | High | 2 | #N/A | 86.4 | #N/A | #N/A
WAC Lighting | DS-WS0622-F940A-** | 1900 | Downlight | 86.4 | 2019-06-29 | 2020-01-09 | High | 2 | #N/A | 86.4 | #N/A | #N/A
WAC Lighting | DS-WS0622-F940B-** | 1900 | Downlight | 86.4 | 2019-06-29 | 2020-01-09 | High | 2 | #N/A | 86.4 | #N/A | #N/A
WAC Lighting | DS-WE0622-F927A-** | 1900 | Downlight | 86.4 | 2019-06-29 | 2020-01-09 | High | 2 | #N/A | 86.4 | #N/A | #N/A
WAC Lighting | DS-WE0622-F927B-** | 1900 | Downlight | 86.4 | 2019-06-29 | 2020-01-09 | High | 2 | #N/A | 86.4 | #N/A | #N/A
WAC Lighting | DS-WE0622-F930A-** | 1900 | Downlight | 86.4 | 2019-06-29 | 2020-01-09 | High | 2 | #N/A | 86.4 | #N/A | #N/A
WAC Lighting | DS-WE0622-F930B-** | 1900 | Downlight | 86.4 | 2019-06-29 | 2020-01-09 | High | 2 | #N/A | 86.4 | #N/A | #N/A
WAC Lighting | DS-WE0622-F935A-** | 1900 | Downlight | 86.4 | 2019-06-29 | 2020-01-09 | High | 2 | #N/A | 86.4 | #N/A | #N/A
WAC Lighting | DS-WE0622-F935B-** | 1900 | Downlight | 86.4 | 2019-06-29 | 2020-01-09 | High | 2 | #N/A | 86.4 | #N/A | #N/A
WAC Lighting | DS-WE0622-F940A-** | 1900 | Downlight | 86.4 | 2019-06-29 | 2020-01-09 | High | 2 | #N/A | 86.4 | #N/A | #N/A
WAC Lighting | DS-WE0622-F940B-** | 1900 | Downlight | 86.4 | 2019-06-29 | 2020-01-09 | High | 2 | #N/A | 86.4 | #N/A | #N/A
WAC Lighting | DC-WS0622-F927A-** | 1900 | Downlight | 86.4 | 2019-06-29 | 2020-01-09 | High | 2 | #N/A | 86.4 | #N/A | #N/A
WAC Lighting | DC-WS0622-F927B-** | 1900 | Downlight | 86.4 | 2019-06-29 | 2020-01-09 | High | 2 | #N/A | 86.4 | #N/A | #N/A
WAC Lighting | DC-WS0622-F930A-** | 1900 | Downlight | 86.4 | 2019-06-29 | 2020-01-09 | High | 2 | #N/A | 86.4 | #N/A | #N/A
WAC Lighting | DC-WS0622-F930B-** | 1900 | Downlight | 86.4 | 2019-06-29 | 2020-01-09 | High | 2 | #N/A | 86.4 | #N/A | #N/A
WAC Lighting | DC-WS0622-F935A-** | 1900 | Downlight | 86.4 | 2019-06-29 | 2020-01-09 | High | 2 | #N/A | 86.4 | #N/A | #N/A
WAC Lighting | DC-WS0622-F935B-** | 1900 | Downlight | 86.4 | 2019-06-29 | 2020-01-09 | High | 2 | #N/A | 86.4 | #N/A | #N/A
WAC Lighting | DC-WS0622-F940A-** | 1900 | Downlight | 86.4 | 2019-06-29 | 2020-01-09 | High | 2 | #N/A | 86.4 | #N/A | #N/A
WAC Lighting | DC-WS0622-F940B-** | 1900 | Downlight | 86.4 | 2019-06-29 | 2020-01-09 | High | 2 | #N/A | 86.4 | #N/A | #N/A
WAC Lighting | DC-WE0622-F927A-** | 1900 | Downlight | 86.4 | 2019-06-29 | 2020-01-09 | High | 2 | #N/A | 86.4 | #N/A | #N/A
WAC Lighting | DC-WE0622-F927B-** | 1900 | Downlight | 86.4 | 2019-06-29 | 2020-01-09 | High | 2 | #N/A | 86.4 | #N/A | #N/A
WAC Lighting | DC-WE0622-F930A-** | 1900 | Downlight | 86.4 | 2019-06-29 | 2020-01-09 | High | 2 | #N/A | 86.4 | #N/A | #N/A
WAC Lighting | DC-WE0622-F930B-** | 1900 | Downlight | 86.4 | 2019-06-29 | 2020-01-09 | High | 2 | #N/A | 86.4 | #N/A | #N/A
WAC Lighting | DC-WE0622-F935A-** | 1900 | Downlight | 86.4 | 2019-06-29 | 2020-01-09 | High | 2 | #N/A | 86.4 | #N/A | #N/A
WAC Lighting | DC-WE0622-F935B-** | 1900 | Downlight | 86.4 | 2019-06-29 | 2020-01-09 | High | 2 | #N/A | 86.4 | #N/A | #N/A
WAC Lighting | DC-WE0622-F940A-** | 1900 | Downlight | 86.4 | 2019-06-29 | 2020-01-09 | High | 2 | #N/A | 86.4 | #N/A | #N/A
WAC Lighting | DC-WE0622-F940B-** | 1900 | Downlight | 86.4 | 2019-06-29 | 2020-01-09 | High | 2 | #N/A | 86.4 | #N/A | #N/A
HOMI | HM08-PR16-25W277/IP44-3CCT-*SB | 2160 | Downlight | 86.4 | 2021-11-11 | 2021-11-10 | High | 2 | #N/A | 86.4 | #N/A | #N/A
Westgate | CRL8-40W-30K | 3454 | Downlight | 86.4 | 2016-10-15 | 2016-10-14 | High | 2 | #N/A | 86.4 | #N/A | #N/A
Aleo Lighting | CDL-8HE-UX/9CT | 4500 | Downlight | 86.5 | 2020-06-12 | 2020-06-14 | High | 2 | #N/A | 86.5 | #N/A | #N/A
Aleo Lighting | CDL-8HE-UX/9CT(B) | 4500 | Downlight | 86.5 | 2020-06-12 | 2020-06-14 | High | 2 | #N/A | 86.5 | #N/A | #N/A
CREE LIGHTING | CDR8-ALH-9ACK-10V5-WH-UNV | 4500 | Downlight | 86.5 | 2020-06-19 | 2020-07-07 | High | 2 | #N/A | 86.5 | #N/A | #N/A
ConTech Lighting | SQL3S230KC[12D1,MVD2][C,FC,RS,W,TFC][BLANK,X][S,M,F,WF]-[B,P,S,BZ][BLANK,-RDB,-RD] | 1164 | Downlight | 86.6 | 2021-02-03 | 2021-03-19 | High | 2 | #N/A | 86.6 | #N/A | #N/A
ConTech Lighting | SQL3S235K[12D1,MVD2][C,FC,RS,W,TFC][BLANK,X][S,M,F,WF]-[B,P,S,BZ][BLANK,-RDB,-RD] | 1164 | Downlight | 86.6 | 2021-02-03 | 2021-03-19 | High | 2 | #N/A | 86.6 | #N/A | #N/A
ConTech Lighting | SQL3S235KC[12D1,MVD2][C,FC,RS,W,TFC][BLANK,X][S,M,F,WF]-[B,P,S,BZ][BLANK,-RDB,-RD] | 1164 | Downlight | 86.6 | 2021-02-03 | 2021-03-19 | High | 2 | #N/A | 86.6 | #N/A | #N/A
ConTech Lighting | SQL3S240K[12D1,MVD2][C,FC,RS,W,TFC][BLANK,X][S,M,F,WF]-[B,P,S,BZ][BLANK,-RDB,-RD] | 1164 | Downlight | 86.6 | 2021-02-03 | 2021-03-19 | High | 2 | #N/A | 86.6 | #N/A | #N/A
ConTech Lighting | SQL3S240KC[12D1,MVD2][C,FC,RS,W,TFC][BLANK,X][S,M,F,WF]-[B,P,S,BZ][BLANK,-RDB,-RD] | 1164 | Downlight | 86.6 | 2021-02-03 | 2021-03-19 | High | 2 | #N/A | 86.6 | #N/A | #N/A
ConTech Lighting | SQL3S227K[12D1,MVD2][C,FC,RS,W,TFC][BLANK,X][S,M,F,WF]-[B,P,S,BZ][BLANK,-RDB,-RD] | 1164 | Downlight | 86.6 | 2021-02-03 | 2021-03-19 | High | 2 | #N/A | 86.6 | #N/A | #N/A
ConTech Lighting | SQL3S227KC[12D1,MVD2][C,FC,RS,W,TFC][BLANK,X][S,M,F,WF]-[B,P,S,BZ][BLANK,-RDB,-RD] | 1164 | Downlight | 86.6 | 2021-02-03 | 2021-03-19 | High | 2 | #N/A | 86.6 | #N/A | #N/A
ConTech Lighting | SQL3S230K[12D1,MVD2][C,FC,RS,W,TFC][BLANK,X][S,M,F,WF]-[B,P,S,BZ][BLANK,-RDB,-RD] | 1164 | Downlight | 86.6 | 2021-02-03 | 2021-03-19 | High | 2 | #N/A | 86.6 | #N/A | #N/A
ConTech Lighting | VC[DSWH12,DSWH16,DSWH20,DSDB10,DSDB14,DSDB18]LDD1627K[FC,FM,LSM6,LSM12,LSM24,LSM36,HSM6,HSM12,HSM24,HSM36,LGN1,LGN2,LGN3,LGN4,LGN5]-***** | 1514 | Downlight | 86.6 | 2022-05-01 | 2022-06-30 | High | 2 | #N/A | 86.6 | #N/A | #N/A
ConTech Lighting | VC[DSWH12,DSWH16,DSWH20,DSDB10,DSDB14,DSDB18]LDD1630K[FC,FM,LSM6,LSM12,LSM24,LSM36,HSM6,HSM12,HSM24,HSM36,LGN1,LGN2,LGN3,LGN4,LGN5]-***** | 1514 | Downlight | 86.6 | 2022-05-01 | 2022-06-30 | High | 2 | #N/A | 86.6 | #N/A | #N/A
ConTech Lighting | VC[DSWH12,DSWH16,DSWH20,DSDB10,DSDB14,DSDB18]LDD1635K[FC,FM,LSM6,LSM12,LSM24,LSM36,HSM6,HSM12,HSM24,HSM36,LGN1,LGN2,LGN3,LGN4,LGN5]-***** | 1514 | Downlight | 86.6 | 2022-05-01 | 2022-06-30 | High | 2 | #N/A | 86.6 | #N/A | #N/A
ConTech Lighting | VC[DSWH12,DSWH16,DSWH20,DSDB10,DSDB14,DSDB18]LDD1640K[FC,FM,LSM6,LSM12,LSM24,LSM36,HSM6,HSM12,HSM24,HSM36,LGN1,LGN2,LGN3,LGN4,LGN5]-***** | 1514 | Downlight | 86.6 | 2022-05-01 | 2022-06-30 | High | 2 | #N/A | 86.6 | #N/A | #N/A
Liteharbor | BL6-007-**-30 | 1040 | Downlight | 86.7 | 2018-01-20 | 2018-05-16 | High | 2 | #N/A | 86.7 | #N/A | #N/A
Liteharbor | BL6-007-**-35 | 1040 | Downlight | 86.7 | 2018-01-20 | 2018-05-16 | High | 2 | #N/A | 86.7 | #N/A | #N/A
Liteharbor | BL6-007-**-40 | 1040 | Downlight | 86.7 | 2018-01-20 | 2018-05-16 | High | 2 | #N/A | 86.7 | #N/A | #N/A
Liteharbor | BL6-007-**-50 | 1040 | Downlight | 86.7 | 2018-01-20 | 2018-05-16 | High | 2 | #N/A | 86.7 | #N/A | #N/A
Halo | LCR810RD9FSE020* | 1075 | Downlight | 86.7 | 2022-12-15 | 2022-12-19 | High | 2 | #N/A | 86.7 | #N/A | #N/A
Halo | LCR810RD9FSE020*-* | 1075 | Downlight | 86.7 | 2022-12-15 | 2022-12-19 | High | 2 | #N/A | 86.7 | #N/A | #N/A
Halo | LCR810RD9FSE020*-#* | 1075 | Downlight | 86.7 | 2022-12-15 | 2022-12-19 | High | 2 | #N/A | 86.7 | #N/A | #N/A
luxrite | LR22632 | 1300 | Downlight | 86.7 | 2022-07-26 | 2022-08-23 | High | 2 | #N/A | 86.7 | #N/A | #N/A
luxrite | LR22640 | 1300 | Downlight | 86.7 | 2022-07-26 | 2022-08-24 | High | 2 | #N/A | 86.7 | #N/A | #N/A
ASD | ASD-LDS-6D1540-BZ | 1300 | Downlight | 86.7 | 2019-06-01 | 2020-04-23 | High | 2 | #N/A | 86.7 | #N/A | #N/A
ASD | ASD-LDS-6D1540-NK | 1300 | Downlight | 86.7 | 2019-06-01 | 2020-04-23 | High | 2 | #N/A | 86.7 | #N/A | #N/A
ASD | ASD-LDS-6D1540-WH | 1300 | Downlight | 86.7 | 2019-06-01 | 2020-04-23 | High | 2 | #N/A | 86.7 | #N/A | #N/A
ASD | ASD-LDS-6D1550-BZ | 1300 | Downlight | 86.7 | 2019-06-01 | 2020-04-23 | High | 2 | #N/A | 86.7 | #N/A | #N/A
ASD | ASD-LDS-6D1550-NK | 1300 | Downlight | 86.7 | 2019-06-01 | 2020-04-23 | High | 2 | #N/A | 86.7 | #N/A | #N/A
ASD | ASD-LDS-6D1550-WH | 1300 | Downlight | 86.7 | 2019-06-01 | 2020-04-23 | High | 2 | #N/A | 86.7 | #N/A | #N/A
ProLED | SDL6FR15/940/LED3 | 1300 | Downlight | 86.7 | 2019-06-01 | 2020-01-09 | High | 2 | #N/A | 86.7 | #N/A | #N/A
ProLED | SDL6FR15/950/LED3 | 1300 | Downlight | 86.7 | 2019-06-01 | 2020-01-09 | High | 2 | #N/A | 86.7 | #N/A | #N/A
Impulse Lighting | IL-D236-3500K | 1300 | Downlight | 86.7 | 2019-01-09 | 2019-10-11 | High | 2 | #N/A | 86.7 | #N/A | #N/A
Impulse Lighting | IL-D236-4000K | 1300 | Downlight | 86.7 | 2019-01-09 | 2019-10-11 | High | 2 | #N/A | 86.7 | #N/A | #N/A
Impulse Lighting | IL-D236-5000K | 1300 | Downlight | 86.7 | 2019-01-09 | 2019-10-11 | High | 2 | #N/A | 86.7 | #N/A | #N/A
Nora Lighting | NLTH-61TW-MPW | 1300 | Downlight | 86.7 | 2021-08-31 | 2021-09-10 | High | 2 | #N/A | 86.7 | #N/A | #N/A
LOTUS LED LIGHTS | LD4R-40K | 1300 | Downlight | 86.7 | 2019-10-01 | 2019-10-30 | High | 2 | #N/A | 86.7 | #N/A | #N/A
LOTUS LED LIGHTS | LD4S-40K | 1300 | Downlight | 86.7 | 2019-10-01 | 2019-10-30 | High | 2 | #N/A | 86.7 | #N/A | #N/A
LOTUS LED LIGHTS | LL4G-40K-HO | 1300 | Downlight | 86.7 | 2020-08-14 | 2020-10-13 | High | 2 | #N/A | 86.7 | #N/A | #N/A
LOTUS LED LIGHTS | LRG4-40K-HO | 1300 | Downlight | 86.7 | 2020-08-14 | 2020-10-13 | High | 2 | #N/A | 86.7 | #N/A | #N/A
LOTUS LED LIGHTS | LRG6-40K | 1300 | Downlight | 86.7 | 2017-11-15 | 2017-11-23 | High | 2 | #N/A | 86.7 | #N/A | #N/A
Nora Lighting | NELOCAC-11R30W | 2081 | Downlight | 86.7 | 2020-01-08 | 2020-01-14 | High | 2 | #N/A | 86.7 | #N/A | #N/A
US Green Lighting | L/DL8/30/XU/930/TJ01 | 2600 | Downlight | 86.7 | 2018-06-27 | 2019-02-18 | High | 2 | #N/A | 86.7 | #N/A | #N/A
Eglo | 20549*A | 2600 | Downlight | 86.7 | 2022-07-05 | 2022-09-21 | High | 2 | #N/A | 86.7 | #N/A | #N/A
LEDone | LOD-DL8RF-D30W-40K | 2600 | Downlight | 86.7 | 2016-06-15 | 2016-07-25 | High | 2 | #N/A | 86.7 | #N/A | #N/A
LOTUS LED LIGHTS | LD6R-27K-HO | 2600 | Downlight | 86.7 | 2020-08-14 | 2020-10-13 | High | 2 | #N/A | 86.7 | #N/A | #N/A
LOTUS LED LIGHTS | LD8R-27K-HO | 2600 | Downlight | 86.7 | 2020-08-14 | 2020-10-13 | High | 2 | #N/A | 86.7 | #N/A | #N/A
LIGHT THE FUTURE | D818-3000 | 2600 | Downlight | 86.7 | 2018-07-23 | 2018-12-03 | High | 2 | #N/A | 86.7 | #N/A | #N/A
NDR Electric | EG400-12W-3K-##** | 1050 | Downlight | 86.9 | 2016-11-15 | 2016-12-21 | High | 2 | #N/A | 86.9 | #N/A | #N/A
Elite Lighting | HH6-LED-3000L-DIM10-[120,277]V-[N,M,W]D-[27,30,35,40,50]K-80 | 3772 | Downlight | 86.9 | 2016-09-21 | 2016-12-01 | High | 2 | #N/A | 86.9 | #N/A | #N/A
LOTUS LED LIGHTS | LRG4-30K | 1000 | Downlight | 87 | 2017-11-15 | 2017-11-23 | High | 2 | #N/A | 87 | #N/A | #N/A
PHILIPS | 9290032596 | 1000 | Downlight | 87 | 2022-09-22 | 2022-09-22 | High | 2 | #N/A | 87 | #N/A | #N/A
Intense | IHOL-4ARM127-DIM-40/IRA400HZ-SF Â | 1074 | Downlight | 87 | 2016-11-30 | 2017-02-07 | High | 2 | #N/A | 87 | #N/A | #N/A
Sylvania | 65541 | 2000 | Downlight | 87 | 2021-01-15 | 2021-01-24 | High | 2 | #N/A | 87 | #N/A | #N/A
Sylvania | 65542 | 2000 | Downlight | 87 | 2021-01-15 | 2021-01-24 | High | 2 | #N/A | 87 | #N/A | #N/A
Sylvania | 65544 | 2000 | Downlight | 87 | 2021-01-15 | 2021-01-24 | High | 2 | #N/A | 87 | #N/A | #N/A
Sylvania | 65545 | 2000 | Downlight | 87 | 2021-01-15 | 2021-01-24 | High | 2 | #N/A | 87 | #N/A | #N/A
Sylvania | 65547 | 2000 | Downlight | 87 | 2021-01-15 | 2021-01-24 | High | 2 | #N/A | 87 | #N/A | #N/A
Sylvania | 65548 | 2000 | Downlight | 87 | 2021-01-15 | 2021-01-24 | High | 2 | #N/A | 87 | #N/A | #N/A
Sylvania | 65550 | 2000 | Downlight | 87 | 2021-01-15 | 2021-01-24 | High | 2 | #N/A | 87 | #N/A | #N/A
Sylvania | 65551 | 2000 | Downlight | 87 | 2021-01-15 | 2021-01-24 | High | 2 | #N/A | 87 | #N/A | #N/A
Sylvania | 65694 | 2000 | Downlight | 87 | 2021-09-15 | 2021-10-18 | High | 2 | #N/A | 87 | #N/A | #N/A
NICOR LED | CLR82SWRVS9WH | 2000 | Downlight | 87 | 2020-02-24 | 2021-07-27 | High | 2 | #N/A | 87 | #N/A | #N/A
Standard Products | LCR/DL6/27W/35K/2/DD1/STD | 2348 | Downlight | 87 | 2016-11-17 | 2016-11-17 | High | 2 | #N/A | 87 | #N/A | #N/A
Fluxwerx | TC1-*09**#**W1840E*#*-* | 2784 | Downlight | 87 | 2020-10-20 | 2021-10-11 | High | 2 | #N/A | 87 | #N/A | #N/A
Fluxwerx | TC1-*09**#**W1927E*#*-* | 2784 | Downlight | 87 | 2020-10-20 | 2021-10-11 | High | 2 | #N/A | 87 | #N/A | #N/A
Fluxwerx | TC1-*09**#**W1927EF1*-* | 2784 | Downlight | 87 | 2020-10-20 | 2021-10-11 | High | 2 | #N/A | 87 | #N/A | #N/A
Fluxwerx | TC1-*09**#**W1930EF1*-* | 2784 | Downlight | 87 | 2020-10-20 | 2021-10-11 | High | 2 | #N/A | 87 | #N/A | #N/A
Fluxwerx | TC1-*09**#**W1935E*#*-* | 2784 | Downlight | 87 | 2020-10-20 | 2021-10-11 | High | 2 | #N/A | 87 | #N/A | #N/A
Fluxwerx | TC1-*09**#**W1935EF1*-* | 2784 | Downlight | 87 | 2020-10-20 | 2021-10-11 | High | 2 | #N/A | 87 | #N/A | #N/A
Fluxwerx | TC1-*09**#**W1940E*#*-* | 2784 | Downlight | 87 | 2020-10-20 | 2021-10-11 | High | 2 | #N/A | 87 | #N/A | #N/A
Fluxwerx | TC1-*09**#**W1940EF1*-* | 2784 | Downlight | 87 | 2020-10-20 | 2021-10-11 | High | 2 | #N/A | 87 | #N/A | #N/A
Fluxwerx | TC1-*09**#**N1935EF1*-* | 2784 | Downlight | 87 | 2020-10-20 | 2021-10-11 | High | 2 | #N/A | 87 | #N/A | #N/A
Fluxwerx | TC1-*09**#**N1940E*#*-* | 2784 | Downlight | 87 | 2020-10-20 | 2021-10-11 | High | 2 | #N/A | 87 | #N/A | #N/A
Fluxwerx | TC1-*09**#**N1940EF1*-* | 2784 | Downlight | 87 | 2020-10-20 | 2021-10-11 | High | 2 | #N/A | 87 | #N/A | #N/A
Fluxwerx | TC1-*09**#**W1827E*#*-* | 2784 | Downlight | 87 | 2020-10-20 | 2021-10-11 | High | 2 | #N/A | 87 | #N/A | #N/A
Fluxwerx | TC1-*09**#**W1827EF1*-* | 2784 | Downlight | 87 | 2020-10-20 | 2021-10-11 | High | 2 | #N/A | 87 | #N/A | #N/A
Fluxwerx | TC1-*09**#**W1830E*#*-* | 2784 | Downlight | 87 | 2020-10-20 | 2021-10-11 | High | 2 | #N/A | 87 | #N/A | #N/A
Fluxwerx | TC1-*09**#**W1830EF1*-* | 2784 | Downlight | 87 | 2020-10-20 | 2021-10-11 | High | 2 | #N/A | 87 | #N/A | #N/A
Fluxwerx | TC1-*09**#**W1835E*#*-* | 2784 | Downlight | 87 | 2020-10-20 | 2021-10-11 | High | 2 | #N/A | 87 | #N/A | #N/A
Fluxwerx | TC1-*09**#**N1930E*#*-* | 2784 | Downlight | 87 | 2020-10-20 | 2021-10-11 | High | 2 | #N/A | 87 | #N/A | #N/A
Fluxwerx | TC1-*09**#**N1930EF1*-* | 2784 | Downlight | 87 | 2020-10-20 | 2021-10-11 | High | 2 | #N/A | 87 | #N/A | #N/A
Fluxwerx | TC1-*09**#**N1935E*#*-* | 2784 | Downlight | 87 | 2020-10-20 | 2021-10-11 | High | 2 | #N/A | 87 | #N/A | #N/A
Fluxwerx | TC1-*09**#**M1827E*#*-* | 2784 | Downlight | 87 | 2020-10-20 | 2021-10-11 | High | 2 | #N/A | 87 | #N/A | #N/A
Fluxwerx | TC1-*09**#**M1827EF1*-* | 2784 | Downlight | 87 | 2020-10-20 | 2021-10-11 | High | 2 | #N/A | 87 | #N/A | #N/A
Fluxwerx | TC1-*09**#**M1830E*#*-* | 2784 | Downlight | 87 | 2020-10-20 | 2021-10-11 | High | 2 | #N/A | 87 | #N/A | #N/A
Fluxwerx | TC1-*09**#**M1830EF1*-* | 2784 | Downlight | 87 | 2020-10-20 | 2021-10-11 | High | 2 | #N/A | 87 | #N/A | #N/A
Fluxwerx | TC1-*09**#**M1835E*#*-* | 2784 | Downlight | 87 | 2020-10-20 | 2021-10-11 | High | 2 | #N/A | 87 | #N/A | #N/A
Fluxwerx | TC1-*09**#**M1835EF1*-* | 2784 | Downlight | 87 | 2020-10-20 | 2021-10-11 | High | 2 | #N/A | 87 | #N/A | #N/A
Fluxwerx | TC1-*09**#**M1840E*#*-* | 2784 | Downlight | 87 | 2020-10-20 | 2021-10-11 | High | 2 | #N/A | 87 | #N/A | #N/A
Fluxwerx | TC1-*09**#**M1840EF1*-* | 2784 | Downlight | 87 | 2020-10-20 | 2021-10-11 | High | 2 | #N/A | 87 | #N/A | #N/A
Fluxwerx | TC1-*09**#**M1927E*#*-* | 2784 | Downlight | 87 | 2020-10-20 | 2021-10-11 | High | 2 | #N/A | 87 | #N/A | #N/A
Fluxwerx | TC1-*09**#**M1927EF1*-* | 2784 | Downlight | 87 | 2020-10-20 | 2021-10-11 | High | 2 | #N/A | 87 | #N/A | #N/A
Fluxwerx | TC1-*09**#**M1930E*#*-* | 2784 | Downlight | 87 | 2020-10-20 | 2021-10-11 | High | 2 | #N/A | 87 | #N/A | #N/A
Fluxwerx | TC1-*09**#**M1930EF1*-* | 2784 | Downlight | 87 | 2020-10-20 | 2021-10-11 | High | 2 | #N/A | 87 | #N/A | #N/A
Fluxwerx | TC1-*09**#**M1935E*#*-* | 2784 | Downlight | 87 | 2020-10-20 | 2021-10-11 | High | 2 | #N/A | 87 | #N/A | #N/A
Fluxwerx | TC1-*09**#**M1935EF1*-* | 2784 | Downlight | 87 | 2020-10-20 | 2021-10-11 | High | 2 | #N/A | 87 | #N/A | #N/A
Fluxwerx | TC1-*09**#**M1940E*#*-* | 2784 | Downlight | 87 | 2020-10-20 | 2021-10-11 | High | 2 | #N/A | 87 | #N/A | #N/A
Fluxwerx | TC1-*09**#**N1827E*#*-* | 2784 | Downlight | 87 | 2020-10-20 | 2021-10-11 | High | 2 | #N/A | 87 | #N/A | #N/A
Fluxwerx | TC1-*09**#**N1827EF1*-* | 2784 | Downlight | 87 | 2020-10-20 | 2021-10-11 | High | 2 | #N/A | 87 | #N/A | #N/A
Fluxwerx | TC1-*09**#**N1830E*#*-* | 2784 | Downlight | 87 | 2020-10-20 | 2021-10-11 | High | 2 | #N/A | 87 | #N/A | #N/A
Fluxwerx | TC1-*09**#**N1835EF1*-* | 2784 | Downlight | 87 | 2020-10-20 | 2021-10-11 | High | 2 | #N/A | 87 | #N/A | #N/A
Fluxwerx | TC1-*09**#**N1840E*#*-* | 2784 | Downlight | 87 | 2020-10-20 | 2021-10-11 | High | 2 | #N/A | 87 | #N/A | #N/A
Fluxwerx | TC1-*09**#**N1840EF1*-* | 2784 | Downlight | 87 | 2020-10-20 | 2021-10-11 | High | 2 | #N/A | 87 | #N/A | #N/A
Fluxwerx | TC1-*09**#**N1927E*#*-* | 2784 | Downlight | 87 | 2020-10-20 | 2021-10-11 | High | 2 | #N/A | 87 | #N/A | #N/A
Fluxwerx | TC1-*09**#**N1927EF1*-* | 2784 | Downlight | 87 | 2020-10-20 | 2021-10-11 | High | 2 | #N/A | 87 | #N/A | #N/A
ARTIKA | FLP14-****## | 4000 | Downlight | 87 | 2020-11-01 | 2020-10-23 | High | 2 | #N/A | 87 | #N/A | #N/A
Prescolite | LTR-6RD-H-HL40LDM1 +LTR-6RD-T-HL35K8WDSS | 4483 | Downlight | 87 | 2019-07-12 | 2019-08-23 | High | 2 | #N/A | 87 | #N/A | #N/A
Prescolite | LTR-6RD-H-HL40LDM1 + LTR-6RD-T-HL35K8WDSSWT | 4483 | Downlight | 87 | 2019-07-12 | 2019-08-23 | High | 2 | #N/A | 87 | #N/A | #N/A
Prescolite | LTR-6SQ-H-HL40LDM1 + LTR-6SQD-T-HL35K8WDSS | 4483 | Downlight | 87 | 2019-07-12 | 2019-08-23 | High | 2 | #N/A | 87 | #N/A | #N/A
Prescolite | LTR-6SQ-H-HL40LDM1 + LTR-6SQD-T-HL35K8WDSSWT | 4483 | Downlight | 87 | 2019-07-12 | 2019-08-23 | High | 2 | #N/A | 87 | #N/A | #N/A
Sylvania | 79754 | 8000 | Downlight | 87 | 2017-04-15 | 2017-04-13 | High | 2 | #N/A | 87 | #N/A | #N/A
Sylvania | 79755 | 8000 | Downlight | 87 | 2017-04-15 | 2017-04-13 | High | 2 | #N/A | 87 | #N/A | #N/A
Sylvania | 79756 | 8000 | Downlight | 87 | 2017-04-15 | 2017-04-13 | High | 2 | #N/A | 87 | #N/A | #N/A
DMF Lighting | DCP9-**-L-09-35-** | 8891 | Downlight | 87 | 2019-07-01 | 2019-08-22 | High | 2 | #N/A | 87 | #N/A | #N/A
Rayon Lighting | RBCR-LS15-UNV / RBC4-LS15- CTS, RBC6-LS15-CTS / RBC8-*-* | 2438 | Downlight | 87.1 | 2021-03-14 | 2021-04-05 | High | 2 | #N/A | 87.1 | #N/A | #N/A
Nora Lighting | NQZ2-41TWTW-MPW | 1046 | Downlight | 87.2 | 2022-08-15 | 2022-06-30 | High | 2 | #N/A | 87.2 | #N/A | #N/A
Prescolite | LFR-6RD-M-80L27K8**-DM1** + LFR-6RD-T-[(blank),VNR]-**** + LFR-6RD-H | 5964 | Downlight | 87.2 | 2021-11-18 | 2022-07-01 | High | 2 | #N/A | 87.2 | #N/A | #N/A
Prescolite | LFR-6RD-M-80L27K9**-DM1** + LFR-6RD-T-[(blank),VNR]-**** + LFR-6RD-H | 5964 | Downlight | 87.2 | 2021-11-18 | 2022-07-01 | High | 2 | #N/A | 87.2 | #N/A | #N/A
Prescolite | LFR-6RD-M-80L30K8**-DM1** + LFR-6RD-T-[(blank),VNR]-**** + LFR-6RD-H | 5964 | Downlight | 87.2 | 2021-11-18 | 2022-07-01 | High | 2 | #N/A | 87.2 | #N/A | #N/A
Prescolite | LFR-6RD-M-80L30K9**-DM1** + LFR-6RD-T-[(blank),VNR]-**** + LFR-6RD-H | 5964 | Downlight | 87.2 | 2021-11-18 | 2022-07-01 | High | 2 | #N/A | 87.2 | #N/A | #N/A
Prescolite | LFR-6RD-M-80L35K8**-DM1** + LFR-6RD-T-[(blank),VNR]-**** + LFR-6RD-H | 5964 | Downlight | 87.2 | 2021-11-18 | 2022-07-01 | High | 2 | #N/A | 87.2 | #N/A | #N/A
Prescolite | LFR-6RD-M-80L35K9**-DM1** + LFR-6RD-T-[(blank),VNR]-**** + LFR-6RD-H | 5964 | Downlight | 87.2 | 2021-11-18 | 2022-07-01 | High | 2 | #N/A | 87.2 | #N/A | #N/A
Prescolite | LFR-6RD-M-80L40K8**-DM1** + LFR-6RD-T-[(blank),VNR]-**** + LFR-6RD-H | 5964 | Downlight | 87.2 | 2021-11-18 | 2022-07-01 | High | 2 | #N/A | 87.2 | #N/A | #N/A
Prescolite | LFR-6RD-M-80L40K9**-DM1** + LFR-6RD-T-[(blank),VNR]-**** + LFR-6RD-H | 5964 | Downlight | 87.2 | 2021-11-18 | 2022-07-01 | High | 2 | #N/A | 87.2 | #N/A | #N/A
Prescolite | LFR-6RD-M-80L50K8**-DM1** + LFR-6RD-T-[(blank),VNR]-**** + LFR-6RD-H | 5964 | Downlight | 87.2 | 2021-11-18 | 2022-07-01 | High | 2 | #N/A | 87.2 | #N/A | #N/A
Prescolite | LFR-6RD-M-80L50K9**-DM1** + LFR-6RD-T-[(blank),VNR]-**** + LFR-6RD-H | 5964 | Downlight | 87.2 | 2021-11-18 | 2022-07-01 | High | 2 | #N/A | 87.2 | #N/A | #N/A
Fluxwerx | TC1-*09**#**W1840B*#*-* | 1266 | Downlight | 87.3 | 2020-10-20 | 2021-10-11 | High | 2 | #N/A | 87.3 | #N/A | #N/A
Fluxwerx | TC1-*09**#**W1840BF1*-* | 1266 | Downlight | 87.3 | 2020-10-20 | 2021-10-11 | High | 2 | #N/A | 87.3 | #N/A | #N/A
Fluxwerx | TC1-*09**#**W1927B*#*-* | 1266 | Downlight | 87.3 | 2020-10-20 | 2021-10-11 | High | 2 | #N/A | 87.3 | #N/A | #N/A
Fluxwerx | TC1-*09**#**W1927BF1*-* | 1266 | Downlight | 87.3 | 2020-10-20 | 2021-10-11 | High | 2 | #N/A | 87.3 | #N/A | #N/A
Fluxwerx | TC1-*09**#**W1930B*#*-* | 1266 | Downlight | 87.3 | 2020-10-20 | 2021-10-11 | High | 2 | #N/A | 87.3 | #N/A | #N/A
Fluxwerx | TC1-*09**#**W1930BF1*-* | 1266 | Downlight | 87.3 | 2020-10-20 | 2021-10-11 | High | 2 | #N/A | 87.3 | #N/A | #N/A
Fluxwerx | TC1-*09**#**W1935B*#*-* | 1266 | Downlight | 87.3 | 2020-10-20 | 2021-10-11 | High | 2 | #N/A | 87.3 | #N/A | #N/A
Fluxwerx | TC1-*09**#**W1935BF1*-* | 1266 | Downlight | 87.3 | 2020-10-20 | 2021-10-11 | High | 2 | #N/A | 87.3 | #N/A | #N/A
Fluxwerx | TC1-*09**#**W1940B*#*-* | 1266 | Downlight | 87.3 | 2020-10-20 | 2021-10-11 | High | 2 | #N/A | 87.3 | #N/A | #N/A
Fluxwerx | TC1-*09**#**W1940BF1*-* | 1266 | Downlight | 87.3 | 2020-10-20 | 2021-10-11 | High | 2 | #N/A | 87.3 | #N/A | #N/A
Fluxwerx | TC1-*09**#**N1940B*#*-* | 1266 | Downlight | 87.3 | 2020-10-20 | 2021-10-11 | High | 2 | #N/A | 87.3 | #N/A | #N/A
Fluxwerx | TC1-*09**#**N1940BF1*-* | 1266 | Downlight | 87.3 | 2020-10-20 | 2021-10-11 | High | 2 | #N/A | 87.3 | #N/A | #N/A
Fluxwerx | TC1-*09**#**W1827B*#*-* | 1266 | Downlight | 87.3 | 2020-10-20 | 2021-10-11 | High | 2 | #N/A | 87.3 | #N/A | #N/A
Fluxwerx | TC1-*09**#**W1827BF1*-* | 1266 | Downlight | 87.3 | 2020-10-20 | 2021-10-11 | High | 2 | #N/A | 87.3 | #N/A | #N/A
Fluxwerx | TC1-*09**#**W1830B*#*-* | 1266 | Downlight | 87.3 | 2020-10-20 | 2021-10-11 | High | 2 | #N/A | 87.3 | #N/A | #N/A
Fluxwerx | TC1-*09**#**W1830BF1*-* | 1266 | Downlight | 87.3 | 2020-10-20 | 2021-10-11 | High | 2 | #N/A | 87.3 | #N/A | #N/A
Fluxwerx | TC1-*09**#**W1835B*#*-* | 1266 | Downlight | 87.3 | 2020-10-20 | 2021-10-11 | High | 2 | #N/A | 87.3 | #N/A | #N/A
Fluxwerx | TC1-*09**#**W1835BF1*-* | 1266 | Downlight | 87.3 | 2020-10-20 | 2021-10-11 | High | 2 | #N/A | 87.3 | #N/A | #N/A
Fluxwerx | TC1-*09**#**N1930BF1*-* | 1266 | Downlight | 87.3 | 2020-10-20 | 2021-10-11 | High | 2 | #N/A | 87.3 | #N/A | #N/A
Fluxwerx | TC1-*09**#**N1935B*#*-* | 1266 | Downlight | 87.3 | 2020-10-20 | 2021-10-11 | High | 2 | #N/A | 87.3 | #N/A | #N/A
Fluxwerx | TC1-*09**#**N1935BF1*-* | 1266 | Downlight | 87.3 | 2020-10-20 | 2021-10-11 | High | 2 | #N/A | 87.3 | #N/A | #N/A
Fluxwerx | TC1-*09**#**M1827B*#*-* | 1266 | Downlight | 87.3 | 2020-10-20 | 2021-10-11 | High | 2 | #N/A | 87.3 | #N/A | #N/A
Fluxwerx | TC1-*09**#**M1827BF1*-* | 1266 | Downlight | 87.3 | 2020-10-20 | 2021-10-11 | High | 2 | #N/A | 87.3 | #N/A | #N/A
Fluxwerx | TC1-*09**#**M1830B*#*-* | 1266 | Downlight | 87.3 | 2020-10-20 | 2021-10-11 | High | 2 | #N/A | 87.3 | #N/A | #N/A
Fluxwerx | TC1-*09**#**M1830BF1*-* | 1266 | Downlight | 87.3 | 2020-10-20 | 2021-10-11 | High | 2 | #N/A | 87.3 | #N/A | #N/A
Fluxwerx | TC1-*09**#**M1835B*#*-* | 1266 | Downlight | 87.3 | 2020-10-20 | 2021-10-11 | High | 2 | #N/A | 87.3 | #N/A | #N/A
Fluxwerx | TC1-*09**#**M1835BF1*-* | 1266 | Downlight | 87.3 | 2020-10-20 | 2021-10-11 | High | 2 | #N/A | 87.3 | #N/A | #N/A
Fluxwerx | TC1-*09**#**M1840B*#*-* | 1266 | Downlight | 87.3 | 2020-10-20 | 2021-10-11 | High | 2 | #N/A | 87.3 | #N/A | #N/A
Fluxwerx | TC1-*09**#**M1840BF1*-* | 1266 | Downlight | 87.3 | 2020-10-20 | 2021-10-11 | High | 2 | #N/A | 87.3 | #N/A | #N/A
Fluxwerx | TC1-*09**#**M1927B*#*-* | 1266 | Downlight | 87.3 | 2020-10-20 | 2021-10-11 | High | 2 | #N/A | 87.3 | #N/A | #N/A
Fluxwerx | TC1-*09**#**M1927BF1*-* | 1266 | Downlight | 87.3 | 2020-10-20 | 2021-10-11 | High | 2 | #N/A | 87.3 | #N/A | #N/A
Fluxwerx | TC1-*09**#**M1930B*#*-* | 1266 | Downlight | 87.3 | 2020-10-20 | 2021-10-11 | High | 2 | #N/A | 87.3 | #N/A | #N/A
Fluxwerx | TC1-*09**#**M1930BF1*-* | 1266 | Downlight | 87.3 | 2020-10-20 | 2021-10-11 | High | 2 | #N/A | 87.3 | #N/A | #N/A
Fluxwerx | TC1-*09**#**M1935B*#*-* | 1266 | Downlight | 87.3 | 2020-10-20 | 2021-10-11 | High | 2 | #N/A | 87.3 | #N/A | #N/A
Fluxwerx | TC1-*09**#**M1935BF1*-* | 1266 | Downlight | 87.3 | 2020-10-20 | 2021-10-11 | High | 2 | #N/A | 87.3 | #N/A | #N/A
Fluxwerx | TC1-*09**#**M1940B*#*-* | 1266 | Downlight | 87.3 | 2020-10-20 | 2021-10-11 | High | 2 | #N/A | 87.3 | #N/A | #N/A
Fluxwerx | TC1-*09**#**M1940BF1*-* | 1266 | Downlight | 87.3 | 2020-10-20 | 2021-10-11 | High | 2 | #N/A | 87.3 | #N/A | #N/A
Fluxwerx | TC1-*09**#**N1827B*#*-* | 1266 | Downlight | 87.3 | 2020-10-20 | 2021-10-11 | High | 2 | #N/A | 87.3 | #N/A | #N/A
Fluxwerx | TC1-*09**#**N1827BF1*-* | 1266 | Downlight | 87.3 | 2020-10-20 | 2021-10-11 | High | 2 | #N/A | 87.3 | #N/A | #N/A
Fluxwerx | TC1-*09**#**N1830B*#*-* | 1266 | Downlight | 87.3 | 2020-10-20 | 2021-10-11 | High | 2 | #N/A | 87.3 | #N/A | #N/A
Fluxwerx | TC1-*09**#**N1830BF1*-* | 1266 | Downlight | 87.3 | 2020-10-20 | 2021-10-11 | High | 2 | #N/A | 87.3 | #N/A | #N/A
Fluxwerx | TC1-*09**#**N1835B*#*-* | 1266 | Downlight | 87.3 | 2020-10-20 | 2021-10-11 | High | 2 | #N/A | 87.3 | #N/A | #N/A
Fluxwerx | TC1-*09**#**N1835BF1*-* | 1266 | Downlight | 87.3 | 2020-10-20 | 2021-10-11 | High | 2 | #N/A | 87.3 | #N/A | #N/A
Fluxwerx | TC1-*09**#**N1840B*#*-* | 1266 | Downlight | 87.3 | 2020-10-20 | 2021-10-11 | High | 2 | #N/A | 87.3 | #N/A | #N/A
Fluxwerx | TC1-*09**#**N1840BF1*-* | 1266 | Downlight | 87.3 | 2020-10-20 | 2021-10-11 | High | 2 | #N/A | 87.3 | #N/A | #N/A
Fluxwerx | TC1-*09**#**N1927B*#*-* | 1266 | Downlight | 87.3 | 2020-10-20 | 2021-10-11 | High | 2 | #N/A | 87.3 | #N/A | #N/A
Fluxwerx | TC1-*09**#**N1927BF1*-* | 1266 | Downlight | 87.3 | 2020-10-20 | 2021-10-11 | High | 2 | #N/A | 87.3 | #N/A | #N/A
Fluxwerx | TC1-*09**#**N1930B*#*-* | 1266 | Downlight | 87.3 | 2020-10-20 | 2021-10-11 | High | 2 | #N/A | 87.3 | #N/A | #N/A
Prescolite | LTR-4RD-H-ML30LDM1 + LTR-4RD-T-ML35K8WDSS | 2976 | Downlight | 87.3 | 2019-07-12 | 2019-08-23 | High | 2 | #N/A | 87.3 | #N/A | #N/A
Prescolite | LTR-4RD-H-ML30LDM1 + LTR-4RD-T-ML35K8WDSSWT | 2976 | Downlight | 87.3 | 2019-07-12 | 2019-08-23 | High | 2 | #N/A | 87.3 | #N/A | #N/A
Prescolite | LTR-4RD-H-ML30LDM1 + LTR-4RW-T-ML35K8WWSS | 2976 | Downlight | 87.3 | 2019-07-12 | 2019-08-23 | High | 2 | #N/A | 87.3 | #N/A | #N/A
Prescolite | LTR-4SQ-H-ML30LDM1 + LTR-4SQD-T-ML35K8WDSS | 2976 | Downlight | 87.3 | 2019-07-12 | 2019-08-23 | High | 2 | #N/A | 87.3 | #N/A | #N/A
Prescolite | LTR-4SQ-H-ML30LDM1 + LTR-4SQD-T-ML35K8WDSSWT | 2976 | Downlight | 87.3 | 2019-07-12 | 2019-08-23 | High | 2 | #N/A | 87.3 | #N/A | #N/A
WAC Lighting | DS-WS08-F27A-** | 4015 | Downlight | 87.3 | 2016-08-01 | 2017-07-28 | High | 2 | #N/A | 87.3 | #N/A | #N/A
WAC Lighting | DS-WS08-F27B-** | 4015 | Downlight | 87.3 | 2016-08-01 | 2017-07-28 | High | 2 | #N/A | 87.3 | #N/A | #N/A
WAC Lighting | DS-WS08-F30A-** | 4015 | Downlight | 87.3 | 2016-08-01 | 2017-07-28 | High | 2 | #N/A | 87.3 | #N/A | #N/A
WAC Lighting | DS-WS08-F30B-** | 4015 | Downlight | 87.3 | 2016-08-01 | 2017-07-28 | High | 2 | #N/A | 87.3 | #N/A | #N/A
WAC Lighting | DS-WS08-F35A-** | 4015 | Downlight | 87.3 | 2016-08-01 | 2017-07-28 | High | 2 | #N/A | 87.3 | #N/A | #N/A
WAC Lighting | DS-WS08-F35B-** | 4015 | Downlight | 87.3 | 2016-08-01 | 2017-07-28 | High | 2 | #N/A | 87.3 | #N/A | #N/A
WAC Lighting | DS-WS08-F40A-** | 4015 | Downlight | 87.3 | 2016-08-01 | 2017-07-28 | High | 2 | #N/A | 87.3 | #N/A | #N/A
WAC Lighting | DS-WS08-F40B-** | 4015 | Downlight | 87.3 | 2016-08-01 | 2017-07-28 | High | 2 | #N/A | 87.3 | #N/A | #N/A
WAC Lighting | DS-WE08-F27A-** | 4015 | Downlight | 87.3 | 2019-06-29 | 2020-03-03 | High | 2 | #N/A | 87.3 | #N/A | #N/A
WAC Lighting | DS-WE08-F27B-** | 4015 | Downlight | 87.3 | 2019-06-29 | 2020-03-03 | High | 2 | #N/A | 87.3 | #N/A | #N/A
WAC Lighting | DS-WE08-F30A-** | 4015 | Downlight | 87.3 | 2019-06-29 | 2020-03-03 | High | 2 | #N/A | 87.3 | #N/A | #N/A
WAC Lighting | DS-WE08-F30B-** | 4015 | Downlight | 87.3 | 2019-06-29 | 2020-03-03 | High | 2 | #N/A | 87.3 | #N/A | #N/A
WAC Lighting | DS-WE08-F35A-** | 4015 | Downlight | 87.3 | 2019-06-29 | 2020-03-03 | High | 2 | #N/A | 87.3 | #N/A | #N/A
WAC Lighting | DS-WE08-F35B-** | 4015 | Downlight | 87.3 | 2019-06-29 | 2020-03-03 | High | 2 | #N/A | 87.3 | #N/A | #N/A
WAC Lighting | DS-WE08-F40A-** | 4015 | Downlight | 87.3 | 2019-06-29 | 2020-03-03 | High | 2 | #N/A | 87.3 | #N/A | #N/A
WAC Lighting | DS-WE08-F40B-** | 4015 | Downlight | 87.3 | 2019-06-29 | 2020-03-03 | High | 2 | #N/A | 87.3 | #N/A | #N/A
DMF Lighting | DID2M-12927* | 1250 | Downlight | 87.4 | 2021-02-01 | 2021-02-02 | High | 2 | #N/A | 87.4 | #N/A | #N/A
DMF Lighting | DID2M-12930* | 1250 | Downlight | 87.4 | 2021-02-01 | 2021-02-02 | High | 2 | #N/A | 87.4 | #N/A | #N/A
DMF Lighting | DID2M-12935* | 1250 | Downlight | 87.4 | 2021-02-01 | 2021-02-02 | High | 2 | #N/A | 87.4 | #N/A | #N/A
DMF Lighting | DID2M-12940* | 1250 | Downlight | 87.4 | 2021-02-01 | 2021-02-02 | High | 2 | #N/A | 87.4 | #N/A | #N/A
Lithonia Lighting | FMFL 30840 VANL [OA¦BZ¦BN¦WH] | 3279 | Downlight | 87.4 | 2020-08-05 | 2020-09-08 | High | 2 | #N/A | 87.4 | #N/A | #N/A
Atlantic Lighting | XLED610-BXX-VR15-27K-2WR | 1050 | Downlight | 87.5 | 2016-05-11 | 2016-08-03 | High | 2 | #N/A | 87.5 | #N/A | #N/A
Sokopy | SOKOPY-SLDL-6RD12W-5CCT | 1050 | Downlight | 87.5 | 2022-06-28 | 2022-08-12 | High | 2 | #N/A | 87.5 | #N/A | #N/A
Sokopy | SOKOPY-SLDL-6RD12W-CCT | 1050 | Downlight | 87.5 | 2022-02-28 | 2022-08-29 | High | 2 | #N/A | 87.5 | #N/A | #N/A
MEEK | CL-12X-ETL-CCT | 1050 | Downlight | 87.5 | 2020-08-05 | 2020-08-17 | High | 2 | #N/A | 87.5 | #N/A | #N/A
Infibrite | IB-002-2-12W-WH | 1050 | Downlight | 87.5 | 2022-06-13 | 2022-07-12 | High | 2 | #N/A | 87.5 | #N/A | #N/A
Infibrite | IB-002-7-12W-WH | 1050 | Downlight | 87.5 | 2022-06-13 | 2022-07-12 | High | 2 | #N/A | 87.5 | #N/A | #N/A
Infibrite | IB-002-8-12W-WH | 1050 | Downlight | 87.5 | 2022-06-13 | 2022-07-12 | High | 2 | #N/A | 87.5 | #N/A | #N/A
Lepro | PR170004-DW-US-12 | 1050 | Downlight | 87.5 | 2022-10-11 | 2022-11-04 | High | 2 | #N/A | 87.5 | #N/A | #N/A
Ensenior | ERL-12X-ETL(2700K) | 1050 | Downlight | 87.5 | 2020-05-20 | 2020-07-23 | High | 2 | #N/A | 87.5 | #N/A | #N/A
Ensenior | ERL-12X-ETL-5CCT | 1050 | Downlight | 87.5 | 2021-02-02 | 2021-02-10 | High | 2 | #N/A | 87.5 | #N/A | #N/A
Ensenior | ERL-12X-ETL-CCT | 1050 | Downlight | 87.5 | 2020-05-20 | 2020-08-14 | High | 2 | #N/A | 87.5 | #N/A | #N/A
Ensenior | ERL-12X-ETL(3500K) | 1050 | Downlight | 87.5 | 2020-07-07 | 2022-04-25 | High | 2 | #N/A | 87.5 | #N/A | #N/A
RAB | DLC0002 | 1050 | Downlight | 87.5 | 2019-10-28 | 2019-10-30 | High | 2 | #N/A | 87.5 | #N/A | #N/A
RAB | DLC0003 | 1050 | Downlight | 87.5 | 2019-10-28 | 2019-10-30 | High | 2 | #N/A | 87.5 | #N/A | #N/A
RAB | DLC0004 | 1050 | Downlight | 87.5 | 2019-10-28 | 2019-10-30 | High | 2 | #N/A | 87.5 | #N/A | #N/A
RAB | DLC0032 | 1050 | Downlight | 87.5 | 2019-10-28 | 2019-10-30 | High | 2 | #N/A | 87.5 | #N/A | #N/A
Signcomplex | SC-DL12-E06H-A1-01CE | 1050 | Downlight | 87.5 | 2019-09-02 | 2019-10-04 | High | 2 | #N/A | 87.5 | #N/A | #N/A
Signcomplex | SC-DL12-E06H-A1-01NE | 1050 | Downlight | 87.5 | 2019-09-02 | 2019-10-04 | High | 2 | #N/A | 87.5 | #N/A | #N/A
Sehnlich | REC-5CCT-6IN | 1050 | Downlight | 87.5 | 2022-10-18 | 2022-11-04 | High | 2 | #N/A | 87.5 | #N/A | #N/A
EPHAN | EPCL-12X-ETL(2700K) | 1050 | Downlight | 87.5 | 2019-06-20 | 2019-07-22 | High | 2 | #N/A | 87.5 | #N/A | #N/A
EPHAN | EPCL-12X-ETL(3000K) | 1050 | Downlight | 87.5 | 2019-06-20 | 2019-07-22 | High | 2 | #N/A | 87.5 | #N/A | #N/A
EPHAN | EPCL-12X-ETL(3500K) | 1050 | Downlight | 87.5 | 2019-06-20 | 2021-11-18 | High | 2 | #N/A | 87.5 | #N/A | #N/A
EPHAN | EPCL-12X-ETL(4000K) | 1050 | Downlight | 87.5 | 2019-06-20 | 2019-07-22 | High | 2 | #N/A | 87.5 | #N/A | #N/A
EPHAN | EPCL-12X-ETL(5000K) | 1050 | Downlight | 87.5 | 2019-06-20 | 2019-07-22 | High | 2 | #N/A | 87.5 | #N/A | #N/A
EPHAN | EPCL-12X-ETL-5CCT | 1050 | Downlight | 87.5 | 2021-02-02 | 2021-02-10 | High | 2 | #N/A | 87.5 | #N/A | #N/A
EPHAN | EPCL-12X-ETL-CCT | 1050 | Downlight | 87.5 | 2020-07-23 | 2020-07-29 | High | 2 | #N/A | 87.5 | #N/A | #N/A
EPHAN | EPCL-12X-ETL-SD(3000K) | 1050 | Downlight | 87.5 | 2020-08-19 | 2020-09-04 | High | 2 | #N/A | 87.5 | #N/A | #N/A
EPHAN | EPCL-12X-ETL-WD | 1050 | Downlight | 87.5 | 2021-02-02 | 2021-02-10 | High | 2 | #N/A | 87.5 | #N/A | #N/A
Blingstar | BS14-12W | 1050 | Downlight | 87.5 | 2022-07-19 | 2022-08-18 | High | 2 | #N/A | 87.5 | #N/A | #N/A
LEDIMWO | LDW-SLDL-6RD12W-CCT | 1050 | Downlight | 87.5 | 2020-07-23 | 2020-07-29 | High | 2 | #N/A | 87.5 | #N/A | #N/A
Meconard | MGD-LRC-12X-ETL-CCT | 1050 | Downlight | 87.5 | 2022-07-14 | 2022-08-30 | High | 2 | #N/A | 87.5 | #N/A | #N/A
Blingstar | BS15-12W | 1050 | Downlight | 87.5 | 2022-07-19 | 2022-08-08 | High | 2 | #N/A | 87.5 | #N/A | #N/A
Blingstar | BS17-12W | 1050 | Downlight | 87.5 | 2022-07-19 | 2022-09-06 | High | 2 | #N/A | 87.5 | #N/A | #N/A
Topaz Lighting | RDL/64RND/12HL/WH-97 | 1050 | Downlight | 87.5 | 2019-09-02 | 2019-10-14 | High | 2 | #N/A | 87.5 | #N/A | #N/A
Keystone | KT-RDLED16PS-4B-9CSF-VDIM | 1400 | Downlight | 87.5 | 2022-02-18 | 2022-02-24 | High | 2 | #N/A | 87.5 | #N/A | #N/A
RENO | RENO-DL8-MW-DV-MCCT | 1750 | Downlight | 87.5 | 2021-01-10 | 2021-01-17 | High | 2 | #N/A | 87.5 | #N/A | #N/A
Eglo | 203916A | 2100 | Downlight | 87.5 | 2019-07-01 | 2019-04-09 | High | 2 | #N/A | 87.5 | #N/A | #N/A
Eglo | 203677A | 2100 | Downlight | 87.5 | 2019-04-01 | 2019-04-09 | High | 2 | #N/A | 87.5 | #N/A | #N/A
HOMI | HM08-PR24-40W277-3CCT-*SB | 3500 | Downlight | 87.5 | 2021-11-11 | 2021-11-10 | High | 2 | #N/A | 87.5 | #N/A | #N/A
PORTFOLIO | LD8AS40D010TE ER8AS408## 8L[W¦M¦N]#[LI¦MW¦WH¦H] | 4000 | Downlight | 87.5 | 2016-10-05 | 2016-11-16 | High | 2 | #N/A | 87.5 | #N/A | #N/A
PORTFOLIO | LSR8AS40D010TE ERAS408## 8L[W¦M¦N]#[LI¦MW¦WH¦H] | 4000 | Downlight | 87.5 | 2016-10-05 | 2017-04-24 | High | 2 | #N/A | 87.5 | #N/A | #N/A
Prescolite | LTR-4RD-H-ML20LDM1 + LTR-4RD-T-ML35K8WDSSWT | 1989 | Downlight | 87.6 | 2019-07-12 | 2019-08-23 | High | 2 | #N/A | 87.6 | #N/A | #N/A
Prescolite | LTR-4RD-H-ML20LDM1 + LTR-4RW-T-ML35K8WWSS | 1989 | Downlight | 87.6 | 2019-07-12 | 2019-08-23 | High | 2 | #N/A | 87.6 | #N/A | #N/A
Prescolite | LTR-4SQ-H-ML20LDM1 + LTR-4SQD-T-ML35K8WDSS | 1989 | Downlight | 87.6 | 2019-07-12 | 2019-08-23 | High | 2 | #N/A | 87.6 | #N/A | #N/A
Standard Products | LCR/DL6/27W/40K/2/DD1/STD | 2366 | Downlight | 87.6 | 2016-11-17 | 2016-11-17 | High | 2 | #N/A | 87.6 | #N/A | #N/A
LOTUS LED LIGHTS | LL4G-30K | 1000 | Downlight | 87.7 | 2016-09-10 | 2016-11-21 | High | 2 | #N/A | 87.7 | #N/A | #N/A
Green Creative | PXCYL2/**/LES90##/KDIM010UNV/**/**/** | 1140 | Downlight | 87.7 | 2021-12-15 | 2021-12-23 | High | 2 | #N/A | 87.7 | #N/A | #N/A
GE Current, a Daintree company | 93068466 | 1666 | Downlight | 87.7 | 2017-12-20 | 2018-03-21 | High | 2 | #N/A | 87.7 | #N/A | #N/A
Elite Lighting | HH6-LED-4000L-DIM10-[120,277]V-[N,M,W]D-[27,30,35,40,50]K-80 | 4620 | Downlight | 87.7 | 2016-09-21 | 2016-12-27 | High | 2 | #N/A | 87.7 | #N/A | #N/A
Halo | LCR8809FSE010MW* | 7723 | Downlight | 87.8 | 2020-07-31 | 2020-08-10 | High | 2 | #N/A | 87.8 | #N/A | #N/A
Halo | LCR8809FSE010MW*-C | 7723 | Downlight | 87.8 | 2020-07-31 | 2020-08-10 | High | 2 | #N/A | 87.8 | #N/A | #N/A
Indy | SMCO L CH 15LM ##K 120 ##CRI FD G10 NLN ** | 1274 | Downlight | 87.9 | 2016-09-30 | 2017-02-15 | High | 2 | #N/A | 87.9 | #N/A | #N/A
ConTech Lighting | ASMS627K[MVD1,MVD2]-[B,S,W] | 1280 | Downlight | 87.9 | 2021-03-04 | 2021-04-05 | High | 2 | #N/A | 87.9 | #N/A | #N/A
ConTech Lighting | ASMS630K[MVD1,MVD2]-[B,S,W] | 1280 | Downlight | 87.9 | 2021-03-04 | 2021-04-05 | High | 2 | #N/A | 87.9 | #N/A | #N/A
ConTech Lighting | ASMS635K[MVD1,MVD2]-[B,S,W] | 1280 | Downlight | 87.9 | 2021-03-04 | 2021-04-05 | High | 2 | #N/A | 87.9 | #N/A | #N/A
ConTech Lighting | ASMS640K[MVD1,MVD2]-[B,S,W] | 1280 | Downlight | 87.9 | 2021-03-04 | 2021-04-05 | High | 2 | #N/A | 87.9 | #N/A | #N/A
GE Current, a Daintree company | LRXBR126X9CWVQ | 5450 | Downlight | 87.9 | 2022-04-01 | 2022-02-25 | High | 2 | #N/A | 87.9 | #N/A | #N/A
Prescolite | LFR-4RDS-M-15L35K8**-DM1** + LFR-4RDS-T-[(blank),VNR]-**** + LFR-4RD-H-** | 1082 | Downlight | 88 | 2021-11-18 | 2022-07-01 | High | 2 | #N/A | 88 | #N/A | #N/A
Prescolite | LFR-4RDS-M-15L35K9**-DM1** + LFR-4RDS-T-[(blank),VNR]-**** + LFR-4RD-H-** | 1082 | Downlight | 88 | 2021-11-18 | 2022-07-01 | High | 2 | #N/A | 88 | #N/A | #N/A
Prescolite | LFR-4RDS-M-15L40K8**-DM1** + LFR-4RDS-T-[(blank),VNR]-**** + LFR-4RD-H-** | 1082 | Downlight | 88 | 2021-11-18 | 2022-07-01 | High | 2 | #N/A | 88 | #N/A | #N/A
Prescolite | LFR-4RDS-M-15L40K9**-DM1** + LFR-4RDS-T-[(blank),VNR]-**** + LFR-4RD-H-** | 1082 | Downlight | 88 | 2021-11-18 | 2022-07-01 | High | 2 | #N/A | 88 | #N/A | #N/A
Prescolite | LFR-4RDS-M-15L50K8**-DM1** + LFR-4RDS-T-[(blank),VNR]-**** + LFR-4RD-H-** | 1082 | Downlight | 88 | 2021-11-18 | 2022-07-01 | High | 2 | #N/A | 88 | #N/A | #N/A
Prescolite | LFR-4RDS-M-15L50K9**-DM1** + LFR-4RDS-T-[(blank),VNR]-**** + LFR-4RD-H-** | 1082 | Downlight | 88 | 2021-11-18 | 2022-07-01 | High | 2 | #N/A | 88 | #N/A | #N/A
Prescolite | LFR-4RDS-M-15L27K8**-DM1** + LFR-4RDS-T-[(blank),VNR]-**** + LFR-4RD-H-** | 1082 | Downlight | 88 | 2021-11-18 | 2022-07-01 | High | 2 | #N/A | 88 | #N/A | #N/A
Prescolite | LFR-4RDS-M-15L27K9**-DM1** + LFR-4RDS-T-[(blank),VNR]-**** + LFR-4RD-H-** | 1082 | Downlight | 88 | 2021-11-18 | 2022-07-01 | High | 2 | #N/A | 88 | #N/A | #N/A
Prescolite | LFR-4RDS-M-15L30K8**-DM1** + LFR-4RDS-T-[(blank),VNR]-**** + LFR-4RD-H-** | 1082 | Downlight | 88 | 2021-11-18 | 2022-07-01 | High | 2 | #N/A | 88 | #N/A | #N/A
Prescolite | LFR-4RDS-M-15L30K9**-DM1** + LFR-4RDS-T-[(blank),VNR]-**** + LFR-4RD-H-** | 1082 | Downlight | 88 | 2021-11-18 | 2022-07-01 | High | 2 | #N/A | 88 | #N/A | #N/A
Prescolite | LFR-6RDS-M-15L27K8**-DM1** + LFR-6RDS-T-[(blank),VNR]-**** + LFR-6RD-H-** | 1082 | Downlight | 88 | 2021-11-18 | 2022-07-01 | High | 2 | #N/A | 88 | #N/A | #N/A
Prescolite | LFR-6RDS-M-15L27K9**-DM1** + LFR-6RDS-T-[(blank),VNR]-**** + LFR-6RD-H-** | 1082 | Downlight | 88 | 2021-11-18 | 2022-07-01 | High | 2 | #N/A | 88 | #N/A | #N/A
Prescolite | LFR-6RDS-M-15L30K8**-DM1** + LFR-6RDS-T-[(blank),VNR]-**** + LFR-6RD-H-** | 1082 | Downlight | 88 | 2021-11-18 | 2022-07-01 | High | 2 | #N/A | 88 | #N/A | #N/A
Prescolite | LFR-6RDS-M-15L30K9**-DM1** + LFR-6RDS-T-[(blank),VNR]-**** + LFR-6RD-H-** | 1082 | Downlight | 88 | 2021-11-18 | 2022-07-01 | High | 2 | #N/A | 88 | #N/A | #N/A
Prescolite | LFR-6RDS-M-15L35K8**-DM1** + LFR-6RDS-T-[(blank),VNR]-**** + LFR-6RD-H-** | 1082 | Downlight | 88 | 2021-11-18 | 2022-07-01 | High | 2 | #N/A | 88 | #N/A | #N/A
Prescolite | LFR-6RDS-M-15L35K9**-DM1** + LFR-6RDS-T-[(blank),VNR]-**** + LFR-6RD-H-** | 1082 | Downlight | 88 | 2021-11-18 | 2022-07-01 | High | 2 | #N/A | 88 | #N/A | #N/A
Prescolite | LFR-6RDS-M-15L40K8**-DM1** + LFR-6RDS-T-[(blank),VNR]-**** + LFR-6RD-H-** | 1082 | Downlight | 88 | 2021-11-18 | 2022-07-01 | High | 2 | #N/A | 88 | #N/A | #N/A
Prescolite | LFR-6RDS-M-15L40K9**-DM1** + LFR-6RDS-T-[(blank),VNR]-**** + LFR-6RD-H-** | 1082 | Downlight | 88 | 2021-11-18 | 2022-07-01 | High | 2 | #N/A | 88 | #N/A | #N/A
Prescolite | LFR-6RDS-M-15L50K8**-DM1** + LFR-6RDS-T-[(blank),VNR]-**** + LFR-6RD-H-** | 1082 | Downlight | 88 | 2021-11-18 | 2022-07-01 | High | 2 | #N/A | 88 | #N/A | #N/A
Prescolite | LFR-6RDS-M-15L50K9**-DM1** + LFR-6RDS-T-[(blank),VNR]-**** + LFR-6RD-H-** | 1082 | Downlight | 88 | 2021-11-18 | 2022-07-01 | High | 2 | #N/A | 88 | #N/A | #N/A
HENGTE | HT-US-G2EAD6-912.5-27EP-##1 | 1100 | Downlight | 88 | 2020-04-15 | 2020-04-16 | High | 2 | #N/A | 88 | #N/A | #N/A
HENGTE | HT-US-G2EAD6-912.5-30EP-##1 | 1100 | Downlight | 88 | 2020-04-15 | 2020-04-16 | High | 2 | #N/A | 88 | #N/A | #N/A
HENGTE | HT-US-G2EAD6-912.5-35EP-##1 | 1100 | Downlight | 88 | 2020-04-15 | 2020-04-16 | High | 2 | #N/A | 88 | #N/A | #N/A
HENGTE | HT-US-G2EAD6-912.5-40EP-##1 | 1100 | Downlight | 88 | 2020-04-15 | 2020-04-16 | High | 2 | #N/A | 88 | #N/A | #N/A
HENGTE | HT-US-G2EAD6-912.5-50EP-##1 | 1100 | Downlight | 88 | 2020-04-15 | 2020-04-16 | High | 2 | #N/A | 88 | #N/A | #N/A
Lightolier | L6R15[A¦AN¦R]E1VB / L6R15927VB / L6[R¦S][D¦B]** | 1179 | Downlight | 88 | 2021-12-01 | 2022-06-23 | High | 2 | #N/A | 88 | #N/A | #N/A
Lightolier | L6R15[A¦AN¦R]E1VB / L6R15930VB / L6[R¦S][D¦B]** | 1179 | Downlight | 88 | 2021-12-01 | 2022-06-23 | High | 2 | #N/A | 88 | #N/A | #N/A
Lightolier | L6R15[A¦AN¦R]E1VB / L6R15935VB / L6[R¦S][D¦B]** | 1179 | Downlight | 88 | 2021-12-01 | 2022-06-23 | High | 2 | #N/A | 88 | #N/A | #N/A
Lightolier | L6R15[A¦AN¦R]E1VB / L6R15940VB / L6[R¦S][D¦B]** | 1179 | Downlight | 88 | 2021-12-01 | 2022-06-23 | High | 2 | #N/A | 88 | #N/A | #N/A
Lightolier | L6R15[A¦AN¦R]E1VB / L6R15950VB / L6[R¦S][D¦B]** | 1179 | Downlight | 88 | 2021-12-01 | 2022-06-23 | High | 2 | #N/A | 88 | #N/A | #N/A
Lightolier | L6R15[A¦AN¦R]E1VB / L6RA15927*VB | 1179 | Downlight | 88 | 2021-12-01 | 2022-06-23 | High | 2 | #N/A | 88 | #N/A | #N/A
Lightolier | L6R15[A¦AN¦R]E1VB / L6RA15930*VB | 1179 | Downlight | 88 | 2021-12-01 | 2022-06-23 | High | 2 | #N/A | 88 | #N/A | #N/A
Lightolier | L6R15[A¦AN¦R]E1VB / L6RA15935*VB | 1179 | Downlight | 88 | 2021-12-01 | 2022-06-23 | High | 2 | #N/A | 88 | #N/A | #N/A
Lightolier | L6R15[A¦AN¦R]E1VB / L6RA15940*VB | 1179 | Downlight | 88 | 2021-12-01 | 2022-06-23 | High | 2 | #N/A | 88 | #N/A | #N/A
Lightolier | L6R15[A¦AN¦R]E1VB / L6RA15950*VB | 1179 | Downlight | 88 | 2021-12-01 | 2022-06-23 | High | 2 | #N/A | 88 | #N/A | #N/A
Lightolier | L6R15[A¦AN¦R]Z10UVB / L6R15927VB / L6[R¦S][D¦B]** | 1179 | Downlight | 88 | 2021-12-01 | 2022-06-23 | High | 2 | #N/A | 88 | #N/A | #N/A
Lightolier | L6R15[A¦AN¦R]Z10UVB / L6R15930VB / L6[R¦S][D¦B]** | 1179 | Downlight | 88 | 2021-12-01 | 2022-06-23 | High | 2 | #N/A | 88 | #N/A | #N/A
Lightolier | L6R15[A¦AN¦R]Z10UVB / L6R15935VB / L6[R¦S][D¦B]** | 1179 | Downlight | 88 | 2021-12-01 | 2022-06-23 | High | 2 | #N/A | 88 | #N/A | #N/A
Lightolier | L6R15[A¦AN¦R]Z10UVB / L6R15940VB / L6[R¦S][D¦B]** | 1179 | Downlight | 88 | 2021-12-01 | 2022-06-23 | High | 2 | #N/A | 88 | #N/A | #N/A
Lightolier | L6R15[A¦AN¦R]Z10UVB / L6R15950VB / L6[R¦S][D¦B]** | 1179 | Downlight | 88 | 2021-12-01 | 2022-06-23 | High | 2 | #N/A | 88 | #N/A | #N/A
Lightolier | L6R15[A¦AN¦R]Z10UVB / L6RA15927*VB | 1179 | Downlight | 88 | 2021-12-01 | 2022-06-23 | High | 2 | #N/A | 88 | #N/A | #N/A
Lightolier | L6R15[A¦AN¦R]Z10UVB / L6RA15930*VB | 1179 | Downlight | 88 | 2021-12-01 | 2022-06-23 | High | 2 | #N/A | 88 | #N/A | #N/A
Lightolier | L6R15[A¦AN¦R]Z10UVB / L6RA15935*VB | 1179 | Downlight | 88 | 2021-12-01 | 2022-06-23 | High | 2 | #N/A | 88 | #N/A | #N/A
Lightolier | L6R15[A¦AN¦R]Z10UVB / L6RA15940*VB | 1179 | Downlight | 88 | 2021-12-01 | 2022-06-23 | High | 2 | #N/A | 88 | #N/A | #N/A
Lightolier | L6R15[A¦AN¦R]Z10UVB / L6RA15950*VB | 1179 | Downlight | 88 | 2021-12-01 | 2022-06-23 | High | 2 | #N/A | 88 | #N/A | #N/A
PATHWAY LIGHTING PRODUCTS, INC. | [4¦6]ICSFL2X15[3K¦35K¦4K¦5K]DA[LW6¦WL2¦RL¦BLANK] | 1265 | Downlight | 88 | 2020-02-01 | 2020-03-02 | High | 2 | #N/A | 88 | #N/A | #N/A
Keystone | KT-RDLED38PS-10A-8CSG-VDIM | 3300 | Downlight | 88 | 2021-12-28 | 2022-01-06 | High | 2 | #N/A | 88 | #N/A | #N/A
EELighting | CDFP-65R6-3WS-MW-3WS3CCTA-120347V-010V-CRI90 | 1500 | Downlight | 88.2 | 2021-01-14 | 2021-02-03 | High | 2 | #N/A | 88.2 | #N/A | #N/A
DMF Lighting | DRD5S4L15927 | 1500 | Downlight | 88.2 | 2019-07-01 | 2019-07-02 | High | 2 | #N/A | 88.2 | #N/A | #N/A
DMF Lighting | DRD5S8R15927 | 1500 | Downlight | 88.2 | 2019-07-01 | 2019-07-02 | High | 2 | #N/A | 88.2 | #N/A | #N/A
Etlin-Daniels | DLCLR6-71017WC0-WH-FB | 1500 | Downlight | 88.2 | 2021-06-10 | 2021-07-29 | High | 2 | #N/A | 88.2 | #N/A | #N/A
Sylvania | 65356 | 1500 | Downlight | 88.2 | 2021-01-15 | 2021-01-24 | High | 2 | #N/A | 88.2 | #N/A | #N/A
Sylvania | 65357 | 1500 | Downlight | 88.2 | 2021-01-15 | 2021-01-24 | High | 2 | #N/A | 88.2 | #N/A | #N/A
Sylvania | 65359 | 1500 | Downlight | 88.2 | 2021-01-15 | 2021-01-24 | High | 2 | #N/A | 88.2 | #N/A | #N/A
Sylvania | 65360 | 1500 | Downlight | 88.2 | 2021-01-15 | 2021-01-24 | High | 2 | #N/A | 88.2 | #N/A | #N/A
Sylvania | 65362 | 1500 | Downlight | 88.2 | 2021-01-15 | 2021-01-24 | High | 2 | #N/A | 88.2 | #N/A | #N/A
Sylvania | 65363 | 1500 | Downlight | 88.2 | 2021-01-15 | 2021-01-24 | High | 2 | #N/A | 88.2 | #N/A | #N/A
Sylvania | 65365 | 1500 | Downlight | 88.2 | 2021-01-15 | 2021-01-24 | High | 2 | #N/A | 88.2 | #N/A | #N/A
Sylvania | 65366 | 1500 | Downlight | 88.2 | 2021-01-15 | 2021-01-24 | High | 2 | #N/A | 88.2 | #N/A | #N/A
Sylvania | 65478 | 1500 | Downlight | 88.2 | 2020-09-23 | 2020-09-24 | High | 2 | #N/A | 88.2 | #N/A | #N/A
Sylvania | 75328 | 1500 | Downlight | 88.2 | 2019-09-17 | 2019-09-20 | High | 2 | #N/A | 88.2 | #N/A | #N/A
NICOR LED | CLR6-1015-UNV-27K-WH | 1500 | Downlight | 88.2 | 2017-09-01 | 2019-07-18 | High | 2 | #N/A | 88.2 | #N/A | #N/A
NICOR LED | CLR62SWRVS9WH | 1500 | Downlight | 88.2 | 2020-02-24 | 2021-07-27 | High | 2 | #N/A | 88.2 | #N/A | #N/A
Light by Lotus | TP120-347-RT6-C-DIM-G1-ES | 1500 | Downlight | 88.2 | 2021-04-30 | 2021-06-16 | High | 2 | #N/A | 88.2 | #N/A | #N/A
RAB | DLC0049(C6R189FAUNVW) | 1500 | Downlight | 88.2 | 2021-01-07 | 2021-01-07 | High | 2 | #N/A | 88.2 | #N/A | #N/A
Lightolier | CR6RLMCCT | 1500 | Downlight | 88.2 | 2020-12-01 | 2020-12-18 | High | 2 | #N/A | 88.2 | #N/A | #N/A
WAC Lighting | DS-WS0517-F27S-** | 1500 | Downlight | 88.2 | 2019-06-29 | 2020-01-13 | High | 2 | #N/A | 88.2 | #N/A | #N/A
WAC Lighting | DS-WS0517-F30S-** | 1500 | Downlight | 88.2 | 2019-06-29 | 2020-01-13 | High | 2 | #N/A | 88.2 | #N/A | #N/A
WAC Lighting | DS-WS0517-F35S-** | 1500 | Downlight | 88.2 | 2019-06-29 | 2020-01-13 | High | 2 | #N/A | 88.2 | #N/A | #N/A
WAC Lighting | DS-WS0517-F40S-** | 1500 | Downlight | 88.2 | 2019-06-29 | 2020-01-13 | High | 2 | #N/A | 88.2 | #N/A | #N/A
WAC Lighting | DS-WS0517-N27S-** | 1500 | Downlight | 88.2 | 2019-06-29 | 2020-01-13 | High | 2 | #N/A | 88.2 | #N/A | #N/A
WAC Lighting | DS-WS0517-N30S-** | 1500 | Downlight | 88.2 | 2019-06-29 | 2020-01-13 | High | 2 | #N/A | 88.2 | #N/A | #N/A
WAC Lighting | DS-WS0517-N35S-** | 1500 | Downlight | 88.2 | 2019-06-29 | 2020-01-13 | High | 2 | #N/A | 88.2 | #N/A | #N/A
WAC Lighting | DS-WS0517-N40S-** | 1500 | Downlight | 88.2 | 2019-06-29 | 2020-01-13 | High | 2 | #N/A | 88.2 | #N/A | #N/A
WAC Lighting | DS-WS0517-S27S-** | 1500 | Downlight | 88.2 | 2019-06-29 | 2020-01-13 | High | 2 | #N/A | 88.2 | #N/A | #N/A
WAC Lighting | DS-WS0517-S30S-** | 1500 | Downlight | 88.2 | 2019-06-29 | 2020-01-13 | High | 2 | #N/A | 88.2 | #N/A | #N/A
WAC Lighting | DS-WS0517-S35S-** | 1500 | Downlight | 88.2 | 2019-06-29 | 2020-01-13 | High | 2 | #N/A | 88.2 | #N/A | #N/A
WAC Lighting | DS-WS0517-S40S-** | 1500 | Downlight | 88.2 | 2019-06-29 | 2020-01-13 | High | 2 | #N/A | 88.2 | #N/A | #N/A
WAC Lighting | DS-WE0517-F27S-** | 1500 | Downlight | 88.2 | 2019-06-29 | 2020-01-13 | High | 2 | #N/A | 88.2 | #N/A | #N/A
WAC Lighting | DS-WE0517-F30S-** | 1500 | Downlight | 88.2 | 2019-06-29 | 2020-01-13 | High | 2 | #N/A | 88.2 | #N/A | #N/A
WAC Lighting | DS-WE0517-F35S-** | 1500 | Downlight | 88.2 | 2019-06-29 | 2020-01-13 | High | 2 | #N/A | 88.2 | #N/A | #N/A
WAC Lighting | DS-WE0517-F40S-** | 1500 | Downlight | 88.2 | 2019-06-29 | 2020-01-13 | High | 2 | #N/A | 88.2 | #N/A | #N/A
WAC Lighting | DS-WE0517-N27S-** | 1500 | Downlight | 88.2 | 2019-06-29 | 2020-01-13 | High | 2 | #N/A | 88.2 | #N/A | #N/A
WAC Lighting | DS-WE0517-N30S-** | 1500 | Downlight | 88.2 | 2019-06-29 | 2020-01-13 | High | 2 | #N/A | 88.2 | #N/A | #N/A
WAC Lighting | DS-WE0517-N35S-** | 1500 | Downlight | 88.2 | 2019-06-29 | 2020-01-13 | High | 2 | #N/A | 88.2 | #N/A | #N/A
WAC Lighting | DS-WE0517-N40S-** | 1500 | Downlight | 88.2 | 2019-06-29 | 2020-01-13 | High | 2 | #N/A | 88.2 | #N/A | #N/A
WAC Lighting | DS-WE0517-S27S-** | 1500 | Downlight | 88.2 | 2019-06-29 | 2020-01-13 | High | 2 | #N/A | 88.2 | #N/A | #N/A
WAC Lighting | DS-WE0517-S30S-** | 1500 | Downlight | 88.2 | 2019-06-29 | 2020-01-13 | High | 2 | #N/A | 88.2 | #N/A | #N/A
WAC Lighting | DS-WE0517-S35S-** | 1500 | Downlight | 88.2 | 2019-06-29 | 2020-01-13 | High | 2 | #N/A | 88.2 | #N/A | #N/A
WAC Lighting | DS-WE0517-S40S-** | 1500 | Downlight | 88.2 | 2019-06-29 | 2020-01-13 | High | 2 | #N/A | 88.2 | #N/A | #N/A
WAC Lighting | DC-PD0517-S827-** | 1500 | Downlight | 88.2 | 2019-06-29 | 2020-01-13 | High | 2 | #N/A | 88.2 | #N/A | #N/A
WAC Lighting | DC-PD0517-S830-** | 1500 | Downlight | 88.2 | 2019-06-29 | 2020-01-13 | High | 2 | #N/A | 88.2 | #N/A | #N/A
WAC Lighting | DC-PD0517-S835-** | 1500 | Downlight | 88.2 | 2019-06-29 | 2020-01-13 | High | 2 | #N/A | 88.2 | #N/A | #N/A
WAC Lighting | DC-PD0517-S840-** | 1500 | Downlight | 88.2 | 2019-06-29 | 2020-01-13 | High | 2 | #N/A | 88.2 | #N/A | #N/A
WAC Lighting | DS-PD0517-N27-** | 1500 | Downlight | 88.2 | 2019-06-29 | 2020-01-13 | High | 2 | #N/A | 88.2 | #N/A | #N/A
WAC Lighting | DS-PD0517-N30-** | 1500 | Downlight | 88.2 | 2019-06-29 | 2020-01-13 | High | 2 | #N/A | 88.2 | #N/A | #N/A
WAC Lighting | DS-PD0517-N35-** | 1500 | Downlight | 88.2 | 2019-06-29 | 2020-01-13 | High | 2 | #N/A | 88.2 | #N/A | #N/A
WAC Lighting | DS-PD0517-N40-** | 1500 | Downlight | 88.2 | 2019-06-29 | 2020-01-13 | High | 2 | #N/A | 88.2 | #N/A | #N/A
WAC Lighting | DS-PD0517-S27-** | 1500 | Downlight | 88.2 | 2019-06-29 | 2020-01-13 | High | 2 | #N/A | 88.2 | #N/A | #N/A
WAC Lighting | DS-PD0517-S30-** | 1500 | Downlight | 88.2 | 2019-06-29 | 2020-01-13 | High | 2 | #N/A | 88.2 | #N/A | #N/A
WAC Lighting | DS-PD0517-S35-** | 1500 | Downlight | 88.2 | 2019-06-29 | 2020-01-13 | High | 2 | #N/A | 88.2 | #N/A | #N/A
WAC Lighting | DS-PD0517-S40-** | 1500 | Downlight | 88.2 | 2019-06-29 | 2020-01-13 | High | 2 | #N/A | 88.2 | #N/A | #N/A
WAC Lighting | DC-WE0517-F827S-** | 1500 | Downlight | 88.2 | 2019-06-29 | 2020-01-13 | High | 2 | #N/A | 88.2 | #N/A | #N/A
WAC Lighting | DC-WE0517-F830S-** | 1500 | Downlight | 88.2 | 2019-06-29 | 2020-01-13 | High | 2 | #N/A | 88.2 | #N/A | #N/A
WAC Lighting | DC-WE0517-F835S-** | 1500 | Downlight | 88.2 | 2019-06-29 | 2020-01-13 | High | 2 | #N/A | 88.2 | #N/A | #N/A
WAC Lighting | DC-WE0517-F840S-** | 1500 | Downlight | 88.2 | 2019-06-29 | 2020-01-13 | High | 2 | #N/A | 88.2 | #N/A | #N/A
WAC Lighting | DC-WE0517-N827S-** | 1500 | Downlight | 88.2 | 2019-06-29 | 2020-01-13 | High | 2 | #N/A | 88.2 | #N/A | #N/A
WAC Lighting | DC-WE0517-N830S-** | 1500 | Downlight | 88.2 | 2019-06-29 | 2020-01-13 | High | 2 | #N/A | 88.2 | #N/A | #N/A
WAC Lighting | DC-WE0517-N835S-** | 1500 | Downlight | 88.2 | 2019-06-29 | 2020-01-13 | High | 2 | #N/A | 88.2 | #N/A | #N/A
WAC Lighting | DC-WE0517-N840S-** | 1500 | Downlight | 88.2 | 2019-06-29 | 2020-01-13 | High | 2 | #N/A | 88.2 | #N/A | #N/A
WAC Lighting | DC-WE0517-S827S-** | 1500 | Downlight | 88.2 | 2019-06-29 | 2020-01-13 | High | 2 | #N/A | 88.2 | #N/A | #N/A
WAC Lighting | DC-WE0517-S830S-** | 1500 | Downlight | 88.2 | 2019-06-29 | 2020-01-13 | High | 2 | #N/A | 88.2 | #N/A | #N/A
WAC Lighting | DC-WE0517-S835S-** | 1500 | Downlight | 88.2 | 2019-06-29 | 2020-01-13 | High | 2 | #N/A | 88.2 | #N/A | #N/A
WAC Lighting | DC-WE0517-S840S-** | 1500 | Downlight | 88.2 | 2019-06-29 | 2020-01-13 | High | 2 | #N/A | 88.2 | #N/A | #N/A
WAC Lighting | DS-CD0517-F27-** | 1500 | Downlight | 88.2 | 2019-06-29 | 2020-01-13 | High | 2 | #N/A | 88.2 | #N/A | #N/A
WAC Lighting | DS-CD0517-F30-** | 1500 | Downlight | 88.2 | 2019-06-29 | 2020-01-13 | High | 2 | #N/A | 88.2 | #N/A | #N/A
WAC Lighting | DS-CD0517-F35-** | 1500 | Downlight | 88.2 | 2019-06-29 | 2020-01-13 | High | 2 | #N/A | 88.2 | #N/A | #N/A
WAC Lighting | DS-CD0517-F40-** | 1500 | Downlight | 88.2 | 2019-06-29 | 2020-01-13 | High | 2 | #N/A | 88.2 | #N/A | #N/A
WAC Lighting | DS-CD0517-N27-** | 1500 | Downlight | 88.2 | 2019-06-29 | 2020-01-13 | High | 2 | #N/A | 88.2 | #N/A | #N/A
WAC Lighting | DS-CD0517-N30-** | 1500 | Downlight | 88.2 | 2019-06-29 | 2020-01-13 | High | 2 | #N/A | 88.2 | #N/A | #N/A
WAC Lighting | DS-CD0517-N35-** | 1500 | Downlight | 88.2 | 2019-06-29 | 2020-01-13 | High | 2 | #N/A | 88.2 | #N/A | #N/A
WAC Lighting | DS-CD0517-N40-** | 1500 | Downlight | 88.2 | 2019-06-29 | 2020-01-13 | High | 2 | #N/A | 88.2 | #N/A | #N/A
WAC Lighting | DS-CD0517-S27-** | 1500 | Downlight | 88.2 | 2019-06-29 | 2020-01-13 | High | 2 | #N/A | 88.2 | #N/A | #N/A
WAC Lighting | DS-CD0517-S30-** | 1500 | Downlight | 88.2 | 2019-06-29 | 2020-01-13 | High | 2 | #N/A | 88.2 | #N/A | #N/A
WAC Lighting | DS-CD0517-S35-** | 1500 | Downlight | 88.2 | 2019-06-29 | 2020-01-13 | High | 2 | #N/A | 88.2 | #N/A | #N/A
WAC Lighting | DS-CD0517-S40-** | 1500 | Downlight | 88.2 | 2019-06-29 | 2020-01-13 | High | 2 | #N/A | 88.2 | #N/A | #N/A
WAC Lighting | DC-CD0517-F827-** | 1500 | Downlight | 88.2 | 2019-06-29 | 2020-01-13 | High | 2 | #N/A | 88.2 | #N/A | #N/A
WAC Lighting | DC-CD0517-F830-** | 1500 | Downlight | 88.2 | 2019-06-29 | 2020-01-13 | High | 2 | #N/A | 88.2 | #N/A | #N/A
WAC Lighting | DC-CD0517-F835-** | 1500 | Downlight | 88.2 | 2019-06-29 | 2020-01-13 | High | 2 | #N/A | 88.2 | #N/A | #N/A
WAC Lighting | DC-CD0517-F840-** | 1500 | Downlight | 88.2 | 2019-06-29 | 2020-01-13 | High | 2 | #N/A | 88.2 | #N/A | #N/A
WAC Lighting | DC-CD0517-N827-** | 1500 | Downlight | 88.2 | 2019-06-29 | 2020-01-13 | High | 2 | #N/A | 88.2 | #N/A | #N/A
WAC Lighting | DC-CD0517-N830-** | 1500 | Downlight | 88.2 | 2019-06-29 | 2020-01-13 | High | 2 | #N/A | 88.2 | #N/A | #N/A
WAC Lighting | DC-CD0517-N835-** | 1500 | Downlight | 88.2 | 2019-06-29 | 2020-01-13 | High | 2 | #N/A | 88.2 | #N/A | #N/A
WAC Lighting | DC-CD0517-N840-** | 1500 | Downlight | 88.2 | 2019-06-29 | 2020-01-13 | High | 2 | #N/A | 88.2 | #N/A | #N/A
WAC Lighting | DC-CD0517-S827-** | 1500 | Downlight | 88.2 | 2019-06-29 | 2020-01-13 | High | 2 | #N/A | 88.2 | #N/A | #N/A
WAC Lighting | DC-CD0517-S830-** | 1500 | Downlight | 88.2 | 2019-06-29 | 2020-01-13 | High | 2 | #N/A | 88.2 | #N/A | #N/A
WAC Lighting | DC-CD0517-S835-** | 1500 | Downlight | 88.2 | 2019-06-29 | 2020-01-13 | High | 2 | #N/A | 88.2 | #N/A | #N/A
WAC Lighting | DC-CD0517-S840-** | 1500 | Downlight | 88.2 | 2019-06-29 | 2020-01-13 | High | 2 | #N/A | 88.2 | #N/A | #N/A
WAC Lighting | DC-WS0517-F827S-** | 1500 | Downlight | 88.2 | 2019-06-29 | 2020-01-13 | High | 2 | #N/A | 88.2 | #N/A | #N/A
WAC Lighting | DC-WS0517-F830S-** | 1500 | Downlight | 88.2 | 2019-06-29 | 2020-01-13 | High | 2 | #N/A | 88.2 | #N/A | #N/A
WAC Lighting | DC-WS0517-F835S-** | 1500 | Downlight | 88.2 | 2019-06-29 | 2020-01-13 | High | 2 | #N/A | 88.2 | #N/A | #N/A
WAC Lighting | DS-PD0517-F27-** | 1500 | Downlight | 88.2 | 2019-06-29 | 2020-01-13 | High | 2 | #N/A | 88.2 | #N/A | #N/A
WAC Lighting | DS-PD0517-F30-** | 1500 | Downlight | 88.2 | 2019-06-29 | 2020-01-13 | High | 2 | #N/A | 88.2 | #N/A | #N/A
WAC Lighting | DS-PD0517-F35-** | 1500 | Downlight | 88.2 | 2019-06-29 | 2020-01-13 | High | 2 | #N/A | 88.2 | #N/A | #N/A
WAC Lighting | DS-PD0517-F40-** | 1500 | Downlight | 88.2 | 2019-06-29 | 2020-01-13 | High | 2 | #N/A | 88.2 | #N/A | #N/A
WAC Lighting | DC-WS0517-F840S-** | 1500 | Downlight | 88.2 | 2019-06-29 | 2020-01-13 | High | 2 | #N/A | 88.2 | #N/A | #N/A
WAC Lighting | DC-WS0517-N827S-** | 1500 | Downlight | 88.2 | 2019-06-29 | 2020-01-13 | High | 2 | #N/A | 88.2 | #N/A | #N/A
WAC Lighting | DC-WS0517-N830S-** | 1500 | Downlight | 88.2 | 2019-06-29 | 2020-01-13 | High | 2 | #N/A | 88.2 | #N/A | #N/A
WAC Lighting | DC-WS0517-N835S-** | 1500 | Downlight | 88.2 | 2019-06-29 | 2020-01-13 | High | 2 | #N/A | 88.2 | #N/A | #N/A
WAC Lighting | DC-WS0517-N840S-** | 1500 | Downlight | 88.2 | 2019-06-29 | 2020-01-13 | High | 2 | #N/A | 88.2 | #N/A | #N/A
WAC Lighting | DC-WS0517-S827S-** | 1500 | Downlight | 88.2 | 2019-06-29 | 2020-01-13 | High | 2 | #N/A | 88.2 | #N/A | #N/A
WAC Lighting | DC-WS0517-S830S-** | 1500 | Downlight | 88.2 | 2019-06-29 | 2020-01-13 | High | 2 | #N/A | 88.2 | #N/A | #N/A
WAC Lighting | DC-WS0517-S835S-** | 1500 | Downlight | 88.2 | 2019-06-29 | 2020-01-13 | High | 2 | #N/A | 88.2 | #N/A | #N/A
WAC Lighting | DC-WS0517-S840S-** | 1500 | Downlight | 88.2 | 2019-06-29 | 2020-01-13 | High | 2 | #N/A | 88.2 | #N/A | #N/A
WAC Lighting | DC-PD0517-F827-** | 1500 | Downlight | 88.2 | 2019-06-29 | 2020-01-13 | High | 2 | #N/A | 88.2 | #N/A | #N/A
WAC Lighting | DC-PD0517-F830-** | 1500 | Downlight | 88.2 | 2019-06-29 | 2020-01-13 | High | 2 | #N/A | 88.2 | #N/A | #N/A
WAC Lighting | DC-PD0517-F835-** | 1500 | Downlight | 88.2 | 2019-06-29 | 2020-01-13 | High | 2 | #N/A | 88.2 | #N/A | #N/A
WAC Lighting | DC-PD0517-F840-** | 1500 | Downlight | 88.2 | 2019-06-29 | 2020-01-13 | High | 2 | #N/A | 88.2 | #N/A | #N/A
WAC Lighting | DC-PD0517-N827-** | 1500 | Downlight | 88.2 | 2019-06-29 | 2020-01-13 | High | 2 | #N/A | 88.2 | #N/A | #N/A
WAC Lighting | DC-PD0517-N830-** | 1500 | Downlight | 88.2 | 2019-06-29 | 2020-01-13 | High | 2 | #N/A | 88.2 | #N/A | #N/A
WAC Lighting | DC-PD0517-N835-** | 1500 | Downlight | 88.2 | 2019-06-29 | 2020-01-13 | High | 2 | #N/A | 88.2 | #N/A | #N/A
WAC Lighting | DC-PD0517-N840-** | 1500 | Downlight | 88.2 | 2019-06-29 | 2020-01-13 | High | 2 | #N/A | 88.2 | #N/A | #N/A
Sylvania | 65695 | 3000 | Downlight | 88.2 | 2021-09-15 | 2021-10-18 | High | 2 | #N/A | 88.2 | #N/A | #N/A
Illume | I-EL6PP**-## | 1060 | Downlight | 88.3 | 2017-06-12 | 2018-01-09 | High | 2 | #N/A | 88.3 | #N/A | #N/A
Dals | LEDDOWNPNLR6-**-## | 1060 | Downlight | 88.3 | 2017-06-12 | 2018-01-09 | High | 2 | #N/A | 88.3 | #N/A | #N/A
LEDone | LOD-DL8RF-D30W-50K | 2650 | Downlight | 88.3 | 2016-06-15 | 2016-07-25 | High | 2 | #N/A | 88.3 | #N/A | #N/A
Fluxwerx | TC1-*09**#**W1840C*#*-* | 1680 | Downlight | 88.4 | 2020-10-20 | 2021-10-11 | High | 2 | #N/A | 88.4 | #N/A | #N/A
Fluxwerx | TC1-*09**#**W1840CF1*-* | 1680 | Downlight | 88.4 | 2020-10-20 | 2021-10-11 | High | 2 | #N/A | 88.4 | #N/A | #N/A
Fluxwerx | TC1-*09**#**W1927C*#*-* | 1680 | Downlight | 88.4 | 2020-10-20 | 2021-10-11 | High | 2 | #N/A | 88.4 | #N/A | #N/A
Fluxwerx | TC1-*09**#**W1927CF1*-* | 1680 | Downlight | 88.4 | 2020-10-20 | 2021-10-11 | High | 2 | #N/A | 88.4 | #N/A | #N/A
Fluxwerx | TC1-*09**#**W1930C*#*-* | 1680 | Downlight | 88.4 | 2020-10-20 | 2021-10-11 | High | 2 | #N/A | 88.4 | #N/A | #N/A
Fluxwerx | TC1-*09**#**W1930CF1*-* | 1680 | Downlight | 88.4 | 2020-10-20 | 2021-10-11 | High | 2 | #N/A | 88.4 | #N/A | #N/A
Fluxwerx | TC1-*09**#**W1935CF1*-* | 1680 | Downlight | 88.4 | 2020-10-20 | 2021-10-11 | High | 2 | #N/A | 88.4 | #N/A | #N/A
Fluxwerx | TC1-*09**#**W1940C*#*-* | 1680 | Downlight | 88.4 | 2020-10-20 | 2021-10-11 | High | 2 | #N/A | 88.4 | #N/A | #N/A
Fluxwerx | TC1-*09**#**W1940CF1*-* | 1680 | Downlight | 88.4 | 2020-10-20 | 2021-10-11 | High | 2 | #N/A | 88.4 | #N/A | #N/A
Fluxwerx | TC1-*09**#**N1940C*#*-* | 1680 | Downlight | 88.4 | 2020-10-20 | 2021-10-11 | High | 2 | #N/A | 88.4 | #N/A | #N/A
Fluxwerx | TC1-*09**#**N1940CF1*-* | 1680 | Downlight | 88.4 | 2020-10-20 | 2021-10-11 | High | 2 | #N/A | 88.4 | #N/A | #N/A
Fluxwerx | TC1-*09**#**W1827C*#*-* | 1680 | Downlight | 88.4 | 2020-10-20 | 2021-10-11 | High | 2 | #N/A | 88.4 | #N/A | #N/A
Fluxwerx | TC1-*09**#**W1830C*#*-* | 1680 | Downlight | 88.4 | 2020-10-20 | 2021-10-11 | High | 2 | #N/A | 88.4 | #N/A | #N/A
Fluxwerx | TC1-*09**#**W1830CF1*-* | 1680 | Downlight | 88.4 | 2020-10-20 | 2021-10-11 | High | 2 | #N/A | 88.4 | #N/A | #N/A
Fluxwerx | TC1-*09**#**W1835C*#*-* | 1680 | Downlight | 88.4 | 2020-10-20 | 2021-10-11 | High | 2 | #N/A | 88.4 | #N/A | #N/A
Fluxwerx | TC1-*09**#**N1930C*#*-* | 1680 | Downlight | 88.4 | 2020-10-20 | 2021-10-11 | High | 2 | #N/A | 88.4 | #N/A | #N/A
Fluxwerx | TC1-*09**#**N1930CF1*-* | 1680 | Downlight | 88.4 | 2020-10-20 | 2021-10-11 | High | 2 | #N/A | 88.4 | #N/A | #N/A
Fluxwerx | TC1-*09**#**N1935C*#*-* | 1680 | Downlight | 88.4 | 2020-10-20 | 2021-10-11 | High | 2 | #N/A | 88.4 | #N/A | #N/A
Fluxwerx | TC1-*09**#**N1935CF1*-* | 1680 | Downlight | 88.4 | 2020-10-20 | 2021-10-11 | High | 2 | #N/A | 88.4 | #N/A | #N/A
Fluxwerx | TC1-*09**#**M1827C*#*-* | 1680 | Downlight | 88.4 | 2020-10-20 | 2021-10-11 | High | 2 | #N/A | 88.4 | #N/A | #N/A
Fluxwerx | TC1-*09**#**M1827CF1*-* | 1680 | Downlight | 88.4 | 2020-10-20 | 2021-10-11 | High | 2 | #N/A | 88.4 | #N/A | #N/A
Fluxwerx | TC1-*09**#**M1830C*#*-* | 1680 | Downlight | 88.4 | 2020-10-20 | 2021-10-11 | High | 2 | #N/A | 88.4 | #N/A | #N/A
Fluxwerx | TC1-*09**#**M1835CF1*-* | 1680 | Downlight | 88.4 | 2020-10-20 | 2021-10-11 | High | 2 | #N/A | 88.4 | #N/A | #N/A
Fluxwerx | TC1-*09**#**M1840C*#*-* | 1680 | Downlight | 88.4 | 2020-10-20 | 2021-10-11 | High | 2 | #N/A | 88.4 | #N/A | #N/A
Fluxwerx | TC1-*09**#**M1840CF1*-* | 1680 | Downlight | 88.4 | 2020-10-20 | 2021-10-11 | High | 2 | #N/A | 88.4 | #N/A | #N/A
Fluxwerx | TC1-*09**#**M1927C*#*-* | 1680 | Downlight | 88.4 | 2020-10-20 | 2021-10-11 | High | 2 | #N/A | 88.4 | #N/A | #N/A
Fluxwerx | TC1-*09**#**M1927CF1*-* | 1680 | Downlight | 88.4 | 2020-10-20 | 2021-10-11 | High | 2 | #N/A | 88.4 | #N/A | #N/A
Fluxwerx | TC1-*09**#**M1930C*#*-* | 1680 | Downlight | 88.4 | 2020-10-20 | 2021-10-11 | High | 2 | #N/A | 88.4 | #N/A | #N/A
Fluxwerx | TC1-*09**#**M1930CF1*-* | 1680 | Downlight | 88.4 | 2020-10-20 | 2021-10-11 | High | 2 | #N/A | 88.4 | #N/A | #N/A
Fluxwerx | TC1-*09**#**M1935C*#*-* | 1680 | Downlight | 88.4 | 2020-10-20 | 2021-10-11 | High | 2 | #N/A | 88.4 | #N/A | #N/A
Fluxwerx | TC1-*09**#**M1935CF1*-* | 1680 | Downlight | 88.4 | 2020-10-20 | 2021-10-11 | High | 2 | #N/A | 88.4 | #N/A | #N/A
Fluxwerx | TC1-*09**#**M1940C*#*-* | 1680 | Downlight | 88.4 | 2020-10-20 | 2021-10-11 | High | 2 | #N/A | 88.4 | #N/A | #N/A
Fluxwerx | TC1-*09**#**M1940CF1*-* | 1680 | Downlight | 88.4 | 2020-10-20 | 2021-10-11 | High | 2 | #N/A | 88.4 | #N/A | #N/A
Fluxwerx | TC1-*09**#**N1827C*#*-* | 1680 | Downlight | 88.4 | 2020-10-20 | 2021-10-11 | High | 2 | #N/A | 88.4 | #N/A | #N/A
Fluxwerx | TC1-*09**#**N1827CF1*-* | 1680 | Downlight | 88.4 | 2020-10-20 | 2021-10-11 | High | 2 | #N/A | 88.4 | #N/A | #N/A
Fluxwerx | TC1-*09**#**N1830C*#*-* | 1680 | Downlight | 88.4 | 2020-10-20 | 2021-10-11 | High | 2 | #N/A | 88.4 | #N/A | #N/A
Fluxwerx | TC1-*09**#**N1830CF1*-* | 1680 | Downlight | 88.4 | 2020-10-20 | 2021-10-11 | High | 2 | #N/A | 88.4 | #N/A | #N/A
Fluxwerx | TC1-*09**#**N1835CF1*-* | 1680 | Downlight | 88.4 | 2020-10-20 | 2021-10-11 | High | 2 | #N/A | 88.4 | #N/A | #N/A
Fluxwerx | TC1-*09**#**N1840CF1*-* | 1680 | Downlight | 88.4 | 2020-10-20 | 2021-10-11 | High | 2 | #N/A | 88.4 | #N/A | #N/A
Fluxwerx | TC1-*09**#**N1927CF1*-* | 1680 | Downlight | 88.4 | 2020-10-20 | 2021-10-11 | High | 2 | #N/A | 88.4 | #N/A | #N/A
Multiple Large | 8218-SPS009722-** | 2610 | Downlight | 88.4 | 2018-02-22 | 2018-02-28 | High | 2 | #N/A | 88.4 | #N/A | #N/A
Lightolier | C4[C¦CSQ][S¦W¦P][DL¦DW¦WW]15927[N¦M¦W]E1[CD¦CC¦WH¦CL][A¦B¦W¦RAL#] | 1096 | Downlight | 88.5 | 2022-06-14 | 2022-08-04 | High | 2 | #N/A | 88.5 | #N/A | #N/A
Lightolier | C4[C¦CSQ][S¦W¦P][DL¦DW¦WW]15927N[Z10U¦L1U¦L01U¦SOLU¦LDU¦LTEU¦DMXU¦DU¦RAU][CD¦CC¦WH¦CL][A¦B¦W¦RAL#] | 1096 | Downlight | 88.5 | 2022-06-14 | 2022-08-04 | High | 2 | #N/A | 88.5 | #N/A | #N/A
Lightolier | C4[C¦CSQ][S¦W¦P][DL¦DW¦WW]15930[N¦M¦W]E1[CD¦CC¦WH¦CL][A¦B¦W¦RAL#] | 1096 | Downlight | 88.5 | 2022-06-14 | 2022-08-04 | High | 2 | #N/A | 88.5 | #N/A | #N/A
Lightolier | C4[C¦CSQ][S¦W¦P][DL¦DW¦WW]15930N[Z10U¦L1U¦L01U¦SOLU¦LDU¦LTEU¦DMXU¦DU¦RAU][CD¦CC¦WH¦CL][A¦B¦W¦RAL#] | 1096 | Downlight | 88.5 | 2022-06-14 | 2022-08-04 | High | 2 | #N/A | 88.5 | #N/A | #N/A
Lightolier | C4[C¦CSQ][S¦W¦P][DL¦DW¦WW]15935[N¦M¦W]E1[CD¦CC¦WH¦CL][A¦B¦W¦RAL#] | 1096 | Downlight | 88.5 | 2022-06-14 | 2022-08-04 | High | 2 | #N/A | 88.5 | #N/A | #N/A
Lightolier | C4[C¦CSQ][S¦W¦P][DL¦DW¦WW]15935N[Z10U¦L1U¦L01U¦SOLU¦LDU¦LTEU¦DMXU¦DU¦RAU][CD¦CC¦WH¦CL][A¦B¦W¦RAL#] | 1096 | Downlight | 88.5 | 2022-06-14 | 2022-08-04 | High | 2 | #N/A | 88.5 | #N/A | #N/A
Lightolier | C4[C¦CSQ][S¦W¦P][DL¦DW¦WW]15940[N¦M¦W]E1[CD¦CC¦WH¦CL][A¦B¦W¦RAL#] | 1096 | Downlight | 88.5 | 2022-06-14 | 2022-08-04 | High | 2 | #N/A | 88.5 | #N/A | #N/A
Lightolier | C4[C¦CSQ][S¦W¦P][DL¦DW¦WW]15940N[Z10U¦L1U¦L01U¦SOLU¦LDU¦LTEU¦DMXU¦DU¦RAU][CD¦CC¦WH¦CL][A¦B¦W¦RAL#] | 1096 | Downlight | 88.5 | 2022-06-14 | 2022-08-04 | High | 2 | #N/A | 88.5 | #N/A | #N/A
Lightolier | C4[C¦CSQ][S¦W¦P][DL¦DW¦WW]15950[N¦M¦W]E1[CD¦CC¦WH¦CL][A¦B¦W¦RAL#] | 1096 | Downlight | 88.5 | 2022-06-14 | 2022-08-04 | High | 2 | #N/A | 88.5 | #N/A | #N/A
Lightolier | C4[C¦CSQ][S¦W¦P][DL¦DW¦WW]15950N[Z10U¦L1U¦L01U¦SOLU¦LDU¦LTEU¦DMXU¦DU¦RAU][CD¦CC¦WH¦CL][A¦B¦W¦RAL#] | 1096 | Downlight | 88.5 | 2022-06-14 | 2022-08-04 | High | 2 | #N/A | 88.5 | #N/A | #N/A
Lightolier | C4L15927[N¦M¦W]E1[¦R¦RH] / C4[RDL¦RCW¦RDW¦RWW¦SDLNM][CD¦CC¦WH¦CL] | 1096 | Downlight | 88.5 | 2022-06-14 | 2022-08-04 | High | 2 | #N/A | 88.5 | #N/A | #N/A
Lightolier | C4L15927N[Z10U¦L1U¦L01U¦SOLU¦LDU¦LTEU¦DMXU¦DU¦RAU][¦R¦RH] / C4[RDL¦RCW¦RDW¦RWW¦SDLNM][CD¦CC¦WH¦CL] | 1096 | Downlight | 88.5 | 2022-06-14 | 2022-08-04 | High | 2 | #N/A | 88.5 | #N/A | #N/A
Lightolier | C4L15930[N¦M¦W]E1[¦R¦RH] / C4[RDL¦RCW¦RDW¦RWW¦SDLNM][CD¦CC¦WH¦CL] | 1096 | Downlight | 88.5 | 2022-06-14 | 2022-08-04 | High | 2 | #N/A | 88.5 | #N/A | #N/A
Lightolier | C4L15930N[Z10U¦L1U¦L01U¦SOLU¦LDU¦LTEU¦DMXU¦DU¦RAU][¦R¦RH] / C4[RDL¦RCW¦RDW¦RWW¦SDLNM][CD¦CC¦WH¦CL] | 1096 | Downlight | 88.5 | 2022-06-14 | 2022-08-04 | High | 2 | #N/A | 88.5 | #N/A | #N/A
Lightolier | C4L15935[N¦M¦W]E1[¦R¦RH] / C4[RDL¦RCW¦RDW¦RWW¦SDLNM][CD¦CC¦WH¦CL] | 1096 | Downlight | 88.5 | 2022-06-14 | 2022-08-04 | High | 2 | #N/A | 88.5 | #N/A | #N/A
Lightolier | C4L15935N[Z10U¦L1U¦L01U¦SOLU¦LDU¦LTEU¦DMXU¦DU¦RAU][¦R¦RH] / C4[RDL¦RCW¦RDW¦RWW¦SDLNM][CD¦CC¦WH¦CL] | 1096 | Downlight | 88.5 | 2022-06-14 | 2022-08-04 | High | 2 | #N/A | 88.5 | #N/A | #N/A
Lightolier | C4L15940[N¦M¦W]E1[¦R¦RH] / C4[RDL¦RCW¦RDW¦RWW¦SDLNM][CD¦CC¦WH¦CL] | 1096 | Downlight | 88.5 | 2022-06-14 | 2022-08-04 | High | 2 | #N/A | 88.5 | #N/A | #N/A
Lightolier | C4L15940N[Z10U¦L1U¦L01U¦SOLU¦LDU¦LTEU¦DMXU¦DU¦RAU][¦R¦RH] / C4[RDL¦RCW¦RDW¦RWW¦SDLNM][CD¦CC¦WH¦CL] | 1096 | Downlight | 88.5 | 2022-06-14 | 2022-08-04 | High | 2 | #N/A | 88.5 | #N/A | #N/A
Lightolier | C4L15950[N¦M¦W]E1[¦R¦RH] / C4[RDL¦RCW¦RDW¦RWW¦SDLNM][CD¦CC¦WH¦CL] | 1096 | Downlight | 88.5 | 2022-06-14 | 2022-08-04 | High | 2 | #N/A | 88.5 | #N/A | #N/A
Lightolier | C4L15950N[Z10U¦L1U¦L01U¦SOLU¦LDU¦LTEU¦DMXU¦DU¦RAU][¦R¦RH] / C4[RDL¦RCW¦RDW¦RWW¦SDLNM][CD¦CC¦WH¦CL] | 1096 | Downlight | 88.5 | 2022-06-14 | 2022-08-04 | High | 2 | #N/A | 88.5 | #N/A | #N/A
Energetic Lighting | E4DLH1420D8-93040 | 1769 | Downlight | 88.5 | 2020-08-07 | 2020-08-10 | High | 2 | #N/A | 88.5 | #N/A | #N/A
Multiple Large | 8218-SPS008353-** | 1983 | Downlight | 88.5 | 2018-02-22 | 2018-02-28 | High | 2 | #N/A | 88.5 | #N/A | #N/A
Westgate | CRL8-27W-30K | 2390 | Downlight | 88.5 | 2016-10-15 | 2016-10-14 | High | 2 | #N/A | 88.5 | #N/A | #N/A
Multiple Large | 8228-SPS007975-** | 5295 | Downlight | 88.5 | 2018-02-22 | 2018-02-28 | High | 2 | #N/A | 88.5 | #N/A | #N/A
ATG | DJ6T-22-01 | 1950 | Downlight | 88.6 | 2019-04-01 | 2019-12-04 | High | 2 | #N/A | 88.6 | #N/A | #N/A
ATG | DJ6T-22-01 | 1950 | Downlight | 88.6 | 2019-04-01 | 2019-12-04 | High | 2 | #N/A | 88.6 | #N/A | #N/A
ESL Vision | ESL-OPT-6-xW-1yy | 1950 | Downlight | 88.6 | 2019-01-14 | 2019-02-20 | High | 2 | #N/A | 88.6 | #N/A | #N/A
ESL Vision | ESL-OPT-6-xW-1yy | 1950 | Downlight | 88.6 | 2019-01-14 | 2019-02-20 | High | 2 | #N/A | 88.6 | #N/A | #N/A
LED ONE | LOC-6DL-MW-MCCT | 1950 | Downlight | 88.6 | 2019-01-14 | 2019-08-29 | High | 2 | #N/A | 88.6 | #N/A | #N/A
LED ONE | LOC-6DL-MW-MCCT | 1950 | Downlight | 88.6 | 2019-01-14 | 2019-08-29 | High | 2 | #N/A | 88.6 | #N/A | #N/A
MORRIS | 72638 | 1950 | Downlight | 88.6 | 2019-01-14 | 2019-05-07 | High | 2 | #N/A | 88.6 | #N/A | #N/A
MORRIS | 72638 | 1950 | Downlight | 88.6 | 2019-01-14 | 2019-05-07 | High | 2 | #N/A | 88.6 | #N/A | #N/A
MAXXIMA | MRL-62200C | 1950 | Downlight | 88.6 | 2018-12-01 | 2019-11-14 | High | 2 | #N/A | 88.6 | #N/A | #N/A
MAXXIMA | MRL-62200C | 1950 | Downlight | 88.6 | 2018-12-01 | 2019-11-14 | High | 2 | #N/A | 88.6 | #N/A | #N/A
Superior Life | 90996 | 1950 | Downlight | 88.6 | 2019-06-01 | 2020-05-11 | High | 2 | #N/A | 88.6 | #N/A | #N/A
LifeLux | USALED-DLMB6 | 1950 | Downlight | 88.6 | 2019-04-01 | 2019-12-19 | High | 2 | #N/A | 88.6 | #N/A | #N/A
LifeLux | USALED-DLMB6 | 1950 | Downlight | 88.6 | 2019-04-01 | 2019-12-19 | High | 2 | #N/A | 88.6 | #N/A | #N/A
WAC Lighting | DS-WS0622-F27S-** | 1950 | Downlight | 88.6 | 2019-06-29 | 2020-01-09 | High | 2 | #N/A | 88.6 | #N/A | #N/A
WAC Lighting | DS-WS0622-F30S-** | 1950 | Downlight | 88.6 | 2019-06-29 | 2020-01-09 | High | 2 | #N/A | 88.6 | #N/A | #N/A
WAC Lighting | DS-WS0622-F35S-** | 1950 | Downlight | 88.6 | 2019-06-29 | 2020-01-09 | High | 2 | #N/A | 88.6 | #N/A | #N/A
WAC Lighting | DS-WS0622-F40S-** | 1950 | Downlight | 88.6 | 2019-06-29 | 2020-01-09 | High | 2 | #N/A | 88.6 | #N/A | #N/A
WAC Lighting | DS-WS0622-N27S-** | 1950 | Downlight | 88.6 | 2019-06-29 | 2020-01-09 | High | 2 | #N/A | 88.6 | #N/A | #N/A
WAC Lighting | DS-WS0622-N30S-** | 1950 | Downlight | 88.6 | 2019-06-29 | 2020-01-09 | High | 2 | #N/A | 88.6 | #N/A | #N/A
WAC Lighting | DS-WS0622-N35S-** | 1950 | Downlight | 88.6 | 2019-06-29 | 2020-01-09 | High | 2 | #N/A | 88.6 | #N/A | #N/A
WAC Lighting | DS-WS0622-N40S-** | 1950 | Downlight | 88.6 | 2019-06-29 | 2020-01-09 | High | 2 | #N/A | 88.6 | #N/A | #N/A
WAC Lighting | DS-WS0622-S27S-** | 1950 | Downlight | 88.6 | 2019-06-29 | 2020-01-09 | High | 2 | #N/A | 88.6 | #N/A | #N/A
WAC Lighting | DS-WS0622-S30S-** | 1950 | Downlight | 88.6 | 2019-06-29 | 2020-01-09 | High | 2 | #N/A | 88.6 | #N/A | #N/A
WAC Lighting | DS-WS0622-S35S-** | 1950 | Downlight | 88.6 | 2019-06-29 | 2020-01-09 | High | 2 | #N/A | 88.6 | #N/A | #N/A
WAC Lighting | DS-WS0622-S40S-** | 1950 | Downlight | 88.6 | 2019-06-29 | 2020-01-09 | High | 2 | #N/A | 88.6 | #N/A | #N/A
WAC Lighting | DS-WE0622-F27S-** | 1950 | Downlight | 88.6 | 2019-06-29 | 2020-01-09 | High | 2 | #N/A | 88.6 | #N/A | #N/A
WAC Lighting | DS-WE0622-F30S-** | 1950 | Downlight | 88.6 | 2019-06-29 | 2020-01-09 | High | 2 | #N/A | 88.6 | #N/A | #N/A
WAC Lighting | DS-WE0622-F35S-** | 1950 | Downlight | 88.6 | 2019-06-29 | 2020-01-09 | High | 2 | #N/A | 88.6 | #N/A | #N/A
WAC Lighting | DS-WE0622-F40S-** | 1950 | Downlight | 88.6 | 2019-06-29 | 2020-01-09 | High | 2 | #N/A | 88.6 | #N/A | #N/A
WAC Lighting | DS-WE0622-N27S-** | 1950 | Downlight | 88.6 | 2019-06-29 | 2020-01-09 | High | 2 | #N/A | 88.6 | #N/A | #N/A
WAC Lighting | DS-WE0622-N30S-** | 1950 | Downlight | 88.6 | 2019-06-29 | 2020-01-09 | High | 2 | #N/A | 88.6 | #N/A | #N/A
WAC Lighting | DS-WE0622-N35S-** | 1950 | Downlight | 88.6 | 2019-06-29 | 2020-01-09 | High | 2 | #N/A | 88.6 | #N/A | #N/A
WAC Lighting | DS-WE0622-N40S-** | 1950 | Downlight | 88.6 | 2019-06-29 | 2020-01-09 | High | 2 | #N/A | 88.6 | #N/A | #N/A
WAC Lighting | DS-WE0622-S27S-** | 1950 | Downlight | 88.6 | 2019-06-29 | 2020-01-09 | High | 2 | #N/A | 88.6 | #N/A | #N/A
WAC Lighting | DS-WE0622-S30S-** | 1950 | Downlight | 88.6 | 2019-06-29 | 2020-01-09 | High | 2 | #N/A | 88.6 | #N/A | #N/A
WAC Lighting | DS-WE0622-S35S-** | 1950 | Downlight | 88.6 | 2019-06-29 | 2020-01-09 | High | 2 | #N/A | 88.6 | #N/A | #N/A
WAC Lighting | DS-WE0622-S40S-** | 1950 | Downlight | 88.6 | 2019-06-29 | 2020-01-09 | High | 2 | #N/A | 88.6 | #N/A | #N/A
WAC Lighting | DS-PD0622-F27-** | 1950 | Downlight | 88.6 | 2019-06-29 | 2020-01-09 | High | 2 | #N/A | 88.6 | #N/A | #N/A
WAC Lighting | DS-PD0622-F30-** | 1950 | Downlight | 88.6 | 2019-06-29 | 2020-01-09 | High | 2 | #N/A | 88.6 | #N/A | #N/A
WAC Lighting | DS-PD0622-F35-** | 1950 | Downlight | 88.6 | 2019-06-29 | 2020-01-09 | High | 2 | #N/A | 88.6 | #N/A | #N/A
WAC Lighting | DS-PD0622-F40-** | 1950 | Downlight | 88.6 | 2019-06-29 | 2020-01-09 | High | 2 | #N/A | 88.6 | #N/A | #N/A
WAC Lighting | DS-PD0622-N27-** | 1950 | Downlight | 88.6 | 2019-06-29 | 2020-01-09 | High | 2 | #N/A | 88.6 | #N/A | #N/A
WAC Lighting | DS-PD0622-N30-** | 1950 | Downlight | 88.6 | 2019-06-29 | 2020-01-09 | High | 2 | #N/A | 88.6 | #N/A | #N/A
WAC Lighting | DS-PD0622-N35-** | 1950 | Downlight | 88.6 | 2019-06-29 | 2020-01-09 | High | 2 | #N/A | 88.6 | #N/A | #N/A
WAC Lighting | DS-PD0622-N40-** | 1950 | Downlight | 88.6 | 2019-06-29 | 2020-01-09 | High | 2 | #N/A | 88.6 | #N/A | #N/A
WAC Lighting | DS-PD0622-S27-** | 1950 | Downlight | 88.6 | 2019-06-29 | 2020-01-09 | High | 2 | #N/A | 88.6 | #N/A | #N/A
WAC Lighting | DS-PD0622-S30-** | 1950 | Downlight | 88.6 | 2019-06-29 | 2020-01-09 | High | 2 | #N/A | 88.6 | #N/A | #N/A
WAC Lighting | DS-PD0622-S35-** | 1950 | Downlight | 88.6 | 2019-06-29 | 2020-01-09 | High | 2 | #N/A | 88.6 | #N/A | #N/A
WAC Lighting | DS-PD0622-S40-** | 1950 | Downlight | 88.6 | 2019-06-29 | 2020-01-09 | High | 2 | #N/A | 88.6 | #N/A | #N/A
WAC Lighting | DC-WS0622-F827S-** | 1950 | Downlight | 88.6 | 2019-06-29 | 2020-01-09 | High | 2 | #N/A | 88.6 | #N/A | #N/A
WAC Lighting | DC-WS0622-F830S-** | 1950 | Downlight | 88.6 | 2019-06-29 | 2020-01-09 | High | 2 | #N/A | 88.6 | #N/A | #N/A
WAC Lighting | DC-PD0622-F827-** | 1950 | Downlight | 88.6 | 2019-06-29 | 2020-01-09 | High | 2 | #N/A | 88.6 | #N/A | #N/A
WAC Lighting | DC-PD0622-F830-** | 1950 | Downlight | 88.6 | 2019-06-29 | 2020-01-09 | High | 2 | #N/A | 88.6 | #N/A | #N/A
WAC Lighting | DC-PD0622-F835-** | 1950 | Downlight | 88.6 | 2019-06-29 | 2020-01-09 | High | 2 | #N/A | 88.6 | #N/A | #N/A
WAC Lighting | DC-PD0622-F840-** | 1950 | Downlight | 88.6 | 2019-06-29 | 2020-01-09 | High | 2 | #N/A | 88.6 | #N/A | #N/A
WAC Lighting | DC-WS0622-F835S-** | 1950 | Downlight | 88.6 | 2019-06-29 | 2020-01-09 | High | 2 | #N/A | 88.6 | #N/A | #N/A
WAC Lighting | DC-WS0622-F840S-** | 1950 | Downlight | 88.6 | 2019-06-29 | 2020-01-09 | High | 2 | #N/A | 88.6 | #N/A | #N/A
WAC Lighting | DC-WS0622-N827S-** | 1950 | Downlight | 88.6 | 2019-06-29 | 2020-01-09 | High | 2 | #N/A | 88.6 | #N/A | #N/A
WAC Lighting | DC-WS0622-N830S-** | 1950 | Downlight | 88.6 | 2019-06-29 | 2020-01-09 | High | 2 | #N/A | 88.6 | #N/A | #N/A
WAC Lighting | DC-WS0622-N835S-** | 1950 | Downlight | 88.6 | 2019-06-29 | 2020-01-09 | High | 2 | #N/A | 88.6 | #N/A | #N/A
WAC Lighting | DC-WS0622-N840S-** | 1950 | Downlight | 88.6 | 2019-06-29 | 2020-01-09 | High | 2 | #N/A | 88.6 | #N/A | #N/A
WAC Lighting | DC-PD0622-N827-** | 1950 | Downlight | 88.6 | 2019-06-29 | 2020-01-09 | High | 2 | #N/A | 88.6 | #N/A | #N/A
WAC Lighting | DC-PD0622-N830-** | 1950 | Downlight | 88.6 | 2019-06-29 | 2020-01-09 | High | 2 | #N/A | 88.6 | #N/A | #N/A
WAC Lighting | DC-PD0622-N835-** | 1950 | Downlight | 88.6 | 2019-06-29 | 2020-01-09 | High | 2 | #N/A | 88.6 | #N/A | #N/A
WAC Lighting | DC-PD0622-N840-** | 1950 | Downlight | 88.6 | 2019-06-29 | 2020-01-09 | High | 2 | #N/A | 88.6 | #N/A | #N/A
WAC Lighting | DC-PD0622-S827-** | 1950 | Downlight | 88.6 | 2019-06-29 | 2020-01-09 | High | 2 | #N/A | 88.6 | #N/A | #N/A
WAC Lighting | DC-PD0622-S830-** | 1950 | Downlight | 88.6 | 2019-06-29 | 2020-01-09 | High | 2 | #N/A | 88.6 | #N/A | #N/A
WAC Lighting | DC-PD0622-S835-** | 1950 | Downlight | 88.6 | 2019-06-29 | 2020-01-09 | High | 2 | #N/A | 88.6 | #N/A | #N/A
WAC Lighting | DC-PD0622-S840-** | 1950 | Downlight | 88.6 | 2019-06-29 | 2020-01-09 | High | 2 | #N/A | 88.6 | #N/A | #N/A
WAC Lighting | DC-WS0622-S827S-** | 1950 | Downlight | 88.6 | 2019-06-29 | 2020-01-09 | High | 2 | #N/A | 88.6 | #N/A | #N/A
WAC Lighting | DC-WS0622-S830S-** | 1950 | Downlight | 88.6 | 2019-06-29 | 2020-01-09 | High | 2 | #N/A | 88.6 | #N/A | #N/A
WAC Lighting | DC-WS0622-S835S-** | 1950 | Downlight | 88.6 | 2019-06-29 | 2020-01-09 | High | 2 | #N/A | 88.6 | #N/A | #N/A
WAC Lighting | DC-WS0622-S840S-** | 1950 | Downlight | 88.6 | 2019-06-29 | 2020-01-09 | High | 2 | #N/A | 88.6 | #N/A | #N/A
WAC Lighting | DC-WE0622-F827S-** | 1950 | Downlight | 88.6 | 2019-06-29 | 2020-01-09 | High | 2 | #N/A | 88.6 | #N/A | #N/A
WAC Lighting | DC-WE0622-F830S-** | 1950 | Downlight | 88.6 | 2019-06-29 | 2020-01-09 | High | 2 | #N/A | 88.6 | #N/A | #N/A
WAC Lighting | DC-WE0622-F835S-** | 1950 | Downlight | 88.6 | 2019-06-29 | 2020-01-09 | High | 2 | #N/A | 88.6 | #N/A | #N/A
WAC Lighting | DS-CD0622-F27-** | 1950 | Downlight | 88.6 | 2019-06-29 | 2020-01-09 | High | 2 | #N/A | 88.6 | #N/A | #N/A
WAC Lighting | DS-CD0622-F30-** | 1950 | Downlight | 88.6 | 2019-06-29 | 2020-01-09 | High | 2 | #N/A | 88.6 | #N/A | #N/A
WAC Lighting | DS-CD0622-F35-** | 1950 | Downlight | 88.6 | 2019-06-29 | 2020-01-09 | High | 2 | #N/A | 88.6 | #N/A | #N/A
WAC Lighting | DS-CD0622-F40-** | 1950 | Downlight | 88.6 | 2019-06-29 | 2020-01-09 | High | 2 | #N/A | 88.6 | #N/A | #N/A
WAC Lighting | DS-CD0622-N27-** | 1950 | Downlight | 88.6 | 2019-06-29 | 2020-01-09 | High | 2 | #N/A | 88.6 | #N/A | #N/A
WAC Lighting | DS-CD0622-N30-** | 1950 | Downlight | 88.6 | 2019-06-29 | 2020-01-09 | High | 2 | #N/A | 88.6 | #N/A | #N/A
WAC Lighting | DS-CD0622-N35-** | 1950 | Downlight | 88.6 | 2019-06-29 | 2020-01-09 | High | 2 | #N/A | 88.6 | #N/A | #N/A
WAC Lighting | DS-CD0622-N40-** | 1950 | Downlight | 88.6 | 2019-06-29 | 2020-01-09 | High | 2 | #N/A | 88.6 | #N/A | #N/A
WAC Lighting | DS-CD0622-S27-** | 1950 | Downlight | 88.6 | 2019-06-29 | 2020-01-09 | High | 2 | #N/A | 88.6 | #N/A | #N/A
WAC Lighting | DS-CD0622-S30-** | 1950 | Downlight | 88.6 | 2019-06-29 | 2020-01-09 | High | 2 | #N/A | 88.6 | #N/A | #N/A
WAC Lighting | DS-CD0622-S35-** | 1950 | Downlight | 88.6 | 2019-06-29 | 2020-01-09 | High | 2 | #N/A | 88.6 | #N/A | #N/A
WAC Lighting | DS-CD0622-S40-** | 1950 | Downlight | 88.6 | 2019-06-29 | 2020-01-09 | High | 2 | #N/A | 88.6 | #N/A | #N/A
WAC Lighting | DC-WE0622-F840S-** | 1950 | Downlight | 88.6 | 2019-06-29 | 2020-01-09 | High | 2 | #N/A | 88.6 | #N/A | #N/A
WAC Lighting | DC-WE0622-N827S-** | 1950 | Downlight | 88.6 | 2019-06-29 | 2020-01-09 | High | 2 | #N/A | 88.6 | #N/A | #N/A
WAC Lighting | DC-WE0622-N830S-** | 1950 | Downlight | 88.6 | 2019-06-29 | 2020-01-09 | High | 2 | #N/A | 88.6 | #N/A | #N/A
WAC Lighting | DC-WE0622-N835S-** | 1950 | Downlight | 88.6 | 2019-06-29 | 2020-01-09 | High | 2 | #N/A | 88.6 | #N/A | #N/A
WAC Lighting | DC-WE0622-N840S-** | 1950 | Downlight | 88.6 | 2019-06-29 | 2020-01-09 | High | 2 | #N/A | 88.6 | #N/A | #N/A
WAC Lighting | DC-WE0622-S827S-** | 1950 | Downlight | 88.6 | 2019-06-29 | 2020-01-09 | High | 2 | #N/A | 88.6 | #N/A | #N/A
WAC Lighting | DC-WE0622-S830S-** | 1950 | Downlight | 88.6 | 2019-06-29 | 2020-01-09 | High | 2 | #N/A | 88.6 | #N/A | #N/A
WAC Lighting | DC-WE0622-S835S-** | 1950 | Downlight | 88.6 | 2019-06-29 | 2020-01-09 | High | 2 | #N/A | 88.6 | #N/A | #N/A
WAC Lighting | DC-WE0622-S840S-** | 1950 | Downlight | 88.6 | 2019-06-29 | 2020-01-09 | High | 2 | #N/A | 88.6 | #N/A | #N/A
WAC Lighting | DC-CD0622-F827-** | 1950 | Downlight | 88.6 | 2019-06-29 | 2020-01-09 | High | 2 | #N/A | 88.6 | #N/A | #N/A
WAC Lighting | DC-CD0622-F830-** | 1950 | Downlight | 88.6 | 2019-06-29 | 2020-01-09 | High | 2 | #N/A | 88.6 | #N/A | #N/A
WAC Lighting | DC-CD0622-F835-** | 1950 | Downlight | 88.6 | 2019-06-29 | 2020-01-09 | High | 2 | #N/A | 88.6 | #N/A | #N/A
WAC Lighting | DC-CD0622-F840-** | 1950 | Downlight | 88.6 | 2019-06-29 | 2020-01-09 | High | 2 | #N/A | 88.6 | #N/A | #N/A
WAC Lighting | DC-CD0622-N827-** | 1950 | Downlight | 88.6 | 2019-06-29 | 2020-01-09 | High | 2 | #N/A | 88.6 | #N/A | #N/A
WAC Lighting | DC-CD0622-N830-** | 1950 | Downlight | 88.6 | 2019-06-29 | 2020-01-09 | High | 2 | #N/A | 88.6 | #N/A | #N/A
WAC Lighting | DC-CD0622-N835-** | 1950 | Downlight | 88.6 | 2019-06-29 | 2020-01-09 | High | 2 | #N/A | 88.6 | #N/A | #N/A
WAC Lighting | DC-CD0622-N840-** | 1950 | Downlight | 88.6 | 2019-06-29 | 2020-01-09 | High | 2 | #N/A | 88.6 | #N/A | #N/A
WAC Lighting | DC-CD0622-S827-** | 1950 | Downlight | 88.6 | 2019-06-29 | 2020-01-09 | High | 2 | #N/A | 88.6 | #N/A | #N/A
WAC Lighting | DC-CD0622-S830-** | 1950 | Downlight | 88.6 | 2019-06-29 | 2020-01-09 | High | 2 | #N/A | 88.6 | #N/A | #N/A
WAC Lighting | DC-CD0622-S835-** | 1950 | Downlight | 88.6 | 2019-06-29 | 2020-01-09 | High | 2 | #N/A | 88.6 | #N/A | #N/A
WAC Lighting | DC-CD0622-S840-** | 1950 | Downlight | 88.6 | 2019-06-29 | 2020-01-09 | High | 2 | #N/A | 88.6 | #N/A | #N/A
Halo | RLNL6109FSD2W1EWHDM* | 1020 | Downlight | 88.7 | 2022-10-21 | 2022-10-21 | High | 2 | #N/A | 88.7 | #N/A | #N/A
Halo | RLNL6109FSD2W1EWHDM*-* | 1020 | Downlight | 88.7 | 2022-10-21 | 2022-10-21 | High | 2 | #N/A | 88.7 | #N/A | #N/A
Halo | RLNL6109FSD2W1EWHDM*-#* | 1020 | Downlight | 88.7 | 2022-10-21 | 2022-10-21 | High | 2 | #N/A | 88.7 | #N/A | #N/A
ConTech Lighting | CPL627KMVDFC-P | 5638 | Downlight | 88.8 | 2015-10-30 | 2016-05-19 | High | 2 | #N/A | 88.8 | #N/A | #N/A
luxrite | LR22634 | 1600 | Downlight | 88.9 | 2022-07-26 | 2022-08-23 | High | 2 | #N/A | 88.9 | #N/A | #N/A
luxrite | LR22642 | 1600 | Downlight | 88.9 | 2022-07-26 | 2022-08-24 | High | 2 | #N/A | 88.9 | #N/A | #N/A
HENGTE | HT-G65ERRD8-818-27M-##1 | 1600 | Downlight | 88.9 | 2021-02-08 | 2021-02-07 | High | 2 | #N/A | 88.9 | #N/A | #N/A
LOTUS LED LIGHTS | LD4R-35K-HO | 1600 | Downlight | 88.9 | 2020-08-14 | 2020-10-13 | High | 2 | #N/A | 88.9 | #N/A | #N/A
LOTUS LED LIGHTS | LD4S-35K-HO | 1600 | Downlight | 88.9 | 2020-08-14 | 2020-10-13 | High | 2 | #N/A | 88.9 | #N/A | #N/A
LOTUS LED LIGHTS | LD6R-35K | 1600 | Downlight | 88.9 | 2020-08-14 | 2020-10-13 | High | 2 | #N/A | 88.9 | #N/A | #N/A
LOTUS LED LIGHTS | LD8R-35K | 1600 | Downlight | 88.9 | 2020-08-14 | 2020-10-13 | High | 2 | #N/A | 88.9 | #N/A | #N/A
LOTUS LED LIGHTS | LRG6-35K-HO | 1600 | Downlight | 88.9 | 2020-08-14 | 2020-10-13 | High | 2 | #N/A | 88.9 | #N/A | #N/A
RAB | DLM002(HA6)+HAT6*** | 1600 | Downlight | 88.9 | 2022-07-22 | 2022-09-07 | High | 2 | #N/A | 88.9 | #N/A | #N/A
Westinghouse | 52450 | 1600 | Downlight | 88.9 | 2021-12-01 | 2021-12-08 | High | 2 | #N/A | 88.9 | #N/A | #N/A
LIPAI | P02108-18W-27 | 1600 | Downlight | 88.9 | 2022-04-07 | 2022-05-19 | High | 2 | #N/A | 88.9 | #N/A | #N/A
LIPAI | P02108-18W-30 | 1600 | Downlight | 88.9 | 2022-04-07 | 2022-05-19 | High | 2 | #N/A | 88.9 | #N/A | #N/A
LIPAI | P02108-18W-35 | 1600 | Downlight | 88.9 | 2022-04-07 | 2022-05-19 | High | 2 | #N/A | 88.9 | #N/A | #N/A
LIPAI | P02108-18W-40 | 1600 | Downlight | 88.9 | 2022-04-07 | 2022-05-19 | High | 2 | #N/A | 88.9 | #N/A | #N/A
LIPAI | P02108-18W-50 | 1600 | Downlight | 88.9 | 2022-04-07 | 2022-05-19 | High | 2 | #N/A | 88.9 | #N/A | #N/A
LIPAI | P02208-18W-27 | 1600 | Downlight | 88.9 | 2022-04-07 | 2022-05-19 | High | 2 | #N/A | 88.9 | #N/A | #N/A
LIPAI | P02208-18W-30 | 1600 | Downlight | 88.9 | 2022-04-07 | 2022-05-19 | High | 2 | #N/A | 88.9 | #N/A | #N/A
LIPAI | P02208-18W-35 | 1600 | Downlight | 88.9 | 2022-04-07 | 2022-05-19 | High | 2 | #N/A | 88.9 | #N/A | #N/A
LIPAI | P02208-18W-40 | 1600 | Downlight | 88.9 | 2022-04-07 | 2022-05-19 | High | 2 | #N/A | 88.9 | #N/A | #N/A
LIPAI | P02208-18W-50 | 1600 | Downlight | 88.9 | 2022-04-07 | 2022-05-19 | High | 2 | #N/A | 88.9 | #N/A | #N/A
WAC Lighting | FM-11SQ-930-** | 1780 | Downlight | 89 | 2018-05-01 | 2018-04-30 | High | 2 | #N/A | 89 | #N/A | #N/A
WAC Lighting | FM-11SQ-935-** | 1780 | Downlight | 89 | 2018-05-01 | 2018-04-30 | High | 2 | #N/A | 89 | #N/A | #N/A
WAC Lighting | FM-11SQ-940-** | 1780 | Downlight | 89 | 2018-05-01 | 2018-04-30 | High | 2 | #N/A | 89 | #N/A | #N/A
METEOR | RS6R-100-30K | 8900 | Downlight | 89 | 2019-07-03 | 2019-07-03 | High | 2 | #N/A | 89 | #N/A | #N/A
NDR Electric | EG500-20W-3K-##** | 1800 | Downlight | 89.1 | 2016-11-15 | 2016-12-21 | High | 2 | #N/A | 89.1 | #N/A | #N/A
Prescolite | LTR-6SQ-H-ML20LDM1 + LTR-6SQD-T-ML35K8WDSS | 2031 | Downlight | 89.1 | 2019-07-12 | 2019-08-23 | High | 2 | #N/A | 89.1 | #N/A | #N/A
Prescolite | LTR-6SQ-H-ML20LDM1 + LTR-6SQD-T-ML35K8WDSSWT | 2031 | Downlight | 89.1 | 2019-07-12 | 2019-08-23 | High | 2 | #N/A | 89.1 | #N/A | #N/A
Halo | RLQL6069SE010DM*-8* | 5320 | Downlight | 89.1 | 2021-10-30 | 2021-11-22 | High | 2 | #N/A | 89.1 | #N/A | #N/A
Westgate | CRL6-18W-30K | 1606 | Downlight | 89.2 | 2016-10-15 | 2016-10-14 | High | 2 | #N/A | 89.2 | #N/A | #N/A
Atlantic Lighting | PLED1220-W-85W-27K-HZ-[BL¦BR¦CC¦MS¦WH]-9CR-[blank¦RLEM]-[blank¦P18¦P24¦P36¦P48]-[blank¦FC] | 7708 | Downlight | 89.2 | 2015-11-25 | 2020-05-08 | High | 2 | #N/A | 89.2 | #N/A | #N/A
Atlantic Lighting | CLED1220-W-85W-27K-HZ-[BL¦BR¦CC¦MS¦WH]-9CR-[blank¦CA#¦CCA¦CCA12] | 7708 | Downlight | 89.2 | 2015-11-25 | 2020-05-08 | High | 2 | #N/A | 89.2 | #N/A | #N/A
Atlantic Lighting | CLED1220-W-85W-35K-HZ-[BL¦BR¦CC¦MS¦WH]-9CR-[blank¦CA#¦CCA¦CCA12] | 7708 | Downlight | 89.2 | 2015-11-25 | 2020-05-08 | High | 2 | #N/A | 89.2 | #N/A | #N/A
Atlantic Lighting | CLED1220-W-85W-3K-HZ-[BL¦BR¦CC¦MS¦WH]-9CR-[blank¦CA#¦CCA¦CCA12] | 7708 | Downlight | 89.2 | 2015-11-25 | 2020-05-08 | High | 2 | #N/A | 89.2 | #N/A | #N/A
Atlantic Lighting | CLED1220-W-85W-4K-HZ-[BL¦BR¦CC¦MS¦WH]-9CR-[blank¦CA#¦CCA¦CCA12] | 7708 | Downlight | 89.2 | 2015-11-25 | 2020-05-08 | High | 2 | #N/A | 89.2 | #N/A | #N/A
Atlantic Lighting | CLED1220-W-85W-5K-HZ-[BL¦BR¦CC¦MS¦WH]-9CR-[blank¦CA#¦CCA¦CCA12] | 7708 | Downlight | 89.2 | 2015-11-25 | 2020-05-08 | High | 2 | #N/A | 89.2 | #N/A | #N/A
Atlantic Lighting | SLED1220-W-85W-27K-HZ-[BL¦BR¦CC¦MS¦WH]-9CR-[blank¦RLEM] | 7708 | Downlight | 89.2 | 2015-11-25 | 2020-05-08 | High | 2 | #N/A | 89.2 | #N/A | #N/A
Atlantic Lighting | SLED1220-W-85W-35K-HZ-[BL¦BR¦CC¦MS¦WH]-9CR-[blank¦RLEM] | 7708 | Downlight | 89.2 | 2015-11-25 | 2020-05-08 | High | 2 | #N/A | 89.2 | #N/A | #N/A
Atlantic Lighting | SLED1220-W-85W-3K-HZ-[BL¦BR¦CC¦MS¦WH]-9CR-[blank¦RLEM] | 7708 | Downlight | 89.2 | 2015-11-25 | 2020-05-08 | High | 2 | #N/A | 89.2 | #N/A | #N/A
Atlantic Lighting | SLED1220-W-85W-4K-HZ-[BL¦BR¦CC¦MS¦WH]-9CR-[blank¦RLEM] | 7708 | Downlight | 89.2 | 2015-11-25 | 2020-05-08 | High | 2 | #N/A | 89.2 | #N/A | #N/A
Atlantic Lighting | SLED1220-W-85W-5K-HZ-[BL¦BR¦CC¦MS¦WH]-9CR-[blank¦RLEM] | 7708 | Downlight | 89.2 | 2015-11-25 | 2020-05-08 | High | 2 | #N/A | 89.2 | #N/A | #N/A
Atlantic Lighting | WLED1220-W-85W-27K-HZ-[BL¦BR¦CC¦MS¦WH]-9CR-[blank¦RLEM] | 7708 | Downlight | 89.2 | 2015-11-25 | 2020-05-08 | High | 2 | #N/A | 89.2 | #N/A | #N/A
Atlantic Lighting | WLED1220-W-85W-35K-HZ-[BL¦BR¦CC¦MS¦WH]-9CR-[blank¦RLEM] | 7708 | Downlight | 89.2 | 2015-11-25 | 2020-05-08 | High | 2 | #N/A | 89.2 | #N/A | #N/A
Atlantic Lighting | WLED1220-W-85W-3K-HZ-[BL¦BR¦CC¦MS¦WH]-9CR-[blank¦RLEM] | 7708 | Downlight | 89.2 | 2015-11-25 | 2020-05-08 | High | 2 | #N/A | 89.2 | #N/A | #N/A
Atlantic Lighting | WLED1220-W-85W-4K-HZ-[BL¦BR¦CC¦MS¦WH]-9CR-[blank¦RLEM] | 7708 | Downlight | 89.2 | 2015-11-25 | 2020-05-08 | High | 2 | #N/A | 89.2 | #N/A | #N/A
Atlantic Lighting | WLED1220-W-85W-5K-HZ-[BL¦BR¦CC¦MS¦WH]-9CR-[blank¦RLEM] | 7708 | Downlight | 89.2 | 2015-11-25 | 2020-05-08 | High | 2 | #N/A | 89.2 | #N/A | #N/A
Atlantic Lighting | PLED1220-W-85W-35K-HZ-[BL¦BR¦CC¦MS¦WH]-9CR-[blank¦RLEM]-[blank¦P18¦P24¦P36¦P48]-[blank¦FC] | 7708 | Downlight | 89.2 | 2015-11-25 | 2020-05-08 | High | 2 | #N/A | 89.2 | #N/A | #N/A
Atlantic Lighting | PLED1220-W-85W-3K-HZ-[BL¦BR¦CC¦MS¦WH]-9CR-[blank¦RLEM]-[blank¦P18¦P24¦P36¦P48]-[blank¦FC] | 7708 | Downlight | 89.2 | 2015-11-25 | 2020-05-08 | High | 2 | #N/A | 89.2 | #N/A | #N/A
Atlantic Lighting | PLED1220-W-85W-4K-HZ-[BL¦BR¦CC¦MS¦WH]-9CR-[blank¦RLEM]-[blank¦P18¦P24¦P36¦P48]-[blank¦FC] | 7708 | Downlight | 89.2 | 2015-11-25 | 2020-05-08 | High | 2 | #N/A | 89.2 | #N/A | #N/A
Atlantic Lighting | PLED1220-W-85W-5K-HZ-[BL¦BR¦CC¦MS¦WH]-9CR-[blank¦RLEM]-[blank¦P18¦P24¦P36¦P48]-[blank¦FC] | 7708 | Downlight | 89.2 | 2015-11-25 | 2020-05-08 | High | 2 | #N/A | 89.2 | #N/A | #N/A
ProLED | FSDLS6FR12/CCT/LED | 1036 | Downlight | 89.3 | 2020-08-15 | 2020-08-27 | High | 2 | #N/A | 89.3 | #N/A | #N/A
Halo | LCR412RD9FSE020* | 1295 | Downlight | 89.3 | 2022-12-10 | 2022-12-12 | High | 2 | #N/A | 89.3 | #N/A | #N/A
Halo | LCR412RD9FSE020*-* | 1295 | Downlight | 89.3 | 2022-12-10 | 2022-12-12 | High | 2 | #N/A | 89.3 | #N/A | #N/A
Halo | LCR412RD9FSE020*-#* | 1295 | Downlight | 89.3 | 2022-12-10 | 2022-12-12 | High | 2 | #N/A | 89.3 | #N/A | #N/A
ETI | 53815131 | 2500 | Downlight | 89.3 | 2020-02-10 | 2020-03-06 | High | 2 | #N/A | 89.3 | #N/A | #N/A
LEDS | 53815101 | 2500 | Downlight | 89.3 | 2020-02-10 | 2020-03-06 | High | 2 | #N/A | 89.3 | #N/A | #N/A
LEDS | 53815131 | 2500 | Downlight | 89.3 | 2020-02-10 | 2020-03-06 | High | 2 | #N/A | 89.3 | #N/A | #N/A
LEDS | 53815132 | 2500 | Downlight | 89.3 | 2020-02-10 | 2020-03-06 | High | 2 | #N/A | 89.3 | #N/A | #N/A
LEDS | 53815141 | 2500 | Downlight | 89.3 | 2020-02-10 | 2020-03-06 | High | 2 | #N/A | 89.3 | #N/A | #N/A
LEDS | 53815161 | 2500 | Downlight | 89.3 | 2020-02-10 | 2020-03-06 | High | 2 | #N/A | 89.3 | #N/A | #N/A
LEDS | DL-8-3035-MV-N | 2500 | Downlight | 89.3 | 2020-02-10 | 2020-03-06 | High | 2 | #N/A | 89.3 | #N/A | #N/A
LEDS | DL-8-3040-MV-N | 2500 | Downlight | 89.3 | 2020-02-10 | 2020-03-06 | High | 2 | #N/A | 89.3 | #N/A | #N/A
LEDS | DL-8-3050-MV-N | 2500 | Downlight | 89.3 | 2020-02-10 | 2020-03-06 | High | 2 | #N/A | 89.3 | #N/A | #N/A
Standard Products | LCR/DL6/18W/35K/2/DD1/STD | 1611 | Downlight | 89.5 | 2016-11-17 | 2016-11-17 | High | 2 | #N/A | 89.5 | #N/A | #N/A
NDR Electric | OB610-1015-3K-WH | 1700 | Downlight | 89.5 | 2019-01-02 | 2019-01-31 | High | 2 | #N/A | 89.5 | #N/A | #N/A
Lightolier | C6[C¦CSQ][S¦W¦P][DL¦DW¦WW]48927N[Z10U¦E1¦L1U¦SOLU¦DMXU¦DU¦RAU][CD¦CC¦WH¦CL][A¦B¦W¦RAL#] | 3632 | Downlight | 89.5 | 2022-06-14 | 2022-08-04 | High | 2 | #N/A | 89.5 | #N/A | #N/A
Lightolier | C6[C¦CSQ][S¦W¦P][DL¦DW¦WW]48930N[Z10U¦E1¦L1U¦SOLU¦DMXU¦DU¦RAU][CD¦CC¦WH¦CL][A¦B¦W¦RAL#] | 3632 | Downlight | 89.5 | 2022-06-14 | 2022-08-04 | High | 2 | #N/A | 89.5 | #N/A | #N/A
Lightolier | C6[C¦CSQ][S¦W¦P][DL¦DW¦WW]48935N[Z10U¦E1¦L1U¦SOLU¦DMXU¦DU¦RAU][CD¦CC¦WH¦CL][A¦B¦W¦RAL#] | 3632 | Downlight | 89.5 | 2022-06-14 | 2022-08-04 | High | 2 | #N/A | 89.5 | #N/A | #N/A
Lightolier | C6[C¦CSQ][S¦W¦P][DL¦DW¦WW]48940N[Z10U¦E1¦L1U¦SOLU¦DMXU¦DU¦RAU][CD¦CC¦WH¦CL][A¦B¦W¦RAL#] | 3632 | Downlight | 89.5 | 2022-06-14 | 2022-08-04 | High | 2 | #N/A | 89.5 | #N/A | #N/A
Lightolier | C6[C¦CSQ][S¦W¦P][DL¦DW¦WW]48950N[Z10U¦E1¦L1U¦SOLU¦DMXU¦DU¦RAU][CD¦CC¦WH¦CL][A¦B¦W¦RAL#] | 3632 | Downlight | 89.5 | 2022-06-14 | 2022-08-04 | High | 2 | #N/A | 89.5 | #N/A | #N/A
Lightolier | C6L48927N[Z10U¦E1¦L1U¦SOLU¦DMXU¦DU¦RAU] / C[6RDL¦6RCW¦6RDW¦6RWW¦6SDLNM¦7RDL¦7RCW¦7RDW¦7RWW][CD¦CC¦WH¦CL] | 3632 | Downlight | 89.5 | 2022-06-14 | 2022-08-04 | High | 2 | #N/A | 89.5 | #N/A | #N/A
Lightolier | C6L48930N[Z10U¦E1¦L1U¦SOLU¦DMXU¦DU¦RAU] / C[6RDL¦6RCW¦6RDW¦6RWW¦6SDLNM¦7RDL¦7RCW¦7RDW¦7RWW][CD¦CC¦WH¦CL] | 3632 | Downlight | 89.5 | 2022-06-14 | 2022-08-04 | High | 2 | #N/A | 89.5 | #N/A | #N/A
Lightolier | C6L48935N[Z10U¦E1¦L1U¦SOLU¦DMXU¦DU¦RAU] / C[6RDL¦6RCW¦6RDW¦6RWW¦6SDLNM¦7RDL¦7RCW¦7RDW¦7RWW][CD¦CC¦WH¦CL] | 3632 | Downlight | 89.5 | 2022-06-14 | 2022-08-04 | High | 2 | #N/A | 89.5 | #N/A | #N/A
Lightolier | C6L48940N[Z10U¦E1¦L1U¦SOLU¦DMXU¦DU¦RAU] / C[6RDL¦6RCW¦6RDW¦6RWW¦6SDLNM¦7RDL¦7RCW¦7RDW¦7RWW][CD¦CC¦WH¦CL] | 3632 | Downlight | 89.5 | 2022-06-14 | 2022-08-04 | High | 2 | #N/A | 89.5 | #N/A | #N/A
Lightolier | C6L48950N[Z10U¦E1¦L1U¦SOLU¦DMXU¦DU¦RAU] / C[6RDL¦6RCW¦6RDW¦6RWW¦6SDLNM¦7RDL¦7RCW¦7RDW¦7RWW][CD¦CC¦WH¦CL] | 3632 | Downlight | 89.5 | 2022-06-14 | 2022-08-04 | High | 2 | #N/A | 89.5 | #N/A | #N/A
US LED | LTR2-1-UNV-27-12-5R-V-WH | 1120 | Downlight | 89.6 | 2022-01-02 | 2016-01-18 | High | 2 | #N/A | 89.6 | #N/A | #N/A
Aculux | AX4 [A¦D] 17LM 30K [80¦90¦95]CRI [12¦24¦35¦50]D [DMXR¦DALI¦EZ1¦EZB¦GZ1¦FPC¦ECOS2¦ECOD¦EDXB¦EDAB] [120¦MVOLT] [blank¦CP] [blank¦ICAT] | 1210 | Downlight | 89.6 | 2016-07-01 | 2016-08-17 | High | 2 | #N/A | 89.6 | #N/A | #N/A
Halo | LCR4129FSE010MW* | 1264 | Downlight | 89.6 | 2019-12-02 | 2019-12-09 | High | 2 | #N/A | 89.6 | #N/A | #N/A
PORTFOLIO | LD8AS30D010TE ER8AS308## 8L[W¦M¦N]#[LI¦MW¦WH¦H] | 3000 | Downlight | 89.6 | 2016-10-05 | 2016-11-16 | High | 2 | #N/A | 89.6 | #N/A | #N/A
PORTFOLIO | LSR8AS30D010TE ERAS308## 8L[W¦M¦N]#[LI¦MW¦WH¦H] | 3000 | Downlight | 89.6 | 2016-10-05 | 2017-04-24 | High | 2 | #N/A | 89.6 | #N/A | #N/A
USLED | FM1-**-**-35-140-### | 4312 | Downlight | 89.6 | 2017-06-01 | 2017-07-19 | High | 2 | #N/A | 89.6 | #N/A | #N/A
Keystone | KT-RDLED29PS-8A-8CSG-VDIM | 2600 | Downlight | 89.7 | 2021-12-28 | 2022-01-06 | High | 2 | #N/A | 89.7 | #N/A | #N/A
Sunlite | LFX/CRD/SCCT/8R/MW/D | 2600 | Downlight | 89.7 | 2020-01-09 | 2020-01-16 | High | 2 | #N/A | 89.7 | #N/A | #N/A
Sunlite | LFX/CRD/SCT/8R/MW/D | 2600 | Downlight | 89.7 | 2020-01-09 | 2020-01-16 | High | 2 | #N/A | 89.7 | #N/A | #N/A
Westgate | CRL8-40W-40K | 3587 | Downlight | 89.7 | 2016-10-15 | 2016-10-14 | High | 2 | #N/A | 89.7 | #N/A | #N/A
Prescolite | LFR-4RD-M-25L27K9**-DM1** + LFR-4RD-T-[(blank),VNR]-**** + LFR-4RD-H-** | 1795 | Downlight | 89.8 | 2021-11-18 | 2022-07-01 | High | 2 | #N/A | 89.8 | #N/A | #N/A
Prescolite | LFR-4RD-M-25L30K8**-DM1** + LFR-4RD-T-[(blank),VNR]-**** + LFR-4RD-H-** | 1795 | Downlight | 89.8 | 2021-11-18 | 2022-07-01 | High | 2 | #N/A | 89.8 | #N/A | #N/A
Prescolite | LFR-4RD-M-25L30K9**-DM1** + LFR-4RD-T-[(blank),VNR]-**** + LFR-4RD-H-** | 1795 | Downlight | 89.8 | 2021-11-18 | 2022-07-01 | High | 2 | #N/A | 89.8 | #N/A | #N/A
Prescolite | LFR-4RD-M-25L35K8**-DM1** + LFR-4RD-T-[(blank),VNR]-**** + LFR-4RD-H-** | 1795 | Downlight | 89.8 | 2021-11-18 | 2022-07-01 | High | 2 | #N/A | 89.8 | #N/A | #N/A
Prescolite | LFR-4RD-M-25L35K9**-DM1** + LFR-4RD-T-[(blank),VNR]-**** + LFR-4RD-H-** | 1795 | Downlight | 89.8 | 2021-11-18 | 2022-07-01 | High | 2 | #N/A | 89.8 | #N/A | #N/A
Prescolite | LFR-4RD-M-25L40K8**-DM1** + LFR-4RD-T-[(blank),VNR]-**** + LFR-4RD-H-** | 1795 | Downlight | 89.8 | 2021-11-18 | 2022-07-01 | High | 2 | #N/A | 89.8 | #N/A | #N/A
Prescolite | LFR-4RD-M-25L40K9**-DM1** + LFR-4RD-T-[(blank),VNR]-**** + LFR-4RD-H-** | 1795 | Downlight | 89.8 | 2021-11-18 | 2022-07-01 | High | 2 | #N/A | 89.8 | #N/A | #N/A
Prescolite | LFR-4RD-M-25L50K8**-DM1** + LFR-4RD-T-[(blank),VNR]-**** + LFR-4RD-H-** | 1795 | Downlight | 89.8 | 2021-11-18 | 2022-07-01 | High | 2 | #N/A | 89.8 | #N/A | #N/A
Prescolite | LFR-4RD-M-25L50K9**-DM1** + LFR-4RD-T-[(blank),VNR]-**** + LFR-4RD-H-** | 1795 | Downlight | 89.8 | 2021-11-18 | 2022-07-01 | High | 2 | #N/A | 89.8 | #N/A | #N/A
Prescolite | LFR-4RD-M-25L27K8**-DM1** + LFR-4RD-T-[(blank),VNR]-**** + LFR-4RD-H-** | 1795 | Downlight | 89.8 | 2021-11-18 | 2022-07-01 | High | 2 | #N/A | 89.8 | #N/A | #N/A
Fluxwerx | TC1-*09**#**W1840D*#*-* | 2156 | Downlight | 89.8 | 2020-10-20 | 2021-10-11 | High | 2 | #N/A | 89.8 | #N/A | #N/A
Fluxwerx | TC1-*09**#**W1840DF1*-* | 2156 | Downlight | 89.8 | 2020-10-20 | 2021-10-11 | High | 2 | #N/A | 89.8 | #N/A | #N/A
Fluxwerx | TC1-*09**#**W1927D*#*-* | 2156 | Downlight | 89.8 | 2020-10-20 | 2021-10-11 | High | 2 | #N/A | 89.8 | #N/A | #N/A
Fluxwerx | TC1-*09**#**W1930D*#*-* | 2156 | Downlight | 89.8 | 2020-10-20 | 2021-10-11 | High | 2 | #N/A | 89.8 | #N/A | #N/A
Fluxwerx | TC1-*09**#**W1935D*#*-* | 2156 | Downlight | 89.8 | 2020-10-20 | 2021-10-11 | High | 2 | #N/A | 89.8 | #N/A | #N/A
Fluxwerx | TC1-*09**#**W1935DF1*-* | 2156 | Downlight | 89.8 | 2020-10-20 | 2021-10-11 | High | 2 | #N/A | 89.8 | #N/A | #N/A
Fluxwerx | TC1-*09**#**W1940D*#*-* | 2156 | Downlight | 89.8 | 2020-10-20 | 2021-10-11 | High | 2 | #N/A | 89.8 | #N/A | #N/A
Fluxwerx | TC1-*09**#**W1940DF1*-* | 2156 | Downlight | 89.8 | 2020-10-20 | 2021-10-11 | High | 2 | #N/A | 89.8 | #N/A | #N/A
Fluxwerx | TC1-*09**#**N1940D*#*-* | 2156 | Downlight | 89.8 | 2020-10-20 | 2021-10-11 | High | 2 | #N/A | 89.8 | #N/A | #N/A
Fluxwerx | TC1-*09**#**N1940DF1*-* | 2156 | Downlight | 89.8 | 2020-10-20 | 2021-10-11 | High | 2 | #N/A | 89.8 | #N/A | #N/A
Fluxwerx | TC1-*09**#**W1830D*#*-* | 2156 | Downlight | 89.8 | 2020-10-20 | 2021-10-11 | High | 2 | #N/A | 89.8 | #N/A | #N/A
Fluxwerx | TC1-*09**#**W1830DF1*-* | 2156 | Downlight | 89.8 | 2020-10-20 | 2021-10-11 | High | 2 | #N/A | 89.8 | #N/A | #N/A
Fluxwerx | TC1-*09**#**W1835D*#*-* | 2156 | Downlight | 89.8 | 2020-10-20 | 2021-10-11 | High | 2 | #N/A | 89.8 | #N/A | #N/A
Fluxwerx | TC1-*09**#**W1835DF1*-* | 2156 | Downlight | 89.8 | 2020-10-20 | 2021-10-11 | High | 2 | #N/A | 89.8 | #N/A | #N/A
Fluxwerx | TC1-*09**#**N1930D*#*-* | 2156 | Downlight | 89.8 | 2020-10-20 | 2021-10-11 | High | 2 | #N/A | 89.8 | #N/A | #N/A
Fluxwerx | TC1-*09**#**N1930DF1*-* | 2156 | Downlight | 89.8 | 2020-10-20 | 2021-10-11 | High | 2 | #N/A | 89.8 | #N/A | #N/A
Fluxwerx | TC1-*09**#**N1935D*#*-* | 2156 | Downlight | 89.8 | 2020-10-20 | 2021-10-11 | High | 2 | #N/A | 89.8 | #N/A | #N/A
Fluxwerx | TC1-*09**#**N1935DF1*-* | 2156 | Downlight | 89.8 | 2020-10-20 | 2021-10-11 | High | 2 | #N/A | 89.8 | #N/A | #N/A
Fluxwerx | TC1-*09**#**M1827D*#*-* | 2156 | Downlight | 89.8 | 2020-10-20 | 2021-10-11 | High | 2 | #N/A | 89.8 | #N/A | #N/A
Fluxwerx | TC1-*09**#**M1827DF1*-* | 2156 | Downlight | 89.8 | 2020-10-20 | 2021-10-11 | High | 2 | #N/A | 89.8 | #N/A | #N/A
Fluxwerx | TC1-*09**#**M1830D*#*-* | 2156 | Downlight | 89.8 | 2020-10-20 | 2021-10-11 | High | 2 | #N/A | 89.8 | #N/A | #N/A
Fluxwerx | TC1-*09**#**M1830DF1*-* | 2156 | Downlight | 89.8 | 2020-10-20 | 2021-10-11 | High | 2 | #N/A | 89.8 | #N/A | #N/A
Fluxwerx | TC1-*09**#**M1835D*#*-* | 2156 | Downlight | 89.8 | 2020-10-20 | 2021-10-11 | High | 2 | #N/A | 89.8 | #N/A | #N/A
Fluxwerx | TC1-*09**#**M1835DF1*-* | 2156 | Downlight | 89.8 | 2020-10-20 | 2021-10-11 | High | 2 | #N/A | 89.8 | #N/A | #N/A
Fluxwerx | TC1-*09**#**M1840D*#*-* | 2156 | Downlight | 89.8 | 2020-10-20 | 2021-10-11 | High | 2 | #N/A | 89.8 | #N/A | #N/A
Fluxwerx | TC1-*09**#**M1840DF1*-* | 2156 | Downlight | 89.8 | 2020-10-20 | 2021-10-11 | High | 2 | #N/A | 89.8 | #N/A | #N/A
Fluxwerx | TC1-*09**#**M1927D*#*-* | 2156 | Downlight | 89.8 | 2020-10-20 | 2021-10-11 | High | 2 | #N/A | 89.8 | #N/A | #N/A
Fluxwerx | TC1-*09**#**M1927DF1*-* | 2156 | Downlight | 89.8 | 2020-10-20 | 2021-10-11 | High | 2 | #N/A | 89.8 | #N/A | #N/A
Fluxwerx | TC1-*09**#**M1930D*#*-* | 2156 | Downlight | 89.8 | 2020-10-20 | 2021-10-11 | High | 2 | #N/A | 89.8 | #N/A | #N/A
Fluxwerx | TC1-*09**#**M1930DF1*-* | 2156 | Downlight | 89.8 | 2020-10-20 | 2021-10-11 | High | 2 | #N/A | 89.8 | #N/A | #N/A
Fluxwerx | TC1-*09**#**M1935D*#*-* | 2156 | Downlight | 89.8 | 2020-10-20 | 2021-10-11 | High | 2 | #N/A | 89.8 | #N/A | #N/A
Fluxwerx | TC1-*09**#**M1935DF1*-* | 2156 | Downlight | 89.8 | 2020-10-20 | 2021-10-11 | High | 2 | #N/A | 89.8 | #N/A | #N/A
Fluxwerx | TC1-*09**#**M1940DF1*-* | 2156 | Downlight | 89.8 | 2020-10-20 | 2021-10-11 | High | 2 | #N/A | 89.8 | #N/A | #N/A
Fluxwerx | TC1-*09**#**N1827D*#*-* | 2156 | Downlight | 89.8 | 2020-10-20 | 2021-10-11 | High | 2 | #N/A | 89.8 | #N/A | #N/A
Fluxwerx | TC1-*09**#**N1827DF1*-* | 2156 | Downlight | 89.8 | 2020-10-20 | 2021-10-11 | High | 2 | #N/A | 89.8 | #N/A | #N/A
Fluxwerx | TC1-*09**#**N1830D*#*-* | 2156 | Downlight | 89.8 | 2020-10-20 | 2021-10-11 | High | 2 | #N/A | 89.8 | #N/A | #N/A
Fluxwerx | TC1-*09**#**N1835D*#*-* | 2156 | Downlight | 89.8 | 2020-10-20 | 2021-10-11 | High | 2 | #N/A | 89.8 | #N/A | #N/A
Fluxwerx | TC1-*09**#**N1835DF1*-* | 2156 | Downlight | 89.8 | 2020-10-20 | 2021-10-11 | High | 2 | #N/A | 89.8 | #N/A | #N/A
Fluxwerx | TC1-*09**#**N1840D*#*-* | 2156 | Downlight | 89.8 | 2020-10-20 | 2021-10-11 | High | 2 | #N/A | 89.8 | #N/A | #N/A
Fluxwerx | TC1-*09**#**N1840DF1*-* | 2156 | Downlight | 89.8 | 2020-10-20 | 2021-10-11 | High | 2 | #N/A | 89.8 | #N/A | #N/A
Fluxwerx | TC1-*09**#**N1927D*#*-* | 2156 | Downlight | 89.8 | 2020-10-20 | 2021-10-11 | High | 2 | #N/A | 89.8 | #N/A | #N/A
Fluxwerx | TC1-*09**#**N1927DF1*-* | 2156 | Downlight | 89.8 | 2020-10-20 | 2021-10-11 | High | 2 | #N/A | 89.8 | #N/A | #N/A
Prescolite | LFR-6RD-M-35L27K8**-DM1** + LFR-6RD-T-[(blank),VNR]-**** + LFR-6RD-H-** | 2578 | Downlight | 89.8 | 2021-11-18 | 2022-07-01 | High | 2 | #N/A | 89.8 | #N/A | #N/A
Prescolite | LFR-6RD-M-35L27K9**-DM1** + LFR-6RD-T-[(blank),VNR]-**** + LFR-6RD-H-** | 2578 | Downlight | 89.8 | 2021-11-18 | 2022-07-01 | High | 2 | #N/A | 89.8 | #N/A | #N/A
Prescolite | LFR-6RD-M-35L30K8**-DM1** + LFR-6RD-T-[(blank),VNR]-**** + LFR-6RD-H-** | 2578 | Downlight | 89.8 | 2021-11-18 | 2022-07-01 | High | 2 | #N/A | 89.8 | #N/A | #N/A
Prescolite | LFR-6RD-M-35L30K9**-DM1** + LFR-6RD-T-[(blank),VNR]-**** + LFR-6RD-H-** | 2578 | Downlight | 89.8 | 2021-11-18 | 2022-07-01 | High | 2 | #N/A | 89.8 | #N/A | #N/A
Prescolite | LFR-6RD-M-35L35K8**-DM1** + LFR-6RD-T-[(blank),VNR]-**** + LFR-6RD-H-** | 2578 | Downlight | 89.8 | 2021-11-18 | 2022-07-01 | High | 2 | #N/A | 89.8 | #N/A | #N/A
Prescolite | LFR-6RD-M-35L35K9**-DM1** + LFR-6RD-T-[(blank),VNR]-**** + LFR-6RD-H-** | 2578 | Downlight | 89.8 | 2021-11-18 | 2022-07-01 | High | 2 | #N/A | 89.8 | #N/A | #N/A
Prescolite | LFR-6RD-M-35L40K8**-DM1** + LFR-6RD-T-[(blank),VNR]-**** + LFR-6RD-H-** | 2578 | Downlight | 89.8 | 2021-11-18 | 2022-07-01 | High | 2 | #N/A | 89.8 | #N/A | #N/A
Prescolite | LFR-6RD-M-35L40K9**-DM1** + LFR-6RD-T-[(blank),VNR]-**** + LFR-6RD-H-** | 2578 | Downlight | 89.8 | 2021-11-18 | 2022-07-01 | High | 2 | #N/A | 89.8 | #N/A | #N/A
Prescolite | LFR-6RD-M-35L50K8**-DM1** + LFR-6RD-T-[(blank),VNR]-**** + LFR-6RD-H-** | 2578 | Downlight | 89.8 | 2021-11-18 | 2022-07-01 | High | 2 | #N/A | 89.8 | #N/A | #N/A
Prescolite | LFR-6RD-M-35L50K9**-DM1** + LFR-6RD-T-[(blank),VNR]-**** + LFR-6RD-H-** | 2578 | Downlight | 89.8 | 2021-11-18 | 2022-07-01 | High | 2 | #N/A | 89.8 | #N/A | #N/A
Ktrad, Hibay, Ltblight, Bestchoicelight, Unikcst, Emotionlite, Cuecool, AKK | KRT-R0412-CCT | 1080 | Downlight | 90 | 2022-06-10 | 2022-10-17 | High | 2 | #N/A | 90 | #N/A | #N/A
Green Creative | PXCYL2/**/LES90##/KDIM120V/**/**/** | 1170 | Downlight | 90 | 2021-12-15 | 2021-12-23 | High | 2 | #N/A | 90 | #N/A | #N/A
NDR Electric | RZR-611-13W-3CCT-WH | 1170 | Downlight | 90 | 2019-01-10 | 2019-01-18 | High | 2 | #N/A | 90 | #N/A | #N/A
NDR Electric | RZR-CCT-611-WH | 1170 | Downlight | 90 | 2019-01-10 | 2019-05-28 | High | 2 | #N/A | 90 | #N/A | #N/A
luxrite | LR23948 | 1350 | Downlight | 90 | 2021-11-30 | 2021-12-23 | High | 2 | #N/A | 90 | #N/A | #N/A
HENGTE | HT-US-ICCDR4-815/277-30113-C##-0-V# | 1350 | Downlight | 90 | 2021-11-30 | 2021-12-23 | High | 2 | #N/A | 90 | #N/A | #N/A
Run Bison | HT-US-ICCDR4-815/277-30113-C##-0-V# | 1350 | Downlight | 90 | 2021-11-30 | 2021-12-23 | High | 2 | #N/A | 90 | #N/A | #N/A
TCP | DLC6SWUZDCCT2 | 1350 | Downlight | 90 | 2020-11-05 | 2020-11-20 | High | 2 | #N/A | 90 | #N/A | #N/A
HENGTE | HT-US-ICCDR8-927/277-30112-C03-0-V1 | 2430 | Downlight | 90 | 2020-09-10 | 2020-09-14 | High | 2 | #N/A | 90 | #N/A | #N/A
NaturaLED | LED8CRL27SW-243L9CCT3/MV | 2430 | Downlight | 90 | 2020-09-24 | 2020-09-25 | High | 2 | #N/A | 90 | #N/A | #N/A
HENGTE | HT-US-ICCDR10-930/277-30112-C03-0-V1 | 2700 | Downlight | 90 | 2020-09-10 | 2020-09-14 | High | 2 | #N/A | 90 | #N/A | #N/A
GREENCREATIVE | 30CDL9.5DIM/830/277V | 2700 | Downlight | 90 | 2018-05-11 | 2018-05-29 | High | 2 | #N/A | 90 | #N/A | #N/A
LOTUS LED LIGHTS | LD6R-30K-HO | 2700 | Downlight | 90 | 2020-08-14 | 2020-10-13 | High | 2 | #N/A | 90 | #N/A | #N/A
LOTUS LED LIGHTS | LD8R-30K-HO | 2700 | Downlight | 90 | 2020-08-14 | 2020-10-13 | High | 2 | #N/A | 90 | #N/A | #N/A
NaturaLED | LED10CRL30SW-270L9CCT3/MV | 2700 | Downlight | 90 | 2020-09-24 | 2020-09-25 | High | 2 | #N/A | 90 | #N/A | #N/A
LIGHT THE FUTURE | D858-90-4000 | 2700 | Downlight | 90 | 2019-06-01 | 2019-08-22 | High | 2 | #N/A | 90 | #N/A | #N/A
MaxLite | RCF1040CSW | 3600 | Downlight | 90 | 2020-09-01 | 2020-09-25 | High | 2 | #N/A | 90 | #N/A | #N/A
RZ lighting | DL342-6-40W-OAC3(50ï¿½,3000K,4000K,5000K) | 3600 | Downlight | 90 | 2022-07-07 | 2022-09-08 | High | 2 | #N/A | 90 | #N/A | #N/A
RZ lighting | DL342-6-40W-OAC3(70ï¿½,3000K,4000K,5000K) | 3600 | Downlight | 90 | 2022-07-07 | 2022-09-08 | High | 2 | #N/A | 90 | #N/A | #N/A
RZ lighting | DL342-10-60W-OAC3(40ï¿½,3000K,4000K,5000K) | 5400 | Downlight | 90 | 2022-07-07 | 2022-09-08 | High | 2 | #N/A | 90 | #N/A | #N/A
RZ lighting | DL342-10-60W-OAC3(60ï¿½,3000K,4000K,5000K) | 5400 | Downlight | 90 | 2022-07-07 | 2022-09-08 | High | 2 | #N/A | 90 | #N/A | #N/A
PORTFOLIO | LD8B80[D010¦D010TR] ER8B8012090[27¦30¦35¦40¦50] 8LB[N¦M¦W¦S]#[LI¦MW¦WMH¦WH¦H] | 6533 | Downlight | 90 | 2018-12-31 | 2019-04-08 | High | 2 | #N/A | 90 | #N/A | #N/A
C-CLASS | A[2¦4¦6]V[E¦O]C[1¦2]-20[27K¦30K¦35K¦40K]-[C200¦C400¦C600]-[NW¦MD¦WE¦FL]-[SGC¦WHT] | 2000 | Downlight | 90.1 | 2015-10-01 | 2018-03-07 | High | 2 | #N/A | 90.1 | #N/A | #N/A
Standard Products | LCR/DL8/27W/35K/2/DD1/STD | 2433 | Downlight | 90.1 | 2016-11-17 | 2016-11-17 | High | 2 | #N/A | 90.1 | #N/A | #N/A
FEIT ELECTRIC | LEDR56HO/927CA (N) | 1290 | Downlight | 90.2 | 2021-07-12 | 2021-07-18 | High | 2 | #N/A | 90.2 | #N/A | #N/A
FEIT ELECTRIC | LEDR56HO/930CA (N) | 1290 | Downlight | 90.2 | 2021-07-12 | 2021-07-18 | High | 2 | #N/A | 90.2 | #N/A | #N/A
FEIT ELECTRIC | LEDR56HO/950CA (N) | 1290 | Downlight | 90.2 | 2021-07-12 | 2021-07-18 | High | 2 | #N/A | 90.2 | #N/A | #N/A
Standard Products | LCR/DL6/18W/40K/2/DD1/STD | 1624 | Downlight | 90.2 | 2016-11-17 | 2016-11-17 | High | 2 | #N/A | 90.2 | #N/A | #N/A
Westgate | CRL6-18W-40K | 1624 | Downlight | 90.2 | 2016-10-15 | 2016-10-14 | High | 2 | #N/A | 90.2 | #N/A | #N/A
Prescolite | LFR-4RD-M-40L35K9**-DM1** + LFR-4RD-T-[(blank),VNR]-**** + LFR-4RD-H | 2961 | Downlight | 90.3 | 2021-11-18 | 2022-07-01 | High | 2 | #N/A | 90.3 | #N/A | #N/A
Prescolite | LFR-4RD-M-40L40K8**-DM1** + LFR-4RD-T-[(blank),VNR]-**** + LFR-4RD-H | 2961 | Downlight | 90.3 | 2021-11-18 | 2022-07-01 | High | 2 | #N/A | 90.3 | #N/A | #N/A
Prescolite | LFR-4RD-M-40L40K9**-DM1** + LFR-4RD-T-[(blank),VNR]-**** + LFR-4RD-H | 2961 | Downlight | 90.3 | 2021-11-18 | 2022-07-01 | High | 2 | #N/A | 90.3 | #N/A | #N/A
Prescolite | LFR-4RD-M-40L50K8**-DM1** + LFR-4RD-T-[(blank),VNR]-**** + LFR-4RD-H | 2961 | Downlight | 90.3 | 2021-11-18 | 2022-07-01 | High | 2 | #N/A | 90.3 | #N/A | #N/A
Prescolite | LFR-4RD-M-40L50K9**-DM1** + LFR-4RD-T-[(blank),VNR]-**** + LFR-4RD-H | 2961 | Downlight | 90.3 | 2021-11-18 | 2022-07-01 | High | 2 | #N/A | 90.3 | #N/A | #N/A
Prescolite | LFR-4RD-M-40L27K8**-DM1** + LFR-4RD-T-[(blank),VNR]-**** + LFR-4RD-H | 2961 | Downlight | 90.3 | 2021-11-18 | 2022-07-01 | High | 2 | #N/A | 90.3 | #N/A | #N/A
Prescolite | LFR-4RD-M-40L27K9**-DM1** + LFR-4RD-T-[(blank),VNR]-**** + LFR-4RD-H | 2961 | Downlight | 90.3 | 2021-11-18 | 2022-07-01 | High | 2 | #N/A | 90.3 | #N/A | #N/A
Prescolite | LFR-4RD-M-40L30K8**-DM1** + LFR-4RD-T-[(blank),VNR]-**** + LFR-4RD-H | 2961 | Downlight | 90.3 | 2021-11-18 | 2022-07-01 | High | 2 | #N/A | 90.3 | #N/A | #N/A
Prescolite | LFR-4RD-M-40L30K9**-DM1** + LFR-4RD-T-[(blank),VNR]-**** + LFR-4RD-H | 2961 | Downlight | 90.3 | 2021-11-18 | 2022-07-01 | High | 2 | #N/A | 90.3 | #N/A | #N/A
Prescolite | LFR-4RD-M-40L35K8**-DM1** + LFR-4RD-T-[(blank),VNR]-**** + LFR-4RD-H | 2961 | Downlight | 90.3 | 2021-11-18 | 2022-07-01 | High | 2 | #N/A | 90.3 | #N/A | #N/A
Halo | RL6069NLWHDM* | 1040 | Downlight | 90.4 | 2021-06-29 | 2021-07-06 | High | 2 | #N/A | 90.4 | #N/A | #N/A
Halo | RL6069NLWHDM*-* | 1040 | Downlight | 90.4 | 2021-06-30 | 2021-07-06 | High | 2 | #N/A | 90.4 | #N/A | #N/A
HOMI | HM08-PR16-25W277/IP44-30K-0-*SB | 2260 | Downlight | 90.4 | 2021-12-10 | 2022-01-05 | High | 2 | #N/A | 90.4 | #N/A | #N/A
HOMI | HM08-PR16-25W277/IP44-35K-0-*SB | 2260 | Downlight | 90.4 | 2021-12-10 | 2022-01-05 | High | 2 | #N/A | 90.4 | #N/A | #N/A
HOMI | HM08-PR16-25W277/IP44-40K-0-*SB | 2260 | Downlight | 90.4 | 2021-12-10 | 2022-01-05 | High | 2 | #N/A | 90.4 | #N/A | #N/A
HOMI | HM08-PR16-25W277/IP44-50K-0-*SB | 2260 | Downlight | 90.4 | 2021-12-10 | 2022-01-05 | High | 2 | #N/A | 90.4 | #N/A | #N/A
WAC Lighting | FM-15RN-930-** | 2530 | Downlight | 90.4 | 2018-05-01 | 2018-07-16 | High | 2 | #N/A | 90.4 | #N/A | #N/A
WAC Lighting | FM-15RN-935-** | 2530 | Downlight | 90.4 | 2018-05-01 | 2018-07-16 | High | 2 | #N/A | 90.4 | #N/A | #N/A
WAC Lighting | FM-15RN-940-** | 2530 | Downlight | 90.4 | 2018-05-01 | 2018-07-16 | High | 2 | #N/A | 90.4 | #N/A | #N/A
MORRIS | 72664 | 3616 | Downlight | 90.4 | 2018-11-02 | 2018-10-31 | High | 2 | #N/A | 90.4 | #N/A | #N/A
Prescolite | LFR-6RD-M-70L27K8**-DM1** + LFR-6RD-T-[(blank),VNR]-**** + LFR-6RD-H | 5278 | Downlight | 90.4 | 2021-11-18 | 2022-07-01 | High | 2 | #N/A | 90.4 | #N/A | #N/A
Prescolite | LFR-6RD-M-70L27K9**-DM1** + LFR-6RD-T-[(blank),VNR]-**** + LFR-6RD-H | 5278 | Downlight | 90.4 | 2021-11-18 | 2022-07-01 | High | 2 | #N/A | 90.4 | #N/A | #N/A
Prescolite | LFR-6RD-M-70L30K8**-DM1** + LFR-6RD-T-[(blank),VNR]-**** + LFR-6RD-H | 5278 | Downlight | 90.4 | 2021-11-18 | 2022-07-01 | High | 2 | #N/A | 90.4 | #N/A | #N/A
Prescolite | LFR-6RD-M-70L30K9**-DM1** + LFR-6RD-T-[(blank),VNR]-**** + LFR-6RD-H | 5278 | Downlight | 90.4 | 2021-11-18 | 2022-07-01 | High | 2 | #N/A | 90.4 | #N/A | #N/A
Prescolite | LFR-6RD-M-70L35K8**-DM1** + LFR-6RD-T-[(blank),VNR]-**** + LFR-6RD-H | 5278 | Downlight | 90.4 | 2021-11-18 | 2022-07-01 | High | 2 | #N/A | 90.4 | #N/A | #N/A
Prescolite | LFR-6RD-M-70L35K9**-DM1** + LFR-6RD-T-[(blank),VNR]-**** + LFR-6RD-H | 5278 | Downlight | 90.4 | 2021-11-18 | 2022-07-01 | High | 2 | #N/A | 90.4 | #N/A | #N/A
Prescolite | LFR-6RD-M-70L40K8**-DM1** + LFR-6RD-T-[(blank),VNR]-**** + LFR-6RD-H | 5278 | Downlight | 90.4 | 2021-11-18 | 2022-07-01 | High | 2 | #N/A | 90.4 | #N/A | #N/A
Prescolite | LFR-6RD-M-70L40K9**-DM1** + LFR-6RD-T-[(blank),VNR]-**** + LFR-6RD-H | 5278 | Downlight | 90.4 | 2021-11-18 | 2022-07-01 | High | 2 | #N/A | 90.4 | #N/A | #N/A
Prescolite | LFR-6RD-M-70L50K8**-DM1** + LFR-6RD-T-[(blank),VNR]-**** + LFR-6RD-H | 5278 | Downlight | 90.4 | 2021-11-18 | 2022-07-01 | High | 2 | #N/A | 90.4 | #N/A | #N/A
Prescolite | LFR-6RD-M-70L50K9**-DM1** + LFR-6RD-T-[(blank),VNR]-**** + LFR-6RD-H | 5278 | Downlight | 90.4 | 2021-11-18 | 2022-07-01 | High | 2 | #N/A | 90.4 | #N/A | #N/A
PORTFOLIO | LDSQA4A 09835 D010TE LAR25NF 4LSQA0H | 1258 | Downlight | 90.5 | 2015-11-10 | 2016-02-19 | High | 2 | #N/A | 90.5 | #N/A | #N/A
PORTFOLIO | LDSQA4A 09835 D010TE LAR35FL 4LSQA0H | 1258 | Downlight | 90.5 | 2015-11-10 | 2016-02-19 | High | 2 | #N/A | 90.5 | #N/A | #N/A
PORTFOLIO | LDSQA4A 09835 D010TR LAR25NF 4LSQA0H | 1258 | Downlight | 90.5 | 2015-11-10 | 2016-02-19 | High | 2 | #N/A | 90.5 | #N/A | #N/A
PORTFOLIO | LDSQA4A 09835 D010TR LAR35FL 4LSQA0H | 1258 | Downlight | 90.5 | 2015-11-10 | 2016-02-19 | High | 2 | #N/A | 90.5 | #N/A | #N/A
PORTFOLIO | LDSQA4A 09840 D010TE LAR25NF 4LSQA0H | 1258 | Downlight | 90.5 | 2015-11-10 | 2016-02-19 | High | 2 | #N/A | 90.5 | #N/A | #N/A
PORTFOLIO | LDSQA4A 09840 D010TE LAR25NF 4LSQAL0H | 1258 | Downlight | 90.5 | 2015-11-10 | 2016-02-19 | High | 2 | #N/A | 90.5 | #N/A | #N/A
PORTFOLIO | LDSQA4A 09840 D010TE LAR25NF 4LSQAL1H | 1258 | Downlight | 90.5 | 2015-11-10 | 2016-02-19 | High | 2 | #N/A | 90.5 | #N/A | #N/A
PORTFOLIO | LDSQA4A 09840 D010TE LAR35FL 4LSQAL1H | 1258 | Downlight | 90.5 | 2015-11-10 | 2016-02-19 | High | 2 | #N/A | 90.5 | #N/A | #N/A
PORTFOLIO | LDSQA4A 09840 D010TR LAR25NF 4LSQA0H | 1258 | Downlight | 90.5 | 2015-11-10 | 2016-02-19 | High | 2 | #N/A | 90.5 | #N/A | #N/A
PORTFOLIO | LDSQA4A 09840 D010TR LAR25NF 4LSQAL0H | 1258 | Downlight | 90.5 | 2015-11-10 | 2016-02-19 | High | 2 | #N/A | 90.5 | #N/A | #N/A
Halo | LCR615RD9FSE020* | 1601 | Downlight | 90.5 | 2022-12-10 | 2022-12-12 | High | 2 | #N/A | 90.5 | #N/A | #N/A
Halo | LCR615RD9FSE020*-* | 1601 | Downlight | 90.5 | 2022-12-10 | 2022-12-12 | High | 2 | #N/A | 90.5 | #N/A | #N/A
Halo | LCR615RD9FSE020*-#* | 1601 | Downlight | 90.5 | 2022-12-10 | 2022-12-12 | High | 2 | #N/A | 90.5 | #N/A | #N/A
METEOR | R8PN-225-30K | 20360 | Downlight | 90.5 | 2018-12-20 | 2018-12-26 | High | 2 | #N/A | 90.5 | #N/A | #N/A
METEOR | R8PN-225-35K | 20360 | Downlight | 90.5 | 2018-12-20 | 2018-12-26 | High | 2 | #N/A | 90.5 | #N/A | #N/A
METEOR | R8PN-225-40K | 20360 | Downlight | 90.5 | 2018-12-20 | 2018-12-26 | High | 2 | #N/A | 90.5 | #N/A | #N/A
Spex Lighting | SL-SLMB6-CCT5-90WH | 1385 | Downlight | 90.6 | 2021-01-01 | 2021-02-03 | High | 2 | #N/A | 90.6 | #N/A | #N/A
Trenz Lighting | TL-SLMB6-CCT5-90WH | 1385 | Downlight | 90.6 | 2021-01-01 | 2021-02-03 | High | 2 | #N/A | 90.6 | #N/A | #N/A
Liteline | SLMB6-16W-CCT-WH | 1385 | Downlight | 90.6 | 2021-01-01 | 2021-02-03 | High | 2 | #N/A | 90.6 | #N/A | #N/A
Aculux | AX3 [D¦LPD¦A¦LPA] G4 25LM [27¦30¦35¦40]K [80¦90]CRI [12¦24¦35¦50]D [DALI¦DMXR¦EZ1¦EZB¦FPC¦GZ1¦ECOS2¦ECOD¦EDXB¦EDAB] [MVOLT¦120] [blank¦CP] [blank¦ICAT] | 2411 | Downlight | 90.6 | 2015-09-01 | 2018-06-28 | High | 2 | #N/A | 90.6 | #N/A | #N/A
Sunlite | LFX/CRD/SCCT/10R/MW/D | 3400 | Downlight | 90.7 | 2020-01-09 | 2020-01-16 | High | 2 | #N/A | 90.7 | #N/A | #N/A
Sunlite | LFX/CRD/SCT/10R/MW/D | 3400 | Downlight | 90.7 | 2020-01-09 | 2020-01-16 | High | 2 | #N/A | 90.7 | #N/A | #N/A
MORRIS | 72689 | 4536 | Downlight | 90.7 | 2018-08-27 | 2019-06-10 | High | 2 | #N/A | 90.7 | #N/A | #N/A
MORRIS | 72690 | 4536 | Downlight | 90.7 | 2018-08-27 | 2019-06-10 | High | 2 | #N/A | 90.7 | #N/A | #N/A
ConTech Lighting | CPL527KMVDFC-P | 5145 | Downlight | 90.7 | 2015-10-30 | 2016-05-19 | High | 2 | #N/A | 90.7 | #N/A | #N/A
Prescolite | LTR-6SQ-H-SL10LDM1 + LTR-6SQD-T-SL35K8WDSS | 1053 | Downlight | 90.8 | 2019-07-12 | 2019-08-23 | High | 2 | #N/A | 90.8 | #N/A | #N/A
Prescolite | LTR-6SQ-H-SL10LDM1 + LTR-6SQD-T-SL35K8WDSSWT | 1053 | Downlight | 90.8 | 2019-07-12 | 2019-08-23 | High | 2 | #N/A | 90.8 | #N/A | #N/A
Prescolite | LTR-6RD-H-SL10LDM1 + LTR-6RD-T-SL35K8WDSS | 1053 | Downlight | 90.8 | 2019-07-12 | 2019-08-23 | High | 2 | #N/A | 90.8 | #N/A | #N/A
Prescolite | LTR-6RD-H-SL10LDM1 + LTR-6RD-T-SL35K8WDSSWT | 1053 | Downlight | 90.8 | 2019-07-12 | 2019-08-23 | High | 2 | #N/A | 90.8 | #N/A | #N/A
Prescolite | LTR-6RD-H-SL10LDM1 + LTR-6RW-T-SL35K8WWSS | 1053 | Downlight | 90.8 | 2019-07-12 | 2019-08-23 | High | 2 | #N/A | 90.8 | #N/A | #N/A
luxrite | LR23255 | 1000 | Downlight | 90.9 | 2020-06-13 | 2020-06-14 | High | 2 | #N/A | 90.9 | #N/A | #N/A
RAB | DLS0060(DSK6R119FA120WS) | 1000 | Downlight | 90.9 | 2020-11-05 | 2020-11-04 | High | 2 | #N/A | 90.9 | #N/A | #N/A
Lumination LED Luminaires LDXB2 Downlight Series | LDXB2**#15FL930V1**** | 1300 | Downlight | 90.9 | 2021-02-24 | 2021-03-18 | High | 2 | #N/A | 90.9 | #N/A | #N/A
Lumination LED Luminaires LDXB2 Downlight Series | LDXB2**#15FL935V1**** | 1300 | Downlight | 90.9 | 2021-02-24 | 2021-03-18 | High | 2 | #N/A | 90.9 | #N/A | #N/A
Lumination LED Luminaires LDXB2 Downlight Series | LDXB2**#15FL940V1**** | 1300 | Downlight | 90.9 | 2021-02-24 | 2021-03-18 | High | 2 | #N/A | 90.9 | #N/A | #N/A
Lumination LED Luminaires LDXB2 Downlight Series | LDXB2**#15NF930V1**** | 1300 | Downlight | 90.9 | 2021-02-24 | 2021-03-18 | High | 2 | #N/A | 90.9 | #N/A | #N/A
Lumination LED Luminaires LDXB2 Downlight Series | LDXB2**#15NF935V1**** | 1300 | Downlight | 90.9 | 2021-02-24 | 2021-03-18 | High | 2 | #N/A | 90.9 | #N/A | #N/A
Lumination LED Luminaires LDXB2 Downlight Series | LDXB2**#15NF940V1**** | 1300 | Downlight | 90.9 | 2021-02-24 | 2021-03-18 | High | 2 | #N/A | 90.9 | #N/A | #N/A
Lumination LED Luminaires LDXB2 Downlight Series | LDXB2**#15SP930V1**** | 1300 | Downlight | 90.9 | 2021-02-24 | 2021-03-18 | High | 2 | #N/A | 90.9 | #N/A | #N/A
Lumination LED Luminaires LDXB2 Downlight Series | LDXB2**#15SP935V1**** | 1300 | Downlight | 90.9 | 2021-02-24 | 2021-03-18 | High | 2 | #N/A | 90.9 | #N/A | #N/A
Lumination LED Luminaires LDXB2 Downlight Series | LDXB2**#15SP940V1**** | 1300 | Downlight | 90.9 | 2021-02-24 | 2021-03-18 | High | 2 | #N/A | 90.9 | #N/A | #N/A
Lumination LED Luminaires LDXB2 Downlight Series | LDXB2**#15WF930V1**** | 1300 | Downlight | 90.9 | 2021-02-24 | 2021-03-18 | High | 2 | #N/A | 90.9 | #N/A | #N/A
Lumination LED Luminaires LDXB2 Downlight Series | LDXB2**#15WF935V1**** | 1300 | Downlight | 90.9 | 2021-02-24 | 2021-03-18 | High | 2 | #N/A | 90.9 | #N/A | #N/A
Lumination LED Luminaires LDXB2 Downlight Series | LDXB2**#15WF940V1**** | 1300 | Downlight | 90.9 | 2021-02-24 | 2021-03-18 | High | 2 | #N/A | 90.9 | #N/A | #N/A
Prescolite | LFR-4RD-M-20L27K8**-DM1** + LFR-4RD-T-[(blank),VNR]-**** + LFR-4RD-H-** | 1372 | Downlight | 90.9 | 2021-11-18 | 2022-07-01 | High | 2 | #N/A | 90.9 | #N/A | #N/A
Prescolite | LFR-4RD-M-20L27K9**-DM1** + LFR-4RD-T-[(blank),VNR]-**** + LFR-4RD-H-** | 1372 | Downlight | 90.9 | 2021-11-18 | 2022-07-01 | High | 2 | #N/A | 90.9 | #N/A | #N/A
Prescolite | LFR-4RD-M-20L30K8**-DM1** + LFR-4RD-T-[(blank),VNR]-**** + LFR-4RD-H-** | 1372 | Downlight | 90.9 | 2021-11-18 | 2022-07-01 | High | 2 | #N/A | 90.9 | #N/A | #N/A
Prescolite | LFR-4RD-M-20L30K9**-DM1** + LFR-4RD-T-[(blank),VNR]-**** + LFR-4RD-H-** | 1372 | Downlight | 90.9 | 2021-11-18 | 2022-07-01 | High | 2 | #N/A | 90.9 | #N/A | #N/A
Prescolite | LFR-4RD-M-20L35K8**-DM1** + LFR-4RD-T-[(blank),VNR]-**** + LFR-4RD-H-** | 1372 | Downlight | 90.9 | 2021-11-18 | 2022-07-01 | High | 2 | #N/A | 90.9 | #N/A | #N/A
Prescolite | LFR-4RD-M-20L35K9**-DM1** + LFR-4RD-T-[(blank),VNR]-**** + LFR-4RD-H-** | 1372 | Downlight | 90.9 | 2021-11-18 | 2022-07-01 | High | 2 | #N/A | 90.9 | #N/A | #N/A
Prescolite | LFR-4RD-M-20L40K8**-DM1** + LFR-4RD-T-[(blank),VNR]-**** + LFR-4RD-H-** | 1372 | Downlight | 90.9 | 2021-11-18 | 2022-07-01 | High | 2 | #N/A | 90.9 | #N/A | #N/A
Prescolite | LFR-4RD-M-20L40K9**-DM1** + LFR-4RD-T-[(blank),VNR]-**** + LFR-4RD-H-** | 1372 | Downlight | 90.9 | 2021-11-18 | 2022-07-01 | High | 2 | #N/A | 90.9 | #N/A | #N/A
Prescolite | LFR-4RD-M-20L50K8**-DM1** + LFR-4RD-T-[(blank),VNR]-**** + LFR-4RD-H-** | 1372 | Downlight | 90.9 | 2021-11-18 | 2022-07-01 | High | 2 | #N/A | 90.9 | #N/A | #N/A
Prescolite | LFR-4RD-M-20L50K9**-DM1** + LFR-4RD-T-[(blank),VNR]-**** + LFR-4RD-H-** | 1372 | Downlight | 90.9 | 2021-11-18 | 2022-07-01 | High | 2 | #N/A | 90.9 | #N/A | #N/A
Simply Conserve | L10/22-DL8-30/40-D-ADJ | 2000 | Downlight | 90.9 | 2021-11-17 | 2022-02-23 | High | 2 | #N/A | 90.9 | #N/A | #N/A
Simply Conserve | L10/22-DL8-35/50-D-ADJ | 2000 | Downlight | 90.9 | 2020-05-12 | 2020-05-27 | High | 2 | #N/A | 90.9 | #N/A | #N/A
Best Lighting Products | BRK-6A-LKFS | 2000 | Downlight | 90.9 | 2021-02-27 | 2021-02-28 | High | 2 | #N/A | 90.9 | #N/A | #N/A
EELighting | CDFP-64R8-3WS-MW-3WS3CCTA-120277V-010V-CRI90 | 2000 | Downlight | 90.9 | 2020-08-21 | 2020-10-19 | High | 2 | #N/A | 90.9 | #N/A | #N/A
fusion | SR4-LED-2000L-DIM10-MVOLT-##K | 2000 | Downlight | 90.9 | 2018-06-30 | 2018-10-04 | High | 2 | #N/A | 90.9 | #N/A | #N/A
Earthtronics | DL8WSCCTWH1 | 2000 | Downlight | 90.9 | 2020-09-01 | 2020-09-17 | High | 2 | #N/A | 90.9 | #N/A | #N/A
Euri lighting | DLC8C-22W103swej | 2000 | Downlight | 90.9 | 2020-01-18 | 2020-03-12 | High | 2 | #N/A | 90.9 | #N/A | #N/A
FSC Lighting | DL-8-AOK | 2000 | Downlight | 90.9 | 2022-12-12 | 2022-12-12 | High | 2 | #N/A | 90.9 | #N/A | #N/A
ProLED | FSCDL6/MV/010V/LED | 2000 | Downlight | 90.9 | 2019-06-01 | 2020-01-09 | High | 2 | #N/A | 90.9 | #N/A | #N/A
Sylvania | 65479 | 2000 | Downlight | 90.9 | 2020-09-23 | 2020-09-24 | High | 2 | #N/A | 90.9 | #N/A | #N/A
LED ONE | LOC-8DL-MW(10/15/22)MCCT(30/40/50)D | 2000 | Downlight | 90.9 | 2022-05-25 | 2022-09-19 | High | 2 | #N/A | 90.9 | #N/A | #N/A
LED ONE | LOC-8DL-MW-MCCT-V2 | 2000 | Downlight | 90.9 | 2020-03-12 | 2020-06-01 | High | 2 | #N/A | 90.9 | #N/A | #N/A
NDR Eectric | TBX-CCT-610-WH | 2000 | Downlight | 90.9 | 2019-12-19 | 2020-01-21 | High | 2 | #N/A | 90.9 | #N/A | #N/A
RAB | DLC0030 | 2000 | Downlight | 90.9 | 2019-12-09 | 2020-03-26 | High | 2 | #N/A | 90.9 | #N/A | #N/A
RAB | DLC0050(C8R229FAUNVW) | 2000 | Downlight | 90.9 | 2021-01-07 | 2021-01-07 | High | 2 | #N/A | 90.9 | #N/A | #N/A
RAB | DLC0053(C6R229FAUNVW) | 2000 | Downlight | 90.9 | 2021-01-07 | 2021-01-10 | High | 2 | #N/A | 90.9 | #N/A | #N/A
Sunlite | 87735 | 2000 | Downlight | 90.9 | 2021-04-05 | 2021-04-15 | High | 2 | #N/A | 90.9 | #N/A | #N/A
Valriya | VA-CDLA-8 | 2000 | Downlight | 90.9 | 2021-05-08 | 2021-05-11 | High | 2 | #N/A | 90.9 | #N/A | #N/A
LIGHT THE FUTURE | D846-90-10 | 2000 | Downlight | 90.9 | 2019-06-01 | 2022-06-06 | High | 2 | #N/A | 90.9 | #N/A | #N/A
WISDOM | WSD-8CDL101522W27-33540K-JA8-W | 2000 | Downlight | 90.9 | 2022-12-23 | 2022-12-30 | High | 2 | #N/A | 90.9 | #N/A | #N/A
luxrite | LR23954 | 3000 | Downlight | 90.9 | 2021-12-14 | 2021-12-17 | High | 2 | #N/A | 90.9 | #N/A | #N/A
Sylvania | 65480 | 3000 | Downlight | 90.9 | 2020-09-23 | 2020-09-24 | High | 2 | #N/A | 90.9 | #N/A | #N/A
RAB | DLC0023 | 3000 | Downlight | 90.9 | 2019-10-28 | 2019-11-01 | High | 2 | #N/A | 90.9 | #N/A | #N/A
RAB | DLC0024 | 3000 | Downlight | 90.9 | 2019-10-28 | 2019-11-01 | High | 2 | #N/A | 90.9 | #N/A | #N/A
RAB | DLC0025 | 3000 | Downlight | 90.9 | 2019-10-28 | 2019-11-01 | High | 2 | #N/A | 90.9 | #N/A | #N/A
RAB | DLC0051(C8R339FAUNVW) | 3000 | Downlight | 90.9 | 2021-01-07 | 2021-01-10 | High | 2 | #N/A | 90.9 | #N/A | #N/A
RAB | DLC0056(CRLEDFA-8R-33S-9CCT-UNV-WS) | 3000 | Downlight | 90.9 | 2021-11-05 | 2021-12-02 | High | 2 | #N/A | 90.9 | #N/A | #N/A
Sunlite | 87736 | 3000 | Downlight | 90.9 | 2021-04-05 | 2021-04-15 | High | 2 | #N/A | 90.9 | #N/A | #N/A
Sylvania | 65481 | 5000 | Downlight | 90.9 | 2020-09-23 | 2020-09-24 | High | 2 | #N/A | 90.9 | #N/A | #N/A
RAB | DLC0052(C8R559FAUNVW) | 5000 | Downlight | 90.9 | 2021-01-07 | 2021-01-10 | High | 2 | #N/A | 90.9 | #N/A | #N/A
Sunlite | 87737 | 5000 | Downlight | 90.9 | 2021-04-05 | 2021-04-15 | High | 2 | #N/A | 90.9 | #N/A | #N/A
Halo Commercial | HC830D010 HM83040 8[27¦30¦35¦40] 81[ND¦MD¦WD¦RWW][C¦F¦W¦BB¦WB] | 2494 | Downlight | 91 | 2019-12-16 | 2019-12-18 | High | 2 | #N/A | 91 | #N/A | #N/A
Westgate | CRL6-18W-50K | 1639 | Downlight | 91.1 | 2016-10-15 | 2016-10-14 | High | 2 | #N/A | 91.1 | #N/A | #N/A
LOTUS LED LIGHTS | LRG4-40K | 1050 | Downlight | 91.3 | 2017-11-15 | 2017-11-23 | High | 2 | #N/A | 91.3 | #N/A | #N/A
METEOR | RS6R-100-35K | 9130 | Downlight | 91.3 | 2019-07-03 | 2019-07-03 | High | 2 | #N/A | 91.3 | #N/A | #N/A
Westgate | CRL8-18W-30K | 1646 | Downlight | 91.4 | 2016-10-15 | 2016-10-14 | High | 2 | #N/A | 91.4 | #N/A | #N/A
ConTech Lighting | ASMR927K[MVD1,MVD2]-[B,S,W] | 1773 | Downlight | 91.4 | 2021-03-04 | 2021-04-05 | High | 2 | #N/A | 91.4 | #N/A | #N/A
ConTech Lighting | ASMR930K[MVD1,MVD2]-[B,S,W] | 1773 | Downlight | 91.4 | 2021-03-04 | 2021-04-05 | High | 2 | #N/A | 91.4 | #N/A | #N/A
ConTech Lighting | ASMR935K[MVD1,MVD2]-[B,S,W] | 1773 | Downlight | 91.4 | 2021-03-04 | 2021-04-05 | High | 2 | #N/A | 91.4 | #N/A | #N/A
ConTech Lighting | ASMR940K[MVD1,MVD2]-[B,S,W] | 1773 | Downlight | 91.4 | 2021-03-04 | 2021-04-05 | High | 2 | #N/A | 91.4 | #N/A | #N/A
Halo | LCR8309FSE010MW* | 3153 | Downlight | 91.4 | 2019-12-02 | 2019-12-09 | High | 2 | #N/A | 91.4 | #N/A | #N/A
WAC Lighting | DS-WS06-F27A-** | 3200 | Downlight | 91.4 | 2016-08-01 | 2019-10-14 | High | 2 | #N/A | 91.4 | #N/A | #N/A
WAC Lighting | DS-WS06-F27B-** | 3200 | Downlight | 91.4 | 2016-08-01 | 2019-10-14 | High | 2 | #N/A | 91.4 | #N/A | #N/A
WAC Lighting | DS-WS06-F30A-** | 3200 | Downlight | 91.4 | 2016-08-01 | 2019-10-14 | High | 2 | #N/A | 91.4 | #N/A | #N/A
WAC Lighting | DS-WS06-F30B-** | 3200 | Downlight | 91.4 | 2016-08-01 | 2019-10-14 | High | 2 | #N/A | 91.4 | #N/A | #N/A
WAC Lighting | DS-WS06-F35A-** | 3200 | Downlight | 91.4 | 2016-08-01 | 2019-10-14 | High | 2 | #N/A | 91.4 | #N/A | #N/A
WAC Lighting | DS-WS06-F35B-** | 3200 | Downlight | 91.4 | 2016-08-01 | 2019-10-14 | High | 2 | #N/A | 91.4 | #N/A | #N/A
WAC Lighting | DS-WS06-F40A-** | 3200 | Downlight | 91.4 | 2016-08-01 | 2019-10-14 | High | 2 | #N/A | 91.4 | #N/A | #N/A
WAC Lighting | DS-WS06-F40B-** | 3200 | Downlight | 91.4 | 2016-08-01 | 2019-10-14 | High | 2 | #N/A | 91.4 | #N/A | #N/A
WAC Lighting | DS-WE06-F27A-** | 3200 | Downlight | 91.4 | 2018-11-29 | 2019-10-14 | High | 2 | #N/A | 91.4 | #N/A | #N/A
WAC Lighting | DS-WE06-F27B-** | 3200 | Downlight | 91.4 | 2018-11-29 | 2019-10-14 | High | 2 | #N/A | 91.4 | #N/A | #N/A
WAC Lighting | DS-WE06-F30A-** | 3200 | Downlight | 91.4 | 2018-11-29 | 2019-10-14 | High | 2 | #N/A | 91.4 | #N/A | #N/A
WAC Lighting | DS-WE06-F30B-** | 3200 | Downlight | 91.4 | 2018-11-29 | 2019-10-14 | High | 2 | #N/A | 91.4 | #N/A | #N/A
WAC Lighting | DS-WE06-F35A-** | 3200 | Downlight | 91.4 | 2018-11-29 | 2019-10-14 | High | 2 | #N/A | 91.4 | #N/A | #N/A
WAC Lighting | DS-WE06-F35B-** | 3200 | Downlight | 91.4 | 2018-11-29 | 2019-10-14 | High | 2 | #N/A | 91.4 | #N/A | #N/A
WAC Lighting | DS-WE06-F40A-** | 3200 | Downlight | 91.4 | 2018-11-29 | 2019-10-14 | High | 2 | #N/A | 91.4 | #N/A | #N/A
WAC Lighting | DS-WE06-F40B-** | 3200 | Downlight | 91.4 | 2018-11-29 | 2019-10-14 | High | 2 | #N/A | 91.4 | #N/A | #N/A
WAC Lighting | DC-WS06-F827A-** | 3200 | Downlight | 91.4 | 2018-11-29 | 2019-10-14 | High | 2 | #N/A | 91.4 | #N/A | #N/A
WAC Lighting | DC-WS06-F827B-** | 3200 | Downlight | 91.4 | 2018-11-29 | 2019-10-14 | High | 2 | #N/A | 91.4 | #N/A | #N/A
WAC Lighting | DC-WS06-F830A-** | 3200 | Downlight | 91.4 | 2018-11-29 | 2019-10-14 | High | 2 | #N/A | 91.4 | #N/A | #N/A
WAC Lighting | DC-WS06-F830B-** | 3200 | Downlight | 91.4 | 2018-11-29 | 2019-10-14 | High | 2 | #N/A | 91.4 | #N/A | #N/A
WAC Lighting | DC-WS06-F835A-** | 3200 | Downlight | 91.4 | 2018-11-29 | 2019-10-14 | High | 2 | #N/A | 91.4 | #N/A | #N/A
WAC Lighting | DC-WS06-F835B-** | 3200 | Downlight | 91.4 | 2018-11-29 | 2019-10-14 | High | 2 | #N/A | 91.4 | #N/A | #N/A
WAC Lighting | DC-WS06-F840A-** | 3200 | Downlight | 91.4 | 2018-11-29 | 2019-10-14 | High | 2 | #N/A | 91.4 | #N/A | #N/A
WAC Lighting | DC-WS06-F840B-** | 3200 | Downlight | 91.4 | 2018-11-29 | 2019-10-14 | High | 2 | #N/A | 91.4 | #N/A | #N/A
WAC Lighting | DC-WE06-F827A-** | 3200 | Downlight | 91.4 | 2018-11-29 | 2019-10-14 | High | 2 | #N/A | 91.4 | #N/A | #N/A
WAC Lighting | DC-WE06-F827B-** | 3200 | Downlight | 91.4 | 2018-11-29 | 2019-10-14 | High | 2 | #N/A | 91.4 | #N/A | #N/A
WAC Lighting | DC-WE06-F830A-** | 3200 | Downlight | 91.4 | 2018-11-29 | 2019-10-14 | High | 2 | #N/A | 91.4 | #N/A | #N/A
WAC Lighting | DC-WE06-F830B-** | 3200 | Downlight | 91.4 | 2018-11-29 | 2019-10-14 | High | 2 | #N/A | 91.4 | #N/A | #N/A
WAC Lighting | DC-WE06-F835A-** | 3200 | Downlight | 91.4 | 2018-11-29 | 2019-10-14 | High | 2 | #N/A | 91.4 | #N/A | #N/A
WAC Lighting | DC-WE06-F835B-** | 3200 | Downlight | 91.4 | 2018-11-29 | 2019-10-14 | High | 2 | #N/A | 91.4 | #N/A | #N/A
WAC Lighting | DC-WE06-F840A-** | 3200 | Downlight | 91.4 | 2018-11-29 | 2019-10-14 | High | 2 | #N/A | 91.4 | #N/A | #N/A
WAC Lighting | DC-WE06-F840B-** | 3200 | Downlight | 91.4 | 2018-11-29 | 2019-10-14 | High | 2 | #N/A | 91.4 | #N/A | #N/A
Intense Lighting | SD8DRL727D101FL/[ICS430,ICS432][C,HZ,W]* | 3422 | Downlight | 91.4 | 2020-11-01 | 2021-04-21 | High | 2 | #N/A | 91.4 | #N/A | #N/A
Intense Lighting | SD8DRL727D101NF/[ICS430,ICS432][C,HZ,W]* | 3422 | Downlight | 91.4 | 2020-11-01 | 2021-04-21 | High | 2 | #N/A | 91.4 | #N/A | #N/A
Intense Lighting | SD8DRL727D101WF/[ICS430,ICS432][C,HZ,W]* | 3422 | Downlight | 91.4 | 2020-11-01 | 2021-04-21 | High | 2 | #N/A | 91.4 | #N/A | #N/A
Intense Lighting | SD8DRL730D101FL/[ICS430,ICS432][C,HZ,W]* | 3422 | Downlight | 91.4 | 2020-11-01 | 2021-04-21 | High | 2 | #N/A | 91.4 | #N/A | #N/A
Intense Lighting | SD8DRL730D101NF/[ICS430,ICS432][C,HZ,W]* | 3422 | Downlight | 91.4 | 2020-11-01 | 2021-04-21 | High | 2 | #N/A | 91.4 | #N/A | #N/A
Intense Lighting | SD8DRL730D101WF/[ICS430,ICS432][C,HZ,W]* | 3422 | Downlight | 91.4 | 2020-11-01 | 2021-04-21 | High | 2 | #N/A | 91.4 | #N/A | #N/A
Intense Lighting | SD8DRL735D101FL/[ICS430,ICS432][C,HZ,W]* | 3422 | Downlight | 91.4 | 2020-11-01 | 2021-04-21 | High | 2 | #N/A | 91.4 | #N/A | #N/A
Intense Lighting | SD8DRL735D101NF/[ICS430,ICS432][C,HZ,W]* | 3422 | Downlight | 91.4 | 2020-11-01 | 2021-04-21 | High | 2 | #N/A | 91.4 | #N/A | #N/A
Intense Lighting | SD8DRL735D101WF/[ICS430,ICS432][C,HZ,W]* | 3422 | Downlight | 91.4 | 2020-11-01 | 2021-04-21 | High | 2 | #N/A | 91.4 | #N/A | #N/A
Intense Lighting | SD8DRL740D101FL/[ICS430,ICS432][C,HZ,W]* | 3422 | Downlight | 91.4 | 2020-11-01 | 2021-04-21 | High | 2 | #N/A | 91.4 | #N/A | #N/A
Intense Lighting | SD8DRL740D101NF/[ICS430,ICS432][C,HZ,W]* | 3422 | Downlight | 91.4 | 2020-11-01 | 2021-04-21 | High | 2 | #N/A | 91.4 | #N/A | #N/A
Intense Lighting | SD8DRL740D101WF/[ICS430,ICS432][C,HZ,W]* | 3422 | Downlight | 91.4 | 2020-11-01 | 2021-04-21 | High | 2 | #N/A | 91.4 | #N/A | #N/A
Intense Lighting | SD8DRRL727D101FL/[ICS430,ICS432][C,HZ,W]* | 3422 | Downlight | 91.4 | 2020-11-01 | 2021-04-21 | High | 2 | #N/A | 91.4 | #N/A | #N/A
Intense Lighting | SD8DRRL727D101NF/[ICS430,ICS432][C,HZ,W]* | 3422 | Downlight | 91.4 | 2020-11-01 | 2021-04-21 | High | 2 | #N/A | 91.4 | #N/A | #N/A
Intense Lighting | SD8DRRL727D101WF/[ICS430,ICS432][C,HZ,W]* | 3422 | Downlight | 91.4 | 2020-11-01 | 2021-04-21 | High | 2 | #N/A | 91.4 | #N/A | #N/A
Intense Lighting | SD8DRRL730D101FL/[ICS430,ICS432][C,HZ,W]* | 3422 | Downlight | 91.4 | 2020-11-01 | 2021-04-21 | High | 2 | #N/A | 91.4 | #N/A | #N/A
Intense Lighting | SD8DRRL730D101NF/[ICS430,ICS432][C,HZ,W]* | 3422 | Downlight | 91.4 | 2020-11-01 | 2021-04-21 | High | 2 | #N/A | 91.4 | #N/A | #N/A
Intense Lighting | SD8DRRL730D101WF/[ICS430,ICS432][C,HZ,W]* | 3422 | Downlight | 91.4 | 2020-11-01 | 2021-04-21 | High | 2 | #N/A | 91.4 | #N/A | #N/A
Intense Lighting | SD8DRRL735D101FL/[ICS430,ICS432][C,HZ,W]* | 3422 | Downlight | 91.4 | 2020-11-01 | 2021-04-21 | High | 2 | #N/A | 91.4 | #N/A | #N/A
Intense Lighting | SD8DRRL735D101NF/[ICS430,ICS432][C,HZ,W]* | 3422 | Downlight | 91.4 | 2020-11-01 | 2021-04-21 | High | 2 | #N/A | 91.4 | #N/A | #N/A
Intense Lighting | SD8DRRL735D101WF/[ICS430,ICS432][C,HZ,W]* | 3422 | Downlight | 91.4 | 2020-11-01 | 2021-04-21 | High | 2 | #N/A | 91.4 | #N/A | #N/A
Intense Lighting | SD8DRRL740D101FL/[ICS430,ICS432][C,HZ,W]* | 3422 | Downlight | 91.4 | 2020-11-01 | 2021-04-21 | High | 2 | #N/A | 91.4 | #N/A | #N/A
Intense Lighting | SD8DRRL740D101NF/[ICS430,ICS432][C,HZ,W]* | 3422 | Downlight | 91.4 | 2020-11-01 | 2021-04-21 | High | 2 | #N/A | 91.4 | #N/A | #N/A
Intense Lighting | SD8DRRL740D101WF/[ICS430,ICS432][C,HZ,W]* | 3422 | Downlight | 91.4 | 2020-11-01 | 2021-04-21 | High | 2 | #N/A | 91.4 | #N/A | #N/A
Halo | LCR615WW9FSE020* | 1510 | Downlight | 91.5 | 2022-12-10 | 2022-12-14 | High | 2 | #N/A | 91.5 | #N/A | #N/A
Halo | LCR615WW9FSE020*-* | 1510 | Downlight | 91.5 | 2022-12-10 | 2022-12-14 | High | 2 | #N/A | 91.5 | #N/A | #N/A
Halo | LCR615WW9FSE020*-#* | 1510 | Downlight | 91.5 | 2022-12-10 | 2022-12-14 | High | 2 | #N/A | 91.5 | #N/A | #N/A
HOMI | HM08-PR16-20W277/IP44-30K-0-*SB | 1830 | Downlight | 91.5 | 2021-12-10 | 2022-01-05 | High | 2 | #N/A | 91.5 | #N/A | #N/A
HOMI | HM08-PR16-20W277/IP44-35K-0-*SB | 1830 | Downlight | 91.5 | 2021-12-10 | 2022-01-05 | High | 2 | #N/A | 91.5 | #N/A | #N/A
HOMI | HM08-PR16-20W277/IP44-40K-0-*SB | 1830 | Downlight | 91.5 | 2021-12-10 | 2022-01-05 | High | 2 | #N/A | 91.5 | #N/A | #N/A
HOMI | HM08-PR16-20W277/IP44-50K-0-*SB | 1830 | Downlight | 91.5 | 2021-12-10 | 2022-01-05 | High | 2 | #N/A | 91.5 | #N/A | #N/A
Prescolite | LTR-4RD-H-ML20LDM1 + LTR-4RD-T-ML35K8WDSS | 2059 | Downlight | 91.5 | 2019-07-12 | 2019-08-23 | High | 2 | #N/A | 91.5 | #N/A | #N/A
Standard Products | LCR/DL8/27W/40K/2/DD1/STD | 2471 | Downlight | 91.5 | 2016-11-17 | 2016-11-17 | High | 2 | #N/A | 91.5 | #N/A | #N/A
Westgate | CRL8-27W-40K | 2471 | Downlight | 91.5 | 2016-10-15 | 2016-10-14 | High | 2 | #N/A | 91.5 | #N/A | #N/A
HOMI | HM08-PR16-25W277-3CCT-*SB | 2290 | Downlight | 91.6 | 2022-01-06 | 2022-01-12 | High | 2 | #N/A | 91.6 | #N/A | #N/A
Espen | VEKR4SD/8F/12W-10V | 1100 | Downlight | 91.7 | 2022-07-25 | 2022-08-03 | High | 2 | #N/A | 91.7 | #N/A | #N/A
Recesso by Dolan Designs | 10940-27-05 | 1100 | Downlight | 91.7 | 2017-05-20 | 2018-06-19 | High | 2 | #N/A | 91.7 | #N/A | #N/A
Etlin-Daniels | DLSR6-1213D-WH-FF | 1100 | Downlight | 91.7 | 2018-11-25 | 2019-02-28 | High | 2 | #N/A | 91.7 | #N/A | #N/A
Infibrite | IB-002-1-12W-WH | 1100 | Downlight | 91.7 | 2022-06-13 | 2022-07-12 | High | 2 | #N/A | 91.7 | #N/A | #N/A
Infibrite | IB-004-1-12W-WH | 1100 | Downlight | 91.7 | 2022-10-27 | 2023-01-10 | High | 2 | #N/A | 91.7 | #N/A | #N/A
Infibrite | IB-006-1-12W-WH | 1100 | Downlight | 91.7 | 2022-10-27 | 2023-01-10 | High | 2 | #N/A | 91.7 | #N/A | #N/A
Infibrite | IB-006-2-12W-WH | 1100 | Downlight | 91.7 | 2022-10-27 | 2023-01-10 | High | 2 | #N/A | 91.7 | #N/A | #N/A
Infibrite | IB-006-7-12W-WH | 1100 | Downlight | 91.7 | 2022-10-27 | 2023-01-10 | High | 2 | #N/A | 91.7 | #N/A | #N/A
Infibrite | IB-006-8-12W-WH | 1100 | Downlight | 91.7 | 2022-10-27 | 2023-01-10 | High | 2 | #N/A | 91.7 | #N/A | #N/A
LEDVANCE LLC | LED/MD6/1100/927/UNV | 1100 | Downlight | 91.7 | 2019-03-30 | 2019-04-02 | High | 2 | #N/A | 91.7 | #N/A | #N/A
LEDVANCE LLC | LED/MD6/1100/930/UNV | 1100 | Downlight | 91.7 | 2019-03-30 | 2019-04-02 | High | 2 | #N/A | 91.7 | #N/A | #N/A
LEDVANCE LLC | LED/MD6/1100/935/UNV | 1100 | Downlight | 91.7 | 2019-03-30 | 2019-04-02 | High | 2 | #N/A | 91.7 | #N/A | #N/A
LEDVANCE LLC | LED/MD6/1100/940/UNV | 1100 | Downlight | 91.7 | 2019-03-30 | 2019-04-02 | High | 2 | #N/A | 91.7 | #N/A | #N/A
LEDVANCE LLC | LED/MD6/1100/950/UNV | 1100 | Downlight | 91.7 | 2019-03-30 | 2019-04-02 | High | 2 | #N/A | 91.7 | #N/A | #N/A
Liteharbor | BL6-301-**-27 | 1100 | Downlight | 91.7 | 2018-01-20 | 2018-05-16 | High | 2 | #N/A | 91.7 | #N/A | #N/A
Liteharbor | BL6-301-**-30 | 1100 | Downlight | 91.7 | 2018-01-20 | 2018-05-16 | High | 2 | #N/A | 91.7 | #N/A | #N/A
Liteharbor | BL6-301-**-35 | 1100 | Downlight | 91.7 | 2018-01-20 | 2018-05-16 | High | 2 | #N/A | 91.7 | #N/A | #N/A
Liteharbor | BL6-301-**-40 | 1100 | Downlight | 91.7 | 2018-01-20 | 2018-05-16 | High | 2 | #N/A | 91.7 | #N/A | #N/A
Liteharbor | BL6-301-**-50 | 1100 | Downlight | 91.7 | 2018-01-20 | 2018-05-16 | High | 2 | #N/A | 91.7 | #N/A | #N/A
Sylvania | 61547 | 1100 | Downlight | 91.7 | 2020-03-23 | 2020-03-25 | High | 2 | #N/A | 91.7 | #N/A | #N/A
Sylvania | 61548 | 1100 | Downlight | 91.7 | 2020-03-23 | 2020-03-25 | High | 2 | #N/A | 91.7 | #N/A | #N/A
Sylvania | 61549 | 1100 | Downlight | 91.7 | 2020-03-23 | 2020-03-25 | High | 2 | #N/A | 91.7 | #N/A | #N/A
Sylvania | 61550 | 1100 | Downlight | 91.7 | 2020-03-23 | 2020-03-25 | High | 2 | #N/A | 91.7 | #N/A | #N/A
Sylvania | LED/MD6/1100/927/UNV | 1100 | Downlight | 91.7 | 2019-03-30 | 2019-04-02 | High | 2 | #N/A | 91.7 | #N/A | #N/A
Sylvania | LED/MD6/1100/930/UNV | 1100 | Downlight | 91.7 | 2019-03-30 | 2019-04-02 | High | 2 | #N/A | 91.7 | #N/A | #N/A
Sylvania | LED/MD6/1100/935/UNV | 1100 | Downlight | 91.7 | 2019-03-30 | 2019-04-02 | High | 2 | #N/A | 91.7 | #N/A | #N/A
Sylvania | LED/MD6/1100/940/UNV | 1100 | Downlight | 91.7 | 2019-03-30 | 2019-04-02 | High | 2 | #N/A | 91.7 | #N/A | #N/A
Sylvania | LED/MD6/1100/950/UNV | 1100 | Downlight | 91.7 | 2019-03-30 | 2019-04-02 | High | 2 | #N/A | 91.7 | #N/A | #N/A
Sylvania | 61551 | 1100 | Downlight | 91.7 | 2020-03-23 | 2020-03-25 | High | 2 | #N/A | 91.7 | #N/A | #N/A
Sylvania | 61574 | 1100 | Downlight | 91.7 | 2020-03-23 | 2020-03-24 | High | 2 | #N/A | 91.7 | #N/A | #N/A
Sylvania | 61575 | 1100 | Downlight | 91.7 | 2020-03-23 | 2020-03-24 | High | 2 | #N/A | 91.7 | #N/A | #N/A
Sylvania | 61576 | 1100 | Downlight | 91.7 | 2020-03-23 | 2020-03-24 | High | 2 | #N/A | 91.7 | #N/A | #N/A
Sylvania | 61577 | 1100 | Downlight | 91.7 | 2020-03-23 | 2020-03-24 | High | 2 | #N/A | 91.7 | #N/A | #N/A
Sylvania | 61578 | 1100 | Downlight | 91.7 | 2020-03-23 | 2020-03-24 | High | 2 | #N/A | 91.7 | #N/A | #N/A
NDR Electric | RZR-611-12W-#K-** | 1100 | Downlight | 91.7 | 2018-05-04 | 2018-07-03 | High | 2 | #N/A | 91.7 | #N/A | #N/A
Signcomplex | SC-DL12-Y06H-A1-01RE | 1100 | Downlight | 91.7 | 2018-07-30 | 2018-09-14 | High | 2 | #N/A | 91.7 | #N/A | #N/A
Signcomplex | SC-DL12-Y06H-A1-02RE | 1100 | Downlight | 91.7 | 2018-07-30 | 2018-09-14 | High | 2 | #N/A | 91.7 | #N/A | #N/A
HOMI | PR180R-PL30UOF-12W80-277 | 1100 | Downlight | 91.7 | 2019-01-10 | 2019-01-09 | High | 2 | #N/A | 91.7 | #N/A | #N/A
Topaz Lighting | RDL/6RND/12HL/CTS-97 | 1100 | Downlight | 91.7 | 2018-08-23 | 2018-09-14 | High | 2 | #N/A | 91.7 | #N/A | #N/A
Vantage | [V¦VIC][4¦6¦8¦44¦66]-11[30K¦35K¦40K]-[F4060¦F6060¦F8060¦FCSQ44¦FCSQ66¦F4015¦F4160¦F6019¦F6160]-[SCL¦SGC¦WHT¦BLK]-[R¦REM¦RETRO¦PF] | 1100 | Downlight | 91.7 | 2019-02-20 | 2020-05-18 | High | 2 | #N/A | 91.7 | #N/A | #N/A
FOXSUN | FX-DL4-12W-DPM-5CC-WC-1 | 1100 | Downlight | 91.7 | 2022-07-04 | 2022-07-12 | High | 2 | #N/A | 91.7 | #N/A | #N/A
Energetic Lighting | E4DL6N17E83040 | 1650 | Downlight | 91.7 | 2022-12-19 | 2022-12-22 | High | 2 | #N/A | 91.7 | #N/A | #N/A
Energetic Lighting | E4DL8N17E83040 | 1650 | Downlight | 91.7 | 2022-12-19 | 2022-12-22 | High | 2 | #N/A | 91.7 | #N/A | #N/A
MaxLite | RCF618CSW | 1650 | Downlight | 91.7 | 2019-01-01 | 2019-03-12 | High | 2 | #N/A | 91.7 | #N/A | #N/A
MaxLite | RCF618CSW-V2 | 1650 | Downlight | 91.7 | 2022-02-10 | 2022-02-21 | High | 2 | #N/A | 91.7 | #N/A | #N/A
MaxLite | RCF81827W | 1650 | Downlight | 91.7 | 2017-01-01 | 2017-11-30 | High | 2 | #N/A | 91.7 | #N/A | #N/A
MaxLite | RCF818CSW | 1650 | Downlight | 91.7 | 2019-01-01 | 2019-02-18 | High | 2 | #N/A | 91.7 | #N/A | #N/A
LOTUS LED LIGHTS | LD4R-40K-HO | 1650 | Downlight | 91.7 | 2020-08-14 | 2020-10-13 | High | 2 | #N/A | 91.7 | #N/A | #N/A
LOTUS LED LIGHTS | LD4S-40K-HO | 1650 | Downlight | 91.7 | 2020-08-14 | 2020-10-13 | High | 2 | #N/A | 91.7 | #N/A | #N/A
LOTUS LED LIGHTS | LD6R-40K | 1650 | Downlight | 91.7 | 2019-10-01 | 2019-10-30 | High | 2 | #N/A | 91.7 | #N/A | #N/A
MaxLite | RCF818CSW-V2 | 1650 | Downlight | 91.7 | 2022-02-10 | 2022-02-22 | High | 2 | #N/A | 91.7 | #N/A | #N/A
LOTUS LED LIGHTS | LD8R-40K | 1650 | Downlight | 91.7 | 2019-10-01 | 2019-10-30 | High | 2 | #N/A | 91.7 | #N/A | #N/A
LOTUS LED LIGHTS | LRG6-40K-HO | 1650 | Downlight | 91.7 | 2020-08-14 | 2020-10-13 | High | 2 | #N/A | 91.7 | #N/A | #N/A
HOMI | PR225R-PL30UOF-18W80-277 | 1650 | Downlight | 91.7 | 2019-01-10 | 2019-01-10 | High | 2 | #N/A | 91.7 | #N/A | #N/A
Halo | PR820D010 - PR8M12[MD¦WD][MW¦MB¦MMS] | 2000 | Downlight | 91.7 | 2017-01-13 | 2017-01-30 | High | 2 | #N/A | 91.7 | #N/A | #N/A
Halo | PR8S20D010[MW¦MB¦MMS] - PR8M12[MD¦WD][MW¦MB¦MMS] | 2000 | Downlight | 91.7 | 2017-01-13 | 2017-01-30 | High | 2 | #N/A | 91.7 | #N/A | #N/A
Prescolite | LFR-4RD-M-35L27K8**-DM1** + LFR-4RD-T-[(blank),VNR]-**** + LFR-4RD-H-** | 2678 | Downlight | 91.7 | 2021-11-18 | 2022-07-01 | High | 2 | #N/A | 91.7 | #N/A | #N/A
Prescolite | LFR-4RD-M-35L27K9**-DM1** + LFR-4RD-T-[(blank),VNR]-**** + LFR-4RD-H-** | 2678 | Downlight | 91.7 | 2021-11-18 | 2022-07-01 | High | 2 | #N/A | 91.7 | #N/A | #N/A
Prescolite | LFR-4RD-M-35L30K8**-DM1** + LFR-4RD-T-[(blank),VNR]-**** + LFR-4RD-H-** | 2678 | Downlight | 91.7 | 2021-11-18 | 2022-07-01 | High | 2 | #N/A | 91.7 | #N/A | #N/A
Prescolite | LFR-4RD-M-35L30K9**-DM1** + LFR-4RD-T-[(blank),VNR]-**** + LFR-4RD-H-** | 2678 | Downlight | 91.7 | 2021-11-18 | 2022-07-01 | High | 2 | #N/A | 91.7 | #N/A | #N/A
Prescolite | LFR-4RD-M-35L35K8**-DM1** + LFR-4RD-T-[(blank),VNR]-**** + LFR-4RD-H-** | 2678 | Downlight | 91.7 | 2021-11-18 | 2022-07-01 | High | 2 | #N/A | 91.7 | #N/A | #N/A
Prescolite | LFR-4RD-M-35L35K9**-DM1** + LFR-4RD-T-[(blank),VNR]-**** + LFR-4RD-H-** | 2678 | Downlight | 91.7 | 2021-11-18 | 2022-07-01 | High | 2 | #N/A | 91.7 | #N/A | #N/A
Prescolite | LFR-4RD-M-35L40K8**-DM1** + LFR-4RD-T-[(blank),VNR]-**** + LFR-4RD-H-** | 2678 | Downlight | 91.7 | 2021-11-18 | 2022-07-01 | High | 2 | #N/A | 91.7 | #N/A | #N/A
Prescolite | LFR-4RD-M-35L40K9**-DM1** + LFR-4RD-T-[(blank),VNR]-**** + LFR-4RD-H-** | 2678 | Downlight | 91.7 | 2021-11-18 | 2022-07-01 | High | 2 | #N/A | 91.7 | #N/A | #N/A
Prescolite | LFR-4RD-M-35L50K8**-DM1** + LFR-4RD-T-[(blank),VNR]-**** + LFR-4RD-H-** | 2678 | Downlight | 91.7 | 2021-11-18 | 2022-07-01 | High | 2 | #N/A | 91.7 | #N/A | #N/A
Prescolite | LFR-4RD-M-35L50K9**-DM1** + LFR-4RD-T-[(blank),VNR]-**** + LFR-4RD-H-** | 2678 | Downlight | 91.7 | 2021-11-18 | 2022-07-01 | High | 2 | #N/A | 91.7 | #N/A | #N/A
Luxmode | LP268W38-30K | 3300 | Downlight | 91.7 | 2018-11-28 | 2018-11-29 | High | 2 | #N/A | 91.7 | #N/A | #N/A
RZ lighting | DL342-8-60W-OAC3(40ï¿½,3000K,4000K,5000K) | 5500 | Downlight | 91.7 | 2022-07-07 | 2022-09-08 | High | 2 | #N/A | 91.7 | #N/A | #N/A
RZ lighting | DL342-8-60W-OAC3(60ï¿½,3000K,4000K,5000K) | 5500 | Downlight | 91.7 | 2022-07-07 | 2022-09-08 | High | 2 | #N/A | 91.7 | #N/A | #N/A
GE Current, a Daintree company | 93069076 | 1010 | Downlight | 91.8 | 2017-12-20 | 2018-03-20 | High | 2 | #N/A | 91.8 | #N/A | #N/A
Standard Products | LCR/DL8/18W/35K/2/DD1/STD | 1653 | Downlight | 91.8 | 2016-11-17 | 2016-11-17 | High | 2 | #N/A | 91.8 | #N/A | #N/A
US LED | LTR2-1-UNV-27-12-5R-C-WH | 1140 | Downlight | 91.9 | 2022-01-02 | 2016-01-18 | High | 2 | #N/A | 91.9 | #N/A | #N/A
Keystone | KT-RDLED18PS-6A-8CSG-VDIM | 1700 | Downlight | 91.9 | 2021-12-28 | 2022-01-06 | High | 2 | #N/A | 91.9 | #N/A | #N/A
Halo | LCR621RD9FSE020* | 2105 | Downlight | 91.9 | 2022-12-10 | 2022-12-14 | High | 2 | #N/A | 91.9 | #N/A | #N/A
Halo | LCR621RD9FSE020*-* | 2105 | Downlight | 91.9 | 2022-12-10 | 2022-12-14 | High | 2 | #N/A | 91.9 | #N/A | #N/A
Halo | LCR621RD9FSE020*-#* | 2105 | Downlight | 91.9 | 2022-12-10 | 2022-12-14 | High | 2 | #N/A | 91.9 | #N/A | #N/A
Westgate | CRL8-40W-50K | 3674 | Downlight | 91.9 | 2016-10-15 | 2016-10-14 | High | 2 | #N/A | 91.9 | #N/A | #N/A
National Specialty Lighting | LVLDL-HP-06-WW-**-R | 1380 | Downlight | 92 | 2017-04-01 | 2017-04-14 | High | 2 | #N/A | 92 | #N/A | #N/A
Magic Lite | LVLDL-HP-06-WW-**-R | 1380 | Downlight | 92 | 2017-04-01 | 2017-04-14 | High | 2 | #N/A | 92 | #N/A | #N/A
GE Current, a Daintree company | LRXGR62W835MD | 1850 | Downlight | 92 | 2021-02-01 | 2021-01-14 | High | 2 | #N/A | 92 | #N/A | #N/A
HOMI | HM08-PR16-25W277/IP44-30K-*SB | 2300 | Downlight | 92 | 2021-12-30 | 2022-01-05 | High | 2 | #N/A | 92 | #N/A | #N/A
HOMI | HM08-PR16-25W277/IP44-35K-*SB | 2300 | Downlight | 92 | 2021-12-30 | 2022-01-05 | High | 2 | #N/A | 92 | #N/A | #N/A
HOMI | HM08-PR16-25W277/IP44-40K-*SB | 2300 | Downlight | 92 | 2021-12-30 | 2022-01-05 | High | 2 | #N/A | 92 | #N/A | #N/A
HOMI | HM08-PR16-25W277/IP44-50K-*SB | 2300 | Downlight | 92 | 2021-12-30 | 2022-01-05 | High | 2 | #N/A | 92 | #N/A | #N/A
Keystone | KT-RDLED38PS-10B-9CSF-VDIM | 3450 | Downlight | 92 | 2022-02-18 | 2022-02-24 | High | 2 | #N/A | 92 | #N/A | #N/A
LOTUS LED LIGHTS | LL4G-41K | 1050 | Downlight | 92.1 | 2016-09-10 | 2016-11-21 | High | 2 | #N/A | 92.1 | #N/A | #N/A
Prescolite | LFR-4RD-M-15L27K8**-DM1** + LFR-4RD-T-[(blank),VNR]-**** + LFR-4RD-H-** | 1088 | Downlight | 92.2 | 2021-11-18 | 2022-07-01 | High | 2 | #N/A | 92.2 | #N/A | #N/A
Prescolite | LFR-4RD-M-15L27K9**-DM1** + LFR-4RD-T-[(blank),VNR]-**** + LFR-4RD-H-** | 1088 | Downlight | 92.2 | 2021-11-18 | 2022-07-01 | High | 2 | #N/A | 92.2 | #N/A | #N/A
Prescolite | LFR-4RD-M-15L30K8**-DM1** + LFR-4RD-T-[(blank),VNR]-**** + LFR-4RD-H-** | 1088 | Downlight | 92.2 | 2021-11-18 | 2022-07-01 | High | 2 | #N/A | 92.2 | #N/A | #N/A
Prescolite | LFR-4RD-M-15L30K9**-DM1** + LFR-4RD-T-[(blank),VNR]-**** + LFR-4RD-H-** | 1088 | Downlight | 92.2 | 2021-11-18 | 2022-07-01 | High | 2 | #N/A | 92.2 | #N/A | #N/A
Prescolite | LFR-4RD-M-15L35K8**-DM1** + LFR-4RD-T-[(blank),VNR]-**** + LFR-4RD-H-** | 1088 | Downlight | 92.2 | 2021-11-18 | 2022-07-01 | High | 2 | #N/A | 92.2 | #N/A | #N/A
Prescolite | LFR-4RD-M-15L35K9**-DM1** + LFR-4RD-T-[(blank),VNR]-**** + LFR-4RD-H-** | 1088 | Downlight | 92.2 | 2021-11-18 | 2022-07-01 | High | 2 | #N/A | 92.2 | #N/A | #N/A
Prescolite | LFR-4RD-M-15L40K8**-DM1** + LFR-4RD-T-[(blank),VNR]-**** + LFR-4RD-H-** | 1088 | Downlight | 92.2 | 2021-11-18 | 2022-07-01 | High | 2 | #N/A | 92.2 | #N/A | #N/A
Prescolite | LFR-4RD-M-15L40K9**-DM1** + LFR-4RD-T-[(blank),VNR]-**** + LFR-4RD-H-** | 1088 | Downlight | 92.2 | 2021-11-18 | 2022-07-01 | High | 2 | #N/A | 92.2 | #N/A | #N/A
Prescolite | LFR-4RD-M-15L50K8**-DM1** + LFR-4RD-T-[(blank),VNR]-**** + LFR-4RD-H-** | 1088 | Downlight | 92.2 | 2021-11-18 | 2022-07-01 | High | 2 | #N/A | 92.2 | #N/A | #N/A
Prescolite | LFR-4RD-M-15L50K9**-DM1** + LFR-4RD-T-[(blank),VNR]-**** + LFR-4RD-H-** | 1088 | Downlight | 92.2 | 2021-11-18 | 2022-07-01 | High | 2 | #N/A | 92.2 | #N/A | #N/A
Prescolite | LFR-6RD-M-30L27K8**-DM1** + LFR-6RD-T-[(blank),VNR]-**** + LFR-6RD-H-** | 2204 | Downlight | 92.2 | 2021-11-18 | 2022-07-01 | High | 2 | #N/A | 92.2 | #N/A | #N/A
Prescolite | LFR-6RD-M-30L27K9**-DM1** + LFR-6RD-T-[(blank),VNR]-**** + LFR-6RD-H-** | 2204 | Downlight | 92.2 | 2021-11-18 | 2022-07-01 | High | 2 | #N/A | 92.2 | #N/A | #N/A
Prescolite | LFR-6RD-M-30L30K8**-DM1** + LFR-6RD-T-[(blank),VNR]-**** + LFR-6RD-H-** | 2204 | Downlight | 92.2 | 2021-11-18 | 2022-07-01 | High | 2 | #N/A | 92.2 | #N/A | #N/A
Prescolite | LFR-6RD-M-30L30K9**-DM1** + LFR-6RD-T-[(blank),VNR]-**** + LFR-6RD-H-** | 2204 | Downlight | 92.2 | 2021-11-18 | 2022-07-01 | High | 2 | #N/A | 92.2 | #N/A | #N/A
Prescolite | LFR-6RD-M-30L35K8**-DM1** + LFR-6RD-T-[(blank),VNR]-**** + LFR-6RD-H-** | 2204 | Downlight | 92.2 | 2021-11-18 | 2022-07-01 | High | 2 | #N/A | 92.2 | #N/A | #N/A
Prescolite | LFR-6RD-M-30L35K9**-DM1** + LFR-6RD-T-[(blank),VNR]-**** + LFR-6RD-H-** | 2204 | Downlight | 92.2 | 2021-11-18 | 2022-07-01 | High | 2 | #N/A | 92.2 | #N/A | #N/A
Prescolite | LFR-6RD-M-30L40K8**-DM1** + LFR-6RD-T-[(blank),VNR]-**** + LFR-6RD-H-** | 2204 | Downlight | 92.2 | 2021-11-18 | 2022-07-01 | High | 2 | #N/A | 92.2 | #N/A | #N/A
Prescolite | LFR-6RD-M-30L40K9**-DM1** + LFR-6RD-T-[(blank),VNR]-**** + LFR-6RD-H-** | 2204 | Downlight | 92.2 | 2021-11-18 | 2022-07-01 | High | 2 | #N/A | 92.2 | #N/A | #N/A
Prescolite | LFR-6RD-M-30L50K8**-DM1** + LFR-6RD-T-[(blank),VNR]-**** + LFR-6RD-H-** | 2204 | Downlight | 92.2 | 2021-11-18 | 2022-07-01 | High | 2 | #N/A | 92.2 | #N/A | #N/A
Prescolite | LFR-6RD-M-30L50K9**-DM1** + LFR-6RD-T-[(blank),VNR]-**** + LFR-6RD-H-** | 2204 | Downlight | 92.2 | 2021-11-18 | 2022-07-01 | High | 2 | #N/A | 92.2 | #N/A | #N/A
WAC Lighting | DS-WE08-N27S-** | 4240 | Downlight | 92.2 | 2019-06-29 | 2020-03-03 | High | 2 | #N/A | 92.2 | #N/A | #N/A
WAC Lighting | DS-WE08-N30S-** | 4240 | Downlight | 92.2 | 2019-06-29 | 2020-03-03 | High | 2 | #N/A | 92.2 | #N/A | #N/A
WAC Lighting | DS-WE08-N35S-** | 4240 | Downlight | 92.2 | 2019-06-29 | 2020-03-03 | High | 2 | #N/A | 92.2 | #N/A | #N/A
WAC Lighting | DS-WE08-N40S-** | 4240 | Downlight | 92.2 | 2019-06-29 | 2020-03-03 | High | 2 | #N/A | 92.2 | #N/A | #N/A
WAC Lighting | DS-WE08-S27S-** | 4240 | Downlight | 92.2 | 2019-06-29 | 2020-03-03 | High | 2 | #N/A | 92.2 | #N/A | #N/A
WAC Lighting | DS-WE08-S30S-** | 4240 | Downlight | 92.2 | 2019-06-29 | 2020-03-03 | High | 2 | #N/A | 92.2 | #N/A | #N/A
WAC Lighting | DS-WE08-S35S-** | 4240 | Downlight | 92.2 | 2019-06-29 | 2020-03-03 | High | 2 | #N/A | 92.2 | #N/A | #N/A
WAC Lighting | DS-WE08-S40S-** | 4240 | Downlight | 92.2 | 2019-06-29 | 2020-03-03 | High | 2 | #N/A | 92.2 | #N/A | #N/A
WAC Lighting | DS-PD08-F27-** | 4240 | Downlight | 92.2 | 2019-06-29 | 2017-07-28 | High | 2 | #N/A | 92.2 | #N/A | #N/A
WAC Lighting | DS-PD08-F30-** | 4240 | Downlight | 92.2 | 2019-06-29 | 2017-07-28 | High | 2 | #N/A | 92.2 | #N/A | #N/A
WAC Lighting | DS-PD08-F35-** | 4240 | Downlight | 92.2 | 2019-06-29 | 2017-07-28 | High | 2 | #N/A | 92.2 | #N/A | #N/A
WAC Lighting | DS-PD08-F40-** | 4240 | Downlight | 92.2 | 2019-06-29 | 2017-07-28 | High | 2 | #N/A | 92.2 | #N/A | #N/A
WAC Lighting | DS-PD08-N27-** | 4240 | Downlight | 92.2 | 2019-06-29 | 2017-07-28 | High | 2 | #N/A | 92.2 | #N/A | #N/A
WAC Lighting | DS-PD08-N30-** | 4240 | Downlight | 92.2 | 2019-06-29 | 2017-07-28 | High | 2 | #N/A | 92.2 | #N/A | #N/A
WAC Lighting | DS-PD08-N35-** | 4240 | Downlight | 92.2 | 2019-06-29 | 2017-07-28 | High | 2 | #N/A | 92.2 | #N/A | #N/A
WAC Lighting | DS-PD08-N40-** | 4240 | Downlight | 92.2 | 2019-06-29 | 2017-07-28 | High | 2 | #N/A | 92.2 | #N/A | #N/A
WAC Lighting | DS-PD08-S27-** | 4240 | Downlight | 92.2 | 2019-06-29 | 2017-07-28 | High | 2 | #N/A | 92.2 | #N/A | #N/A
WAC Lighting | DS-PD08-S30-** | 4240 | Downlight | 92.2 | 2019-06-29 | 2017-07-28 | High | 2 | #N/A | 92.2 | #N/A | #N/A
WAC Lighting | DS-PD08-S35-** | 4240 | Downlight | 92.2 | 2019-06-29 | 2017-07-28 | High | 2 | #N/A | 92.2 | #N/A | #N/A
WAC Lighting | DS-PD08-S40-** | 4240 | Downlight | 92.2 | 2019-06-29 | 2017-07-28 | High | 2 | #N/A | 92.2 | #N/A | #N/A
WAC Lighting | DS-WS08-F27S-** | 4240 | Downlight | 92.2 | 2019-06-29 | 2020-03-03 | High | 2 | #N/A | 92.2 | #N/A | #N/A
WAC Lighting | DS-WS08-F30S-** | 4240 | Downlight | 92.2 | 2019-06-29 | 2020-03-03 | High | 2 | #N/A | 92.2 | #N/A | #N/A
WAC Lighting | DS-WS08-F35S-** | 4240 | Downlight | 92.2 | 2019-06-29 | 2020-03-03 | High | 2 | #N/A | 92.2 | #N/A | #N/A
WAC Lighting | DS-WS08-F40S-** | 4240 | Downlight | 92.2 | 2019-06-29 | 2020-03-03 | High | 2 | #N/A | 92.2 | #N/A | #N/A
WAC Lighting | DS-WS08-N27S-** | 4240 | Downlight | 92.2 | 2019-06-29 | 2020-03-03 | High | 2 | #N/A | 92.2 | #N/A | #N/A
WAC Lighting | DS-WS08-N30S-** | 4240 | Downlight | 92.2 | 2019-06-29 | 2020-03-03 | High | 2 | #N/A | 92.2 | #N/A | #N/A
WAC Lighting | DS-WS08-N35S-** | 4240 | Downlight | 92.2 | 2019-06-29 | 2020-03-03 | High | 2 | #N/A | 92.2 | #N/A | #N/A
WAC Lighting | DS-WS08-N40S-** | 4240 | Downlight | 92.2 | 2019-06-29 | 2020-03-03 | High | 2 | #N/A | 92.2 | #N/A | #N/A
WAC Lighting | DS-WS08-S27S-** | 4240 | Downlight | 92.2 | 2019-06-29 | 2020-03-03 | High | 2 | #N/A | 92.2 | #N/A | #N/A
WAC Lighting | DS-WS08-S30S-** | 4240 | Downlight | 92.2 | 2019-06-29 | 2020-03-03 | High | 2 | #N/A | 92.2 | #N/A | #N/A
WAC Lighting | DS-WS08-S35S-** | 4240 | Downlight | 92.2 | 2019-06-29 | 2020-03-03 | High | 2 | #N/A | 92.2 | #N/A | #N/A
WAC Lighting | DS-WS08-S40S-** | 4240 | Downlight | 92.2 | 2019-06-29 | 2020-03-03 | High | 2 | #N/A | 92.2 | #N/A | #N/A
WAC Lighting | DS-WE08-F27S-** | 4240 | Downlight | 92.2 | 2019-06-29 | 2020-03-03 | High | 2 | #N/A | 92.2 | #N/A | #N/A
WAC Lighting | DS-WE08-F30S-** | 4240 | Downlight | 92.2 | 2019-06-29 | 2020-03-03 | High | 2 | #N/A | 92.2 | #N/A | #N/A
WAC Lighting | DS-WE08-F35S-** | 4240 | Downlight | 92.2 | 2019-06-29 | 2020-03-03 | High | 2 | #N/A | 92.2 | #N/A | #N/A
WAC Lighting | DS-WE08-F40S-** | 4240 | Downlight | 92.2 | 2019-06-29 | 2020-03-03 | High | 2 | #N/A | 92.2 | #N/A | #N/A
WAC Lighting | DS-CD08-F27-** | 4240 | Downlight | 92.2 | 2019-06-29 | 2017-07-28 | High | 2 | #N/A | 92.2 | #N/A | #N/A
WAC Lighting | DS-CD08-F30-** | 4240 | Downlight | 92.2 | 2019-06-29 | 2017-07-28 | High | 2 | #N/A | 92.2 | #N/A | #N/A
WAC Lighting | DS-CD08-F35-** | 4240 | Downlight | 92.2 | 2019-06-29 | 2017-07-28 | High | 2 | #N/A | 92.2 | #N/A | #N/A
WAC Lighting | DS-CD08-F40-** | 4240 | Downlight | 92.2 | 2019-06-29 | 2017-07-28 | High | 2 | #N/A | 92.2 | #N/A | #N/A
WAC Lighting | DS-CD08-N27-** | 4240 | Downlight | 92.2 | 2019-06-29 | 2017-07-28 | High | 2 | #N/A | 92.2 | #N/A | #N/A
WAC Lighting | DS-CD08-N30-** | 4240 | Downlight | 92.2 | 2019-06-29 | 2017-07-28 | High | 2 | #N/A | 92.2 | #N/A | #N/A
WAC Lighting | DS-CD08-N35-** | 4240 | Downlight | 92.2 | 2019-06-29 | 2017-07-28 | High | 2 | #N/A | 92.2 | #N/A | #N/A
WAC Lighting | DS-CD08-N40-** | 4240 | Downlight | 92.2 | 2019-06-29 | 2017-07-28 | High | 2 | #N/A | 92.2 | #N/A | #N/A
WAC Lighting | DS-CD08-S27-** | 4240 | Downlight | 92.2 | 2019-06-29 | 2017-07-28 | High | 2 | #N/A | 92.2 | #N/A | #N/A
WAC Lighting | DS-CD08-S30-** | 4240 | Downlight | 92.2 | 2019-06-29 | 2017-07-28 | High | 2 | #N/A | 92.2 | #N/A | #N/A
WAC Lighting | DS-CD08-S35-** | 4240 | Downlight | 92.2 | 2019-06-29 | 2017-07-28 | High | 2 | #N/A | 92.2 | #N/A | #N/A
WAC Lighting | DS-CD08-S40-** | 4240 | Downlight | 92.2 | 2019-06-29 | 2017-07-28 | High | 2 | #N/A | 92.2 | #N/A | #N/A
SATCO/NUVO | 62/1721 | 1200 | Downlight | 92.3 | 2022-10-10 | 2022-10-13 | High | 2 | #N/A | 92.3 | #N/A | #N/A
SATCO/NUVO | 62/1722 | 1200 | Downlight | 92.3 | 2022-10-10 | 2022-10-13 | High | 2 | #N/A | 92.3 | #N/A | #N/A
SATCO/NUVO | 62/1723 | 1200 | Downlight | 92.3 | 2022-10-10 | 2022-10-13 | High | 2 | #N/A | 92.3 | #N/A | #N/A
SATCO/NUVO | 62/1724 | 1200 | Downlight | 92.3 | 2022-10-10 | 2022-10-13 | High | 2 | #N/A | 92.3 | #N/A | #N/A
Halo | HC620D010 HM612 8[27¦30¦35¦40] 61**[ND¦MD¦WD¦RWW][C¦F¦W¦BB¦WB] | 1883 | Downlight | 92.3 | 2019-05-31 | 2019-07-02 | High | 2 | #N/A | 92.3 | #N/A | #N/A
Halo | HCC6S20D010[MW¦MB¦BZ¦SL] HM612 8[27¦30¦35¦40] 61[ND¦MD¦WD¦RWW][C¦F¦W¦BB¦WB] | 1883 | Downlight | 92.3 | 2019-05-31 | 2021-09-30 | High | 2 | #N/A | 92.3 | #N/A | #N/A
Prescolite | LFR-6RD-M-15L27K9**-DM1** + LFR-6RD-T-[(blank),VNR]-**** + LFR-6RD-H-** | 1081 | Downlight | 92.4 | 2021-11-18 | 2022-07-01 | High | 2 | #N/A | 92.4 | #N/A | #N/A
Prescolite | LFR-6RD-M-15L30K8**-DM1** + LFR-6RD-T-[(blank),VNR]-**** + LFR-6RD-H-** | 1081 | Downlight | 92.4 | 2021-11-18 | 2022-07-01 | High | 2 | #N/A | 92.4 | #N/A | #N/A
Prescolite | LFR-6RD-M-15L30K9**-DM1** + LFR-6RD-T-[(blank),VNR]-**** + LFR-6RD-H-** | 1081 | Downlight | 92.4 | 2021-11-18 | 2022-07-01 | High | 2 | #N/A | 92.4 | #N/A | #N/A
Prescolite | LFR-6RD-M-15L35K8**-DM1** + LFR-6RD-T-[(blank),VNR]-**** + LFR-6RD-H-** | 1081 | Downlight | 92.4 | 2021-11-18 | 2022-07-01 | High | 2 | #N/A | 92.4 | #N/A | #N/A
Prescolite | LFR-6RD-M-15L35K9**-DM1** + LFR-6RD-T-[(blank),VNR]-**** + LFR-6RD-H-** | 1081 | Downlight | 92.4 | 2021-11-18 | 2022-07-01 | High | 2 | #N/A | 92.4 | #N/A | #N/A
Prescolite | LFR-6RD-M-15L40K8**-DM1** + LFR-6RD-T-[(blank),VNR]-**** + LFR-6RD-H-** | 1081 | Downlight | 92.4 | 2021-11-18 | 2022-07-01 | High | 2 | #N/A | 92.4 | #N/A | #N/A
Prescolite | LFR-6RD-M-15L40K9**-DM1** + LFR-6RD-T-[(blank),VNR]-**** + LFR-6RD-H-** | 1081 | Downlight | 92.4 | 2021-11-18 | 2022-07-01 | High | 2 | #N/A | 92.4 | #N/A | #N/A
Prescolite | LFR-6RD-M-15L50K8**-DM1** + LFR-6RD-T-[(blank),VNR]-**** + LFR-6RD-H-** | 1081 | Downlight | 92.4 | 2021-11-18 | 2022-07-01 | High | 2 | #N/A | 92.4 | #N/A | #N/A
Prescolite | LFR-6RD-M-15L50K9**-DM1** + LFR-6RD-T-[(blank),VNR]-**** + LFR-6RD-H-** | 1081 | Downlight | 92.4 | 2021-11-18 | 2022-07-01 | High | 2 | #N/A | 92.4 | #N/A | #N/A
Prescolite | LFR-6RD-M-15L27K8**-DM1** + LFR-6RD-T-[(blank),VNR]-**** + LFR-6RD-H-** | 1081 | Downlight | 92.4 | 2021-11-18 | 2022-07-01 | High | 2 | #N/A | 92.4 | #N/A | #N/A
Intense Lighting | SC6DRL635D101FL[W,B,SV][C,HZ,W]* | 2880 | Downlight | 92.4 | 2020-11-01 | 2021-04-21 | High | 2 | #N/A | 92.4 | #N/A | #N/A
Intense Lighting | SC6DRL635D101NF[W,B,SV][C,HZ,W]* | 2880 | Downlight | 92.4 | 2020-11-01 | 2021-04-21 | High | 2 | #N/A | 92.4 | #N/A | #N/A
Intense Lighting | SC6DRL635D101WF[W,B,SV][C,HZ,W]* | 2880 | Downlight | 92.4 | 2020-11-01 | 2021-04-21 | High | 2 | #N/A | 92.4 | #N/A | #N/A
Intense Lighting | SC6DRL6409D101FL[W,B,SV][C,HZ,W]* | 2880 | Downlight | 92.4 | 2020-11-01 | 2021-04-21 | High | 2 | #N/A | 92.4 | #N/A | #N/A
Intense Lighting | SC6DRL6409D101NF[W,B,SV][C,HZ,W]* | 2880 | Downlight | 92.4 | 2020-11-01 | 2021-04-21 | High | 2 | #N/A | 92.4 | #N/A | #N/A
Intense Lighting | SC6DRL6409D101WF[W,B,SV][C,HZ,W]* | 2880 | Downlight | 92.4 | 2020-11-01 | 2021-04-21 | High | 2 | #N/A | 92.4 | #N/A | #N/A
Intense Lighting | SC6DRL640D101FL[W,B,SV][C,HZ,W]* | 2880 | Downlight | 92.4 | 2020-11-01 | 2021-04-21 | High | 2 | #N/A | 92.4 | #N/A | #N/A
Intense Lighting | SC6DRL640D101NF[W,B,SV][C,HZ,W]* | 2880 | Downlight | 92.4 | 2020-11-01 | 2021-04-21 | High | 2 | #N/A | 92.4 | #N/A | #N/A
Intense Lighting | SC6DRL640D101WF[W,B,SV][C,HZ,W]* | 2880 | Downlight | 92.4 | 2020-11-01 | 2021-04-21 | High | 2 | #N/A | 92.4 | #N/A | #N/A
Intense Lighting | SC4DRL627D101FL[W,B,SV][C,HZ,W]* | 2880 | Downlight | 92.4 | 2020-11-01 | 2021-04-21 | High | 2 | #N/A | 92.4 | #N/A | #N/A
Intense Lighting | SC4DRL627D101NF[W,B,SV][C,HZ,W]* | 2880 | Downlight | 92.4 | 2020-11-01 | 2021-04-21 | High | 2 | #N/A | 92.4 | #N/A | #N/A
Intense Lighting | SC4DRL627D101WF[W,B,SV][C,HZ,W]* | 2880 | Downlight | 92.4 | 2020-11-01 | 2021-04-21 | High | 2 | #N/A | 92.4 | #N/A | #N/A
Intense Lighting | SC4DRL630D101FL[W,B,SV][C,HZ,W]* | 2880 | Downlight | 92.4 | 2020-11-01 | 2021-04-21 | High | 2 | #N/A | 92.4 | #N/A | #N/A
Intense Lighting | SC6DRL627D101FL[W,B,SV][C,HZ,W]* | 2880 | Downlight | 92.4 | 2020-11-01 | 2021-04-21 | High | 2 | #N/A | 92.4 | #N/A | #N/A
Intense Lighting | SC6DRL627D101NF[W,B,SV][C,HZ,W]* | 2880 | Downlight | 92.4 | 2020-11-01 | 2021-04-21 | High | 2 | #N/A | 92.4 | #N/A | #N/A
Intense Lighting | SC6DRL627D101WF[W,B,SV][C,HZ,W]* | 2880 | Downlight | 92.4 | 2020-11-01 | 2021-04-21 | High | 2 | #N/A | 92.4 | #N/A | #N/A
Intense Lighting | SC6DRL630D101FL[W,B,SV][C,HZ,W]* | 2880 | Downlight | 92.4 | 2020-11-01 | 2021-04-21 | High | 2 | #N/A | 92.4 | #N/A | #N/A
Intense Lighting | SC6DRL630D101NF[W,B,SV][C,HZ,W]* | 2880 | Downlight | 92.4 | 2020-11-01 | 2021-04-21 | High | 2 | #N/A | 92.4 | #N/A | #N/A
Intense Lighting | SC6DRL630D101WF[W,B,SV][C,HZ,W]* | 2880 | Downlight | 92.4 | 2020-11-01 | 2021-04-21 | High | 2 | #N/A | 92.4 | #N/A | #N/A
Intense Lighting | SC6DRL6359D101FL[W,B,SV][C,HZ,W]* | 2880 | Downlight | 92.4 | 2020-11-01 | 2021-04-21 | High | 2 | #N/A | 92.4 | #N/A | #N/A
Intense Lighting | SC6DRL6359D101NF[W,B,SV][C,HZ,W]* | 2880 | Downlight | 92.4 | 2020-11-01 | 2021-04-21 | High | 2 | #N/A | 92.4 | #N/A | #N/A
Intense Lighting | SC6DRL6359D101WF[W,B,SV][C,HZ,W]* | 2880 | Downlight | 92.4 | 2020-11-01 | 2021-04-21 | High | 2 | #N/A | 92.4 | #N/A | #N/A
Intense Lighting | SC4DRL630D101NF[W,B,SV][C,HZ,W]* | 2880 | Downlight | 92.4 | 2020-11-01 | 2021-04-21 | High | 2 | #N/A | 92.4 | #N/A | #N/A
Intense Lighting | SC4DRL630D101WF[W,B,SV][C,HZ,W]* | 2880 | Downlight | 92.4 | 2020-11-01 | 2021-04-21 | High | 2 | #N/A | 92.4 | #N/A | #N/A
Intense Lighting | SC4DRL6359D101FL[W,B,SV][C,HZ,W]* | 2880 | Downlight | 92.4 | 2020-11-01 | 2021-04-21 | High | 2 | #N/A | 92.4 | #N/A | #N/A
Intense Lighting | SC4DRL6359D101NF[W,B,SV][C,HZ,W]* | 2880 | Downlight | 92.4 | 2020-11-01 | 2021-04-21 | High | 2 | #N/A | 92.4 | #N/A | #N/A
Intense Lighting | SC4DRL6359D101WF[W,B,SV][C,HZ,W]* | 2880 | Downlight | 92.4 | 2020-11-01 | 2021-04-21 | High | 2 | #N/A | 92.4 | #N/A | #N/A
Intense Lighting | SC4DRL635D101FL[W,B,SV][C,HZ,W]* | 2880 | Downlight | 92.4 | 2020-11-01 | 2021-04-21 | High | 2 | #N/A | 92.4 | #N/A | #N/A
Intense Lighting | SC4DRL635D101NF[W,B,SV][C,HZ,W]* | 2880 | Downlight | 92.4 | 2020-11-01 | 2021-04-21 | High | 2 | #N/A | 92.4 | #N/A | #N/A
Intense Lighting | SC4DRL635D101WF[W,B,SV][C,HZ,W]* | 2880 | Downlight | 92.4 | 2020-11-01 | 2021-04-21 | High | 2 | #N/A | 92.4 | #N/A | #N/A
Intense Lighting | SC4DRL6409D101FL[W,B,SV][C,HZ,W]* | 2880 | Downlight | 92.4 | 2020-11-01 | 2021-04-21 | High | 2 | #N/A | 92.4 | #N/A | #N/A
Intense Lighting | SC4DRL6409D101NF[W,B,SV][C,HZ,W]* | 2880 | Downlight | 92.4 | 2020-11-01 | 2021-04-21 | High | 2 | #N/A | 92.4 | #N/A | #N/A
Intense Lighting | SC4DRL6409D101WF[W,B,SV][C,HZ,W]* | 2880 | Downlight | 92.4 | 2020-11-01 | 2021-04-21 | High | 2 | #N/A | 92.4 | #N/A | #N/A
Intense Lighting | SC4DRL640D101FL[W,B,SV][C,HZ,W]* | 2880 | Downlight | 92.4 | 2020-11-01 | 2021-04-21 | High | 2 | #N/A | 92.4 | #N/A | #N/A
Intense Lighting | SC4DRL640D101NF[W,B,SV][C,HZ,W]* | 2880 | Downlight | 92.4 | 2020-11-01 | 2021-04-21 | High | 2 | #N/A | 92.4 | #N/A | #N/A
Intense Lighting | SC4DRL640D101WF[W,B,SV][C,HZ,W]* | 2880 | Downlight | 92.4 | 2020-11-01 | 2021-04-21 | High | 2 | #N/A | 92.4 | #N/A | #N/A
Intense Lighting | SC8DRL627D101FL[W,B,SV][C,HZ,W]* | 2880 | Downlight | 92.4 | 2020-11-01 | 2021-04-21 | High | 2 | #N/A | 92.4 | #N/A | #N/A
Intense Lighting | SC8DRL627D101NF[W,B,SV][C,HZ,W]* | 2880 | Downlight | 92.4 | 2020-11-01 | 2021-04-21 | High | 2 | #N/A | 92.4 | #N/A | #N/A
Intense Lighting | SC8DRL627D101WF[W,B,SV][C,HZ,W]* | 2880 | Downlight | 92.4 | 2020-11-01 | 2021-04-21 | High | 2 | #N/A | 92.4 | #N/A | #N/A
Intense Lighting | SC8DRL630D101FL[W,B,SV][C,HZ,W]* | 2880 | Downlight | 92.4 | 2020-11-01 | 2021-04-21 | High | 2 | #N/A | 92.4 | #N/A | #N/A
Intense Lighting | SC8DRL630D101NF[W,B,SV][C,HZ,W]* | 2880 | Downlight | 92.4 | 2020-11-01 | 2021-04-21 | High | 2 | #N/A | 92.4 | #N/A | #N/A
Intense Lighting | SC8DRL630D101WF[W,B,SV][C,HZ,W]* | 2880 | Downlight | 92.4 | 2020-11-01 | 2021-04-21 | High | 2 | #N/A | 92.4 | #N/A | #N/A
Intense Lighting | SC8DRL6359D101FL[W,B,SV][C,HZ,W]* | 2880 | Downlight | 92.4 | 2020-11-01 | 2021-04-21 | High | 2 | #N/A | 92.4 | #N/A | #N/A
Intense Lighting | SC8DRL6359D101NF[W,B,SV][C,HZ,W]* | 2880 | Downlight | 92.4 | 2020-11-01 | 2021-04-21 | High | 2 | #N/A | 92.4 | #N/A | #N/A
Intense Lighting | SC8DRL6359D101WF[W,B,SV][C,HZ,W]* | 2880 | Downlight | 92.4 | 2020-11-01 | 2021-04-21 | High | 2 | #N/A | 92.4 | #N/A | #N/A
Intense Lighting | SC8DRL635D101FL[W,B,SV][C,HZ,W]* | 2880 | Downlight | 92.4 | 2020-11-01 | 2021-04-21 | High | 2 | #N/A | 92.4 | #N/A | #N/A
Intense Lighting | SC8DRL635D101NF[W,B,SV][C,HZ,W]* | 2880 | Downlight | 92.4 | 2020-11-01 | 2021-04-21 | High | 2 | #N/A | 92.4 | #N/A | #N/A
Intense Lighting | SC8DRL635D101WF[W,B,SV][C,HZ,W]* | 2880 | Downlight | 92.4 | 2020-11-01 | 2021-04-21 | High | 2 | #N/A | 92.4 | #N/A | #N/A
Intense Lighting | SC8DRL6409D101FL[W,B,SV][C,HZ,W]* | 2880 | Downlight | 92.4 | 2020-11-01 | 2021-04-21 | High | 2 | #N/A | 92.4 | #N/A | #N/A
Intense Lighting | SC8DRL6409D101NF[W,B,SV][C,HZ,W]* | 2880 | Downlight | 92.4 | 2020-11-01 | 2021-04-21 | High | 2 | #N/A | 92.4 | #N/A | #N/A
Intense Lighting | SC8DRL6409D101WF[W,B,SV][C,HZ,W]* | 2880 | Downlight | 92.4 | 2020-11-01 | 2021-04-21 | High | 2 | #N/A | 92.4 | #N/A | #N/A
Intense Lighting | SC8DRL640D101FL[W,B,SV][C,HZ,W]* | 2880 | Downlight | 92.4 | 2020-11-01 | 2021-04-21 | High | 2 | #N/A | 92.4 | #N/A | #N/A
Intense Lighting | SC8DRL640D101NF[W,B,SV][C,HZ,W]* | 2880 | Downlight | 92.4 | 2020-11-01 | 2021-04-21 | High | 2 | #N/A | 92.4 | #N/A | #N/A
Intense Lighting | SC8DRL640D101WF[W,B,SV][C,HZ,W]* | 2880 | Downlight | 92.4 | 2020-11-01 | 2021-04-21 | High | 2 | #N/A | 92.4 | #N/A | #N/A
HOMI | HM08-PR16-20W277-3CCT-*SB | 1850 | Downlight | 92.5 | 2022-01-06 | 2022-01-12 | High | 2 | #N/A | 92.5 | #N/A | #N/A
LIGHT THE FUTURE | D856-90-4000 | 1850 | Downlight | 92.5 | 2019-06-01 | 2019-08-22 | High | 2 | #N/A | 92.5 | #N/A | #N/A
Lightolier | C6[C¦CSQ][S¦W¦P][DL¦DW¦WW]35927[N¦M¦W][Z10U¦E1¦L1U¦SOLU¦LDU¦LTEU¦DMXU¦DU¦RAU][CD¦CC¦WH¦CL][A¦B¦W¦RAL#] | 2358 | Downlight | 92.5 | 2022-06-14 | 2022-08-04 | High | 2 | #N/A | 92.5 | #N/A | #N/A
Lightolier | C6[C¦CSQ][S¦W¦P][DL¦DW¦WW]35930[N¦M¦W][Z10U¦E1¦L1U¦SOLU¦LDU¦LTEU¦DMXU¦DU¦RAU][CD¦CC¦WH¦CL][A¦B¦W¦RAL#] | 2358 | Downlight | 92.5 | 2022-06-14 | 2022-08-04 | High | 2 | #N/A | 92.5 | #N/A | #N/A
Lightolier | C6[C¦CSQ][S¦W¦P][DL¦DW¦WW]35935[N¦M¦W][Z10U¦E1¦L1U¦SOLU¦LDU¦LTEU¦DMXU¦DU¦RAU][CD¦CC¦WH¦CL][A¦B¦W¦RAL#] | 2358 | Downlight | 92.5 | 2022-06-14 | 2022-08-04 | High | 2 | #N/A | 92.5 | #N/A | #N/A
Lightolier | C6[C¦CSQ][S¦W¦P][DL¦DW¦WW]35940[N¦M¦W][Z10U¦E1¦L1U¦SOLU¦LDU¦LTEU¦DMXU¦DU¦RAU][CD¦CC¦WH¦CL][A¦B¦W¦RAL#] | 2358 | Downlight | 92.5 | 2022-06-14 | 2022-08-04 | High | 2 | #N/A | 92.5 | #N/A | #N/A
Lightolier | C6[C¦CSQ][S¦W¦P][DL¦DW¦WW]35950[N¦M¦W][Z10U¦E1¦L1U¦SOLU¦LDU¦LTEU¦DMXU¦DU¦RAU][CD¦CC¦WH¦CL][A¦B¦W¦RAL#] | 2358 | Downlight | 92.5 | 2022-06-14 | 2022-08-04 | High | 2 | #N/A | 92.5 | #N/A | #N/A
Lightolier | C6L35927[N¦M¦W][Z10U¦E1¦L1U¦SOLU¦LDU¦LTEU¦DMXU¦DU¦RAU][¦R¦RH] / C[6RDL¦6RCW¦6RDW¦6RWW¦6SDLNM¦7RDL¦7RCW¦7RDW¦7RWW][CD¦CC¦WH¦CL] | 2358 | Downlight | 92.5 | 2022-06-14 | 2022-08-04 | High | 2 | #N/A | 92.5 | #N/A | #N/A
Lightolier | C6L35930[N¦M¦W][Z10U¦E1¦L1U¦SOLU¦LDU¦LTEU¦DMXU¦DU¦RAU][¦R¦RH] / C[6RDL¦6RCW¦6RDW¦6RWW¦6SDLNM¦7RDL¦7RCW¦7RDW¦7RWW][CD¦CC¦WH¦CL] | 2358 | Downlight | 92.5 | 2022-06-14 | 2022-08-04 | High | 2 | #N/A | 92.5 | #N/A | #N/A
Lightolier | C6L35935[N¦M¦W][Z10U¦E1¦L1U¦SOLU¦LDU¦LTEU¦DMXU¦DU¦RAU][¦R¦RH] / C[6RDL¦6RCW¦6RDW¦6RWW¦6SDLNM¦7RDL¦7RCW¦7RDW¦7RWW][CD¦CC¦WH¦CL] | 2358 | Downlight | 92.5 | 2022-06-14 | 2022-08-04 | High | 2 | #N/A | 92.5 | #N/A | #N/A
Lightolier | C6L35940[N¦M¦W][Z10U¦E1¦L1U¦SOLU¦LDU¦LTEU¦DMXU¦DU¦RAU][¦R¦RH] / C[6RDL¦6RCW¦6RDW¦6RWW¦6SDLNM¦7RDL¦7RCW¦7RDW¦7RWW][CD¦CC¦WH¦CL] | 2358 | Downlight | 92.5 | 2022-06-14 | 2022-08-04 | High | 2 | #N/A | 92.5 | #N/A | #N/A
Lightolier | C6L35950[N¦M¦W][Z10U¦E1¦L1U¦SOLU¦LDU¦LTEU¦DMXU¦DU¦RAU][¦R¦RH] / C[6RDL¦6RCW¦6RDW¦6RWW¦6SDLNM¦7RDL¦7RCW¦7RDW¦7RWW][CD¦CC¦WH¦CL] | 2358 | Downlight | 92.5 | 2022-06-14 | 2022-08-04 | High | 2 | #N/A | 92.5 | #N/A | #N/A
METEOR | RS6R-100-40K | 9250 | Downlight | 92.5 | 2019-07-03 | 2019-07-03 | High | 2 | #N/A | 92.5 | #N/A | #N/A
Intense Lighting | SC4DRL527D101FL[W,B,SV][C,HZ,W]* | 2418 | Downlight | 92.6 | 2020-11-01 | 2021-04-21 | High | 2 | #N/A | 92.6 | #N/A | #N/A
Intense Lighting | SC4DRL527D101NF[W,B,SV][C,HZ,W]* | 2418 | Downlight | 92.6 | 2020-11-01 | 2021-04-21 | High | 2 | #N/A | 92.6 | #N/A | #N/A
Intense Lighting | SC4DRL527D101WF[W,B,SV][C,HZ,W]* | 2418 | Downlight | 92.6 | 2020-11-01 | 2021-04-21 | High | 2 | #N/A | 92.6 | #N/A | #N/A
Intense Lighting | SC4DRL530D101FL[W,B,SV][C,HZ,W]* | 2418 | Downlight | 92.6 | 2020-11-01 | 2021-04-21 | High | 2 | #N/A | 92.6 | #N/A | #N/A
Intense Lighting | SC4DRL530D101NF[W,B,SV][C,HZ,W]* | 2418 | Downlight | 92.6 | 2020-11-01 | 2021-04-21 | High | 2 | #N/A | 92.6 | #N/A | #N/A
Intense Lighting | SC4DRL530D101WF[W,B,SV][C,HZ,W]* | 2418 | Downlight | 92.6 | 2020-11-01 | 2021-04-21 | High | 2 | #N/A | 92.6 | #N/A | #N/A
Intense Lighting | SC6DRL527D101FL[W,B,SV][C,HZ,W]* | 2418 | Downlight | 92.6 | 2020-11-01 | 2021-04-21 | High | 2 | #N/A | 92.6 | #N/A | #N/A
Intense Lighting | SC6DRL527D101NF[W,B,SV][C,HZ,W]* | 2418 | Downlight | 92.6 | 2020-11-01 | 2021-04-21 | High | 2 | #N/A | 92.6 | #N/A | #N/A
Intense Lighting | SC6DRL527D101WF[W,B,SV][C,HZ,W]* | 2418 | Downlight | 92.6 | 2020-11-01 | 2021-04-21 | High | 2 | #N/A | 92.6 | #N/A | #N/A
Intense Lighting | SC6DRL530D101FL[W,B,SV][C,HZ,W]* | 2418 | Downlight | 92.6 | 2020-11-01 | 2021-04-21 | High | 2 | #N/A | 92.6 | #N/A | #N/A
Intense Lighting | SC6DRL530D101NF[W,B,SV][C,HZ,W]* | 2418 | Downlight | 92.6 | 2020-11-01 | 2021-04-21 | High | 2 | #N/A | 92.6 | #N/A | #N/A
Intense Lighting | SC6DRL530D101WF[W,B,SV][C,HZ,W]* | 2418 | Downlight | 92.6 | 2020-11-01 | 2021-04-21 | High | 2 | #N/A | 92.6 | #N/A | #N/A
Intense Lighting | SC6DRL5359D101FL[W,B,SV][C,HZ,W]* | 2418 | Downlight | 92.6 | 2020-11-01 | 2021-04-21 | High | 2 | #N/A | 92.6 | #N/A | #N/A
Intense Lighting | SC6DRL5359D101NF[W,B,SV][C,HZ,W]* | 2418 | Downlight | 92.6 | 2020-11-01 | 2021-04-21 | High | 2 | #N/A | 92.6 | #N/A | #N/A
Intense Lighting | SC6DRL5359D101WF[W,B,SV][C,HZ,W]* | 2418 | Downlight | 92.6 | 2020-11-01 | 2021-04-21 | High | 2 | #N/A | 92.6 | #N/A | #N/A
Intense Lighting | SC6DRL535D101FL[W,B,SV][C,HZ,W]* | 2418 | Downlight | 92.6 | 2020-11-01 | 2021-04-21 | High | 2 | #N/A | 92.6 | #N/A | #N/A
Intense Lighting | SC6DRL535D101NF[W,B,SV][C,HZ,W]* | 2418 | Downlight | 92.6 | 2020-11-01 | 2021-04-21 | High | 2 | #N/A | 92.6 | #N/A | #N/A
Intense Lighting | SC4DRL5359D101FL[W,B,SV][C,HZ,W]* | 2418 | Downlight | 92.6 | 2020-11-01 | 2021-04-21 | High | 2 | #N/A | 92.6 | #N/A | #N/A
Intense Lighting | SC4DRL5359D101NF[W,B,SV][C,HZ,W]* | 2418 | Downlight | 92.6 | 2020-11-01 | 2021-04-21 | High | 2 | #N/A | 92.6 | #N/A | #N/A
Intense Lighting | SC4DRL5359D101WF[W,B,SV][C,HZ,W]* | 2418 | Downlight | 92.6 | 2020-11-01 | 2021-04-21 | High | 2 | #N/A | 92.6 | #N/A | #N/A
Intense Lighting | SC4DRL535D101FL[W,B,SV][C,HZ,W]* | 2418 | Downlight | 92.6 | 2020-11-01 | 2021-04-21 | High | 2 | #N/A | 92.6 | #N/A | #N/A
Intense Lighting | SC4DRL535D101NF[W,B,SV][C,HZ,W]* | 2418 | Downlight | 92.6 | 2020-11-01 | 2021-04-21 | High | 2 | #N/A | 92.6 | #N/A | #N/A
Intense Lighting | SC4DRL535D101WF[W,B,SV][C,HZ,W]* | 2418 | Downlight | 92.6 | 2020-11-01 | 2021-04-21 | High | 2 | #N/A | 92.6 | #N/A | #N/A
Intense Lighting | SC4DRL5409D101FL[W,B,SV][C,HZ,W]* | 2418 | Downlight | 92.6 | 2020-11-01 | 2021-04-21 | High | 2 | #N/A | 92.6 | #N/A | #N/A
Intense Lighting | SC4DRL5409D101NF[W,B,SV][C,HZ,W]* | 2418 | Downlight | 92.6 | 2020-11-01 | 2021-04-21 | High | 2 | #N/A | 92.6 | #N/A | #N/A
Intense Lighting | SC4DRL5409D101WF[W,B,SV][C,HZ,W]* | 2418 | Downlight | 92.6 | 2020-11-01 | 2021-04-21 | High | 2 | #N/A | 92.6 | #N/A | #N/A
Intense Lighting | SC4DRL540D101FL[W,B,SV][C,HZ,W]* | 2418 | Downlight | 92.6 | 2020-11-01 | 2021-04-21 | High | 2 | #N/A | 92.6 | #N/A | #N/A
Intense Lighting | SC4DRL540D101NF[W,B,SV][C,HZ,W]* | 2418 | Downlight | 92.6 | 2020-11-01 | 2021-04-21 | High | 2 | #N/A | 92.6 | #N/A | #N/A
Intense Lighting | SC4DRL540D101WF[W,B,SV][C,HZ,W]* | 2418 | Downlight | 92.6 | 2020-11-01 | 2021-04-21 | High | 2 | #N/A | 92.6 | #N/A | #N/A
Intense Lighting | SC6DRL535D101WF[W,B,SV][C,HZ,W]* | 2418 | Downlight | 92.6 | 2020-11-01 | 2021-04-21 | High | 2 | #N/A | 92.6 | #N/A | #N/A
Intense Lighting | SC6DRL5409D101FL[W,B,SV][C,HZ,W]* | 2418 | Downlight | 92.6 | 2020-11-01 | 2021-04-21 | High | 2 | #N/A | 92.6 | #N/A | #N/A
Intense Lighting | SC6DRL5409D101NF[W,B,SV][C,HZ,W]* | 2418 | Downlight | 92.6 | 2020-11-01 | 2021-04-21 | High | 2 | #N/A | 92.6 | #N/A | #N/A
Intense Lighting | SC6DRL5409D101WF[W,B,SV][C,HZ,W]* | 2418 | Downlight | 92.6 | 2020-11-01 | 2021-04-21 | High | 2 | #N/A | 92.6 | #N/A | #N/A
Intense Lighting | SC6DRL540D101FL[W,B,SV][C,HZ,W]* | 2418 | Downlight | 92.6 | 2020-11-01 | 2021-04-21 | High | 2 | #N/A | 92.6 | #N/A | #N/A
Intense Lighting | SC6DRL540D101NF[W,B,SV][C,HZ,W]* | 2418 | Downlight | 92.6 | 2020-11-01 | 2021-04-21 | High | 2 | #N/A | 92.6 | #N/A | #N/A
Intense Lighting | SC6DRL540D101WF[W,B,SV][C,HZ,W]* | 2418 | Downlight | 92.6 | 2020-11-01 | 2021-04-21 | High | 2 | #N/A | 92.6 | #N/A | #N/A
Intense Lighting | SC8DRL527D101FL[W,B,SV][C,HZ,W]* | 2418 | Downlight | 92.6 | 2020-11-01 | 2021-04-21 | High | 2 | #N/A | 92.6 | #N/A | #N/A
Intense Lighting | SC8DRL527D101NF[W,B,SV][C,HZ,W]* | 2418 | Downlight | 92.6 | 2020-11-01 | 2021-04-21 | High | 2 | #N/A | 92.6 | #N/A | #N/A
Intense Lighting | SC8DRL527D101WF[W,B,SV][C,HZ,W]* | 2418 | Downlight | 92.6 | 2020-11-01 | 2021-04-21 | High | 2 | #N/A | 92.6 | #N/A | #N/A
Intense Lighting | SC8DRL530D101FL[W,B,SV][C,HZ,W]* | 2418 | Downlight | 92.6 | 2020-11-01 | 2021-04-21 | High | 2 | #N/A | 92.6 | #N/A | #N/A
Intense Lighting | SC8DRL530D101NF[W,B,SV][C,HZ,W]* | 2418 | Downlight | 92.6 | 2020-11-01 | 2021-04-21 | High | 2 | #N/A | 92.6 | #N/A | #N/A
Intense Lighting | SC8DRL530D101WF[W,B,SV][C,HZ,W]* | 2418 | Downlight | 92.6 | 2020-11-01 | 2021-04-21 | High | 2 | #N/A | 92.6 | #N/A | #N/A
Intense Lighting | SC8DRL5359D101FL[W,B,SV][C,HZ,W]* | 2418 | Downlight | 92.6 | 2020-11-01 | 2021-04-21 | High | 2 | #N/A | 92.6 | #N/A | #N/A
Intense Lighting | SC8DRL5359D101NF[W,B,SV][C,HZ,W]* | 2418 | Downlight | 92.6 | 2020-11-01 | 2021-04-21 | High | 2 | #N/A | 92.6 | #N/A | #N/A
Intense Lighting | SC8DRL5359D101WF[W,B,SV][C,HZ,W]* | 2418 | Downlight | 92.6 | 2020-11-01 | 2021-04-21 | High | 2 | #N/A | 92.6 | #N/A | #N/A
Intense Lighting | SC8DRL535D101FL[W,B,SV][C,HZ,W]* | 2418 | Downlight | 92.6 | 2020-11-01 | 2021-04-21 | High | 2 | #N/A | 92.6 | #N/A | #N/A
Intense Lighting | SC8DRL535D101NF[W,B,SV][C,HZ,W]* | 2418 | Downlight | 92.6 | 2020-11-01 | 2021-04-21 | High | 2 | #N/A | 92.6 | #N/A | #N/A
Intense Lighting | SC8DRL535D101WF[W,B,SV][C,HZ,W]* | 2418 | Downlight | 92.6 | 2020-11-01 | 2021-04-21 | High | 2 | #N/A | 92.6 | #N/A | #N/A
Intense Lighting | SC8DRL5409D101FL[W,B,SV][C,HZ,W]* | 2418 | Downlight | 92.6 | 2020-11-01 | 2021-04-21 | High | 2 | #N/A | 92.6 | #N/A | #N/A
Intense Lighting | SC8DRL5409D101NF[W,B,SV][C,HZ,W]* | 2418 | Downlight | 92.6 | 2020-11-01 | 2021-04-21 | High | 2 | #N/A | 92.6 | #N/A | #N/A
Intense Lighting | SC8DRL5409D101WF[W,B,SV][C,HZ,W]* | 2418 | Downlight | 92.6 | 2020-11-01 | 2021-04-21 | High | 2 | #N/A | 92.6 | #N/A | #N/A
Intense Lighting | SC8DRL540D101FL[W,B,SV][C,HZ,W]* | 2418 | Downlight | 92.6 | 2020-11-01 | 2021-04-21 | High | 2 | #N/A | 92.6 | #N/A | #N/A
Intense Lighting | SC8DRL540D101NF[W,B,SV][C,HZ,W]* | 2418 | Downlight | 92.6 | 2020-11-01 | 2021-04-21 | High | 2 | #N/A | 92.6 | #N/A | #N/A
Intense Lighting | SC8DRL540D101WF[W,B,SV][C,HZ,W]* | 2418 | Downlight | 92.6 | 2020-11-01 | 2021-04-21 | High | 2 | #N/A | 92.6 | #N/A | #N/A
Halo | LCR630RD9FSE010* | 3000 | Downlight | 92.6 | 2022-12-10 | 2022-12-14 | High | 2 | #N/A | 92.6 | #N/A | #N/A
Halo | LCR630RD9FSE010*-* | 3000 | Downlight | 92.6 | 2022-12-10 | 2022-12-14 | High | 2 | #N/A | 92.6 | #N/A | #N/A
Halo | LCR630RD9FSE010*-#* | 3000 | Downlight | 92.6 | 2022-12-10 | 2022-12-14 | High | 2 | #N/A | 92.6 | #N/A | #N/A
Halo | HC640D010 HM634 8[27¦30¦35¦40] 61**[ND¦MD¦WD¦RWW][C¦F¦W¦BB¦WB] | 3789 | Downlight | 92.6 | 2019-05-31 | 2019-07-11 | High | 2 | #N/A | 92.6 | #N/A | #N/A
Halo | HCC6S40D010[MW¦MB¦BZ¦SL] HM634C 8[27¦30¦35¦40] 61[ND¦MD¦WD¦RWW][C¦F¦W¦BB¦WB] | 3789 | Downlight | 92.6 | 2019-05-31 | 2021-09-30 | High | 2 | #N/A | 92.6 | #N/A | #N/A
Halo | PR840D010 - PR8M34 [MD¦WD][MW¦MB¦MMS] | 4000 | Downlight | 92.6 | 2017-01-13 | 2017-01-31 | High | 2 | #N/A | 92.6 | #N/A | #N/A
Halo | PR8S40D010[MW¦MB¦MMS] - PR8M34[MD¦WD][MW¦MB¦MMS] | 4000 | Downlight | 92.6 | 2017-01-13 | 2017-01-31 | High | 2 | #N/A | 92.6 | #N/A | #N/A
Best | BRK-LED8A-BW-54W-4K-ECO-V2 | 5000 | Downlight | 92.6 | 2017-11-07 | 2017-11-14 | High | 2 | #N/A | 92.6 | #N/A | #N/A
Sylvania | 79740 | 5000 | Downlight | 92.6 | 2016-09-21 | 2016-09-27 | High | 2 | #N/A | 92.6 | #N/A | #N/A
Sylvania | 79742 | 5000 | Downlight | 92.6 | 2016-09-21 | 2016-09-27 | High | 2 | #N/A | 92.6 | #N/A | #N/A
HOMI | HM08-PR12-15W277-3CCT-*SB | 1390 | Downlight | 92.7 | 2022-01-06 | 2022-01-12 | High | 2 | #N/A | 92.7 | #N/A | #N/A
National Specialty Lighting | LVLDL-HP-06-NW-**-R | 1392 | Downlight | 92.8 | 2017-04-01 | 2017-04-14 | High | 2 | #N/A | 92.8 | #N/A | #N/A
Magic Lite | LVLDL-HP-06-NW-**-R | 1392 | Downlight | 92.8 | 2017-04-01 | 2017-04-14 | High | 2 | #N/A | 92.8 | #N/A | #N/A
Juno Lighting | JSF[ ¦SQ] [13IN¦14IN] 18LM [27K¦30K¦35K¦40K] 90CRI [120¦MVOLT] [FRPC¦ZT] WH | 1875 | Downlight | 92.8 | 2017-07-17 | 2017-07-18 | High | 2 | #N/A | 92.8 | #N/A | #N/A
Prescolite | LTR-#*D-*-VL55L-DM1 + LTR-#*D-T-VL##K#****** | 4900 | Downlight | 92.8 | 2019-07-12 | 2020-03-13 | High | 2 | #N/A | 92.8 | #N/A | #N/A
Prescolite | LTC-#*D-*-60L###**-DM1****** | 4900 | Downlight | 92.8 | 2019-07-12 | 2020-03-13 | High | 2 | #N/A | 92.8 | #N/A | #N/A
Halo Commercial | HC440D010 HM434 8[27¦30¦35¦40] 41[ND¦MD¦WD¦RWW][C¦F¦W¦BB¦WB] | 3804 | Downlight | 93 | 2018-11-15 | 2018-12-17 | High | 2 | #N/A | 93 | #N/A | #N/A
Sylvania | 65692 | 4000 | Downlight | 93 | 2021-09-15 | 2021-10-18 | High | 2 | #N/A | 93 | #N/A | #N/A
RAB | DLC0057(CRLEDFA-10R-43S-9CCT-UNV-WS) | 4000 | Downlight | 93 | 2021-11-17 | 2021-12-02 | High | 2 | #N/A | 93 | #N/A | #N/A
Keystone | KT-RDLED29PS-8B-9CSF-VDIM | 2700 | Downlight | 93.1 | 2022-02-18 | 2022-02-24 | High | 2 | #N/A | 93.1 | #N/A | #N/A
Standard Products | LCR/DL8/18W/40K/2/DD1/STD | 1678 | Downlight | 93.2 | 2016-11-17 | 2016-11-17 | High | 2 | #N/A | 93.2 | #N/A | #N/A
Westgate | CRL8-18W-40K | 1678 | Downlight | 93.2 | 2016-10-15 | 2016-10-14 | High | 2 | #N/A | 93.2 | #N/A | #N/A
Halo | LCR830RD9FSE010* | 3149 | Downlight | 93.2 | 2022-12-15 | 2022-12-19 | High | 2 | #N/A | 93.2 | #N/A | #N/A
Halo | LCR830RD9FSE010*-* | 3149 | Downlight | 93.2 | 2022-12-15 | 2022-12-19 | High | 2 | #N/A | 93.2 | #N/A | #N/A
Halo | LCR830RD9FSE010*-#* | 3149 | Downlight | 93.2 | 2022-12-15 | 2022-12-19 | High | 2 | #N/A | 93.2 | #N/A | #N/A
luxrite | LR23740 | 1400 | Downlight | 93.3 | 2022-05-01 | 2022-05-09 | High | 2 | #N/A | 93.3 | #N/A | #N/A
luxrite | LR23745 | 1400 | Downlight | 93.3 | 2021-10-28 | 2021-12-20 | High | 2 | #N/A | 93.3 | #N/A | #N/A
luxrite | LR23746 | 1400 | Downlight | 93.3 | 2022-05-01 | 2022-05-09 | High | 2 | #N/A | 93.3 | #N/A | #N/A
luxrite | LR23747 | 1400 | Downlight | 93.3 | 2021-10-28 | 2021-12-20 | High | 2 | #N/A | 93.3 | #N/A | #N/A
Espen | VEKR6SD/8F/15W-10V | 1400 | Downlight | 93.3 | 2022-07-25 | 2022-08-03 | High | 2 | #N/A | 93.3 | #N/A | #N/A
LOTUS LED LIGHTS | LD4R-50K | 1400 | Downlight | 93.3 | 2020-08-14 | 2020-10-13 | High | 2 | #N/A | 93.3 | #N/A | #N/A
LOTUS LED LIGHTS | LD4S-50K | 1400 | Downlight | 93.3 | 2020-08-14 | 2020-10-13 | High | 2 | #N/A | 93.3 | #N/A | #N/A
LOTUS LED LIGHTS | LL4G-50K-HO | 1400 | Downlight | 93.3 | 2020-08-14 | 2020-10-13 | High | 2 | #N/A | 93.3 | #N/A | #N/A
LOTUS LED LIGHTS | LRG4-50K-HO | 1400 | Downlight | 93.3 | 2020-08-14 | 2020-10-13 | High | 2 | #N/A | 93.3 | #N/A | #N/A
LOTUS LED LIGHTS | LRG6-50K | 1400 | Downlight | 93.3 | 2020-08-14 | 2020-10-13 | High | 2 | #N/A | 93.3 | #N/A | #N/A
HOMI | HM08-PR12-15W277/IP44-3CCT-*SB | 1400 | Downlight | 93.3 | 2022-01-06 | 2022-01-12 | High | 2 | #N/A | 93.3 | #N/A | #N/A
FOXSUN | FX-DL6-15W-DPM-5CC-WC-1 | 1400 | Downlight | 93.3 | 2022-07-04 | 2022-07-12 | High | 2 | #N/A | 93.3 | #N/A | #N/A
Westgate | CRL8-27W-50K | 2519 | Downlight | 93.3 | 2016-10-15 | 2016-10-14 | High | 2 | #N/A | 93.3 | #N/A | #N/A
LOTUS LED LIGHTS | LD6R-35K-HO | 2800 | Downlight | 93.3 | 2020-08-14 | 2020-10-13 | High | 2 | #N/A | 93.3 | #N/A | #N/A
LOTUS LED LIGHTS | LD8R-35K-HO | 2800 | Downlight | 93.3 | 2020-08-14 | 2020-10-13 | High | 2 | #N/A | 93.3 | #N/A | #N/A
ARTIKA | FLP14SC-******-###### | 4200 | Downlight | 93.3 | 2020-09-30 | 2020-10-27 | High | 2 | #N/A | 93.3 | #N/A | #N/A
ARTIKA | FLP14SC-******-###### | 4200 | Downlight | 93.3 | 2020-09-30 | 2020-10-27 | High | 2 | #N/A | 93.3 | #N/A | #N/A
ARTIKA | FLP14-SRC-***-*** | 4200 | Downlight | 93.3 | 2021-01-10 | 2021-01-28 | High | 2 | #N/A | 93.3 | #N/A | #N/A
ARTIKA | FLP14-SRC-****## | 4200 | Downlight | 93.3 | 2021-05-31 | 2021-07-12 | High | 2 | #N/A | 93.3 | #N/A | #N/A
Prescolite | LFR-6RD-M-25L27K8**-DM1** + LFR-6RD-T-[(blank),VNR]-**** + LFR-6RD-H-** | 1803 | Downlight | 93.4 | 2021-11-18 | 2022-07-01 | High | 2 | #N/A | 93.4 | #N/A | #N/A
Prescolite | LFR-6RD-M-25L27K9**-DM1** + LFR-6RD-T-[(blank),VNR]-**** + LFR-6RD-H-** | 1803 | Downlight | 93.4 | 2021-11-18 | 2022-07-01 | High | 2 | #N/A | 93.4 | #N/A | #N/A
Prescolite | LFR-6RD-M-25L30K8**-DM1** + LFR-6RD-T-[(blank),VNR]-**** + LFR-6RD-H-** | 1803 | Downlight | 93.4 | 2021-11-18 | 2022-07-01 | High | 2 | #N/A | 93.4 | #N/A | #N/A
Prescolite | LFR-6RD-M-25L30K9**-DM1** + LFR-6RD-T-[(blank),VNR]-**** + LFR-6RD-H-** | 1803 | Downlight | 93.4 | 2021-11-18 | 2022-07-01 | High | 2 | #N/A | 93.4 | #N/A | #N/A
Prescolite | LFR-6RD-M-25L35K8**-DM1** + LFR-6RD-T-[(blank),VNR]-**** + LFR-6RD-H-** | 1803 | Downlight | 93.4 | 2021-11-18 | 2022-07-01 | High | 2 | #N/A | 93.4 | #N/A | #N/A
Prescolite | LFR-6RD-M-25L35K9**-DM1** + LFR-6RD-T-[(blank),VNR]-**** + LFR-6RD-H-** | 1803 | Downlight | 93.4 | 2021-11-18 | 2022-07-01 | High | 2 | #N/A | 93.4 | #N/A | #N/A
Prescolite | LFR-6RD-M-25L40K8**-DM1** + LFR-6RD-T-[(blank),VNR]-**** + LFR-6RD-H-** | 1803 | Downlight | 93.4 | 2021-11-18 | 2022-07-01 | High | 2 | #N/A | 93.4 | #N/A | #N/A
Prescolite | LFR-6RD-M-25L40K9**-DM1** + LFR-6RD-T-[(blank),VNR]-**** + LFR-6RD-H-** | 1803 | Downlight | 93.4 | 2021-11-18 | 2022-07-01 | High | 2 | #N/A | 93.4 | #N/A | #N/A
Prescolite | LFR-6RD-M-25L50K8**-DM1** + LFR-6RD-T-[(blank),VNR]-**** + LFR-6RD-H-** | 1803 | Downlight | 93.4 | 2021-11-18 | 2022-07-01 | High | 2 | #N/A | 93.4 | #N/A | #N/A
Prescolite | LFR-6RD-M-25L50K9**-DM1** + LFR-6RD-T-[(blank),VNR]-**** + LFR-6RD-H-** | 1803 | Downlight | 93.4 | 2021-11-18 | 2022-07-01 | High | 2 | #N/A | 93.4 | #N/A | #N/A
HOMI | HM08-PR16-20W277/IP44-3CCT-*SB | 1870 | Downlight | 93.5 | 2021-11-11 | 2021-11-10 | High | 2 | #N/A | 93.5 | #N/A | #N/A
LOTUS LED LIGHTS | LL4G-35K | 1030 | Downlight | 93.6 | 2020-08-14 | 2020-10-13 | High | 2 | #N/A | 93.6 | #N/A | #N/A
LOTUS LED LIGHTS | LRG4-35K | 1030 | Downlight | 93.6 | 2020-08-14 | 2020-10-13 | High | 2 | #N/A | 93.6 | #N/A | #N/A
Juno Lighting | JSF[ ¦SQ] [11IN¦12IN] 13LM [27K¦30K¦35K¦40K] 90CRI [120¦MVOLT] [FRPC¦ZT] WH | 1394 | Downlight | 93.6 | 2017-07-17 | 2017-07-19 | High | 2 | #N/A | 93.6 | #N/A | #N/A
MORRIS | 72662 | 2811 | Downlight | 93.7 | 2018-11-02 | 2018-10-31 | High | 2 | #N/A | 93.7 | #N/A | #N/A
American Lighting | RM2-5CCT-WH | 1500 | Downlight | 93.8 | 2022-10-25 | 2022-11-08 | High | 2 | #N/A | 93.8 | #N/A | #N/A
Sylvania | 61552 | 1500 | Downlight | 93.8 | 2020-03-23 | 2020-03-25 | High | 2 | #N/A | 93.8 | #N/A | #N/A
Sylvania | 61553 | 1500 | Downlight | 93.8 | 2020-03-23 | 2020-03-25 | High | 2 | #N/A | 93.8 | #N/A | #N/A
Sylvania | 61554 | 1500 | Downlight | 93.8 | 2020-03-23 | 2020-03-25 | High | 2 | #N/A | 93.8 | #N/A | #N/A
Sylvania | 61555 | 1500 | Downlight | 93.8 | 2020-03-23 | 2020-03-25 | High | 2 | #N/A | 93.8 | #N/A | #N/A
Signcomplex | GL101T-138-16W-5CCT-R90-30## | 1500 | Downlight | 93.8 | 2022-10-25 | 2022-11-08 | High | 2 | #N/A | 93.8 | #N/A | #N/A
Lightolier | C6[C¦CSQ][S¦W¦P][DL¦DW¦WW]25927[N¦M¦W][Z10U¦E1¦L1U¦L01U¦SOLU¦LDU¦LTEU¦DMXU¦DU¦RAU][CD¦CC¦WH¦CL][A¦B¦W¦RAL#] | 2002 | Downlight | 93.8 | 2022-06-14 | 2022-08-04 | High | 2 | #N/A | 93.8 | #N/A | #N/A
Lightolier | C6[C¦CSQ][S¦W¦P][DL¦DW¦WW]25930[N¦M¦W][Z10U¦E1¦L1U¦L01U¦SOLU¦LDU¦LTEU¦DMXU¦DU¦RAU][CD¦CC¦WH¦CL][A¦B¦W¦RAL#] | 2002 | Downlight | 93.8 | 2022-06-14 | 2022-08-04 | High | 2 | #N/A | 93.8 | #N/A | #N/A
Lightolier | C6[C¦CSQ][S¦W¦P][DL¦DW¦WW]25935[N¦M¦W][Z10U¦E1¦L1U¦L01U¦SOLU¦LDU¦LTEU¦DMXU¦DU¦RAU][CD¦CC¦WH¦CL][A¦B¦W¦RAL#] | 2002 | Downlight | 93.8 | 2022-06-14 | 2022-08-04 | High | 2 | #N/A | 93.8 | #N/A | #N/A
Lightolier | C6[C¦CSQ][S¦W¦P][DL¦DW¦WW]25940[N¦M¦W][Z10U¦E1¦L1U¦L01U¦SOLU¦LDU¦LTEU¦DMXU¦DU¦RAU][CD¦CC¦WH¦CL][A¦B¦W¦RAL#] | 2002 | Downlight | 93.8 | 2022-06-14 | 2022-08-04 | High | 2 | #N/A | 93.8 | #N/A | #N/A
Lightolier | C6[C¦CSQ][S¦W¦P][DL¦DW¦WW]25950[N¦M¦W][Z10U¦E1¦L1U¦L01U¦SOLU¦LDU¦LTEU¦DMXU¦DU¦RAU][CD¦CC¦WH¦CL][A¦B¦W¦RAL#] | 2002 | Downlight | 93.8 | 2022-06-14 | 2022-08-04 | High | 2 | #N/A | 93.8 | #N/A | #N/A
Lightolier | C6L25930[N¦M¦W][Z10U¦E1¦L1U¦L01U¦SOLU¦LDU¦LTEU¦DMXU¦DU¦RAU][¦R¦RH] / C[6RDL¦6RCW¦6RDW¦6RWW¦6SDLNM¦7RDL¦7RCW¦7RDW¦7RWW][CD¦CC¦WH¦CL] | 2002 | Downlight | 93.8 | 2022-06-14 | 2022-08-04 | High | 2 | #N/A | 93.8 | #N/A | #N/A
Lightolier | C6L25935[N¦M¦W][Z10U¦E1¦L1U¦L01U¦SOLU¦LDU¦LTEU¦DMXU¦DU¦RAU][¦R¦RH] / C[6RDL¦6RCW¦6RDW¦6RWW¦6SDLNM¦7RDL¦7RCW¦7RDW¦7RWW][CD¦CC¦WH¦CL] | 2002 | Downlight | 93.8 | 2022-06-14 | 2022-08-04 | High | 2 | #N/A | 93.8 | #N/A | #N/A
Lightolier | C6L25940[N¦M¦W][Z10U¦E1¦L1U¦L01U¦SOLU¦LDU¦LTEU¦DMXU¦DU¦RAU][¦R¦RH] / C[6RDL¦6RCW¦6RDW¦6RWW¦6SDLNM¦7RDL¦7RCW¦7RDW¦7RWW][CD¦CC¦WH¦CL] | 2002 | Downlight | 93.8 | 2022-06-14 | 2022-08-04 | High | 2 | #N/A | 93.8 | #N/A | #N/A
Lightolier | C6L25950[N¦M¦W][Z10U¦E1¦L1U¦L01U¦SOLU¦LDU¦LTEU¦DMXU¦DU¦RAU][¦R¦RH] / C[6RDL¦6RCW¦6RDW¦6RWW¦6SDLNM¦7RDL¦7RCW¦7RDW¦7RWW][CD¦CC¦WH¦CL] | 2002 | Downlight | 93.8 | 2022-06-14 | 2022-08-04 | High | 2 | #N/A | 93.8 | #N/A | #N/A
Lightolier | C6L25927[N¦M¦W][Z10U¦E1¦L1U¦L01U¦SOLU¦LDU¦LTEU¦DMXU¦DU¦RAU][¦R¦RH] / C[6RDL¦6RCW¦6RDW¦6RWW¦6SDLNM¦7RDL¦7RCW¦7RDW¦7RWW][CD¦CC¦WH¦CL] | 2002 | Downlight | 93.8 | 2022-06-14 | 2022-08-04 | High | 2 | #N/A | 93.8 | #N/A | #N/A
Nora Lighting | NQZ2-81TWTW-MPW | 2346 | Downlight | 93.8 | 2022-08-15 | 2022-06-30 | High | 2 | #N/A | 93.8 | #N/A | #N/A
EELighting | CDFP-65R9.5-3WS-MW-3WS3CCTA-120347V-010V-CRI90 | 3000 | Downlight | 93.8 | 2021-01-14 | 2021-02-04 | High | 2 | #N/A | 93.8 | #N/A | #N/A
Aeralux | AE-DL-ATE-CA8-21-32WT-010-P30/35/40/50 | 3000 | Downlight | 93.8 | 2020-03-26 | 2020-03-27 | High | 2 | #N/A | 93.8 | #N/A | #N/A
Aeralux | AE-DL-ATE-CA8-21-32WT-010-P30/35/40/50 | 3000 | Downlight | 93.8 | 2020-03-26 | 2020-03-27 | High | 2 | #N/A | 93.8 | #N/A | #N/A
Earthtronics | DL9WSCCTWH1 | 3000 | Downlight | 93.8 | 2020-09-01 | 2020-09-17 | High | 2 | #N/A | 93.8 | #N/A | #N/A
ETI | 531891##-2(##=00-99) | 3000 | Downlight | 93.8 | 2020-03-12 | 2020-10-11 | High | 2 | #N/A | 93.8 | #N/A | #N/A
Levior Lighting | LLUL-CDL8S-21/32W-ES-4 | 3000 | Downlight | 93.8 | 2021-01-10 | 2021-01-12 | High | 2 | #N/A | 93.8 | #N/A | #N/A
LED ONE | LOC-9.5DL-MW(20/25/32)MCCT(30/40/50)D | 3000 | Downlight | 93.8 | 2022-05-25 | 2022-09-19 | High | 2 | #N/A | 93.8 | #N/A | #N/A
LED ONE | LOC-9.5DL-MW-MCCT-V2 | 3000 | Downlight | 93.8 | 2020-03-12 | 2020-06-01 | High | 2 | #N/A | 93.8 | #N/A | #N/A
Light by Lotus | TP120-347-RT9.5-C-DIM-G1-ES | 3000 | Downlight | 93.8 | 2021-04-30 | 2021-06-16 | High | 2 | #N/A | 93.8 | #N/A | #N/A
RAB | DLC0031 | 3000 | Downlight | 93.8 | 2019-12-09 | 2020-03-26 | High | 2 | #N/A | 93.8 | #N/A | #N/A
Lightolier | CR10RLMCCT | 3000 | Downlight | 93.8 | 2020-12-01 | 2020-12-18 | High | 2 | #N/A | 93.8 | #N/A | #N/A
Valriya | VA-CDLA-9 | 3000 | Downlight | 93.8 | 2021-05-08 | 2021-05-11 | High | 2 | #N/A | 93.8 | #N/A | #N/A
WISDOM | WSD-9.5CDL202532W27-33540K-JA8-W | 3002 | Downlight | 93.8 | 2022-12-23 | 2022-12-30 | High | 2 | #N/A | 93.8 | #N/A | #N/A
GE Current, a Daintree company | 93060583 | 1784 | Downlight | 93.9 | 2017-12-20 | 2018-03-20 | High | 2 | #N/A | 93.9 | #N/A | #N/A
USLED | FM1-**-**-35-120-### | 3855 | Downlight | 94 | 2017-06-01 | 2017-07-19 | High | 2 | #N/A | 94 | #N/A | #N/A
WAC Lighting | DS-WE0517-F27A-** | 1600 | Downlight | 94.1 | 2019-06-29 | 2020-01-13 | High | 2 | #N/A | 94.1 | #N/A | #N/A
WAC Lighting | DS-WE0517-F27B-** | 1600 | Downlight | 94.1 | 2019-06-29 | 2020-01-13 | High | 2 | #N/A | 94.1 | #N/A | #N/A
WAC Lighting | DS-WE0517-F30A-** | 1600 | Downlight | 94.1 | 2019-06-29 | 2020-01-13 | High | 2 | #N/A | 94.1 | #N/A | #N/A
WAC Lighting | DS-WE0517-F30B-** | 1600 | Downlight | 94.1 | 2019-06-29 | 2020-01-13 | High | 2 | #N/A | 94.1 | #N/A | #N/A
WAC Lighting | DS-WE0517-F35A-** | 1600 | Downlight | 94.1 | 2019-06-29 | 2020-01-13 | High | 2 | #N/A | 94.1 | #N/A | #N/A
WAC Lighting | DS-WE0517-F35B-** | 1600 | Downlight | 94.1 | 2019-06-29 | 2020-01-13 | High | 2 | #N/A | 94.1 | #N/A | #N/A
WAC Lighting | DS-WE0517-F40A-** | 1600 | Downlight | 94.1 | 2019-06-29 | 2020-01-13 | High | 2 | #N/A | 94.1 | #N/A | #N/A
WAC Lighting | DS-WE0517-F40B-** | 1600 | Downlight | 94.1 | 2019-06-29 | 2020-01-13 | High | 2 | #N/A | 94.1 | #N/A | #N/A
WAC Lighting | DC-WE0517-F827A-** | 1600 | Downlight | 94.1 | 2019-06-29 | 2020-01-13 | High | 2 | #N/A | 94.1 | #N/A | #N/A
WAC Lighting | DC-WE0517-F827B-** | 1600 | Downlight | 94.1 | 2019-06-29 | 2020-01-13 | High | 2 | #N/A | 94.1 | #N/A | #N/A
WAC Lighting | DC-WE0517-F830A-** | 1600 | Downlight | 94.1 | 2019-06-29 | 2020-01-13 | High | 2 | #N/A | 94.1 | #N/A | #N/A
WAC Lighting | DC-WE0517-F830B-** | 1600 | Downlight | 94.1 | 2019-06-29 | 2020-01-13 | High | 2 | #N/A | 94.1 | #N/A | #N/A
WAC Lighting | DC-WE0517-F835A-** | 1600 | Downlight | 94.1 | 2019-06-29 | 2020-01-13 | High | 2 | #N/A | 94.1 | #N/A | #N/A
WAC Lighting | DC-WE0517-F835B-** | 1600 | Downlight | 94.1 | 2019-06-29 | 2020-01-13 | High | 2 | #N/A | 94.1 | #N/A | #N/A
WAC Lighting | DC-WE0517-F840A-** | 1600 | Downlight | 94.1 | 2019-06-29 | 2020-01-13 | High | 2 | #N/A | 94.1 | #N/A | #N/A
WAC Lighting | DC-WE0517-F840B-** | 1600 | Downlight | 94.1 | 2019-06-29 | 2020-01-13 | High | 2 | #N/A | 94.1 | #N/A | #N/A
WAC Lighting | DC-WS0517-F827A-** | 1600 | Downlight | 94.1 | 2019-06-29 | 2020-01-13 | High | 2 | #N/A | 94.1 | #N/A | #N/A
WAC Lighting | DC-WS0517-F827B-** | 1600 | Downlight | 94.1 | 2019-06-29 | 2020-01-13 | High | 2 | #N/A | 94.1 | #N/A | #N/A
WAC Lighting | DC-WS0517-F830A-** | 1600 | Downlight | 94.1 | 2019-06-29 | 2020-01-13 | High | 2 | #N/A | 94.1 | #N/A | #N/A
WAC Lighting | DC-WS0517-F830B-** | 1600 | Downlight | 94.1 | 2019-06-29 | 2020-01-13 | High | 2 | #N/A | 94.1 | #N/A | #N/A
WAC Lighting | DC-WS0517-F835A-** | 1600 | Downlight | 94.1 | 2019-06-29 | 2020-01-13 | High | 2 | #N/A | 94.1 | #N/A | #N/A
WAC Lighting | DC-WS0517-F835B-** | 1600 | Downlight | 94.1 | 2019-06-29 | 2020-01-13 | High | 2 | #N/A | 94.1 | #N/A | #N/A
WAC Lighting | DC-WS0517-F840A-** | 1600 | Downlight | 94.1 | 2019-06-29 | 2020-01-13 | High | 2 | #N/A | 94.1 | #N/A | #N/A
WAC Lighting | DC-WS0517-F840B-** | 1600 | Downlight | 94.1 | 2019-06-29 | 2020-01-13 | High | 2 | #N/A | 94.1 | #N/A | #N/A
Multiple Large | 8218-SPS007971-** | 2115 | Downlight | 94.3 | 2018-02-22 | 2018-02-28 | High | 2 | #N/A | 94.3 | #N/A | #N/A
Trenz Lighting | TL-LEDP-14-WH | 3941 | Downlight | 94.3 | 2018-05-17 | 2018-10-03 | High | 2 | #N/A | 94.3 | #N/A | #N/A
Liteline | TL-LEDP-14-WH | 3941 | Downlight | 94.3 | 2018-05-17 | 2018-10-03 | High | 2 | #N/A | 94.3 | #N/A | #N/A
Best Lighting Products | BRK-8A-LKFS | 5000 | Downlight | 94.3 | 2021-02-27 | 2021-02-28 | High | 2 | #N/A | 94.3 | #N/A | #N/A
Atlantic Lighting | PLED1220-W-70W-4K-HZ-[BL¦BR¦CC¦MS¦WH]-9CR-[blank¦RLEM]-[blank¦P18¦P24¦P36¦P48]-[blank¦FC] | 6718 | Downlight | 94.3 | 2015-11-25 | 2020-05-06 | High | 2 | #N/A | 94.3 | #N/A | #N/A
Atlantic Lighting | PLED1220-W-70W-5K-HZ-[BL¦BR¦CC¦MS¦WH]-9CR-[blank¦RLEM]-[blank¦P18¦P24¦P36¦P48]-[blank¦FC] | 6718 | Downlight | 94.3 | 2015-11-25 | 2020-05-06 | High | 2 | #N/A | 94.3 | #N/A | #N/A
Atlantic Lighting | PLED1220-W-70W-27K-HZ-[BL¦BR¦CC¦MS¦WH]-9CR-[blank¦RLEM]-[blank¦P18¦P24¦P36¦P48]-[blank¦FC] | 6718 | Downlight | 94.3 | 2015-11-25 | 2020-05-06 | High | 2 | #N/A | 94.3 | #N/A | #N/A
Atlantic Lighting | PLED1220-W-70W-35K-HZ-[BL¦BR¦CC¦MS¦WH]-9CR-[blank¦RLEM]-[blank¦P18¦P24¦P36¦P48]-[blank¦FC] | 6718 | Downlight | 94.3 | 2015-11-25 | 2020-05-06 | High | 2 | #N/A | 94.3 | #N/A | #N/A
Atlantic Lighting | PLED1220-W-70W-3K-HZ-[BL¦BR¦CC¦MS¦WH]-9CR-[blank¦RLEM]-[blank¦P18¦P24¦P36¦P48]-[blank¦FC] | 6718 | Downlight | 94.3 | 2015-11-25 | 2020-05-06 | High | 2 | #N/A | 94.3 | #N/A | #N/A
Atlantic Lighting | CLED1220-W-70W-27K-HZ-[BL¦BR¦CC¦MS¦WH]-9CR-[blank¦CA#¦CCA¦CCA12] | 6718 | Downlight | 94.3 | 2015-11-25 | 2020-05-06 | High | 2 | #N/A | 94.3 | #N/A | #N/A
Atlantic Lighting | CLED1220-W-70W-35K-HZ-[BL¦BR¦CC¦MS¦WH]-9CR-[blank¦CA#¦CCA¦CCA12] | 6718 | Downlight | 94.3 | 2015-11-25 | 2020-05-06 | High | 2 | #N/A | 94.3 | #N/A | #N/A
Atlantic Lighting | CLED1220-W-70W-3K-HZ-[BL¦BR¦CC¦MS¦WH]-9CR-[blank¦CA#¦CCA¦CCA12] | 6718 | Downlight | 94.3 | 2015-11-25 | 2020-05-06 | High | 2 | #N/A | 94.3 | #N/A | #N/A
Atlantic Lighting | CLED1220-W-70W-4K-HZ-[BL¦BR¦CC¦MS¦WH]-9CR-[blank¦CA#¦CCA¦CCA12] | 6718 | Downlight | 94.3 | 2015-11-25 | 2020-05-06 | High | 2 | #N/A | 94.3 | #N/A | #N/A
Atlantic Lighting | CLED1220-W-70W-5K-HZ-[BL¦BR¦CC¦MS¦WH]-9CR-[blank¦CA#¦CCA¦CCA12] | 6718 | Downlight | 94.3 | 2015-11-25 | 2020-05-06 | High | 2 | #N/A | 94.3 | #N/A | #N/A
Atlantic Lighting | SLED1220-W-70W-27K-HZ-[BL¦BR¦CC¦MS¦WH]-9CR-[blank¦RLEM] | 6718 | Downlight | 94.3 | 2015-11-25 | 2020-05-06 | High | 2 | #N/A | 94.3 | #N/A | #N/A
Atlantic Lighting | SLED1220-W-70W-35K-HZ-[BL¦BR¦CC¦MS¦WH]-9CR-[blank¦RLEM] | 6718 | Downlight | 94.3 | 2015-11-25 | 2020-05-06 | High | 2 | #N/A | 94.3 | #N/A | #N/A
Atlantic Lighting | SLED1220-W-70W-3K-HZ-[BL¦BR¦CC¦MS¦WH]-9CR-[blank¦RLEM] | 6718 | Downlight | 94.3 | 2015-11-25 | 2020-05-06 | High | 2 | #N/A | 94.3 | #N/A | #N/A
Atlantic Lighting | SLED1220-W-70W-4K-HZ-[BL¦BR¦CC¦MS¦WH]-9CR-[blank¦RLEM] | 6718 | Downlight | 94.3 | 2015-11-25 | 2020-05-06 | High | 2 | #N/A | 94.3 | #N/A | #N/A
Atlantic Lighting | SLED1220-W-70W-5K-HZ-[BL¦BR¦CC¦MS¦WH]-9CR-[blank¦RLEM] | 6718 | Downlight | 94.3 | 2015-11-25 | 2020-05-06 | High | 2 | #N/A | 94.3 | #N/A | #N/A
Atlantic Lighting | WLED1220-W-70W-27K-HZ-[BL¦BR¦CC¦MS¦WH]-9CR-[blank¦RLEM] | 6718 | Downlight | 94.3 | 2015-11-25 | 2020-05-06 | High | 2 | #N/A | 94.3 | #N/A | #N/A
Atlantic Lighting | WLED1220-W-70W-35K-HZ-[BL¦BR¦CC¦MS¦WH]-9CR-[blank¦RLEM] | 6718 | Downlight | 94.3 | 2015-11-25 | 2020-05-06 | High | 2 | #N/A | 94.3 | #N/A | #N/A
Atlantic Lighting | WLED1220-W-70W-3K-HZ-[BL¦BR¦CC¦MS¦WH]-9CR-[blank¦RLEM] | 6718 | Downlight | 94.3 | 2015-11-25 | 2020-05-06 | High | 2 | #N/A | 94.3 | #N/A | #N/A
Atlantic Lighting | WLED1220-W-70W-4K-HZ-[BL¦BR¦CC¦MS¦WH]-9CR-[blank¦RLEM] | 6718 | Downlight | 94.3 | 2015-11-25 | 2020-05-06 | High | 2 | #N/A | 94.3 | #N/A | #N/A
Atlantic Lighting | WLED1220-W-70W-5K-HZ-[BL¦BR¦CC¦MS¦WH]-9CR-[blank¦RLEM] | 6718 | Downlight | 94.3 | 2015-11-25 | 2020-05-06 | High | 2 | #N/A | 94.3 | #N/A | #N/A
Best | BRK-6A-17L-35K | 1700 | Downlight | 94.4 | 2020-06-03 | 2020-06-02 | High | 2 | #N/A | 94.4 | #N/A | #N/A
Best | BRK-6A-17L-4K | 1700 | Downlight | 94.4 | 2020-06-03 | 2020-06-02 | High | 2 | #N/A | 94.4 | #N/A | #N/A
Best | BRK-6A-17L-5K | 1700 | Downlight | 94.4 | 2020-06-03 | 2020-06-02 | High | 2 | #N/A | 94.4 | #N/A | #N/A
LOTUS LED LIGHTS | LD4R-50K-HO | 1700 | Downlight | 94.4 | 2020-08-14 | 2020-10-13 | High | 2 | #N/A | 94.4 | #N/A | #N/A
LOTUS LED LIGHTS | LD4S-50K-HO | 1700 | Downlight | 94.4 | 2020-08-14 | 2020-10-13 | High | 2 | #N/A | 94.4 | #N/A | #N/A
LOTUS LED LIGHTS | LD6R-50K | 1700 | Downlight | 94.4 | 2020-08-14 | 2020-10-13 | High | 2 | #N/A | 94.4 | #N/A | #N/A
LOTUS LED LIGHTS | LD8R-50K | 1700 | Downlight | 94.4 | 2020-08-14 | 2020-10-13 | High | 2 | #N/A | 94.4 | #N/A | #N/A
LOTUS LED LIGHTS | LRG6-50K-HO | 1700 | Downlight | 94.4 | 2020-08-14 | 2020-10-13 | High | 2 | #N/A | 94.4 | #N/A | #N/A
RAB | DLC0005 | 1700 | Downlight | 94.4 | 2019-10-28 | 2019-10-30 | High | 2 | #N/A | 94.4 | #N/A | #N/A
RAB | DLC0006 | 1700 | Downlight | 94.4 | 2019-10-28 | 2019-10-30 | High | 2 | #N/A | 94.4 | #N/A | #N/A
RAB | DLC0007 | 1700 | Downlight | 94.4 | 2019-10-28 | 2019-10-30 | High | 2 | #N/A | 94.4 | #N/A | #N/A
RAB | DLC0033 | 1700 | Downlight | 94.4 | 2019-10-28 | 2019-10-30 | High | 2 | #N/A | 94.4 | #N/A | #N/A
WAC Lighting | DS-WS0834-F27A-** | 3210 | Downlight | 94.4 | 2019-06-29 | 2020-03-03 | High | 2 | #N/A | 94.4 | #N/A | #N/A
WAC Lighting | DS-WS0834-F27B-** | 3210 | Downlight | 94.4 | 2019-06-29 | 2020-03-03 | High | 2 | #N/A | 94.4 | #N/A | #N/A
WAC Lighting | DS-WS0834-F30A-** | 3210 | Downlight | 94.4 | 2019-06-29 | 2020-03-03 | High | 2 | #N/A | 94.4 | #N/A | #N/A
WAC Lighting | DS-WS0834-F30B-** | 3210 | Downlight | 94.4 | 2019-06-29 | 2020-03-03 | High | 2 | #N/A | 94.4 | #N/A | #N/A
WAC Lighting | DS-WS0834-F35A-** | 3210 | Downlight | 94.4 | 2019-06-29 | 2020-03-03 | High | 2 | #N/A | 94.4 | #N/A | #N/A
WAC Lighting | DS-WS0834-F35B-** | 3210 | Downlight | 94.4 | 2019-06-29 | 2020-03-03 | High | 2 | #N/A | 94.4 | #N/A | #N/A
WAC Lighting | DS-WS0834-F40A-** | 3210 | Downlight | 94.4 | 2019-06-29 | 2020-03-03 | High | 2 | #N/A | 94.4 | #N/A | #N/A
WAC Lighting | DS-WS0834-F40B-** | 3210 | Downlight | 94.4 | 2019-06-29 | 2020-03-03 | High | 2 | #N/A | 94.4 | #N/A | #N/A
WAC Lighting | DS-WE0834-F27A-** | 3210 | Downlight | 94.4 | 2019-06-29 | 2020-03-03 | High | 2 | #N/A | 94.4 | #N/A | #N/A
WAC Lighting | DS-WE0834-F27B-** | 3210 | Downlight | 94.4 | 2019-06-29 | 2020-03-03 | High | 2 | #N/A | 94.4 | #N/A | #N/A
WAC Lighting | DS-WE0834-F30A-** | 3210 | Downlight | 94.4 | 2019-06-29 | 2020-03-03 | High | 2 | #N/A | 94.4 | #N/A | #N/A
WAC Lighting | DS-WE0834-F30B-** | 3210 | Downlight | 94.4 | 2019-06-29 | 2020-03-03 | High | 2 | #N/A | 94.4 | #N/A | #N/A
WAC Lighting | DS-WE0834-F35A-** | 3210 | Downlight | 94.4 | 2019-06-29 | 2020-03-03 | High | 2 | #N/A | 94.4 | #N/A | #N/A
WAC Lighting | DS-WE0834-F35B-** | 3210 | Downlight | 94.4 | 2019-06-29 | 2020-03-03 | High | 2 | #N/A | 94.4 | #N/A | #N/A
WAC Lighting | DS-WE0834-F40A-** | 3210 | Downlight | 94.4 | 2019-06-29 | 2020-03-03 | High | 2 | #N/A | 94.4 | #N/A | #N/A
WAC Lighting | DS-WE0834-F40B-** | 3210 | Downlight | 94.4 | 2019-06-29 | 2020-03-03 | High | 2 | #N/A | 94.4 | #N/A | #N/A
GE Current, a Daintree company | 93060580 | 1039 | Downlight | 94.5 | 2017-12-20 | 2018-03-20 | High | 2 | #N/A | 94.5 | #N/A | #N/A
US LED | LTR2-1-UNV-40-12-5R-V-WH | 1210 | Downlight | 94.5 | 2022-01-02 | 2016-01-18 | High | 2 | #N/A | 94.5 | #N/A | #N/A
HOMI | HM08-PR16-20W277/IP44-30K-*SB | 1890 | Downlight | 94.5 | 2021-12-30 | 2022-01-05 | High | 2 | #N/A | 94.5 | #N/A | #N/A
HOMI | HM08-PR16-20W277/IP44-35K-*SB | 1890 | Downlight | 94.5 | 2021-12-30 | 2022-01-05 | High | 2 | #N/A | 94.5 | #N/A | #N/A
HOMI | HM08-PR16-20W277/IP44-40K-*SB | 1890 | Downlight | 94.5 | 2021-12-30 | 2022-01-05 | High | 2 | #N/A | 94.5 | #N/A | #N/A
HOMI | HM08-PR16-20W277/IP44-50K-*SB | 1890 | Downlight | 94.5 | 2021-12-30 | 2022-01-05 | High | 2 | #N/A | 94.5 | #N/A | #N/A
Prescolite | LTR-6SQ-H-ML30LDM1 + LTR-6SQD-T-ML35K8WDSS | 3252 | Downlight | 94.5 | 2019-07-12 | 2019-08-23 | High | 2 | #N/A | 94.5 | #N/A | #N/A
Prescolite | LTR-6SQ-H-ML30LDM1 + LTR-6SQD-T-ML35K8WDSSWT | 3252 | Downlight | 94.5 | 2019-07-12 | 2019-08-23 | High | 2 | #N/A | 94.5 | #N/A | #N/A
Prescolite | LTR-6RD-H-ML30LDM1 + LTR-6RW-T-ML35K8WWSS | 3252 | Downlight | 94.5 | 2019-07-12 | 2019-08-23 | High | 2 | #N/A | 94.5 | #N/A | #N/A
Keystone | KT-RDLED18PS-6B-9CSF-VDIM | 1750 | Downlight | 94.6 | 2022-02-18 | 2022-02-24 | High | 2 | #N/A | 94.6 | #N/A | #N/A
Nora Lighting | NQZ2-61TWTW-MPW | 1891 | Downlight | 94.6 | 2022-08-15 | 2022-06-30 | High | 2 | #N/A | 94.6 | #N/A | #N/A
Lightolier | C6[C¦CSQ][S¦W¦P][DL¦DW¦WW]15927[N¦M¦W][Z10U¦E1¦L1U¦L01U¦SOLU¦LDU¦LTEU¦DMXU¦DU¦RAU][CD¦CC¦WH¦CL][A¦B¦W¦RAL#] | 1267 | Downlight | 94.7 | 2022-06-14 | 2022-08-04 | High | 2 | #N/A | 94.7 | #N/A | #N/A
Lightolier | C6[C¦CSQ][S¦W¦P][DL¦DW¦WW]15930[N¦M¦W][Z10U¦E1¦L1U¦L01U¦SOLU¦LDU¦LTEU¦DMXU¦DU¦RAU][CD¦CC¦WH¦CL][A¦B¦W¦RAL#] | 1267 | Downlight | 94.7 | 2022-06-14 | 2022-08-04 | High | 2 | #N/A | 94.7 | #N/A | #N/A
Lightolier | C6[C¦CSQ][S¦W¦P][DL¦DW¦WW]15935[N¦M¦W][Z10U¦E1¦L1U¦L01U¦SOLU¦LDU¦LTEU¦DMXU¦DU¦RAU][CD¦CC¦WH¦CL][A¦B¦W¦RAL#] | 1267 | Downlight | 94.7 | 2022-06-14 | 2022-08-04 | High | 2 | #N/A | 94.7 | #N/A | #N/A
Lightolier | C6[C¦CSQ][S¦W¦P][DL¦DW¦WW]15940[N¦M¦W][Z10U¦E1¦L1U¦L01U¦SOLU¦LDU¦LTEU¦DMXU¦DU¦RAU][CD¦CC¦WH¦CL][A¦B¦W¦RAL#] | 1267 | Downlight | 94.7 | 2022-06-14 | 2022-08-04 | High | 2 | #N/A | 94.7 | #N/A | #N/A
Lightolier | C6[C¦CSQ][S¦W¦P][DL¦DW¦WW]15950[N¦M¦W][Z10U¦E1¦L1U¦L01U¦SOLU¦LDU¦LTEU¦DMXU¦DU¦RAU][CD¦CC¦WH¦CL][A¦B¦W¦RAL#] | 1267 | Downlight | 94.7 | 2022-06-14 | 2022-08-04 | High | 2 | #N/A | 94.7 | #N/A | #N/A
Lightolier | C6L15927[N¦M¦W][Z10U¦E1¦L1U¦L01U¦SOLU¦LDU¦LTEU¦DMXU¦DU¦RAU][¦R¦RH] / C[6RDL¦6RCW¦6RDW¦6RWW¦6SDLNM¦7RDL¦7RCW¦7RDW¦7RWW][CD¦CC¦WH¦CL] | 1267 | Downlight | 94.7 | 2022-06-14 | 2022-08-04 | High | 2 | #N/A | 94.7 | #N/A | #N/A
Lightolier | C6L15930[N¦M¦W][Z10U¦E1¦L1U¦L01U¦SOLU¦LDU¦LTEU¦DMXU¦DU¦RAU][¦R¦RH] / C[6RDL¦6RCW¦6RDW¦6RWW¦6SDLNM¦7RDL¦7RCW¦7RDW¦7RWW][CD¦CC¦WH¦CL] | 1267 | Downlight | 94.7 | 2022-06-14 | 2022-08-04 | High | 2 | #N/A | 94.7 | #N/A | #N/A
Lightolier | C6L15935[N¦M¦W][Z10U¦E1¦L1U¦L01U¦SOLU¦LDU¦LTEU¦DMXU¦DU¦RAU][¦R¦RH] / C[6RDL¦6RCW¦6RDW¦6RWW¦6SDLNM¦7RDL¦7RCW¦7RDW¦7RWW][CD¦CC¦WH¦CL] | 1267 | Downlight | 94.7 | 2022-06-14 | 2022-08-04 | High | 2 | #N/A | 94.7 | #N/A | #N/A
Lightolier | C6L15940[N¦M¦W][Z10U¦E1¦L1U¦L01U¦SOLU¦LDU¦LTEU¦DMXU¦DU¦RAU][¦R¦RH] / C[6RDL¦6RCW¦6RDW¦6RWW¦6SDLNM¦7RDL¦7RCW¦7RDW¦7RWW][CD¦CC¦WH¦CL] | 1267 | Downlight | 94.7 | 2022-06-14 | 2022-08-04 | High | 2 | #N/A | 94.7 | #N/A | #N/A
Lightolier | C6L15950[N¦M¦W][Z10U¦E1¦L1U¦L01U¦SOLU¦LDU¦LTEU¦DMXU¦DU¦RAU][¦R¦RH] / C[6RDL¦6RCW¦6RDW¦6RWW¦6SDLNM¦7RDL¦7RCW¦7RDW¦7RWW][CD¦CC¦WH¦CL] | 1267 | Downlight | 94.7 | 2022-06-14 | 2022-08-04 | High | 2 | #N/A | 94.7 | #N/A | #N/A
Halo | LCR6219FSE010MW* | 2329 | Downlight | 94.7 | 2019-12-02 | 2019-12-09 | High | 2 | #N/A | 94.7 | #N/A | #N/A
Prescolite | LFR-6RD-M-20L27K8**-DM1** + LFR-6RD-T-[(blank),VNR]-**** + LFR-6RD-H-** | 1365 | Downlight | 94.8 | 2021-11-18 | 2022-07-01 | High | 2 | #N/A | 94.8 | #N/A | #N/A
Prescolite | LFR-6RD-M-20L27K9**-DM1** + LFR-6RD-T-[(blank),VNR]-**** + LFR-6RD-H-** | 1365 | Downlight | 94.8 | 2021-11-18 | 2022-07-01 | High | 2 | #N/A | 94.8 | #N/A | #N/A
Prescolite | LFR-6RD-M-20L30K8**-DM1** + LFR-6RD-T-[(blank),VNR]-**** + LFR-6RD-H-** | 1365 | Downlight | 94.8 | 2021-11-18 | 2022-07-01 | High | 2 | #N/A | 94.8 | #N/A | #N/A
Prescolite | LFR-6RD-M-20L30K9**-DM1** + LFR-6RD-T-[(blank),VNR]-**** + LFR-6RD-H-** | 1365 | Downlight | 94.8 | 2021-11-18 | 2022-07-01 | High | 2 | #N/A | 94.8 | #N/A | #N/A
Prescolite | LFR-6RD-M-20L35K8**-DM1** + LFR-6RD-T-[(blank),VNR]-**** + LFR-6RD-H-** | 1365 | Downlight | 94.8 | 2021-11-18 | 2022-07-01 | High | 2 | #N/A | 94.8 | #N/A | #N/A
Prescolite | LFR-6RD-M-20L35K9**-DM1** + LFR-6RD-T-[(blank),VNR]-**** + LFR-6RD-H-** | 1365 | Downlight | 94.8 | 2021-11-18 | 2022-07-01 | High | 2 | #N/A | 94.8 | #N/A | #N/A
Prescolite | LFR-6RD-M-20L40K8**-DM1** + LFR-6RD-T-[(blank),VNR]-**** + LFR-6RD-H-** | 1365 | Downlight | 94.8 | 2021-11-18 | 2022-07-01 | High | 2 | #N/A | 94.8 | #N/A | #N/A
Prescolite | LFR-6RD-M-20L40K9**-DM1** + LFR-6RD-T-[(blank),VNR]-**** + LFR-6RD-H-** | 1365 | Downlight | 94.8 | 2021-11-18 | 2022-07-01 | High | 2 | #N/A | 94.8 | #N/A | #N/A
Prescolite | LFR-6RD-M-20L50K8**-DM1** + LFR-6RD-T-[(blank),VNR]-**** + LFR-6RD-H-** | 1365 | Downlight | 94.8 | 2021-11-18 | 2022-07-01 | High | 2 | #N/A | 94.8 | #N/A | #N/A
Prescolite | LFR-6RD-M-20L50K9**-DM1** + LFR-6RD-T-[(blank),VNR]-**** + LFR-6RD-H-** | 1365 | Downlight | 94.8 | 2021-11-18 | 2022-07-01 | High | 2 | #N/A | 94.8 | #N/A | #N/A
Westgate | CRL8-18W-50K | 1707 | Downlight | 94.8 | 2016-10-15 | 2016-10-14 | High | 2 | #N/A | 94.8 | #N/A | #N/A
GE Current, a Daintree company | 93060584 | 1802 | Downlight | 94.8 | 2017-12-20 | 2018-03-20 | High | 2 | #N/A | 94.8 | #N/A | #N/A
Halo Commercial | PD620D010B[REM¦IEM] PDM6B8## 6#[V¦VEM¦DFW¦WW][C¦G¦HW¦BB¦WB] | 1829 | Downlight | 94.8 | 2017-05-28 | 2017-06-02 | High | 2 | #N/A | 94.8 | #N/A | #N/A
Halo | RLQL6069BLE40ADM*-4* | 2740 | Downlight | 94.8 | 2021-08-02 | 2021-08-17 | High | 2 | #N/A | 94.8 | #N/A | #N/A
Prescolite | LFR-6RD-M-40L27K8**-DM1** + LFR-6RD-T-[(blank),VNR]-**** + LFR-6RD-H | 3074 | Downlight | 94.9 | 2021-11-18 | 2022-07-01 | High | 2 | #N/A | 94.9 | #N/A | #N/A
Prescolite | LFR-6RD-M-40L27K9**-DM1** + LFR-6RD-T-[(blank),VNR]-**** + LFR-6RD-H | 3074 | Downlight | 94.9 | 2021-11-18 | 2022-07-01 | High | 2 | #N/A | 94.9 | #N/A | #N/A
Prescolite | LFR-6RD-M-40L30K8**-DM1** + LFR-6RD-T-[(blank),VNR]-**** + LFR-6RD-H | 3074 | Downlight | 94.9 | 2021-11-18 | 2022-07-01 | High | 2 | #N/A | 94.9 | #N/A | #N/A
Prescolite | LFR-6RD-M-40L30K9**-DM1** + LFR-6RD-T-[(blank),VNR]-**** + LFR-6RD-H | 3074 | Downlight | 94.9 | 2021-11-18 | 2022-07-01 | High | 2 | #N/A | 94.9 | #N/A | #N/A
Prescolite | LFR-6RD-M-40L35K8**-DM1** + LFR-6RD-T-[(blank),VNR]-**** + LFR-6RD-H | 3074 | Downlight | 94.9 | 2021-11-18 | 2022-07-01 | High | 2 | #N/A | 94.9 | #N/A | #N/A
Prescolite | LFR-6RD-M-40L35K9**-DM1** + LFR-6RD-T-[(blank),VNR]-**** + LFR-6RD-H | 3074 | Downlight | 94.9 | 2021-11-18 | 2022-07-01 | High | 2 | #N/A | 94.9 | #N/A | #N/A
Prescolite | LFR-6RD-M-40L40K8**-DM1** + LFR-6RD-T-[(blank),VNR]-**** + LFR-6RD-H | 3074 | Downlight | 94.9 | 2021-11-18 | 2022-07-01 | High | 2 | #N/A | 94.9 | #N/A | #N/A
Prescolite | LFR-6RD-M-40L40K9**-DM1** + LFR-6RD-T-[(blank),VNR]-**** + LFR-6RD-H | 3074 | Downlight | 94.9 | 2021-11-18 | 2022-07-01 | High | 2 | #N/A | 94.9 | #N/A | #N/A
Prescolite | LFR-6RD-M-40L50K8**-DM1** + LFR-6RD-T-[(blank),VNR]-**** + LFR-6RD-H | 3074 | Downlight | 94.9 | 2021-11-18 | 2022-07-01 | High | 2 | #N/A | 94.9 | #N/A | #N/A
Prescolite | LFR-6RD-M-40L50K9**-DM1** + LFR-6RD-T-[(blank),VNR]-**** + LFR-6RD-H | 3074 | Downlight | 94.9 | 2021-11-18 | 2022-07-01 | High | 2 | #N/A | 94.9 | #N/A | #N/A
Lumination LED Luminaires LDXB Downlight Series | LDXB#*040T30V1 / RDI#*********** | 3700 | Downlight | 94.9 | 2020-07-01 | 2020-09-08 | High | 2 | #N/A | 94.9 | #N/A | #N/A
HENGTE | HT-US-ICCDR6-815/277-30114-C03-0-V1 | 1425 | Downlight | 95 | 2020-07-24 | 2020-07-27 | High | 2 | #N/A | 95 | #N/A | #N/A
HENGTE | HT-US-ICCDR6-815/277-30114-C03-0-V2 | 1425 | Downlight | 95 | 2020-09-13 | 2020-09-14 | High | 2 | #N/A | 95 | #N/A | #N/A
SLG Lighting | DRS 6R 9/12/14 G2 FSK | 1425 | Downlight | 95 | 2020-09-13 | 2020-09-15 | High | 2 | #N/A | 95 | #N/A | #N/A
JAYKAL | JLS68102-CR-6-M2-8MCCT1-10-FF-* | 1520 | Downlight | 95 | 2022-12-21 | 2022-12-28 | High | 2 | #N/A | 95 | #N/A | #N/A
JAYKAL | JLS68102-CR-6-M2-8MCCT2-10-FF-* | 1520 | Downlight | 95 | 2022-12-21 | 2022-12-28 | High | 2 | #N/A | 95 | #N/A | #N/A
luxrite | LR23951 | 1900 | Downlight | 95 | 2021-10-25 | 2021-11-29 | High | 2 | #N/A | 95 | #N/A | #N/A
HENGTE | HT-US-ICCDR6-820/277-30113-C03-0-V1 | 1900 | Downlight | 95 | 2021-07-09 | 2021-07-18 | High | 2 | #N/A | 95 | #N/A | #N/A
LED CONNECTION | LC-UDL-8-A | 2090 | Downlight | 95 | 2022-05-07 | 2023-01-09 | High | 2 | #N/A | 95 | #N/A | #N/A
JAYKAL | JLS68102-CR-8-M4-8MCCT1-10-FF-* | 2090 | Downlight | 95 | 2022-12-21 | 2022-12-28 | High | 2 | #N/A | 95 | #N/A | #N/A
JAYKAL | JLS68102-CR-8-M4-8MCCT2-10-FF-* | 2090 | Downlight | 95 | 2022-12-21 | 2022-12-28 | High | 2 | #N/A | 95 | #N/A | #N/A
US Green Lighting | L/DL8/30/XU/940/TJ01 | 2850 | Downlight | 95 | 2018-06-27 | 2019-02-18 | High | 2 | #N/A | 95 | #N/A | #N/A
US Green Lighting | L/DL8/30/XU/950/TJ01 | 2850 | Downlight | 95 | 2018-06-27 | 2019-02-18 | High | 2 | #N/A | 95 | #N/A | #N/A
TCP | DLC10SWUZDCCT2 | 2850 | Downlight | 95 | 2020-08-13 | 2020-09-24 | High | 2 | #N/A | 95 | #N/A | #N/A
TCP | DLC12SWUZDCCT2 | 2850 | Downlight | 95 | 2020-08-13 | 2020-09-24 | High | 2 | #N/A | 95 | #N/A | #N/A
LIGHT THE FUTURE | D818-4000 | 2850 | Downlight | 95 | 2018-07-23 | 2018-12-03 | High | 2 | #N/A | 95 | #N/A | #N/A
LIGHT THE FUTURE | D818-5000 | 2850 | Downlight | 95 | 2018-07-23 | 2018-12-03 | High | 2 | #N/A | 95 | #N/A | #N/A
JAYKAL | JLS68102-CR-10-M5-8MCCT1-10-FF-* | 3135 | Downlight | 95 | 2022-12-21 | 2022-12-28 | High | 2 | #N/A | 95 | #N/A | #N/A
JAYKAL | JLS68102-CR-10-M5-8MCCT2-10-FF-* | 3135 | Downlight | 95 | 2022-12-21 | 2022-12-28 | High | 2 | #N/A | 95 | #N/A | #N/A
RZ lighting | DL342-6-40W-DOA(50ï¿½,2700K) | 3800 | Downlight | 95 | 2022-07-07 | 2022-09-07 | High | 2 | #N/A | 95 | #N/A | #N/A
RZ lighting | DL342-6-40W-DOA(50ï¿½,3000K) | 3800 | Downlight | 95 | 2022-07-07 | 2022-09-07 | High | 2 | #N/A | 95 | #N/A | #N/A
RZ lighting | DL342-6-40W-DOA(50ï¿½,3500K) | 3800 | Downlight | 95 | 2022-07-07 | 2022-09-07 | High | 2 | #N/A | 95 | #N/A | #N/A
RZ lighting | DL342-6-40W-DOA(50ï¿½,4000K) | 3800 | Downlight | 95 | 2022-07-07 | 2022-09-07 | High | 2 | #N/A | 95 | #N/A | #N/A
RZ lighting | DL342-6-40W-DOA(50ï¿½,5000K) | 3800 | Downlight | 95 | 2022-07-07 | 2022-09-07 | High | 2 | #N/A | 95 | #N/A | #N/A
RZ lighting | DL342-6-40W-DOA(70ï¿½,2700K) | 3800 | Downlight | 95 | 2022-07-07 | 2022-09-07 | High | 2 | #N/A | 95 | #N/A | #N/A
RZ lighting | DL342-6-40W-DOA(70ï¿½,3000K) | 3800 | Downlight | 95 | 2022-07-07 | 2022-09-07 | High | 2 | #N/A | 95 | #N/A | #N/A
RZ lighting | DL342-6-40W-DOA(70ï¿½,3500K) | 3800 | Downlight | 95 | 2022-07-07 | 2022-09-07 | High | 2 | #N/A | 95 | #N/A | #N/A
RZ lighting | DL342-6-40W-DOA(70ï¿½,4000K) | 3800 | Downlight | 95 | 2022-07-07 | 2022-09-07 | High | 2 | #N/A | 95 | #N/A | #N/A
RZ lighting | DL342-6-40W-DOA(70ï¿½,5000K) | 3800 | Downlight | 95 | 2022-07-07 | 2022-09-07 | High | 2 | #N/A | 95 | #N/A | #N/A
Lightolier | LLAVRM20H1###/ LLAVRM**20927H1 / LLAV12RF | 2114 | Downlight | 95.1 | 2021-09-03 | 2021-09-07 | High | 2 | #N/A | 95.1 | #N/A | #N/A
Lightolier | LLAVRM20H1###/ LLAVRM**20927H1 / LLAV12RNF | 2114 | Downlight | 95.1 | 2021-09-03 | 2021-09-07 | High | 2 | #N/A | 95.1 | #N/A | #N/A
Lightolier | LLAVRM20H1###/ LLAVRM**20927H1 / LLAV12RNS | 2114 | Downlight | 95.1 | 2021-09-03 | 2021-09-07 | High | 2 | #N/A | 95.1 | #N/A | #N/A
Lightolier | LLAVRM20H1###/ LLAVRM**20927H1 / LLAV12RS | 2114 | Downlight | 95.1 | 2021-09-03 | 2021-09-07 | High | 2 | #N/A | 95.1 | #N/A | #N/A
Lightolier | LLAVRM20H1###/ LLAVRM**20930H1 / LLAV12RF | 2114 | Downlight | 95.1 | 2021-09-03 | 2021-09-07 | High | 2 | #N/A | 95.1 | #N/A | #N/A
Lightolier | LLAVRM20H1###/ LLAVRM**20930H1 / LLAV12RNF | 2114 | Downlight | 95.1 | 2021-09-03 | 2021-09-07 | High | 2 | #N/A | 95.1 | #N/A | #N/A
Lightolier | LLAVRM20H1###/ LLAVRM**20930H1 / LLAV12RNS | 2114 | Downlight | 95.1 | 2021-09-03 | 2021-09-07 | High | 2 | #N/A | 95.1 | #N/A | #N/A
Lightolier | LLAVRM20H1###/ LLAVRM**20930H1 / LLAV12RS | 2114 | Downlight | 95.1 | 2021-09-03 | 2021-09-07 | High | 2 | #N/A | 95.1 | #N/A | #N/A
Lightolier | LLAVRM20H1###/ LLAVRM**20935H1 / LLAV12RF | 2114 | Downlight | 95.1 | 2021-09-03 | 2021-09-07 | High | 2 | #N/A | 95.1 | #N/A | #N/A
Lightolier | LLAVRM20H1###/ LLAVRM**20935H1 / LLAV12RNF | 2114 | Downlight | 95.1 | 2021-09-03 | 2021-09-07 | High | 2 | #N/A | 95.1 | #N/A | #N/A
Lightolier | LLAVRM20H1###/ LLAVRM**20935H1 / LLAV12RNS | 2114 | Downlight | 95.1 | 2021-09-03 | 2021-09-07 | High | 2 | #N/A | 95.1 | #N/A | #N/A
Lightolier | LLAVRM20H1###/ LLAVRM**20935H1 / LLAV12RS | 2114 | Downlight | 95.1 | 2021-09-03 | 2021-09-07 | High | 2 | #N/A | 95.1 | #N/A | #N/A
Lightolier | LLAVRM20H1###/ LLAVRM**20940H1 / LLAV12RF | 2114 | Downlight | 95.1 | 2021-09-03 | 2021-09-07 | High | 2 | #N/A | 95.1 | #N/A | #N/A
Lightolier | LLAVRM20H1###/ LLAVRM**20940H1 / LLAV12RNF | 2114 | Downlight | 95.1 | 2021-09-03 | 2021-09-07 | High | 2 | #N/A | 95.1 | #N/A | #N/A
Lightolier | LLAVRM20H1###/ LLAVRM**20940H1 / LLAV12RNS | 2114 | Downlight | 95.1 | 2021-09-03 | 2021-09-07 | High | 2 | #N/A | 95.1 | #N/A | #N/A
Lightolier | LLAVRM20H1###/ LLAVRM**20940H1 / LLAV12RS | 2114 | Downlight | 95.1 | 2021-09-03 | 2021-09-07 | High | 2 | #N/A | 95.1 | #N/A | #N/A
Lightolier | LLAVRM20H2###/ LLAVRM**20927H2 / LLAV12RF | 4228 | Downlight | 95.1 | 2021-09-03 | 2021-09-07 | High | 2 | #N/A | 95.1 | #N/A | #N/A
Lightolier | LLAVRM20H2###/ LLAVRM**20927H2 / LLAV12RNF | 4228 | Downlight | 95.1 | 2021-09-03 | 2021-09-07 | High | 2 | #N/A | 95.1 | #N/A | #N/A
Lightolier | LLAVRM20H2###/ LLAVRM**20927H2 / LLAV12RNS | 4228 | Downlight | 95.1 | 2021-09-03 | 2021-09-07 | High | 2 | #N/A | 95.1 | #N/A | #N/A
Lightolier | LLAVRM20H2###/ LLAVRM**20927H2 / LLAV12RS | 4228 | Downlight | 95.1 | 2021-09-03 | 2021-09-07 | High | 2 | #N/A | 95.1 | #N/A | #N/A
Lightolier | LLAVRM20H2###/ LLAVRM**20930H2 / LLAV12RF | 4228 | Downlight | 95.1 | 2021-09-03 | 2021-09-07 | High | 2 | #N/A | 95.1 | #N/A | #N/A
Lightolier | LLAVRM20H2###/ LLAVRM**20930H2 / LLAV12RNF | 4228 | Downlight | 95.1 | 2021-09-03 | 2021-09-07 | High | 2 | #N/A | 95.1 | #N/A | #N/A
Lightolier | LLAVRM20H2###/ LLAVRM**20930H2 / LLAV12RNS | 4228 | Downlight | 95.1 | 2021-09-03 | 2021-09-07 | High | 2 | #N/A | 95.1 | #N/A | #N/A
Lightolier | LLAVRM20H2###/ LLAVRM**20930H2 / LLAV12RS | 4228 | Downlight | 95.1 | 2021-09-03 | 2021-09-07 | High | 2 | #N/A | 95.1 | #N/A | #N/A
Lightolier | LLAVRM20H2###/ LLAVRM**20935H2 / LLAV12RF | 4228 | Downlight | 95.1 | 2021-09-03 | 2021-09-07 | High | 2 | #N/A | 95.1 | #N/A | #N/A
Lightolier | LLAVRM20H2###/ LLAVRM**20935H2 / LLAV12RNF | 4228 | Downlight | 95.1 | 2021-09-03 | 2021-09-07 | High | 2 | #N/A | 95.1 | #N/A | #N/A
Lightolier | LLAVRM20H2###/ LLAVRM**20935H2 / LLAV12RNS | 4228 | Downlight | 95.1 | 2021-09-03 | 2021-09-07 | High | 2 | #N/A | 95.1 | #N/A | #N/A
Lightolier | LLAVRM20H2###/ LLAVRM**20935H2 / LLAV12RS | 4228 | Downlight | 95.1 | 2021-09-03 | 2021-09-07 | High | 2 | #N/A | 95.1 | #N/A | #N/A
Lightolier | LLAVRM20H2###/ LLAVRM**20940H2 / LLAV12RF | 4228 | Downlight | 95.1 | 2021-09-03 | 2021-09-07 | High | 2 | #N/A | 95.1 | #N/A | #N/A
Lightolier | LLAVRM20H2###/ LLAVRM**20940H2 / LLAV12RNF | 4228 | Downlight | 95.1 | 2021-09-03 | 2021-09-07 | High | 2 | #N/A | 95.1 | #N/A | #N/A
Lightolier | LLAVRM20H2###/ LLAVRM**20940H2 / LLAV12RNS | 4228 | Downlight | 95.1 | 2021-09-03 | 2021-09-07 | High | 2 | #N/A | 95.1 | #N/A | #N/A
Lightolier | LLAVRM20H2###/ LLAVRM**20940H2 / LLAV12RS | 4228 | Downlight | 95.1 | 2021-09-03 | 2021-09-07 | High | 2 | #N/A | 95.1 | #N/A | #N/A
Lightolier | LLAVRM20H3###/ LLAVRM**20927H3 / LLAV12RF | 6342 | Downlight | 95.1 | 2021-09-03 | 2021-09-07 | High | 2 | #N/A | 95.1 | #N/A | #N/A
Lightolier | LLAVRM20H3###/ LLAVRM**20927H3 / LLAV12RNF | 6342 | Downlight | 95.1 | 2021-09-03 | 2021-09-07 | High | 2 | #N/A | 95.1 | #N/A | #N/A
Lightolier | LLAVRM20H3###/ LLAVRM**20927H3 / LLAV12RNS | 6342 | Downlight | 95.1 | 2021-09-03 | 2021-09-07 | High | 2 | #N/A | 95.1 | #N/A | #N/A
Lightolier | LLAVRM20H3###/ LLAVRM**20927H3 / LLAV12RS | 6342 | Downlight | 95.1 | 2021-09-03 | 2021-09-07 | High | 2 | #N/A | 95.1 | #N/A | #N/A
Lightolier | LLAVRM20H3###/ LLAVRM**20930H3 / LLAV12RF | 6342 | Downlight | 95.1 | 2021-09-03 | 2021-09-07 | High | 2 | #N/A | 95.1 | #N/A | #N/A
Lightolier | LLAVRM20H3###/ LLAVRM**20930H3 / LLAV12RNF | 6342 | Downlight | 95.1 | 2021-09-03 | 2021-09-07 | High | 2 | #N/A | 95.1 | #N/A | #N/A
Lightolier | LLAVRM20H3###/ LLAVRM**20930H3 / LLAV12RNS | 6342 | Downlight | 95.1 | 2021-09-03 | 2021-09-07 | High | 2 | #N/A | 95.1 | #N/A | #N/A
Lightolier | LLAVRM20H3###/ LLAVRM**20930H3 / LLAV12RS | 6342 | Downlight | 95.1 | 2021-09-03 | 2021-09-07 | High | 2 | #N/A | 95.1 | #N/A | #N/A
Lightolier | LLAVRM20H3###/ LLAVRM**20935H3 / LLAV12RF | 6342 | Downlight | 95.1 | 2021-09-03 | 2021-09-07 | High | 2 | #N/A | 95.1 | #N/A | #N/A
Lightolier | LLAVRM20H3###/ LLAVRM**20935H3 / LLAV12RNF | 6342 | Downlight | 95.1 | 2021-09-03 | 2021-09-07 | High | 2 | #N/A | 95.1 | #N/A | #N/A
Lightolier | LLAVRM20H3###/ LLAVRM**20935H3 / LLAV12RNS | 6342 | Downlight | 95.1 | 2021-09-03 | 2021-09-07 | High | 2 | #N/A | 95.1 | #N/A | #N/A
Lightolier | LLAVRM20H3###/ LLAVRM**20935H3 / LLAV12RS | 6342 | Downlight | 95.1 | 2021-09-03 | 2021-09-07 | High | 2 | #N/A | 95.1 | #N/A | #N/A
Lightolier | LLAVRM20H3###/ LLAVRM**20940H3 / LLAV12RF | 6342 | Downlight | 95.1 | 2021-09-03 | 2021-09-07 | High | 2 | #N/A | 95.1 | #N/A | #N/A
Lightolier | LLAVRM20H3###/ LLAVRM**20940H3 / LLAV12RNF | 6342 | Downlight | 95.1 | 2021-09-03 | 2021-09-07 | High | 2 | #N/A | 95.1 | #N/A | #N/A
Lightolier | LLAVRM20H3###/ LLAVRM**20940H3 / LLAV12RNS | 6342 | Downlight | 95.1 | 2021-09-03 | 2021-09-07 | High | 2 | #N/A | 95.1 | #N/A | #N/A
Lightolier | LLAVRM20H3###/ LLAVRM**20940H3 / LLAV12RS | 6342 | Downlight | 95.1 | 2021-09-03 | 2021-09-07 | High | 2 | #N/A | 95.1 | #N/A | #N/A
Multiple Large | 8238-SPS007984-** | 6415 | Downlight | 95.1 | 2018-02-22 | 2018-02-28 | High | 2 | #N/A | 95.1 | #N/A | #N/A
Lightolier | LLAVRM20H4###/ LLAVRM**20927H4 / LLAV12RF | 8456 | Downlight | 95.1 | 2021-09-03 | 2021-09-07 | High | 2 | #N/A | 95.1 | #N/A | #N/A
Lightolier | LLAVRM20H4###/ LLAVRM**20927H4 / LLAV12RNF | 8456 | Downlight | 95.1 | 2021-09-03 | 2021-09-07 | High | 2 | #N/A | 95.1 | #N/A | #N/A
Lightolier | LLAVRM20H4###/ LLAVRM**20927H4 / LLAV12RNS | 8456 | Downlight | 95.1 | 2021-09-03 | 2021-09-07 | High | 2 | #N/A | 95.1 | #N/A | #N/A
Lightolier | LLAVRM20H4###/ LLAVRM**20927H4 / LLAV12RS | 8456 | Downlight | 95.1 | 2021-09-03 | 2021-09-07 | High | 2 | #N/A | 95.1 | #N/A | #N/A
Lightolier | LLAVRM20H4###/ LLAVRM**20930H4 / LLAV12RF | 8456 | Downlight | 95.1 | 2021-09-03 | 2021-09-07 | High | 2 | #N/A | 95.1 | #N/A | #N/A
Lightolier | LLAVRM20H4###/ LLAVRM**20930H4 / LLAV12RNF | 8456 | Downlight | 95.1 | 2021-09-03 | 2021-09-07 | High | 2 | #N/A | 95.1 | #N/A | #N/A
Lightolier | LLAVRM20H4###/ LLAVRM**20930H4 / LLAV12RNS | 8456 | Downlight | 95.1 | 2021-09-03 | 2021-09-07 | High | 2 | #N/A | 95.1 | #N/A | #N/A
Lightolier | LLAVRM20H4###/ LLAVRM**20930H4 / LLAV12RS | 8456 | Downlight | 95.1 | 2021-09-03 | 2021-09-07 | High | 2 | #N/A | 95.1 | #N/A | #N/A
Lightolier | LLAVRM20H4###/ LLAVRM**20935H4 / LLAV12RF | 8456 | Downlight | 95.1 | 2021-09-03 | 2021-09-07 | High | 2 | #N/A | 95.1 | #N/A | #N/A
Lightolier | LLAVRM20H4###/ LLAVRM**20935H4 / LLAV12RNF | 8456 | Downlight | 95.1 | 2021-09-03 | 2021-09-07 | High | 2 | #N/A | 95.1 | #N/A | #N/A
Lightolier | LLAVRM20H4###/ LLAVRM**20935H4 / LLAV12RNS | 8456 | Downlight | 95.1 | 2021-09-03 | 2021-09-07 | High | 2 | #N/A | 95.1 | #N/A | #N/A
Lightolier | LLAVRM20H4###/ LLAVRM**20935H4 / LLAV12RS | 8456 | Downlight | 95.1 | 2021-09-03 | 2021-09-07 | High | 2 | #N/A | 95.1 | #N/A | #N/A
Lightolier | LLAVRM20H4###/ LLAVRM**20940H4 / LLAV12RF | 8456 | Downlight | 95.1 | 2021-09-03 | 2021-09-07 | High | 2 | #N/A | 95.1 | #N/A | #N/A
Lightolier | LLAVRM20H4###/ LLAVRM**20940H4 / LLAV12RNF | 8456 | Downlight | 95.1 | 2021-09-03 | 2021-09-07 | High | 2 | #N/A | 95.1 | #N/A | #N/A
Lightolier | LLAVRM20H4###/ LLAVRM**20940H4 / LLAV12RNS | 8456 | Downlight | 95.1 | 2021-09-03 | 2021-09-07 | High | 2 | #N/A | 95.1 | #N/A | #N/A
Lightolier | LLAVRM20H4###/ LLAVRM**20940H4 / LLAV12RS | 8456 | Downlight | 95.1 | 2021-09-03 | 2021-09-07 | High | 2 | #N/A | 95.1 | #N/A | #N/A
EiKO | CD4/PS12/FCCT/UD | 1142 | Downlight | 95.2 | 2020-02-01 | 2020-04-20 | High | 2 | #N/A | 95.2 | #N/A | #N/A
Falkor Lighting | FI-DOWN-4-12W-3CCT | 1142 | Downlight | 95.2 | 2020-02-01 | 2020-07-01 | High | 2 | #N/A | 95.2 | #N/A | #N/A
JAYKAL | JLS68102-CR-4-M1-8MCCT1-10-FF-* | 1142 | Downlight | 95.2 | 2022-12-21 | 2022-12-28 | High | 2 | #N/A | 95.2 | #N/A | #N/A
JAYKAL | JLS68102-CR-4-M1-8MCCT2-10-FF-* | 1142 | Downlight | 95.2 | 2022-12-21 | 2022-12-28 | High | 2 | #N/A | 95.2 | #N/A | #N/A
Net Zero USA | NZ-6124.3 | 1142 | Downlight | 95.2 | 2021-07-07 | 2021-12-22 | High | 2 | #N/A | 95.2 | #N/A | #N/A
PacLights | FDLA04D12 | 1142 | Downlight | 95.2 | 2020-02-01 | 2020-09-24 | High | 2 | #N/A | 95.2 | #N/A | #N/A
UPSHINE | UP-DL254-4-12W-0AC3(3000K,3500K,4000K) | 1142 | Downlight | 95.2 | 2020-02-01 | 2020-04-15 | High | 2 | #N/A | 95.2 | #N/A | #N/A
UPSHINE | UP-DL254-4-12W-0AC3(3000K,4000K,5000K) | 1142 | Downlight | 95.2 | 2020-02-01 | 2020-04-15 | High | 2 | #N/A | 95.2 | #N/A | #N/A
US LED | LTR2-1-UNV-35-12-5R-V-WH | 1200 | Downlight | 95.2 | 2022-01-02 | 2016-01-18 | High | 2 | #N/A | 95.2 | #N/A | #N/A
EELighting | CDFP-65R8-3WS-MW-3WS3CCTA-120347V-010V-CRI90 | 2000 | Downlight | 95.2 | 2021-01-14 | 2021-02-04 | High | 2 | #N/A | 95.2 | #N/A | #N/A
Etlin-Daniels | DLCLR8-101521WC0-WH-FB | 2000 | Downlight | 95.2 | 2021-06-10 | 2021-07-29 | High | 2 | #N/A | 95.2 | #N/A | #N/A
LEDVANCE | 62923 | 2000 | Downlight | 95.2 | 2022-11-01 | 2022-11-04 | High | 2 | #N/A | 95.2 | #N/A | #N/A
LEDVANCE | 62927 | 2000 | Downlight | 95.2 | 2022-11-01 | 2022-11-04 | High | 2 | #N/A | 95.2 | #N/A | #N/A
Sylvania | 61556 | 2000 | Downlight | 95.2 | 2020-03-23 | 2020-03-25 | High | 2 | #N/A | 95.2 | #N/A | #N/A
Sylvania | 61557 | 2000 | Downlight | 95.2 | 2020-03-23 | 2020-03-25 | High | 2 | #N/A | 95.2 | #N/A | #N/A
Sylvania | 61558 | 2000 | Downlight | 95.2 | 2020-03-23 | 2020-03-25 | High | 2 | #N/A | 95.2 | #N/A | #N/A
Sylvania | 61559 | 2000 | Downlight | 95.2 | 2020-03-23 | 2020-03-25 | High | 2 | #N/A | 95.2 | #N/A | #N/A
Light by Lotus | TP120-347-RT8-C-DIM-G1-ES | 2000 | Downlight | 95.2 | 2021-04-30 | 2021-06-16 | High | 2 | #N/A | 95.2 | #N/A | #N/A
Lightolier | CR8RLMCCT | 2000 | Downlight | 95.2 | 2020-12-01 | 2020-12-18 | High | 2 | #N/A | 95.2 | #N/A | #N/A
HOMI | HM08-PR16-25W277/IP44-3CCT-0-*SA | 2380 | Downlight | 95.2 | 2021-12-10 | 2021-12-13 | High | 2 | #N/A | 95.2 | #N/A | #N/A
US LED | LTR2-1-UNV-35-30-8R-V-WH | 2770 | Downlight | 95.2 | 2022-01-02 | 2016-01-18 | High | 2 | #N/A | 95.2 | #N/A | #N/A
EiKO | CD10/PS33/FCCT/UD | 3143 | Downlight | 95.2 | 2020-02-01 | 2020-04-20 | High | 2 | #N/A | 95.2 | #N/A | #N/A
Falkor Lighting | FI-DOWN-10-33W-3CCT | 3143 | Downlight | 95.2 | 2020-02-01 | 2020-06-30 | High | 2 | #N/A | 95.2 | #N/A | #N/A
Net Zero USA | NZ-63310.3 | 3143 | Downlight | 95.2 | 2021-07-07 | 2021-12-23 | High | 2 | #N/A | 95.2 | #N/A | #N/A
PacLights | FDLA10D33 | 3143 | Downlight | 95.2 | 2020-02-01 | 2020-09-24 | High | 2 | #N/A | 95.2 | #N/A | #N/A
UPSHINE | UP-DL254-10-33W-0AC3(3000K,3500K,4000K) | 3143 | Downlight | 95.2 | 2020-02-01 | 2020-04-16 | High | 2 | #N/A | 95.2 | #N/A | #N/A
UPSHINE | UP-DL254-10-33W-0AC3(3000K,4000K,5000K) | 3143 | Downlight | 95.2 | 2020-02-01 | 2020-04-16 | High | 2 | #N/A | 95.2 | #N/A | #N/A
CREE LIGHTING | CDR10-B-ALS-9ACK-10V5-WH-UNV | 4000 | Downlight | 95.2 | 2022-04-12 | 2022-06-30 | High | 2 | #N/A | 95.2 | #N/A | #N/A
Multiple Large | 8228-SPS007974-** | 4229 | Downlight | 95.2 | 2018-02-22 | 2018-02-28 | High | 2 | #N/A | 95.2 | #N/A | #N/A
EiKO | CD6/PS16/FCCT/UD | 1525 | Downlight | 95.3 | 2020-02-01 | 2020-04-20 | High | 2 | #N/A | 95.3 | #N/A | #N/A
Falkor Lighting | FI-DOWN-6-16W-3CCT | 1525 | Downlight | 95.3 | 2020-02-01 | 2020-06-30 | High | 2 | #N/A | 95.3 | #N/A | #N/A
Net Zero USA | NZ-6166.3 | 1525 | Downlight | 95.3 | 2021-07-07 | 2021-12-22 | High | 2 | #N/A | 95.3 | #N/A | #N/A
PacLights | FDLA06D16 | 1525 | Downlight | 95.3 | 2020-02-01 | 2020-09-24 | High | 2 | #N/A | 95.3 | #N/A | #N/A
UPSHINE | UP-DL254-6-16W-0AC3(3000K,3500K,4000K) | 1525 | Downlight | 95.3 | 2020-02-01 | 2020-04-16 | High | 2 | #N/A | 95.3 | #N/A | #N/A
UPSHINE | UP-DL254-6-16W-0AC3(3000K,4000K,5000K) | 1525 | Downlight | 95.3 | 2020-02-01 | 2020-04-16 | High | 2 | #N/A | 95.3 | #N/A | #N/A
US LED | LTR2-1-UNV-35-25-8R-V-WH | 2430 | Downlight | 95.3 | 2022-01-02 | 2016-01-18 | High | 2 | #N/A | 95.3 | #N/A | #N/A
GE Current, a Daintree company | 93060581 | 1049 | Downlight | 95.4 | 2017-12-20 | 2018-03-20 | High | 2 | #N/A | 95.4 | #N/A | #N/A
American Lighting | RM3-5CCT-WH | 2100 | Downlight | 95.5 | 2022-10-25 | 2022-11-08 | High | 2 | #N/A | 95.5 | #N/A | #N/A
Energetic Lighting | E4DL8N21E83040 | 2100 | Downlight | 95.5 | 2022-12-19 | 2022-12-22 | High | 2 | #N/A | 95.5 | #N/A | #N/A
MaxLite | RCF822CSW-V2 | 2100 | Downlight | 95.5 | 2022-02-10 | 2022-02-22 | High | 2 | #N/A | 95.5 | #N/A | #N/A
Signcomplex | GL101T-138-22W-5CCT-R90-30## | 2100 | Downlight | 95.5 | 2022-10-25 | 2022-11-08 | High | 2 | #N/A | 95.5 | #N/A | #N/A
HOMI | HM08-PR16-20W277/IP44-3CCT-0-*SA | 1911 | Downlight | 95.6 | 2021-12-10 | 2021-12-13 | High | 2 | #N/A | 95.6 | #N/A | #N/A
Halo | LCR621WW9FSE020* | 2150 | Downlight | 95.6 | 2022-12-10 | 2022-12-14 | High | 2 | #N/A | 95.6 | #N/A | #N/A
Halo | LCR621WW9FSE020*-* | 2150 | Downlight | 95.6 | 2022-12-10 | 2022-12-14 | High | 2 | #N/A | 95.6 | #N/A | #N/A
Halo | LCR621WW9FSE020*-#* | 2150 | Downlight | 95.6 | 2022-12-10 | 2022-12-14 | High | 2 | #N/A | 95.6 | #N/A | #N/A
Halo Commercial | PD615D010B[REM¦IEM] PDM6B8## 6#[V¦VEM¦DFW¦WW][C¦G¦HW¦BB¦WB] | 1301 | Downlight | 95.7 | 2017-05-25 | 2017-06-01 | High | 2 | #N/A | 95.7 | #N/A | #N/A
MORRIS | 72666 | 2870 | Downlight | 95.7 | 2018-05-21 | 2018-05-16 | High | 2 | #N/A | 95.7 | #N/A | #N/A
MORRIS | 72667 | 2870 | Downlight | 95.7 | 2018-05-21 | 2018-05-16 | High | 2 | #N/A | 95.7 | #N/A | #N/A
GE Current, a Daintree company | 93060585 | 1820 | Downlight | 95.8 | 2017-12-20 | 2018-03-20 | High | 2 | #N/A | 95.8 | #N/A | #N/A
Best | BRK-8A-23L-35K | 2300 | Downlight | 95.8 | 2020-06-03 | 2020-06-02 | High | 2 | #N/A | 95.8 | #N/A | #N/A
Best | BRK-8A-23L-4K | 2300 | Downlight | 95.8 | 2020-06-03 | 2020-06-02 | High | 2 | #N/A | 95.8 | #N/A | #N/A
Best | BRK-8A-23L-5K | 2300 | Downlight | 95.8 | 2020-06-03 | 2020-06-02 | High | 2 | #N/A | 95.8 | #N/A | #N/A
RAB | DLC0008 | 2300 | Downlight | 95.8 | 2019-10-28 | 2019-10-30 | High | 2 | #N/A | 95.8 | #N/A | #N/A
RAB | DLC0009 | 2300 | Downlight | 95.8 | 2019-10-28 | 2019-10-30 | High | 2 | #N/A | 95.8 | #N/A | #N/A
RAB | DLC0010 | 2300 | Downlight | 95.8 | 2019-10-28 | 2019-10-30 | High | 2 | #N/A | 95.8 | #N/A | #N/A
RAB | DLC0034 | 2300 | Downlight | 95.8 | 2019-10-28 | 2019-10-30 | High | 2 | #N/A | 95.8 | #N/A | #N/A
US LED | LTR2-1-UNV-35-30-8R-C-WH | 2740 | Downlight | 95.8 | 2022-01-02 | 2016-01-18 | High | 2 | #N/A | 95.8 | #N/A | #N/A
GE Current, a Daintree company | LRXR1060827MD | 5700 | Downlight | 95.8 | 2020-04-01 | 2020-03-19 | High | 2 | #N/A | 95.8 | #N/A | #N/A
US LED | LTR2-1-UNV-27-12-5S-C-WH | 1200 | Downlight | 96 | 2022-01-02 | 2016-01-18 | High | 2 | #N/A | 96 | #N/A | #N/A
Prescolite | LTR-6RD-H-ML20LDM1 + LTR-6RD-T-ML35K8WDSS | 2180 | Downlight | 96 | 2019-07-12 | 2019-08-23 | High | 2 | #N/A | 96 | #N/A | #N/A
US LED | LTR2-1-UNV-35-15-6R-C-WH | 1490 | Downlight | 96.1 | 2022-01-02 | 2016-01-18 | High | 2 | #N/A | 96.1 | #N/A | #N/A
US LED | LTR2-1-UNV-40-30-8R-V-WH | 2820 | Downlight | 96.2 | 2022-01-02 | 2016-01-18 | High | 2 | #N/A | 96.2 | #N/A | #N/A
CREE LIGHTING | CDR8-B-ALH-9ACK-10V5-WH-UNV | 5000 | Downlight | 96.2 | 2022-04-12 | 2022-06-30 | High | 2 | #N/A | 96.2 | #N/A | #N/A
LED ONE | LOC-8DLMW( 32/42/52)MCCT(30/4 0/50)D-HO | 5000 | Downlight | 96.2 | 2022-10-11 | 2022-11-16 | High | 2 | #N/A | 96.2 | #N/A | #N/A
Maxlite Inc. | RCF832WCSDW | 5000 | Downlight | 96.2 | 2021-12-08 | 2021-12-15 | High | 2 | #N/A | 96.2 | #N/A | #N/A
HOMI | HM08-PR12-15W277-3CCT-*SA | 1444 | Downlight | 96.3 | 2020-12-04 | 2020-12-20 | High | 2 | #N/A | 96.3 | #N/A | #N/A
HOMI | HM08-PR12-15W277/IP44-3CCT-*SA | 1444 | Downlight | 96.3 | 2020-12-04 | 2020-12-20 | High | 2 | #N/A | 96.3 | #N/A | #N/A
Halo | LCR630WW9FSE010* | 2880 | Downlight | 96.3 | 2022-12-10 | 2022-12-14 | High | 2 | #N/A | 96.3 | #N/A | #N/A
Halo | LCR630WW9FSE010*-* | 2880 | Downlight | 96.3 | 2022-12-10 | 2022-12-14 | High | 2 | #N/A | 96.3 | #N/A | #N/A
Halo | LCR630WW9FSE010*-#* | 2880 | Downlight | 96.3 | 2022-12-10 | 2022-12-14 | High | 2 | #N/A | 96.3 | #N/A | #N/A
GE Current, a Daintree company | 93060582 | 1060 | Downlight | 96.4 | 2017-12-20 | 2018-03-20 | High | 2 | #N/A | 96.4 | #N/A | #N/A
Halo | RL6LS9FSD2W1EWHDM* | 1330 | Downlight | 96.4 | 2022-10-10 | 2022-10-17 | High | 2 | #N/A | 96.4 | #N/A | #N/A
Halo | RL6LS9FSD2W1EWHDM*-* | 1330 | Downlight | 96.4 | 2022-10-10 | 2022-10-17 | High | 2 | #N/A | 96.4 | #N/A | #N/A
Halo | RL6LS9FSD2W1EWHDM*-#* | 1330 | Downlight | 96.4 | 2022-10-10 | 2022-10-17 | High | 2 | #N/A | 96.4 | #N/A | #N/A
Nora Lighting | NELOCAC-16R927W | 1945 | Downlight | 96.4 | 2020-11-10 | 2022-09-14 | High | 2 | #N/A | 96.4 | #N/A | #N/A
Nora Lighting | NELOCAC-16R930W | 1945 | Downlight | 96.4 | 2020-11-10 | 2022-09-14 | High | 2 | #N/A | 96.4 | #N/A | #N/A
Nora Lighting | NELOCAC-16R940W | 1945 | Downlight | 96.4 | 2020-11-10 | 2022-09-14 | High | 2 | #N/A | 96.4 | #N/A | #N/A
US LED | LTR2-1-UNV-40-30-8R-C-WH | 2780 | Downlight | 96.5 | 2022-01-02 | 2016-01-18 | High | 2 | #N/A | 96.5 | #N/A | #N/A
ConTech Lighting | CY95#MVD**** | 8300 | Downlight | 96.5 | 2018-12-12 | 2018-12-20 | High | 2 | #N/A | 96.5 | #N/A | #N/A
MaxLite | RCF822CSW | 2126 | Downlight | 96.6 | 2019-01-01 | 2019-03-13 | High | 2 | #N/A | 96.6 | #N/A | #N/A
GE Current, a Daintree company | LRXR1260827MD | 5750 | Downlight | 96.6 | 2020-04-01 | 2020-03-19 | High | 2 | #N/A | 96.6 | #N/A | #N/A
EiKO | CD8/PS22/FCCT/UD | 2128 | Downlight | 96.7 | 2020-02-01 | 2020-04-20 | High | 2 | #N/A | 96.7 | #N/A | #N/A
Falkor Lighting | FI-DOWN-8-22W-3CCT | 2128 | Downlight | 96.7 | 2020-02-01 | 2020-06-30 | High | 2 | #N/A | 96.7 | #N/A | #N/A
Net Zero USA | NZ-6228.3 | 2128 | Downlight | 96.7 | 2021-07-07 | 2021-12-23 | High | 2 | #N/A | 96.7 | #N/A | #N/A
PacLights | FDLA08D22 | 2128 | Downlight | 96.7 | 2020-02-01 | 2020-09-24 | High | 2 | #N/A | 96.7 | #N/A | #N/A
UPSHINE | UP-DL254-8-22W-0AC3(3000K,3500K,4000K) | 2128 | Downlight | 96.7 | 2020-02-01 | 2020-04-16 | High | 2 | #N/A | 96.7 | #N/A | #N/A
UPSHINE | UP-DL254-8-22W-0AC3(3000K,4000K,5000K) | 2128 | Downlight | 96.7 | 2020-02-01 | 2020-04-16 | High | 2 | #N/A | 96.7 | #N/A | #N/A
toggled iQ | TD08-W121CCB | 2299 | Downlight | 96.7 | 2019-12-01 | 2019-11-04 | High | 2 | #N/A | 96.7 | #N/A | #N/A
Lumination LED Luminaires LDXB Downlight Series | LDXB#*030T30V1 / RDI#*********** | 2900 | Downlight | 96.7 | 2020-07-01 | 2020-09-08 | High | 2 | #N/A | 96.7 | #N/A | #N/A
LOTUS LED LIGHTS | LD6R-40K-HO | 2900 | Downlight | 96.7 | 2020-08-14 | 2020-10-13 | High | 2 | #N/A | 96.7 | #N/A | #N/A
LOTUS LED LIGHTS | LD8R-40K-HO | 2900 | Downlight | 96.7 | 2020-08-14 | 2020-10-13 | High | 2 | #N/A | 96.7 | #N/A | #N/A
RZ lighting | DL342-10-60W-DOA(40ï¿½,2700K) | 5800 | Downlight | 96.7 | 2022-07-07 | 2022-09-08 | High | 2 | #N/A | 96.7 | #N/A | #N/A
RZ lighting | DL342-10-60W-DOA(40ï¿½,3000K) | 5800 | Downlight | 96.7 | 2022-07-07 | 2022-09-08 | High | 2 | #N/A | 96.7 | #N/A | #N/A
RZ lighting | DL342-10-60W-DOA(40ï¿½,3500K) | 5800 | Downlight | 96.7 | 2022-07-07 | 2022-09-08 | High | 2 | #N/A | 96.7 | #N/A | #N/A
RZ lighting | DL342-10-60W-DOA(40ï¿½,4000K) | 5800 | Downlight | 96.7 | 2022-07-07 | 2022-09-08 | High | 2 | #N/A | 96.7 | #N/A | #N/A
RZ lighting | DL342-10-60W-DOA(40ï¿½,5000K) | 5800 | Downlight | 96.7 | 2022-07-07 | 2022-09-08 | High | 2 | #N/A | 96.7 | #N/A | #N/A
RZ lighting | DL342-10-60W-DOA(60ï¿½,2700K) | 5800 | Downlight | 96.7 | 2022-07-07 | 2022-09-08 | High | 2 | #N/A | 96.7 | #N/A | #N/A
RZ lighting | DL342-10-60W-DOA(60ï¿½,3000K) | 5800 | Downlight | 96.7 | 2022-07-07 | 2022-09-08 | High | 2 | #N/A | 96.7 | #N/A | #N/A
RZ lighting | DL342-10-60W-DOA(60ï¿½,3500K) | 5800 | Downlight | 96.7 | 2022-07-07 | 2022-09-08 | High | 2 | #N/A | 96.7 | #N/A | #N/A
RZ lighting | DL342-10-60W-DOA(60ï¿½,4000K) | 5800 | Downlight | 96.7 | 2022-07-07 | 2022-09-08 | High | 2 | #N/A | 96.7 | #N/A | #N/A
RZ lighting | DL342-10-60W-DOA(60ï¿½,5000K) | 5800 | Downlight | 96.7 | 2022-07-07 | 2022-09-08 | High | 2 | #N/A | 96.7 | #N/A | #N/A
US LED | LTR2-1-UNV-27-12-5S-V-WH | 1200 | Downlight | 96.8 | 2022-01-02 | 2016-01-18 | High | 2 | #N/A | 96.8 | #N/A | #N/A
Intense Lighting | SC4DRL227D101FL[W,B,SV][C,HZ,W]* | 1221 | Downlight | 96.9 | 2020-11-01 | 2021-04-21 | High | 2 | #N/A | 96.9 | #N/A | #N/A
Intense Lighting | SC4DRL227D101NF[W,B,SV][C,HZ,W]* | 1221 | Downlight | 96.9 | 2020-11-01 | 2021-04-21 | High | 2 | #N/A | 96.9 | #N/A | #N/A
Intense Lighting | SC4DRL227D101WF[W,B,SV][C,HZ,W]* | 1221 | Downlight | 96.9 | 2020-11-01 | 2021-04-21 | High | 2 | #N/A | 96.9 | #N/A | #N/A
Intense Lighting | SC4DRL230D101FL[W,B,SV][C,HZ,W]* | 1221 | Downlight | 96.9 | 2020-11-01 | 2021-04-21 | High | 2 | #N/A | 96.9 | #N/A | #N/A
Intense Lighting | SC4DRL230D101NF[W,B,SV][C,HZ,W]* | 1221 | Downlight | 96.9 | 2020-11-01 | 2021-04-21 | High | 2 | #N/A | 96.9 | #N/A | #N/A
Intense Lighting | SC4DRL230D101WF[W,B,SV][C,HZ,W]* | 1221 | Downlight | 96.9 | 2020-11-01 | 2021-04-21 | High | 2 | #N/A | 96.9 | #N/A | #N/A
Intense Lighting | SC4DRL2359D101FL[W,B,SV][C,HZ,W]* | 1221 | Downlight | 96.9 | 2020-11-01 | 2021-04-21 | High | 2 | #N/A | 96.9 | #N/A | #N/A
Intense Lighting | SC4DRL2359D101NF[W,B,SV][C,HZ,W]* | 1221 | Downlight | 96.9 | 2020-11-01 | 2021-04-21 | High | 2 | #N/A | 96.9 | #N/A | #N/A
Intense Lighting | SC4DRL2359D101WF[W,B,SV][C,HZ,W]* | 1221 | Downlight | 96.9 | 2020-11-01 | 2021-04-21 | High | 2 | #N/A | 96.9 | #N/A | #N/A
Intense Lighting | SC4DRL235D101FL[W,B,SV][C,HZ,W]* | 1221 | Downlight | 96.9 | 2020-11-01 | 2021-04-21 | High | 2 | #N/A | 96.9 | #N/A | #N/A
Intense Lighting | SC4DRL235D101NF[W,B,SV][C,HZ,W]* | 1221 | Downlight | 96.9 | 2020-11-01 | 2021-04-21 | High | 2 | #N/A | 96.9 | #N/A | #N/A
Intense Lighting | SC4DRL235D101WF[W,B,SV][C,HZ,W]* | 1221 | Downlight | 96.9 | 2020-11-01 | 2021-04-21 | High | 2 | #N/A | 96.9 | #N/A | #N/A
Intense Lighting | SC4DRL2409D101FL[W,B,SV][C,HZ,W]* | 1221 | Downlight | 96.9 | 2020-11-01 | 2021-04-21 | High | 2 | #N/A | 96.9 | #N/A | #N/A
Intense Lighting | SC4DRL2409D101NF[W,B,SV][C,HZ,W]* | 1221 | Downlight | 96.9 | 2020-11-01 | 2021-04-21 | High | 2 | #N/A | 96.9 | #N/A | #N/A
Intense Lighting | SC4DRL2409D101WF[W,B,SV][C,HZ,W]* | 1221 | Downlight | 96.9 | 2020-11-01 | 2021-04-21 | High | 2 | #N/A | 96.9 | #N/A | #N/A
Intense Lighting | SC4DRL240D101FL[W,B,SV][C,HZ,W]* | 1221 | Downlight | 96.9 | 2020-11-01 | 2021-04-21 | High | 2 | #N/A | 96.9 | #N/A | #N/A
Intense Lighting | SC4DRL240D101NF[W,B,SV][C,HZ,W]* | 1221 | Downlight | 96.9 | 2020-11-01 | 2021-04-21 | High | 2 | #N/A | 96.9 | #N/A | #N/A
Intense Lighting | SC4DRL240D101WF[W,B,SV][C,HZ,W]* | 1221 | Downlight | 96.9 | 2020-11-01 | 2021-04-21 | High | 2 | #N/A | 96.9 | #N/A | #N/A
Intense Lighting | SC6DRL227D101FL[W,B,SV][C,HZ,W]* | 1221 | Downlight | 96.9 | 2020-11-01 | 2021-04-21 | High | 2 | #N/A | 96.9 | #N/A | #N/A
Intense Lighting | SC6DRL227D101NF[W,B,SV][C,HZ,W]* | 1221 | Downlight | 96.9 | 2020-11-01 | 2021-04-21 | High | 2 | #N/A | 96.9 | #N/A | #N/A
Intense Lighting | SC6DRL227D101WF[W,B,SV][C,HZ,W]* | 1221 | Downlight | 96.9 | 2020-11-01 | 2021-04-21 | High | 2 | #N/A | 96.9 | #N/A | #N/A
Intense Lighting | SC6DRL230D101FL[W,B,SV][C,HZ,W]* | 1221 | Downlight | 96.9 | 2020-11-01 | 2021-04-21 | High | 2 | #N/A | 96.9 | #N/A | #N/A
Intense Lighting | SC6DRL230D101NF[W,B,SV][C,HZ,W]* | 1221 | Downlight | 96.9 | 2020-11-01 | 2021-04-21 | High | 2 | #N/A | 96.9 | #N/A | #N/A
Intense Lighting | SC6DRL230D101WF[W,B,SV][C,HZ,W]* | 1221 | Downlight | 96.9 | 2020-11-01 | 2021-04-21 | High | 2 | #N/A | 96.9 | #N/A | #N/A
Intense Lighting | SC6DRL2359D101FL[W,B,SV][C,HZ,W]* | 1221 | Downlight | 96.9 | 2020-11-01 | 2021-04-21 | High | 2 | #N/A | 96.9 | #N/A | #N/A
Intense Lighting | SC6DRL2359D101NF[W,B,SV][C,HZ,W]* | 1221 | Downlight | 96.9 | 2020-11-01 | 2021-04-21 | High | 2 | #N/A | 96.9 | #N/A | #N/A
Intense Lighting | SC6DRL2359D101WF[W,B,SV][C,HZ,W]* | 1221 | Downlight | 96.9 | 2020-11-01 | 2021-04-21 | High | 2 | #N/A | 96.9 | #N/A | #N/A
Intense Lighting | SC6DRL235D101FL[W,B,SV][C,HZ,W]* | 1221 | Downlight | 96.9 | 2020-11-01 | 2021-04-21 | High | 2 | #N/A | 96.9 | #N/A | #N/A
Intense Lighting | SC6DRL235D101NF[W,B,SV][C,HZ,W]* | 1221 | Downlight | 96.9 | 2020-11-01 | 2021-04-21 | High | 2 | #N/A | 96.9 | #N/A | #N/A
Intense Lighting | SC6DRL235D101WF[W,B,SV][C,HZ,W]* | 1221 | Downlight | 96.9 | 2020-11-01 | 2021-04-21 | High | 2 | #N/A | 96.9 | #N/A | #N/A
Intense Lighting | SC6DRL2409D101FL[W,B,SV][C,HZ,W]* | 1221 | Downlight | 96.9 | 2020-11-01 | 2021-04-21 | High | 2 | #N/A | 96.9 | #N/A | #N/A
Intense Lighting | SC6DRL2409D101NF[W,B,SV][C,HZ,W]* | 1221 | Downlight | 96.9 | 2020-11-01 | 2021-04-21 | High | 2 | #N/A | 96.9 | #N/A | #N/A
Intense Lighting | SC6DRL2409D101WF[W,B,SV][C,HZ,W]* | 1221 | Downlight | 96.9 | 2020-11-01 | 2021-04-21 | High | 2 | #N/A | 96.9 | #N/A | #N/A
Intense Lighting | SC6DRL240D101FL[W,B,SV][C,HZ,W]* | 1221 | Downlight | 96.9 | 2020-11-01 | 2021-04-21 | High | 2 | #N/A | 96.9 | #N/A | #N/A
Intense Lighting | SC6DRL240D101NF[W,B,SV][C,HZ,W]* | 1221 | Downlight | 96.9 | 2020-11-01 | 2021-04-21 | High | 2 | #N/A | 96.9 | #N/A | #N/A
Intense Lighting | SC6DRL240D101WF[W,B,SV][C,HZ,W]* | 1221 | Downlight | 96.9 | 2020-11-01 | 2021-04-21 | High | 2 | #N/A | 96.9 | #N/A | #N/A
Intense Lighting | SC8DRL227D101FL[W,B,SV][C,HZ,W]* | 1221 | Downlight | 96.9 | 2020-11-01 | 2021-04-21 | High | 2 | #N/A | 96.9 | #N/A | #N/A
Intense Lighting | SC8DRL227D101NF[W,B,SV][C,HZ,W]* | 1221 | Downlight | 96.9 | 2020-11-01 | 2021-04-21 | High | 2 | #N/A | 96.9 | #N/A | #N/A
Intense Lighting | SC8DRL227D101WF[W,B,SV][C,HZ,W]* | 1221 | Downlight | 96.9 | 2020-11-01 | 2021-04-21 | High | 2 | #N/A | 96.9 | #N/A | #N/A
Intense Lighting | SC8DRL230D101FL[W,B,SV][C,HZ,W]* | 1221 | Downlight | 96.9 | 2020-11-01 | 2021-04-21 | High | 2 | #N/A | 96.9 | #N/A | #N/A
Intense Lighting | SC8DRL230D101NF[W,B,SV][C,HZ,W]* | 1221 | Downlight | 96.9 | 2020-11-01 | 2021-04-21 | High | 2 | #N/A | 96.9 | #N/A | #N/A
Intense Lighting | SC8DRL230D101WF[W,B,SV][C,HZ,W]* | 1221 | Downlight | 96.9 | 2020-11-01 | 2021-04-21 | High | 2 | #N/A | 96.9 | #N/A | #N/A
Intense Lighting | SC8DRL2359D101FL[W,B,SV][C,HZ,W]* | 1221 | Downlight | 96.9 | 2020-11-01 | 2021-04-21 | High | 2 | #N/A | 96.9 | #N/A | #N/A
Intense Lighting | SC8DRL2359D101NF[W,B,SV][C,HZ,W]* | 1221 | Downlight | 96.9 | 2020-11-01 | 2021-04-21 | High | 2 | #N/A | 96.9 | #N/A | #N/A
Intense Lighting | SC8DRL2359D101WF[W,B,SV][C,HZ,W]* | 1221 | Downlight | 96.9 | 2020-11-01 | 2021-04-21 | High | 2 | #N/A | 96.9 | #N/A | #N/A
Intense Lighting | SC8DRL235D101FL[W,B,SV][C,HZ,W]* | 1221 | Downlight | 96.9 | 2020-11-01 | 2021-04-21 | High | 2 | #N/A | 96.9 | #N/A | #N/A
Intense Lighting | SC8DRL235D101NF[W,B,SV][C,HZ,W]* | 1221 | Downlight | 96.9 | 2020-11-01 | 2021-04-21 | High | 2 | #N/A | 96.9 | #N/A | #N/A
Intense Lighting | SC8DRL235D101WF[W,B,SV][C,HZ,W]* | 1221 | Downlight | 96.9 | 2020-11-01 | 2021-04-21 | High | 2 | #N/A | 96.9 | #N/A | #N/A
Intense Lighting | SC8DRL2409D101FL[W,B,SV][C,HZ,W]* | 1221 | Downlight | 96.9 | 2020-11-01 | 2021-04-21 | High | 2 | #N/A | 96.9 | #N/A | #N/A
Intense Lighting | SC8DRL2409D101NF[W,B,SV][C,HZ,W]* | 1221 | Downlight | 96.9 | 2020-11-01 | 2021-04-21 | High | 2 | #N/A | 96.9 | #N/A | #N/A
Intense Lighting | SC8DRL2409D101WF[W,B,SV][C,HZ,W]* | 1221 | Downlight | 96.9 | 2020-11-01 | 2021-04-21 | High | 2 | #N/A | 96.9 | #N/A | #N/A
Intense Lighting | SC8DRL240D101FL[W,B,SV][C,HZ,W]* | 1221 | Downlight | 96.9 | 2020-11-01 | 2021-04-21 | High | 2 | #N/A | 96.9 | #N/A | #N/A
Intense Lighting | SC8DRL240D101NF[W,B,SV][C,HZ,W]* | 1221 | Downlight | 96.9 | 2020-11-01 | 2021-04-21 | High | 2 | #N/A | 96.9 | #N/A | #N/A
Intense Lighting | SC8DRL240D101WF[W,B,SV][C,HZ,W]* | 1221 | Downlight | 96.9 | 2020-11-01 | 2021-04-21 | High | 2 | #N/A | 96.9 | #N/A | #N/A
Good Earth Lighting | LF1089-PEW-28LF4-G | 4390 | Downlight | 96.9 | 2016-11-27 | 2016-12-06 | High | 2 | #N/A | 96.9 | #N/A | #N/A
Good Earth Lighting, Inc. | LF1089-***-28LF4-G | 4390 | Downlight | 96.9 | 2016-11-27 | 2016-12-06 | High | 2 | #N/A | 96.9 | #N/A | #N/A
Prescolite | LTR-6RD-H-ML20LDM1 + LTR-6RW-T-ML35K8WWSS | 2211 | Downlight | 97 | 2019-07-12 | 2019-08-23 | High | 2 | #N/A | 97 | #N/A | #N/A
National Specialty Lighting | LVLDL-HP-04-WW-**-R | 1068 | Downlight | 97.1 | 2017-04-01 | 2017-04-14 | High | 2 | #N/A | 97.1 | #N/A | #N/A
Magic Lite | LVLDL-HP-04-WW-**-R | 1068 | Downlight | 97.1 | 2017-04-01 | 2017-04-14 | High | 2 | #N/A | 97.1 | #N/A | #N/A
USLED | FM1-**-**-35-105-### | 3427 | Downlight | 97.1 | 2017-06-01 | 2017-07-19 | High | 2 | #N/A | 97.1 | #N/A | #N/A
Atlantic Lighting | PLED1220-W-55W-27K-HZ-[BL¦BR¦CC¦MS¦WH]-9CR-[blank¦RLEM]-[blank¦P18¦P24¦P36¦P48]-[blank¦FC] | 5500 | Downlight | 97.2 | 2015-11-25 | 2020-05-06 | High | 2 | #N/A | 97.2 | #N/A | #N/A
Atlantic Lighting | PLED1220-W-55W-35K-HZ-[BL¦BR¦CC¦MS¦WH]-9CR-[blank¦RLEM]-[blank¦P18¦P24¦P36¦P48]-[blank¦FC] | 5500 | Downlight | 97.2 | 2015-11-25 | 2020-05-06 | High | 2 | #N/A | 97.2 | #N/A | #N/A
Atlantic Lighting | PLED1220-W-55W-3K-HZ-[BL¦BR¦CC¦MS¦WH]-9CR-[blank¦RLEM]-[blank¦P18¦P24¦P36¦P48]-[blank¦FC] | 5500 | Downlight | 97.2 | 2015-11-25 | 2020-05-06 | High | 2 | #N/A | 97.2 | #N/A | #N/A
Atlantic Lighting | PLED1220-W-55W-4K-HZ-[BL¦BR¦CC¦MS¦WH]-9CR-[blank¦RLEM]-[blank¦P18¦P24¦P36¦P48]-[blank¦FC] | 5500 | Downlight | 97.2 | 2015-11-25 | 2020-05-06 | High | 2 | #N/A | 97.2 | #N/A | #N/A
Atlantic Lighting | PLED1220-W-55W-5K-HZ-[BL¦BR¦CC¦MS¦WH]-9CR-[blank¦RLEM]-[blank¦P18¦P24¦P36¦P48]-[blank¦FC] | 5500 | Downlight | 97.2 | 2015-11-25 | 2020-05-06 | High | 2 | #N/A | 97.2 | #N/A | #N/A
Atlantic Lighting | CLED1220-W-55W-27K-HZ-[BL¦BR¦CC¦MS¦WH]-9CR-[blank¦CA#¦CCA¦CCA12] | 5500 | Downlight | 97.2 | 2015-11-25 | 2020-05-06 | High | 2 | #N/A | 97.2 | #N/A | #N/A
Atlantic Lighting | CLED1220-W-55W-35K-HZ-[BL¦BR¦CC¦MS¦WH]-9CR-[blank¦CA#¦CCA¦CCA12] | 5500 | Downlight | 97.2 | 2015-11-25 | 2020-05-06 | High | 2 | #N/A | 97.2 | #N/A | #N/A
Atlantic Lighting | CLED1220-W-55W-3K-HZ-[BL¦BR¦CC¦MS¦WH]-9CR-[blank¦CA#¦CCA¦CCA12] | 5500 | Downlight | 97.2 | 2015-11-25 | 2020-05-06 | High | 2 | #N/A | 97.2 | #N/A | #N/A
Atlantic Lighting | CLED1220-W-55W-4K-HZ-[BL¦BR¦CC¦MS¦WH]-9CR-[blank¦CA#¦CCA¦CCA12] | 5500 | Downlight | 97.2 | 2015-11-25 | 2020-05-06 | High | 2 | #N/A | 97.2 | #N/A | #N/A
Atlantic Lighting | CLED1220-W-55W-5K-HZ-[BL¦BR¦CC¦MS¦WH]-9CR-[blank¦CA#¦CCA¦CCA12] | 5500 | Downlight | 97.2 | 2015-11-25 | 2020-05-06 | High | 2 | #N/A | 97.2 | #N/A | #N/A
Atlantic Lighting | SLED1220-W-55W-27K-HZ-[BL¦BR¦CC¦MS¦WH]-9CR-[blank¦RLEM] | 5500 | Downlight | 97.2 | 2015-11-25 | 2020-05-06 | High | 2 | #N/A | 97.2 | #N/A | #N/A
Atlantic Lighting | SLED1220-W-55W-35K-HZ-[BL¦BR¦CC¦MS¦WH]-9CR-[blank¦RLEM] | 5500 | Downlight | 97.2 | 2015-11-25 | 2020-05-06 | High | 2 | #N/A | 97.2 | #N/A | #N/A
Atlantic Lighting | SLED1220-W-55W-3K-HZ-[BL¦BR¦CC¦MS¦WH]-9CR-[blank¦RLEM] | 5500 | Downlight | 97.2 | 2015-11-25 | 2020-05-06 | High | 2 | #N/A | 97.2 | #N/A | #N/A
Atlantic Lighting | SLED1220-W-55W-4K-HZ-[BL¦BR¦CC¦MS¦WH]-9CR-[blank¦RLEM] | 5500 | Downlight | 97.2 | 2015-11-25 | 2020-05-06 | High | 2 | #N/A | 97.2 | #N/A | #N/A
Atlantic Lighting | SLED1220-W-55W-5K-HZ-[BL¦BR¦CC¦MS¦WH]-9CR-[blank¦RLEM] | 5500 | Downlight | 97.2 | 2015-11-25 | 2020-05-06 | High | 2 | #N/A | 97.2 | #N/A | #N/A
Atlantic Lighting | WLED1220-W-55W-27K-HZ-[BL¦BR¦CC¦MS¦WH]-9CR-[blank¦RLEM] | 5500 | Downlight | 97.2 | 2015-11-25 | 2020-05-06 | High | 2 | #N/A | 97.2 | #N/A | #N/A
Atlantic Lighting | WLED1220-W-55W-35K-HZ-[BL¦BR¦CC¦MS¦WH]-9CR-[blank¦RLEM] | 5500 | Downlight | 97.2 | 2015-11-25 | 2020-05-06 | High | 2 | #N/A | 97.2 | #N/A | #N/A
Atlantic Lighting | WLED1220-W-55W-3K-HZ-[BL¦BR¦CC¦MS¦WH]-9CR-[blank¦RLEM] | 5500 | Downlight | 97.2 | 2015-11-25 | 2020-05-06 | High | 2 | #N/A | 97.2 | #N/A | #N/A
Atlantic Lighting | WLED1220-W-55W-4K-HZ-[BL¦BR¦CC¦MS¦WH]-9CR-[blank¦RLEM] | 5500 | Downlight | 97.2 | 2015-11-25 | 2020-05-06 | High | 2 | #N/A | 97.2 | #N/A | #N/A
Atlantic Lighting | WLED1220-W-55W-5K-HZ-[BL¦BR¦CC¦MS¦WH]-9CR-[blank¦RLEM] | 5500 | Downlight | 97.2 | 2015-11-25 | 2020-05-06 | High | 2 | #N/A | 97.2 | #N/A | #N/A
US LED | LTR2-1-UNV-40-25-8R-V-WH | 2500 | Downlight | 97.3 | 2022-01-02 | 2016-01-18 | High | 2 | #N/A | 97.3 | #N/A | #N/A
US LED | LTR2-1-UNV-40-15-6R-C-WH | 1510 | Downlight | 97.4 | 2022-01-02 | 2016-01-18 | High | 2 | #N/A | 97.4 | #N/A | #N/A
US LED | LTR2-1-UNV-35-25-8R-C-WH | 2230 | Downlight | 97.4 | 2022-01-02 | 2016-01-18 | High | 2 | #N/A | 97.4 | #N/A | #N/A
NDR Electric | APX810-2530-#K-** | 2630 | Downlight | 97.4 | 2018-05-08 | 2018-05-29 | High | 2 | #N/A | 97.4 | #N/A | #N/A
METEOR Lighting | RS6N-80-27K | 7790 | Downlight | 97.4 | 2021-05-25 | 2021-06-24 | High | 2 | #N/A | 97.4 | #N/A | #N/A
METEOR Lighting | RS6N-80-30K | 7790 | Downlight | 97.4 | 2021-05-25 | 2021-06-24 | High | 2 | #N/A | 97.4 | #N/A | #N/A
METEOR Lighting | RS6N-80-35K | 7790 | Downlight | 97.4 | 2021-05-25 | 2021-06-24 | High | 2 | #N/A | 97.4 | #N/A | #N/A
METEOR Lighting | RS6N-80-40K | 7790 | Downlight | 97.4 | 2021-05-25 | 2021-06-24 | High | 2 | #N/A | 97.4 | #N/A | #N/A
toggled iQ | TD06-W121CCB | 2289 | Downlight | 97.5 | 2019-12-01 | 2019-11-04 | High | 2 | #N/A | 97.5 | #N/A | #N/A
GE Current, a Daintree company | 93060622 | 3998 | Downlight | 97.5 | 2017-12-20 | 2018-03-20 | High | 2 | #N/A | 97.5 | #N/A | #N/A
RAB | DLC0044(C8R82830UNVW) | 8000 | Downlight | 97.6 | 2021-01-07 | 2021-01-10 | High | 2 | #N/A | 97.6 | #N/A | #N/A
RAB | DLC0045(C8R82835UNVW) | 8000 | Downlight | 97.6 | 2021-01-07 | 2021-01-10 | High | 2 | #N/A | 97.6 | #N/A | #N/A
GE Current, a Daintree company | 93068393 | 1856 | Downlight | 97.7 | 2017-12-20 | 2018-03-20 | High | 2 | #N/A | 97.7 | #N/A | #N/A
Halo | PR810D010-PR8M12 [MD¦WD][MW¦MB¦MMS] | 1000 | Downlight | 98 | 2017-01-13 | 2017-01-29 | High | 2 | #N/A | 98 | #N/A | #N/A
Halo | PR8S10D010[MW¦MB¦MMS] - PR8M12 [MD¦WD][MW¦MB¦MMS] | 1000 | Downlight | 98 | 2017-01-13 | 2017-01-29 | High | 2 | #N/A | 98 | #N/A | #N/A
TCP | DLC4SWUZDCCT2 | 1176 | Downlight | 98 | 2020-11-05 | 2020-11-20 | High | 2 | #N/A | 98 | #N/A | #N/A
TCP | DLC6SWUZDCCT | 1470 | Downlight | 98 | 2020-11-05 | 2020-11-20 | High | 2 | #N/A | 98 | #N/A | #N/A
Sylvania | 61560 | 5000 | Downlight | 98 | 2020-03-23 | 2020-03-25 | High | 2 | #N/A | 98 | #N/A | #N/A
Sylvania | 61561 | 5000 | Downlight | 98 | 2020-03-23 | 2020-03-25 | High | 2 | #N/A | 98 | #N/A | #N/A
Sylvania | 61562 | 5000 | Downlight | 98 | 2020-03-23 | 2020-03-25 | High | 2 | #N/A | 98 | #N/A | #N/A
Sylvania | 61563 | 5000 | Downlight | 98 | 2020-03-23 | 2020-03-25 | High | 2 | #N/A | 98 | #N/A | #N/A
Atlantic Lighting | LED7IC-DLM11-27K-X | 1667 | Downlight | 98.1 | 2014-04-01 | 2016-08-08 | High | 2 | #N/A | 98.1 | #N/A | #N/A
Atlantic Lighting | LED8-DLM11-27K-X | 1667 | Downlight | 98.1 | 2014-04-01 | 2016-08-08 | High | 2 | #N/A | 98.1 | #N/A | #N/A
Atlantic Lighting | LED8IC-DLM11-27K-X | 1667 | Downlight | 98.1 | 2014-04-01 | 2016-08-08 | High | 2 | #N/A | 98.1 | #N/A | #N/A
Atlantic Lighting | LED-RETRO-DLM11-27K-X | 1667 | Downlight | 98.1 | 2014-04-01 | 2016-08-08 | High | 2 | #N/A | 98.1 | #N/A | #N/A
Atlantic Lighting | LED4-DLM11-27K-X | 1667 | Downlight | 98.1 | 2014-04-01 | 2016-08-08 | High | 2 | #N/A | 98.1 | #N/A | #N/A
Atlantic Lighting | LED10-DLM11-27K-X | 1667 | Downlight | 98.1 | 2014-04-01 | 2016-08-08 | High | 2 | #N/A | 98.1 | #N/A | #N/A
Atlantic Lighting | LED4IC-DLM11-27K-X | 1667 | Downlight | 98.1 | 2014-04-01 | 2016-08-08 | High | 2 | #N/A | 98.1 | #N/A | #N/A
Atlantic Lighting | LED6-DLM11-27K-X | 1667 | Downlight | 98.1 | 2014-04-01 | 2016-08-08 | High | 2 | #N/A | 98.1 | #N/A | #N/A
Atlantic Lighting | LED6IC-DLM11-27K-X | 1667 | Downlight | 98.1 | 2014-04-01 | 2016-08-08 | High | 2 | #N/A | 98.1 | #N/A | #N/A
Atlantic Lighting | LED7-DLM11-27K-X | 1667 | Downlight | 98.1 | 2014-04-01 | 2016-08-08 | High | 2 | #N/A | 98.1 | #N/A | #N/A
GE Current, a Daintree company | 93068391 | 1081 | Downlight | 98.3 | 2017-12-20 | 2018-03-20 | High | 2 | #N/A | 98.3 | #N/A | #N/A
US LED | LTR2-1-UNV-40-25-8R-C-WH | 2350 | Downlight | 98.3 | 2022-01-02 | 2016-01-18 | High | 2 | #N/A | 98.3 | #N/A | #N/A
US LED | LTR2-1-UNV-35-12-5R-C-WH | 1220 | Downlight | 98.4 | 2022-01-02 | 2016-01-18 | High | 2 | #N/A | 98.4 | #N/A | #N/A
NICOR LED | CLR82HWRVS9WH | 3000 | Downlight | 98.4 | 2020-02-24 | 2021-07-27 | High | 2 | #N/A | 98.4 | #N/A | #N/A
Prescolite | LTR-6SQ-H-VL60LDM1 + LTR-6SQ-T-VL35K8WDSS | 5846 | Downlight | 98.4 | 2019-07-12 | 2019-08-23 | High | 2 | #N/A | 98.4 | #N/A | #N/A
Prescolite | LTR-6RD-H-VL60LDM1 + LTR-6RD-T-VL35K8WDSS | 5846 | Downlight | 98.4 | 2019-07-12 | 2019-08-23 | High | 2 | #N/A | 98.4 | #N/A | #N/A
Halo | PR820D010 - PR8M12827[MD¦WD][MW¦MB¦MMS] | 2000 | Downlight | 98.5 | 2017-01-13 | 2017-01-30 | High | 2 | #N/A | 98.5 | #N/A | #N/A
Halo | PR8S20D010[MW¦MB¦MMS] - PR8M12827[MD¦WD][MW¦MB¦MMS] | 2000 | Downlight | 98.5 | 2017-01-13 | 2017-01-30 | High | 2 | #N/A | 98.5 | #N/A | #N/A
GE Current, a Daintree company | 93060623 | 4039 | Downlight | 98.5 | 2017-12-20 | 2018-03-20 | High | 2 | #N/A | 98.5 | #N/A | #N/A
Halo | LCR6309FSE010MW* | 2981 | Downlight | 98.7 | 2019-12-02 | 2019-12-09 | High | 2 | #N/A | 98.7 | #N/A | #N/A
luxrite | LR23960 | 3700 | Downlight | 98.7 | 2020-09-30 | 2020-10-19 | High | 2 | #N/A | 98.7 | #N/A | #N/A
HENGTE | HT-US-ICCDR10-837/277-30111-C03-0-V1 | 3700 | Downlight | 98.7 | 2020-07-31 | 2020-08-02 | High | 2 | #N/A | 98.7 | #N/A | #N/A
Prescolite | LTR-6RD-H-ML30LDM1 + LTR-6RD-T-ML35K8WDSS | 2203 | Downlight | 98.8 | 2019-07-12 | 2019-08-23 | High | 2 | #N/A | 98.8 | #N/A | #N/A
Prescolite | LTR-6RD-H-ML30LDM1 + LTR-6RD-T-ML35K8WDSSWT | 2203 | Downlight | 98.8 | 2019-07-12 | 2019-08-23 | High | 2 | #N/A | 98.8 | #N/A | #N/A
RAB | DLC0046(C8R82840UNVW) | 8100 | Downlight | 98.8 | 2021-01-07 | 2021-01-10 | High | 2 | #N/A | 98.8 | #N/A | #N/A
RAB | DLC0047(C8R82850UNVW) | 8100 | Downlight | 98.8 | 2021-01-07 | 2021-01-10 | High | 2 | #N/A | 98.8 | #N/A | #N/A
HOMI | HM08-PR16-20W277-3CCT-0-*SA | 1978 | Downlight | 98.9 | 2021-12-10 | 2021-12-13 | High | 2 | #N/A | 98.9 | #N/A | #N/A
Halo | LCR6159FSE010MW* | 1604 | Downlight | 99 | 2019-12-02 | 2019-12-09 | High | 2 | #N/A | 99 | #N/A | #N/A
ASD | LOC-6DLMW( 25/32/42)MCCT(30/4 0/50)D-HO | 4000 | Downlight | 99.1 | 2022-10-11 | 2022-11-16 | High | 2 | #N/A | 99.1 | #N/A | #N/A
US LED | LTR2-1-UNV-40-12-5R-C-WH | 1230 | Downlight | 99.2 | 2022-01-02 | 2016-01-18 | High | 2 | #N/A | 99.2 | #N/A | #N/A
US LED | LTR2-1-UNV-50-12-5R-V-WH | 1270 | Downlight | 99.2 | 2022-01-02 | 2016-01-18 | High | 2 | #N/A | 99.2 | #N/A | #N/A
METEOR | RS8-145-27K | 14400 | Downlight | 99.3 | 2019-06-14 | 2019-06-14 | High | 2 | #N/A | 99.3 | #N/A | #N/A
METEOR | RS8-145-30K | 14400 | Downlight | 99.3 | 2019-06-14 | 2019-06-14 | High | 2 | #N/A | 99.3 | #N/A | #N/A
METEOR | RS8-145-35K | 14400 | Downlight | 99.3 | 2019-06-14 | 2019-06-14 | High | 2 | #N/A | 99.3 | #N/A | #N/A
METEOR | RS8-145-40K | 14400 | Downlight | 99.3 | 2019-06-14 | 2019-06-14 | High | 2 | #N/A | 99.3 | #N/A | #N/A
Intense Lighting | SC4DRL327D101FL[W,B,SV][C,HZ,W]* | 1667 | Downlight | 99.5 | 2020-11-01 | 2021-04-21 | High | 2 | #N/A | 99.5 | #N/A | #N/A
Intense Lighting | SC4DRL327D101NF[W,B,SV][C,HZ,W]* | 1667 | Downlight | 99.5 | 2020-11-01 | 2021-04-21 | High | 2 | #N/A | 99.5 | #N/A | #N/A
Intense Lighting | SC4DRL327D101WF[W,B,SV][C,HZ,W]* | 1667 | Downlight | 99.5 | 2020-11-01 | 2021-04-21 | High | 2 | #N/A | 99.5 | #N/A | #N/A
Intense Lighting | SC4DRL330D101FL[W,B,SV][C,HZ,W]* | 1667 | Downlight | 99.5 | 2020-11-01 | 2021-04-21 | High | 2 | #N/A | 99.5 | #N/A | #N/A
Intense Lighting | SC4DRL330D101NF[W,B,SV][C,HZ,W]* | 1667 | Downlight | 99.5 | 2020-11-01 | 2021-04-21 | High | 2 | #N/A | 99.5 | #N/A | #N/A
Intense Lighting | SC4DRL330D101WF[W,B,SV][C,HZ,W]* | 1667 | Downlight | 99.5 | 2020-11-01 | 2021-04-21 | High | 2 | #N/A | 99.5 | #N/A | #N/A
Intense Lighting | SC4DRL3359D101FL[W,B,SV][C,HZ,W]* | 1667 | Downlight | 99.5 | 2020-11-01 | 2021-04-21 | High | 2 | #N/A | 99.5 | #N/A | #N/A
Intense Lighting | SC4DRL3359D101NF[W,B,SV][C,HZ,W]* | 1667 | Downlight | 99.5 | 2020-11-01 | 2021-04-21 | High | 2 | #N/A | 99.5 | #N/A | #N/A
Intense Lighting | SC4DRL3359D101WF[W,B,SV][C,HZ,W]* | 1667 | Downlight | 99.5 | 2020-11-01 | 2021-04-21 | High | 2 | #N/A | 99.5 | #N/A | #N/A
Intense Lighting | SC4DRL335D101FL[W,B,SV][C,HZ,W]* | 1667 | Downlight | 99.5 | 2020-11-01 | 2021-04-21 | High | 2 | #N/A | 99.5 | #N/A | #N/A
Intense Lighting | SC4DRL335D101NF[W,B,SV][C,HZ,W]* | 1667 | Downlight | 99.5 | 2020-11-01 | 2021-04-21 | High | 2 | #N/A | 99.5 | #N/A | #N/A
Intense Lighting | SC4DRL335D101WF[W,B,SV][C,HZ,W]* | 1667 | Downlight | 99.5 | 2020-11-01 | 2021-04-21 | High | 2 | #N/A | 99.5 | #N/A | #N/A
Intense Lighting | SC4DRL3409D101FL[W,B,SV][C,HZ,W]* | 1667 | Downlight | 99.5 | 2020-11-01 | 2021-04-21 | High | 2 | #N/A | 99.5 | #N/A | #N/A
Intense Lighting | SC4DRL3409D101NF[W,B,SV][C,HZ,W]* | 1667 | Downlight | 99.5 | 2020-11-01 | 2021-04-21 | High | 2 | #N/A | 99.5 | #N/A | #N/A
Intense Lighting | SC4DRL3409D101WF[W,B,SV][C,HZ,W]* | 1667 | Downlight | 99.5 | 2020-11-01 | 2021-04-21 | High | 2 | #N/A | 99.5 | #N/A | #N/A
Intense Lighting | SC4DRL340D101FL[W,B,SV][C,HZ,W]* | 1667 | Downlight | 99.5 | 2020-11-01 | 2021-04-21 | High | 2 | #N/A | 99.5 | #N/A | #N/A
Intense Lighting | SC4DRL340D101NF[W,B,SV][C,HZ,W]* | 1667 | Downlight | 99.5 | 2020-11-01 | 2021-04-21 | High | 2 | #N/A | 99.5 | #N/A | #N/A
Intense Lighting | SC4DRL340D101WF[W,B,SV][C,HZ,W]* | 1667 | Downlight | 99.5 | 2020-11-01 | 2021-04-21 | High | 2 | #N/A | 99.5 | #N/A | #N/A
Intense Lighting | SC6DRL340D101FL[W,B,SV][C,HZ,W]* | 1667 | Downlight | 99.5 | 2020-11-01 | 2021-04-21 | High | 2 | #N/A | 99.5 | #N/A | #N/A
Intense Lighting | SC6DRL340D101NF[W,B,SV][C,HZ,W]* | 1667 | Downlight | 99.5 | 2020-11-01 | 2021-04-21 | High | 2 | #N/A | 99.5 | #N/A | #N/A
Intense Lighting | SC6DRL340D101WF[W,B,SV][C,HZ,W]* | 1667 | Downlight | 99.5 | 2020-11-01 | 2021-04-21 | High | 2 | #N/A | 99.5 | #N/A | #N/A
Intense Lighting | SC6DRL327D101FL[W,B,SV][C,HZ,W]* | 1667 | Downlight | 99.5 | 2020-11-01 | 2021-04-21 | High | 2 | #N/A | 99.5 | #N/A | #N/A
Intense Lighting | SC6DRL327D101NF[W,B,SV][C,HZ,W]* | 1667 | Downlight | 99.5 | 2020-11-01 | 2021-04-21 | High | 2 | #N/A | 99.5 | #N/A | #N/A
Intense Lighting | SC6DRL327D101WF[W,B,SV][C,HZ,W]* | 1667 | Downlight | 99.5 | 2020-11-01 | 2021-04-21 | High | 2 | #N/A | 99.5 | #N/A | #N/A
Intense Lighting | SC6DRL330D101FL[W,B,SV][C,HZ,W]* | 1667 | Downlight | 99.5 | 2020-11-01 | 2021-04-21 | High | 2 | #N/A | 99.5 | #N/A | #N/A
Intense Lighting | SC6DRL330D101NF[W,B,SV][C,HZ,W]* | 1667 | Downlight | 99.5 | 2020-11-01 | 2021-04-21 | High | 2 | #N/A | 99.5 | #N/A | #N/A
Intense Lighting | SC6DRL330D101WF[W,B,SV][C,HZ,W]* | 1667 | Downlight | 99.5 | 2020-11-01 | 2021-04-21 | High | 2 | #N/A | 99.5 | #N/A | #N/A
Intense Lighting | SC6DRL3359D101FL[W,B,SV][C,HZ,W]* | 1667 | Downlight | 99.5 | 2020-11-01 | 2021-04-21 | High | 2 | #N/A | 99.5 | #N/A | #N/A
Intense Lighting | SC6DRL3359D101NF[W,B,SV][C,HZ,W]* | 1667 | Downlight | 99.5 | 2020-11-01 | 2021-04-21 | High | 2 | #N/A | 99.5 | #N/A | #N/A
Intense Lighting | SC6DRL3359D101WF[W,B,SV][C,HZ,W]* | 1667 | Downlight | 99.5 | 2020-11-01 | 2021-04-21 | High | 2 | #N/A | 99.5 | #N/A | #N/A
Intense Lighting | SC6DRL335D101FL[W,B,SV][C,HZ,W]* | 1667 | Downlight | 99.5 | 2020-11-01 | 2021-04-21 | High | 2 | #N/A | 99.5 | #N/A | #N/A
Intense Lighting | SC6DRL335D101NF[W,B,SV][C,HZ,W]* | 1667 | Downlight | 99.5 | 2020-11-01 | 2021-04-21 | High | 2 | #N/A | 99.5 | #N/A | #N/A
Intense Lighting | SC6DRL335D101WF[W,B,SV][C,HZ,W]* | 1667 | Downlight | 99.5 | 2020-11-01 | 2021-04-21 | High | 2 | #N/A | 99.5 | #N/A | #N/A
Intense Lighting | SC6DRL3409D101FL[W,B,SV][C,HZ,W]* | 1667 | Downlight | 99.5 | 2020-11-01 | 2021-04-21 | High | 2 | #N/A | 99.5 | #N/A | #N/A
Intense Lighting | SC6DRL3409D101NF[W,B,SV][C,HZ,W]* | 1667 | Downlight | 99.5 | 2020-11-01 | 2021-04-21 | High | 2 | #N/A | 99.5 | #N/A | #N/A
Intense Lighting | SC6DRL3409D101WF[W,B,SV][C,HZ,W]* | 1667 | Downlight | 99.5 | 2020-11-01 | 2021-04-21 | High | 2 | #N/A | 99.5 | #N/A | #N/A
Intense Lighting | SC8DRL327D101FL[W,B,SV][C,HZ,W]* | 1667 | Downlight | 99.5 | 2020-11-01 | 2021-04-21 | High | 2 | #N/A | 99.5 | #N/A | #N/A
Intense Lighting | SC8DRL327D101NF[W,B,SV][C,HZ,W]* | 1667 | Downlight | 99.5 | 2020-11-01 | 2021-04-21 | High | 2 | #N/A | 99.5 | #N/A | #N/A
Intense Lighting | SC8DRL327D101WF[W,B,SV][C,HZ,W]* | 1667 | Downlight | 99.5 | 2020-11-01 | 2021-04-21 | High | 2 | #N/A | 99.5 | #N/A | #N/A
Intense Lighting | SC8DRL330D101FL[W,B,SV][C,HZ,W]* | 1667 | Downlight | 99.5 | 2020-11-01 | 2021-04-21 | High | 2 | #N/A | 99.5 | #N/A | #N/A
Intense Lighting | SC8DRL330D101NF[W,B,SV][C,HZ,W]* | 1667 | Downlight | 99.5 | 2020-11-01 | 2021-04-21 | High | 2 | #N/A | 99.5 | #N/A | #N/A
Intense Lighting | SC8DRL330D101WF[W,B,SV][C,HZ,W]* | 1667 | Downlight | 99.5 | 2020-11-01 | 2021-04-21 | High | 2 | #N/A | 99.5 | #N/A | #N/A
Intense Lighting | SC8DRL3359D101FL[W,B,SV][C,HZ,W]* | 1667 | Downlight | 99.5 | 2020-11-01 | 2021-04-21 | High | 2 | #N/A | 99.5 | #N/A | #N/A
Intense Lighting | SC8DRL3359D101NF[W,B,SV][C,HZ,W]* | 1667 | Downlight | 99.5 | 2020-11-01 | 2021-04-21 | High | 2 | #N/A | 99.5 | #N/A | #N/A
Intense Lighting | SC8DRL3359D101WF[W,B,SV][C,HZ,W]* | 1667 | Downlight | 99.5 | 2020-11-01 | 2021-04-21 | High | 2 | #N/A | 99.5 | #N/A | #N/A
Intense Lighting | SC8DRL335D101FL[W,B,SV][C,HZ,W]* | 1667 | Downlight | 99.5 | 2020-11-01 | 2021-04-21 | High | 2 | #N/A | 99.5 | #N/A | #N/A
Intense Lighting | SC8DRL335D101NF[W,B,SV][C,HZ,W]* | 1667 | Downlight | 99.5 | 2020-11-01 | 2021-04-21 | High | 2 | #N/A | 99.5 | #N/A | #N/A
Intense Lighting | SC8DRL335D101WF[W,B,SV][C,HZ,W]* | 1667 | Downlight | 99.5 | 2020-11-01 | 2021-04-21 | High | 2 | #N/A | 99.5 | #N/A | #N/A
Intense Lighting | SC8DRL3409D101FL[W,B,SV][C,HZ,W]* | 1667 | Downlight | 99.5 | 2020-11-01 | 2021-04-21 | High | 2 | #N/A | 99.5 | #N/A | #N/A
Intense Lighting | SC8DRL3409D101NF[W,B,SV][C,HZ,W]* | 1667 | Downlight | 99.5 | 2020-11-01 | 2021-04-21 | High | 2 | #N/A | 99.5 | #N/A | #N/A
Intense Lighting | SC8DRL3409D101WF[W,B,SV][C,HZ,W]* | 1667 | Downlight | 99.5 | 2020-11-01 | 2021-04-21 | High | 2 | #N/A | 99.5 | #N/A | #N/A
Intense Lighting | SC8DRL340D101FL[W,B,SV][C,HZ,W]* | 1667 | Downlight | 99.5 | 2020-11-01 | 2021-04-21 | High | 2 | #N/A | 99.5 | #N/A | #N/A
Intense Lighting | SC8DRL340D101NF[W,B,SV][C,HZ,W]* | 1667 | Downlight | 99.5 | 2020-11-01 | 2021-04-21 | High | 2 | #N/A | 99.5 | #N/A | #N/A
Intense Lighting | SC8DRL340D101WF[W,B,SV][C,HZ,W]* | 1667 | Downlight | 99.5 | 2020-11-01 | 2021-04-21 | High | 2 | #N/A | 99.5 | #N/A | #N/A
Prescolite | LFR-6RDS-M-30L27K8**-DM1** + LFR-6RDS-T-[(blank),VNR]-**** + LFR-6RD-H-** | 2875 | Downlight | 99.5 | 2021-11-18 | 2022-07-01 | High | 2 | #N/A | 99.5 | #N/A | #N/A
Prescolite | LFR-6RDS-M-30L27K9**-DM1** + LFR-6RDS-T-[(blank),VNR]-**** + LFR-6RD-H-** | 2875 | Downlight | 99.5 | 2021-11-18 | 2022-07-01 | High | 2 | #N/A | 99.5 | #N/A | #N/A
Prescolite | LFR-6RDS-M-30L30K8**-DM1** + LFR-6RDS-T-[(blank),VNR]-**** + LFR-6RD-H-** | 2875 | Downlight | 99.5 | 2021-11-18 | 2022-07-01 | High | 2 | #N/A | 99.5 | #N/A | #N/A
Prescolite | LFR-6RDS-M-30L30K9**-DM1** + LFR-6RDS-T-[(blank),VNR]-**** + LFR-6RD-H-** | 2875 | Downlight | 99.5 | 2021-11-18 | 2022-07-01 | High | 2 | #N/A | 99.5 | #N/A | #N/A
Prescolite | LFR-6RDS-M-30L35K8**-DM1** + LFR-6RDS-T-[(blank),VNR]-**** + LFR-6RD-H-** | 2875 | Downlight | 99.5 | 2021-11-18 | 2022-07-01 | High | 2 | #N/A | 99.5 | #N/A | #N/A
Prescolite | LFR-6RDS-M-30L35K9**-DM1** + LFR-6RDS-T-[(blank),VNR]-**** + LFR-6RD-H-** | 2875 | Downlight | 99.5 | 2021-11-18 | 2022-07-01 | High | 2 | #N/A | 99.5 | #N/A | #N/A
Prescolite | LFR-6RDS-M-30L40K8**-DM1** + LFR-6RDS-T-[(blank),VNR]-**** + LFR-6RD-H-** | 2875 | Downlight | 99.5 | 2021-11-18 | 2022-07-01 | High | 2 | #N/A | 99.5 | #N/A | #N/A
Prescolite | LFR-6RDS-M-30L40K9**-DM1** + LFR-6RDS-T-[(blank),VNR]-**** + LFR-6RD-H-** | 2875 | Downlight | 99.5 | 2021-11-18 | 2022-07-01 | High | 2 | #N/A | 99.5 | #N/A | #N/A
Prescolite | LFR-6RDS-M-30L50K8**-DM1** + LFR-6RDS-T-[(blank),VNR]-**** + LFR-6RD-H-** | 2875 | Downlight | 99.5 | 2021-11-18 | 2022-07-01 | High | 2 | #N/A | 99.5 | #N/A | #N/A
Prescolite | LFR-6RDS-M-30L50K9**-DM1** + LFR-6RDS-T-[(blank),VNR]-**** + LFR-6RD-H-** | 2875 | Downlight | 99.5 | 2021-11-18 | 2022-07-01 | High | 2 | #N/A | 99.5 | #N/A | #N/A
Prescolite | LFR-4RDS-M-30L27K8**-DM1** + LFR-4RDS-T-[(blank),VNR]-**** + LFR-4RD-H-** | 2875 | Downlight | 99.5 | 2021-11-18 | 2022-07-01 | High | 2 | #N/A | 99.5 | #N/A | #N/A
Prescolite | LFR-4RDS-M-30L27K9**-DM1** + LFR-4RDS-T-[(blank),VNR]-**** + LFR-4RD-H-** | 2875 | Downlight | 99.5 | 2021-11-18 | 2022-07-01 | High | 2 | #N/A | 99.5 | #N/A | #N/A
Prescolite | LFR-4RDS-M-30L30K8**-DM1** + LFR-4RDS-T-[(blank),VNR]-**** + LFR-4RD-H-** | 2875 | Downlight | 99.5 | 2021-11-18 | 2022-07-01 | High | 2 | #N/A | 99.5 | #N/A | #N/A
Prescolite | LFR-4RDS-M-30L30K9**-DM1** + LFR-4RDS-T-[(blank),VNR]-**** + LFR-4RD-H-** | 2875 | Downlight | 99.5 | 2021-11-18 | 2022-07-01 | High | 2 | #N/A | 99.5 | #N/A | #N/A
Prescolite | LFR-4RDS-M-30L35K8**-DM1** + LFR-4RDS-T-[(blank),VNR]-**** + LFR-4RD-H-** | 2875 | Downlight | 99.5 | 2021-11-18 | 2022-07-01 | High | 2 | #N/A | 99.5 | #N/A | #N/A
Prescolite | LFR-4RDS-M-30L35K9**-DM1** + LFR-4RDS-T-[(blank),VNR]-**** + LFR-4RD-H-** | 2875 | Downlight | 99.5 | 2021-11-18 | 2022-07-01 | High | 2 | #N/A | 99.5 | #N/A | #N/A
Prescolite | LFR-4RDS-M-30L40K8**-DM1** + LFR-4RDS-T-[(blank),VNR]-**** + LFR-4RD-H-** | 2875 | Downlight | 99.5 | 2021-11-18 | 2022-07-01 | High | 2 | #N/A | 99.5 | #N/A | #N/A
Prescolite | LFR-4RDS-M-30L40K9**-DM1** + LFR-4RDS-T-[(blank),VNR]-**** + LFR-4RD-H-** | 2875 | Downlight | 99.5 | 2021-11-18 | 2022-07-01 | High | 2 | #N/A | 99.5 | #N/A | #N/A
Prescolite | LFR-4RDS-M-30L50K8**-DM1** + LFR-4RDS-T-[(blank),VNR]-**** + LFR-4RD-H-** | 2875 | Downlight | 99.5 | 2021-11-18 | 2022-07-01 | High | 2 | #N/A | 99.5 | #N/A | #N/A
Prescolite | LFR-4RDS-M-30L50K9**-DM1** + LFR-4RDS-T-[(blank),VNR]-**** + LFR-4RD-H-** | 2875 | Downlight | 99.5 | 2021-11-18 | 2022-07-01 | High | 2 | #N/A | 99.5 | #N/A | #N/A
GE Current, a Daintree company | 93060624 | 4080 | Downlight | 99.5 | 2017-12-20 | 2018-03-20 | High | 2 | #N/A | 99.5 | #N/A | #N/A
HOMI | HM08-PR16-20W277/IP44-30K-0-*SA | 1992 | Downlight | 99.6 | 2021-12-10 | 2021-12-13 | High | 2 | #N/A | 99.6 | #N/A | #N/A
HOMI | HM08-PR16-20W277/IP44-35K-0-*SA | 1992 | Downlight | 99.6 | 2021-12-10 | 2021-12-13 | High | 2 | #N/A | 99.6 | #N/A | #N/A
HOMI | HM08-PR16-20W277/IP44-40K-0-*SA | 1992 | Downlight | 99.6 | 2021-12-10 | 2021-12-13 | High | 2 | #N/A | 99.6 | #N/A | #N/A
HOMI | HM08-PR16-20W277/IP44-50K-0-*SA | 1992 | Downlight | 99.6 | 2021-12-10 | 2021-12-13 | High | 2 | #N/A | 99.6 | #N/A | #N/A
US LED | LTR2-1-UNV-50-25-8R-V-WH | 2530 | Downlight | 99.6 | 2022-01-02 | 2016-01-18 | High | 2 | #N/A | 99.6 | #N/A | #N/A
WAC Lighting | DS-PD0834-F27-** | 3385 | Downlight | 99.6 | 2019-06-29 | 2020-03-03 | High | 2 | #N/A | 99.6 | #N/A | #N/A
WAC Lighting | DS-PD0834-F30-** | 3385 | Downlight | 99.6 | 2019-06-29 | 2020-03-03 | High | 2 | #N/A | 99.6 | #N/A | #N/A
WAC Lighting | DS-PD0834-F35-** | 3385 | Downlight | 99.6 | 2019-06-29 | 2020-03-03 | High | 2 | #N/A | 99.6 | #N/A | #N/A
WAC Lighting | DS-PD0834-F40-** | 3385 | Downlight | 99.6 | 2019-06-29 | 2020-03-03 | High | 2 | #N/A | 99.6 | #N/A | #N/A
WAC Lighting | DS-PD0834-N27-** | 3385 | Downlight | 99.6 | 2019-06-29 | 2020-03-03 | High | 2 | #N/A | 99.6 | #N/A | #N/A
WAC Lighting | DS-PD0834-N30-** | 3385 | Downlight | 99.6 | 2019-06-29 | 2020-03-03 | High | 2 | #N/A | 99.6 | #N/A | #N/A
WAC Lighting | DS-PD0834-N35-** | 3385 | Downlight | 99.6 | 2019-06-29 | 2020-03-03 | High | 2 | #N/A | 99.6 | #N/A | #N/A
WAC Lighting | DS-PD0834-N40-** | 3385 | Downlight | 99.6 | 2019-06-29 | 2020-03-03 | High | 2 | #N/A | 99.6 | #N/A | #N/A
WAC Lighting | DS-PD0834-S27-** | 3385 | Downlight | 99.6 | 2019-06-29 | 2020-03-03 | High | 2 | #N/A | 99.6 | #N/A | #N/A
WAC Lighting | DS-PD0834-S30-** | 3385 | Downlight | 99.6 | 2019-06-29 | 2020-03-03 | High | 2 | #N/A | 99.6 | #N/A | #N/A
WAC Lighting | DS-PD0834-S35-** | 3385 | Downlight | 99.6 | 2019-06-29 | 2020-03-03 | High | 2 | #N/A | 99.6 | #N/A | #N/A
WAC Lighting | DS-PD0834-S40-** | 3385 | Downlight | 99.6 | 2019-06-29 | 2020-03-03 | High | 2 | #N/A | 99.6 | #N/A | #N/A
WAC Lighting | DS-WS0834-F27S-** | 3385 | Downlight | 99.6 | 2019-06-29 | 2020-03-03 | High | 2 | #N/A | 99.6 | #N/A | #N/A
WAC Lighting | DS-WS0834-F30S-** | 3385 | Downlight | 99.6 | 2019-06-29 | 2020-03-03 | High | 2 | #N/A | 99.6 | #N/A | #N/A
WAC Lighting | DS-WS0834-F35S-** | 3385 | Downlight | 99.6 | 2019-06-29 | 2020-03-03 | High | 2 | #N/A | 99.6 | #N/A | #N/A
WAC Lighting | DS-WS0834-F40S-** | 3385 | Downlight | 99.6 | 2019-06-29 | 2020-03-03 | High | 2 | #N/A | 99.6 | #N/A | #N/A
WAC Lighting | DS-WS0834-N27S-** | 3385 | Downlight | 99.6 | 2019-06-29 | 2020-03-03 | High | 2 | #N/A | 99.6 | #N/A | #N/A
WAC Lighting | DS-WS0834-N30S-** | 3385 | Downlight | 99.6 | 2019-06-29 | 2020-03-03 | High | 2 | #N/A | 99.6 | #N/A | #N/A
WAC Lighting | DS-WS0834-N35S-** | 3385 | Downlight | 99.6 | 2019-06-29 | 2020-03-03 | High | 2 | #N/A | 99.6 | #N/A | #N/A
WAC Lighting | DS-WS0834-N40S-** | 3385 | Downlight | 99.6 | 2019-06-29 | 2020-03-03 | High | 2 | #N/A | 99.6 | #N/A | #N/A
WAC Lighting | DS-WS0834-S27S-** | 3385 | Downlight | 99.6 | 2019-06-29 | 2020-03-03 | High | 2 | #N/A | 99.6 | #N/A | #N/A
WAC Lighting | DS-WS0834-S30S-** | 3385 | Downlight | 99.6 | 2019-06-29 | 2020-03-03 | High | 2 | #N/A | 99.6 | #N/A | #N/A
WAC Lighting | DS-WS0834-S35S-** | 3385 | Downlight | 99.6 | 2019-06-29 | 2020-03-03 | High | 2 | #N/A | 99.6 | #N/A | #N/A
WAC Lighting | DS-WS0834-S40S-** | 3385 | Downlight | 99.6 | 2019-06-29 | 2020-03-03 | High | 2 | #N/A | 99.6 | #N/A | #N/A
WAC Lighting | DS-WE0834-F27S-** | 3385 | Downlight | 99.6 | 2019-06-29 | 2020-03-03 | High | 2 | #N/A | 99.6 | #N/A | #N/A
WAC Lighting | DS-WE0834-F30S-** | 3385 | Downlight | 99.6 | 2019-06-29 | 2020-03-03 | High | 2 | #N/A | 99.6 | #N/A | #N/A
WAC Lighting | DS-WE0834-F35S-** | 3385 | Downlight | 99.6 | 2019-06-29 | 2020-03-03 | High | 2 | #N/A | 99.6 | #N/A | #N/A
WAC Lighting | DS-WE0834-F40S-** | 3385 | Downlight | 99.6 | 2019-06-29 | 2020-03-03 | High | 2 | #N/A | 99.6 | #N/A | #N/A
WAC Lighting | DS-WE0834-N27S-** | 3385 | Downlight | 99.6 | 2019-06-29 | 2020-03-03 | High | 2 | #N/A | 99.6 | #N/A | #N/A
WAC Lighting | DS-WE0834-N30S-** | 3385 | Downlight | 99.6 | 2019-06-29 | 2020-03-03 | High | 2 | #N/A | 99.6 | #N/A | #N/A
WAC Lighting | DS-WE0834-N35S-** | 3385 | Downlight | 99.6 | 2019-06-29 | 2020-03-03 | High | 2 | #N/A | 99.6 | #N/A | #N/A
WAC Lighting | DS-WE0834-N40S-** | 3385 | Downlight | 99.6 | 2019-06-29 | 2020-03-03 | High | 2 | #N/A | 99.6 | #N/A | #N/A
WAC Lighting | DS-WE0834-S27S-** | 3385 | Downlight | 99.6 | 2019-06-29 | 2020-03-03 | High | 2 | #N/A | 99.6 | #N/A | #N/A
WAC Lighting | DS-WE0834-S30S-** | 3385 | Downlight | 99.6 | 2019-06-29 | 2020-03-03 | High | 2 | #N/A | 99.6 | #N/A | #N/A
WAC Lighting | DS-WE0834-S35S-** | 3385 | Downlight | 99.6 | 2019-06-29 | 2020-03-03 | High | 2 | #N/A | 99.6 | #N/A | #N/A
WAC Lighting | DS-WE0834-S40S-** | 3385 | Downlight | 99.6 | 2019-06-29 | 2020-03-03 | High | 2 | #N/A | 99.6 | #N/A | #N/A
WAC Lighting | DS-CD0834-F27-** | 3385 | Downlight | 99.6 | 2019-06-29 | 2020-03-03 | High | 2 | #N/A | 99.6 | #N/A | #N/A
WAC Lighting | DS-CD0834-F30-** | 3385 | Downlight | 99.6 | 2019-06-29 | 2020-03-03 | High | 2 | #N/A | 99.6 | #N/A | #N/A
WAC Lighting | DS-CD0834-F35-** | 3385 | Downlight | 99.6 | 2019-06-29 | 2020-03-03 | High | 2 | #N/A | 99.6 | #N/A | #N/A
WAC Lighting | DS-CD0834-F40-** | 3385 | Downlight | 99.6 | 2019-06-29 | 2020-03-03 | High | 2 | #N/A | 99.6 | #N/A | #N/A
WAC Lighting | DS-CD0834-N27-** | 3385 | Downlight | 99.6 | 2019-06-29 | 2020-03-03 | High | 2 | #N/A | 99.6 | #N/A | #N/A
WAC Lighting | DS-CD0834-N30-** | 3385 | Downlight | 99.6 | 2019-06-29 | 2020-03-03 | High | 2 | #N/A | 99.6 | #N/A | #N/A
WAC Lighting | DS-CD0834-N35-** | 3385 | Downlight | 99.6 | 2019-06-29 | 2020-03-03 | High | 2 | #N/A | 99.6 | #N/A | #N/A
WAC Lighting | DS-CD0834-N40-** | 3385 | Downlight | 99.6 | 2019-06-29 | 2020-03-03 | High | 2 | #N/A | 99.6 | #N/A | #N/A
WAC Lighting | DS-CD0834-S27-** | 3385 | Downlight | 99.6 | 2019-06-29 | 2020-03-03 | High | 2 | #N/A | 99.6 | #N/A | #N/A
WAC Lighting | DS-CD0834-S30-** | 3385 | Downlight | 99.6 | 2019-06-29 | 2020-03-03 | High | 2 | #N/A | 99.6 | #N/A | #N/A
WAC Lighting | DS-CD0834-S35-** | 3385 | Downlight | 99.6 | 2019-06-29 | 2020-03-03 | High | 2 | #N/A | 99.6 | #N/A | #N/A
WAC Lighting | DS-CD0834-S40-** | 3385 | Downlight | 99.6 | 2019-06-29 | 2020-03-03 | High | 2 | #N/A | 99.6 | #N/A | #N/A
Halo | LCR412WW9FSE020* | 1247 | Downlight | 99.8 | 2022-12-10 | 2022-12-12 | High | 2 | #N/A | 99.8 | #N/A | #N/A
Halo | LCR412WW9FSE020*-* | 1247 | Downlight | 99.8 | 2022-12-10 | 2022-12-12 | High | 2 | #N/A | 99.8 | #N/A | #N/A
Halo | LCR412WW9FSE020*-#* | 1247 | Downlight | 99.8 | 2022-12-10 | 2022-12-12 | High | 2 | #N/A | 99.8 | #N/A | #N/A
Intense Lighting | SC4DRL4127D101FL[W,B,SV][C,HZ,W]* | 2114 | Downlight | 99.8 | 2020-11-01 | 2021-04-21 | High | 2 | #N/A | 99.8 | #N/A | #N/A
Intense Lighting | SC4DRL4127D101NF[W,B,SV][C,HZ,W]* | 2114 | Downlight | 99.8 | 2020-11-01 | 2021-04-21 | High | 2 | #N/A | 99.8 | #N/A | #N/A
Intense Lighting | SC4DRL4127D101WF[W,B,SV][C,HZ,W]* | 2114 | Downlight | 99.8 | 2020-11-01 | 2021-04-21 | High | 2 | #N/A | 99.8 | #N/A | #N/A
Intense Lighting | SC4DRL4130D101FL[W,B,SV][C,HZ,W]* | 2114 | Downlight | 99.8 | 2020-11-01 | 2021-04-21 | High | 2 | #N/A | 99.8 | #N/A | #N/A
Intense Lighting | SC4DRL4130D101NF[W,B,SV][C,HZ,W]* | 2114 | Downlight | 99.8 | 2020-11-01 | 2021-04-21 | High | 2 | #N/A | 99.8 | #N/A | #N/A
Intense Lighting | SC4DRL4130D101WF[W,B,SV][C,HZ,W]* | 2114 | Downlight | 99.8 | 2020-11-01 | 2021-04-21 | High | 2 | #N/A | 99.8 | #N/A | #N/A
Intense Lighting | SC4DRL41359D101FL[W,B,SV][C,HZ,W]* | 2114 | Downlight | 99.8 | 2020-11-01 | 2021-04-21 | High | 2 | #N/A | 99.8 | #N/A | #N/A
Intense Lighting | SC4DRL41359D101NF[W,B,SV][C,HZ,W]* | 2114 | Downlight | 99.8 | 2020-11-01 | 2021-04-21 | High | 2 | #N/A | 99.8 | #N/A | #N/A
Intense Lighting | SC6DRL4127D101FL[W,B,SV][C,HZ,W]* | 2114 | Downlight | 99.8 | 2020-11-01 | 2021-04-21 | High | 2 | #N/A | 99.8 | #N/A | #N/A
Intense Lighting | SC6DRL4127D101NF[W,B,SV][C,HZ,W]* | 2114 | Downlight | 99.8 | 2020-11-01 | 2021-04-21 | High | 2 | #N/A | 99.8 | #N/A | #N/A
Intense Lighting | SC6DRL4127D101WF[W,B,SV][C,HZ,W]* | 2114 | Downlight | 99.8 | 2020-11-01 | 2021-04-21 | High | 2 | #N/A | 99.8 | #N/A | #N/A
Intense Lighting | SC6DRL4130D101FL[W,B,SV][C,HZ,W]* | 2114 | Downlight | 99.8 | 2020-11-01 | 2021-04-21 | High | 2 | #N/A | 99.8 | #N/A | #N/A
Intense Lighting | SC6DRL4130D101NF[W,B,SV][C,HZ,W]* | 2114 | Downlight | 99.8 | 2020-11-01 | 2021-04-21 | High | 2 | #N/A | 99.8 | #N/A | #N/A
Intense Lighting | SC6DRL4130D101WF[W,B,SV][C,HZ,W]* | 2114 | Downlight | 99.8 | 2020-11-01 | 2021-04-21 | High | 2 | #N/A | 99.8 | #N/A | #N/A
Intense Lighting | SC6DRL41359D101FL[W,B,SV][C,HZ,W]* | 2114 | Downlight | 99.8 | 2020-11-01 | 2021-04-21 | High | 2 | #N/A | 99.8 | #N/A | #N/A
Intense Lighting | SC6DRL41359D101NF[W,B,SV][C,HZ,W]* | 2114 | Downlight | 99.8 | 2020-11-01 | 2021-04-21 | High | 2 | #N/A | 99.8 | #N/A | #N/A
Intense Lighting | SC6DRL41359D101WF[W,B,SV][C,HZ,W]* | 2114 | Downlight | 99.8 | 2020-11-01 | 2021-04-21 | High | 2 | #N/A | 99.8 | #N/A | #N/A
Intense Lighting | SC6DRL4135D101FL[W,B,SV][C,HZ,W]* | 2114 | Downlight | 99.8 | 2020-11-01 | 2021-04-21 | High | 2 | #N/A | 99.8 | #N/A | #N/A
Intense Lighting | SC6DRL4135D101NF[W,B,SV][C,HZ,W]* | 2114 | Downlight | 99.8 | 2020-11-01 | 2021-04-21 | High | 2 | #N/A | 99.8 | #N/A | #N/A
Intense Lighting | SC6DRL4135D101WF[W,B,SV][C,HZ,W]* | 2114 | Downlight | 99.8 | 2020-11-01 | 2021-04-21 | High | 2 | #N/A | 99.8 | #N/A | #N/A
Intense Lighting | SC6DRL41409D101FL[W,B,SV][C,HZ,W]* | 2114 | Downlight | 99.8 | 2020-11-01 | 2021-04-21 | High | 2 | #N/A | 99.8 | #N/A | #N/A
Intense Lighting | SC4DRL41359D101WF[W,B,SV][C,HZ,W]* | 2114 | Downlight | 99.8 | 2020-11-01 | 2021-04-21 | High | 2 | #N/A | 99.8 | #N/A | #N/A
Intense Lighting | SC4DRL4135D101FL[W,B,SV][C,HZ,W]* | 2114 | Downlight | 99.8 | 2020-11-01 | 2021-04-21 | High | 2 | #N/A | 99.8 | #N/A | #N/A
Intense Lighting | SC4DRL4135D101NF[W,B,SV][C,HZ,W]* | 2114 | Downlight | 99.8 | 2020-11-01 | 2021-04-21 | High | 2 | #N/A | 99.8 | #N/A | #N/A
Intense Lighting | SC4DRL4135D101WF[W,B,SV][C,HZ,W]* | 2114 | Downlight | 99.8 | 2020-11-01 | 2021-04-21 | High | 2 | #N/A | 99.8 | #N/A | #N/A
Intense Lighting | SC4DRL41409D101FL[W,B,SV][C,HZ,W]* | 2114 | Downlight | 99.8 | 2020-11-01 | 2021-04-21 | High | 2 | #N/A | 99.8 | #N/A | #N/A
Intense Lighting | SC4DRL41409D101NF[W,B,SV][C,HZ,W]* | 2114 | Downlight | 99.8 | 2020-11-01 | 2021-04-21 | High | 2 | #N/A | 99.8 | #N/A | #N/A
Intense Lighting | SC4DRL41409D101WF[W,B,SV][C,HZ,W]* | 2114 | Downlight | 99.8 | 2020-11-01 | 2021-04-21 | High | 2 | #N/A | 99.8 | #N/A | #N/A
Intense Lighting | SC4DRL4140D101FL[W,B,SV][C,HZ,W]* | 2114 | Downlight | 99.8 | 2020-11-01 | 2021-04-21 | High | 2 | #N/A | 99.8 | #N/A | #N/A
Intense Lighting | SC4DRL4140D101NF[W,B,SV][C,HZ,W]* | 2114 | Downlight | 99.8 | 2020-11-01 | 2021-04-21 | High | 2 | #N/A | 99.8 | #N/A | #N/A
Intense Lighting | SC4DRL4140D101WF[W,B,SV][C,HZ,W]* | 2114 | Downlight | 99.8 | 2020-11-01 | 2021-04-21 | High | 2 | #N/A | 99.8 | #N/A | #N/A
Intense Lighting | SC6DRL41409D101NF[W,B,SV][C,HZ,W]* | 2114 | Downlight | 99.8 | 2020-11-01 | 2021-04-21 | High | 2 | #N/A | 99.8 | #N/A | #N/A
Intense Lighting | SC6DRL41409D101WF[W,B,SV][C,HZ,W]* | 2114 | Downlight | 99.8 | 2020-11-01 | 2021-04-21 | High | 2 | #N/A | 99.8 | #N/A | #N/A
Intense Lighting | SC6DRL4140D101FL[W,B,SV][C,HZ,W]* | 2114 | Downlight | 99.8 | 2020-11-01 | 2021-04-21 | High | 2 | #N/A | 99.8 | #N/A | #N/A
Intense Lighting | SC6DRL4140D101NF[W,B,SV][C,HZ,W]* | 2114 | Downlight | 99.8 | 2020-11-01 | 2021-04-21 | High | 2 | #N/A | 99.8 | #N/A | #N/A
Intense Lighting | SC6DRL4140D101WF[W,B,SV][C,HZ,W]* | 2114 | Downlight | 99.8 | 2020-11-01 | 2021-04-21 | High | 2 | #N/A | 99.8 | #N/A | #N/A
Intense Lighting | SD4DSL427D101FL/[ICS430,ICS432][C,HZ,W]* | 2114 | Downlight | 99.8 | 2020-11-01 | 2021-04-21 | High | 2 | #N/A | 99.8 | #N/A | #N/A
Intense Lighting | SD4DSL427D101NF/[ICS430,ICS432][C,HZ,W]* | 2114 | Downlight | 99.8 | 2020-11-01 | 2021-04-21 | High | 2 | #N/A | 99.8 | #N/A | #N/A
Intense Lighting | SD4DSL427D101WF/[ICS430,ICS432][C,HZ,W]* | 2114 | Downlight | 99.8 | 2020-11-01 | 2021-04-21 | High | 2 | #N/A | 99.8 | #N/A | #N/A
Intense Lighting | SD4DSL430D101FL/[ICS430,ICS432][C,HZ,W]* | 2114 | Downlight | 99.8 | 2020-11-01 | 2021-04-21 | High | 2 | #N/A | 99.8 | #N/A | #N/A
Intense Lighting | SD4DSL430D101NF/[ICS430,ICS432][C,HZ,W]* | 2114 | Downlight | 99.8 | 2020-11-01 | 2021-04-21 | High | 2 | #N/A | 99.8 | #N/A | #N/A
Intense Lighting | SD4DSL430D101WF/[ICS430,ICS432][C,HZ,W]* | 2114 | Downlight | 99.8 | 2020-11-01 | 2021-04-21 | High | 2 | #N/A | 99.8 | #N/A | #N/A
Intense Lighting | SD4DSL4359D101FL/[ICS430,ICS432][C,HZ,W]* | 2114 | Downlight | 99.8 | 2020-11-01 | 2021-04-21 | High | 2 | #N/A | 99.8 | #N/A | #N/A
Intense Lighting | SD4DSL4359D101NF/[ICS430,ICS432][C,HZ,W]* | 2114 | Downlight | 99.8 | 2020-11-01 | 2021-04-21 | High | 2 | #N/A | 99.8 | #N/A | #N/A
Intense Lighting | SD4DSL4359D101WF/[ICS430,ICS432][C,HZ,W]* | 2114 | Downlight | 99.8 | 2020-11-01 | 2021-04-21 | High | 2 | #N/A | 99.8 | #N/A | #N/A
Intense Lighting | SD4DSL435D101FL/[ICS430,ICS432][C,HZ,W]* | 2114 | Downlight | 99.8 | 2020-11-01 | 2021-04-21 | High | 2 | #N/A | 99.8 | #N/A | #N/A
Intense Lighting | SD4DSL435D101NF/[ICS430,ICS432][C,HZ,W]* | 2114 | Downlight | 99.8 | 2020-11-01 | 2021-04-21 | High | 2 | #N/A | 99.8 | #N/A | #N/A
Intense Lighting | SD4DSL435D101WF/[ICS430,ICS432][C,HZ,W]* | 2114 | Downlight | 99.8 | 2020-11-01 | 2021-04-21 | High | 2 | #N/A | 99.8 | #N/A | #N/A
Intense Lighting | SD4DSL4409D101FL/[ICS430,ICS432][C,HZ,W]* | 2114 | Downlight | 99.8 | 2020-11-01 | 2021-04-21 | High | 2 | #N/A | 99.8 | #N/A | #N/A
Intense Lighting | SD4DSL4409D101NF/[ICS430,ICS432][C,HZ,W]* | 2114 | Downlight | 99.8 | 2020-11-01 | 2021-04-21 | High | 2 | #N/A | 99.8 | #N/A | #N/A
Intense Lighting | SD4DSL4409D101WF/[ICS430,ICS432][C,HZ,W]* | 2114 | Downlight | 99.8 | 2020-11-01 | 2021-04-21 | High | 2 | #N/A | 99.8 | #N/A | #N/A
Intense Lighting | SD4DSL440D101FL/[ICS430,ICS432][C,HZ,W]* | 2114 | Downlight | 99.8 | 2020-11-01 | 2021-04-21 | High | 2 | #N/A | 99.8 | #N/A | #N/A
Intense Lighting | SD4DSL440D101NF/[ICS430,ICS432][C,HZ,W]* | 2114 | Downlight | 99.8 | 2020-11-01 | 2021-04-21 | High | 2 | #N/A | 99.8 | #N/A | #N/A
Intense Lighting | SD8DRL440D101WF/[ICS430,ICS432][C,HZ,W]* | 2114 | Downlight | 99.8 | 2020-11-01 | 2021-04-21 | High | 2 | #N/A | 99.8 | #N/A | #N/A
Intense Lighting | SC8DRL4127D101WF[W,B,SV][C,HZ,W]* | 2114 | Downlight | 99.8 | 2020-11-01 | 2021-04-21 | High | 2 | #N/A | 99.8 | #N/A | #N/A
Intense Lighting | SC8DRL4130D101FL[W,B,SV][C,HZ,W]* | 2114 | Downlight | 99.8 | 2020-11-01 | 2021-04-21 | High | 2 | #N/A | 99.8 | #N/A | #N/A
Intense Lighting | SC8DRL4130D101NF[W,B,SV][C,HZ,W]* | 2114 | Downlight | 99.8 | 2020-11-01 | 2021-04-21 | High | 2 | #N/A | 99.8 | #N/A | #N/A
Intense Lighting | SC8DRL4130D101WF[W,B,SV][C,HZ,W]* | 2114 | Downlight | 99.8 | 2020-11-01 | 2021-04-21 | High | 2 | #N/A | 99.8 | #N/A | #N/A
Intense Lighting | SC8DRL41359D101FL[W,B,SV][C,HZ,W]* | 2114 | Downlight | 99.8 | 2020-11-01 | 2021-04-21 | High | 2 | #N/A | 99.8 | #N/A | #N/A
Intense Lighting | SC8DRL41359D101NF[W,B,SV][C,HZ,W]* | 2114 | Downlight | 99.8 | 2020-11-01 | 2021-04-21 | High | 2 | #N/A | 99.8 | #N/A | #N/A
Intense Lighting | SC8DRL41359D101WF[W,B,SV][C,HZ,W]* | 2114 | Downlight | 99.8 | 2020-11-01 | 2021-04-21 | High | 2 | #N/A | 99.8 | #N/A | #N/A
Intense Lighting | SC8DRL4135D101NF[W,B,SV][C,HZ,W]* | 2114 | Downlight | 99.8 | 2020-11-01 | 2021-04-21 | High | 2 | #N/A | 99.8 | #N/A | #N/A
Intense Lighting | SC8DRL4135D101WF[W,B,SV][C,HZ,W]* | 2114 | Downlight | 99.8 | 2020-11-01 | 2021-04-21 | High | 2 | #N/A | 99.8 | #N/A | #N/A
Intense Lighting | SC8DRL41409D101FL[W,B,SV][C,HZ,W]* | 2114 | Downlight | 99.8 | 2020-11-01 | 2021-04-21 | High | 2 | #N/A | 99.8 | #N/A | #N/A
Intense Lighting | SC8DRL41409D101NF[W,B,SV][C,HZ,W]* | 2114 | Downlight | 99.8 | 2020-11-01 | 2021-04-21 | High | 2 | #N/A | 99.8 | #N/A | #N/A
Intense Lighting | SC8DRL41409D101WF[W,B,SV][C,HZ,W]* | 2114 | Downlight | 99.8 | 2020-11-01 | 2021-04-21 | High | 2 | #N/A | 99.8 | #N/A | #N/A
Intense Lighting | SC8DRL4140D101FL[W,B,SV][C,HZ,W]* | 2114 | Downlight | 99.8 | 2020-11-01 | 2021-04-21 | High | 2 | #N/A | 99.8 | #N/A | #N/A
Intense Lighting | SC8DRL4140D101NF[W,B,SV][C,HZ,W]* | 2114 | Downlight | 99.8 | 2020-11-01 | 2021-04-21 | High | 2 | #N/A | 99.8 | #N/A | #N/A
Intense Lighting | SC8DRL4140D101WF[W,B,SV][C,HZ,W]* | 2114 | Downlight | 99.8 | 2020-11-01 | 2021-04-21 | High | 2 | #N/A | 99.8 | #N/A | #N/A
Intense Lighting | SD4DSL440D101WF/[ICS430,ICS432][C,HZ,W]* | 2114 | Downlight | 99.8 | 2020-11-01 | 2021-04-21 | High | 2 | #N/A | 99.8 | #N/A | #N/A
Intense Lighting | SD8DRRL427D101FL/[ICS430,ICS432][C,HZ,W]* | 2114 | Downlight | 99.8 | 2020-11-01 | 2021-04-21 | High | 2 | #N/A | 99.8 | #N/A | #N/A
Intense Lighting | SD8DRRL427D101NF/[ICS430,ICS432][C,HZ,W]* | 2114 | Downlight | 99.8 | 2020-11-01 | 2021-04-21 | High | 2 | #N/A | 99.8 | #N/A | #N/A
Intense Lighting | SD8DRRL427D101WF/[ICS430,ICS432][C,HZ,W]* | 2114 | Downlight | 99.8 | 2020-11-01 | 2021-04-21 | High | 2 | #N/A | 99.8 | #N/A | #N/A
Intense Lighting | SD8DRRL430D101FL/[ICS430,ICS432][C,HZ,W]* | 2114 | Downlight | 99.8 | 2020-11-01 | 2021-04-21 | High | 2 | #N/A | 99.8 | #N/A | #N/A
Intense Lighting | SD8DRRL430D101NF/[ICS430,ICS432][C,HZ,W]* | 2114 | Downlight | 99.8 | 2020-11-01 | 2021-04-21 | High | 2 | #N/A | 99.8 | #N/A | #N/A
Intense Lighting | SD8DRRL430D101WF/[ICS430,ICS432][C,HZ,W]* | 2114 | Downlight | 99.8 | 2020-11-01 | 2021-04-21 | High | 2 | #N/A | 99.8 | #N/A | #N/A
Intense Lighting | SD8DRRL4359D101FL/[ICS430,ICS432][C,HZ,W]* | 2114 | Downlight | 99.8 | 2020-11-01 | 2021-04-21 | High | 2 | #N/A | 99.8 | #N/A | #N/A
Intense Lighting | SD8DRRL4359D101NF/[ICS430,ICS432][C,HZ,W]* | 2114 | Downlight | 99.8 | 2020-11-01 | 2021-04-21 | High | 2 | #N/A | 99.8 | #N/A | #N/A
Intense Lighting | SD8DRRL4359D101WF/[ICS430,ICS432][C,HZ,W]* | 2114 | Downlight | 99.8 | 2020-11-01 | 2021-04-21 | High | 2 | #N/A | 99.8 | #N/A | #N/A
Intense Lighting | SD8DRRL435D101FL/[ICS430,ICS432][C,HZ,W]* | 2114 | Downlight | 99.8 | 2020-11-01 | 2021-04-21 | High | 2 | #N/A | 99.8 | #N/A | #N/A
Intense Lighting | SD8DRRL435D101NF/[ICS430,ICS432][C,HZ,W]* | 2114 | Downlight | 99.8 | 2020-11-01 | 2021-04-21 | High | 2 | #N/A | 99.8 | #N/A | #N/A
Intense Lighting | SD8DRRL435D101WF/[ICS430,ICS432][C,HZ,W]* | 2114 | Downlight | 99.8 | 2020-11-01 | 2021-04-21 | High | 2 | #N/A | 99.8 | #N/A | #N/A
Intense Lighting | SD8DRRL4409D101FL/[ICS430,ICS432][C,HZ,W]* | 2114 | Downlight | 99.8 | 2020-11-01 | 2021-04-21 | High | 2 | #N/A | 99.8 | #N/A | #N/A
Intense Lighting | SD8DRRL4409D101NF/[ICS430,ICS432][C,HZ,W]* | 2114 | Downlight | 99.8 | 2020-11-01 | 2021-04-21 | High | 2 | #N/A | 99.8 | #N/A | #N/A
Intense Lighting | SD8DRRL4409D101WF/[ICS430,ICS432][C,HZ,W]* | 2114 | Downlight | 99.8 | 2020-11-01 | 2021-04-21 | High | 2 | #N/A | 99.8 | #N/A | #N/A
Intense Lighting | SD8DRRL440D101FL/[ICS430,ICS432][C,HZ,W]* | 2114 | Downlight | 99.8 | 2020-11-01 | 2021-04-21 | High | 2 | #N/A | 99.8 | #N/A | #N/A
Intense Lighting | SD8DRRL440D101NF/[ICS430,ICS432][C,HZ,W]* | 2114 | Downlight | 99.8 | 2020-11-01 | 2021-04-21 | High | 2 | #N/A | 99.8 | #N/A | #N/A
Intense Lighting | SD8DRRL440D101WF/[ICS430,ICS432][C,HZ,W]* | 2114 | Downlight | 99.8 | 2020-11-01 | 2021-04-21 | High | 2 | #N/A | 99.8 | #N/A | #N/A
Intense Lighting | SD6DRL427D101FL/[ICS430,ICS432][C,HZ,W]* | 2114 | Downlight | 99.8 | 2020-11-01 | 2021-04-21 | High | 2 | #N/A | 99.8 | #N/A | #N/A
Intense Lighting | SD6DRL427D101NF/[ICS430,ICS432][C,HZ,W]* | 2114 | Downlight | 99.8 | 2020-11-01 | 2021-04-21 | High | 2 | #N/A | 99.8 | #N/A | #N/A
Intense Lighting | SD6DRL427D101WF/[ICS430,ICS432][C,HZ,W]* | 2114 | Downlight | 99.8 | 2020-11-01 | 2021-04-21 | High | 2 | #N/A | 99.8 | #N/A | #N/A
Intense Lighting | SD6DRL430D101FL/[ICS430,ICS432][C,HZ,W]* | 2114 | Downlight | 99.8 | 2020-11-01 | 2021-04-21 | High | 2 | #N/A | 99.8 | #N/A | #N/A
Intense Lighting | SD6DRL430D101NF/[ICS430,ICS432][C,HZ,W]* | 2114 | Downlight | 99.8 | 2020-11-01 | 2021-04-21 | High | 2 | #N/A | 99.8 | #N/A | #N/A
Intense Lighting | SD6DRL430D101WF/[ICS430,ICS432][C,HZ,W]* | 2114 | Downlight | 99.8 | 2020-11-01 | 2021-04-21 | High | 2 | #N/A | 99.8 | #N/A | #N/A
Intense Lighting | SD6DRL4359D101FL/[ICS430,ICS432][C,HZ,W]* | 2114 | Downlight | 99.8 | 2020-11-01 | 2021-04-21 | High | 2 | #N/A | 99.8 | #N/A | #N/A
Intense Lighting | SD6DRL4359D101NF/[ICS430,ICS432][C,HZ,W]* | 2114 | Downlight | 99.8 | 2020-11-01 | 2021-04-21 | High | 2 | #N/A | 99.8 | #N/A | #N/A
Intense Lighting | SD6DRL4359D101WF/[ICS430,ICS432][C,HZ,W]* | 2114 | Downlight | 99.8 | 2020-11-01 | 2021-04-21 | High | 2 | #N/A | 99.8 | #N/A | #N/A
Intense Lighting | SD6DRL435D101FL/[ICS430,ICS432][C,HZ,W]* | 2114 | Downlight | 99.8 | 2020-11-01 | 2021-04-21 | High | 2 | #N/A | 99.8 | #N/A | #N/A
Intense Lighting | SD6DRL435D101NF/[ICS430,ICS432][C,HZ,W]* | 2114 | Downlight | 99.8 | 2020-11-01 | 2021-04-21 | High | 2 | #N/A | 99.8 | #N/A | #N/A
Intense Lighting | SD6DRL435D101WF/[ICS430,ICS432][C,HZ,W]* | 2114 | Downlight | 99.8 | 2020-11-01 | 2021-04-21 | High | 2 | #N/A | 99.8 | #N/A | #N/A
Intense Lighting | SD6DRL4409D101FL/[ICS430,ICS432][C,HZ,W]* | 2114 | Downlight | 99.8 | 2020-11-01 | 2021-04-21 | High | 2 | #N/A | 99.8 | #N/A | #N/A
Intense Lighting | SD6DRL4409D101NF/[ICS430,ICS432][C,HZ,W]* | 2114 | Downlight | 99.8 | 2020-11-01 | 2021-04-21 | High | 2 | #N/A | 99.8 | #N/A | #N/A
Intense Lighting | SD6DRL4409D101WF/[ICS430,ICS432][C,HZ,W]* | 2114 | Downlight | 99.8 | 2020-11-01 | 2021-04-21 | High | 2 | #N/A | 99.8 | #N/A | #N/A
Intense Lighting | SD6DRL440D101FL/[ICS430,ICS432][C,HZ,W]* | 2114 | Downlight | 99.8 | 2020-11-01 | 2021-04-21 | High | 2 | #N/A | 99.8 | #N/A | #N/A
Intense Lighting | SD6DRL440D101NF/[ICS430,ICS432][C,HZ,W]* | 2114 | Downlight | 99.8 | 2020-11-01 | 2021-04-21 | High | 2 | #N/A | 99.8 | #N/A | #N/A
Intense Lighting | SD6DRL440D101WF/[ICS430,ICS432][C,HZ,W]* | 2114 | Downlight | 99.8 | 2020-11-01 | 2021-04-21 | High | 2 | #N/A | 99.8 | #N/A | #N/A
Intense Lighting | SD4DRL427D101FL/[ICS430,ICS432][C,HZ,W]* | 2114 | Downlight | 99.8 | 2020-11-01 | 2021-04-21 | High | 2 | #N/A | 99.8 | #N/A | #N/A
Intense Lighting | SD4DRL427D101NF/[ICS430,ICS432][C,HZ,W]* | 2114 | Downlight | 99.8 | 2020-11-01 | 2021-04-21 | High | 2 | #N/A | 99.8 | #N/A | #N/A
Intense Lighting | SD4DRL427D101WF/[ICS430,ICS432][C,HZ,W]* | 2114 | Downlight | 99.8 | 2020-11-01 | 2021-04-21 | High | 2 | #N/A | 99.8 | #N/A | #N/A
Intense Lighting | SD4DRL430D101FL/[ICS430,ICS432][C,HZ,W]* | 2114 | Downlight | 99.8 | 2020-11-01 | 2021-04-21 | High | 2 | #N/A | 99.8 | #N/A | #N/A
Intense Lighting | SD4DRL430D101NF/[ICS430,ICS432][C,HZ,W]* | 2114 | Downlight | 99.8 | 2020-11-01 | 2021-04-21 | High | 2 | #N/A | 99.8 | #N/A | #N/A
Intense Lighting | SD4DRL430D101WF/[ICS430,ICS432][C,HZ,W]* | 2114 | Downlight | 99.8 | 2020-11-01 | 2021-04-21 | High | 2 | #N/A | 99.8 | #N/A | #N/A
Intense Lighting | SD4DRL4359D101FL/[ICS430,ICS432][C,HZ,W]* | 2114 | Downlight | 99.8 | 2020-11-01 | 2021-04-21 | High | 2 | #N/A | 99.8 | #N/A | #N/A
Intense Lighting | SD4DRL4359D101NF/[ICS430,ICS432][C,HZ,W]* | 2114 | Downlight | 99.8 | 2020-11-01 | 2021-04-21 | High | 2 | #N/A | 99.8 | #N/A | #N/A
Intense Lighting | SD4DRL4359D101WF/[ICS430,ICS432][C,HZ,W]* | 2114 | Downlight | 99.8 | 2020-11-01 | 2021-04-21 | High | 2 | #N/A | 99.8 | #N/A | #N/A
Intense Lighting | SD4DRL435D101FL/[ICS430,ICS432][C,HZ,W]* | 2114 | Downlight | 99.8 | 2020-11-01 | 2021-04-21 | High | 2 | #N/A | 99.8 | #N/A | #N/A
Intense Lighting | SD4DRL435D101NF/[ICS430,ICS432][C,HZ,W]* | 2114 | Downlight | 99.8 | 2020-11-01 | 2021-04-21 | High | 2 | #N/A | 99.8 | #N/A | #N/A
Intense Lighting | SD4DRL435D101WF/[ICS430,ICS432][C,HZ,W]* | 2114 | Downlight | 99.8 | 2020-11-01 | 2021-04-21 | High | 2 | #N/A | 99.8 | #N/A | #N/A
Intense Lighting | SD4DRL4409D101FL/[ICS430,ICS432][C,HZ,W]* | 2114 | Downlight | 99.8 | 2020-11-01 | 2021-04-21 | High | 2 | #N/A | 99.8 | #N/A | #N/A
Intense Lighting | SD4DRL4409D101NF/[ICS430,ICS432][C,HZ,W]* | 2114 | Downlight | 99.8 | 2020-11-01 | 2021-04-21 | High | 2 | #N/A | 99.8 | #N/A | #N/A
Intense Lighting | SD4DRL4409D101WF/[ICS430,ICS432][C,HZ,W]* | 2114 | Downlight | 99.8 | 2020-11-01 | 2021-04-21 | High | 2 | #N/A | 99.8 | #N/A | #N/A
Intense Lighting | SD4DRL440D101FL/[ICS430,ICS432][C,HZ,W]* | 2114 | Downlight | 99.8 | 2020-11-01 | 2021-04-21 | High | 2 | #N/A | 99.8 | #N/A | #N/A
Intense Lighting | SD4DRL440D101NF/[ICS430,ICS432][C,HZ,W]* | 2114 | Downlight | 99.8 | 2020-11-01 | 2021-04-21 | High | 2 | #N/A | 99.8 | #N/A | #N/A
Intense Lighting | SD4DRL440D101WF/[ICS430,ICS432][C,HZ,W]* | 2114 | Downlight | 99.8 | 2020-11-01 | 2021-04-21 | High | 2 | #N/A | 99.8 | #N/A | #N/A
Intense Lighting | SD6DRRL427D101FL/[ICS430,ICS432][C,HZ,W]* | 2114 | Downlight | 99.8 | 2020-11-01 | 2021-04-21 | High | 2 | #N/A | 99.8 | #N/A | #N/A
Intense Lighting | SD6DRRL427D101NF/[ICS430,ICS432][C,HZ,W]* | 2114 | Downlight | 99.8 | 2020-11-01 | 2021-04-21 | High | 2 | #N/A | 99.8 | #N/A | #N/A
Intense Lighting | SD6DRRL427D101WF/[ICS430,ICS432][C,HZ,W]* | 2114 | Downlight | 99.8 | 2020-11-01 | 2021-04-21 | High | 2 | #N/A | 99.8 | #N/A | #N/A
Intense Lighting | SD6DRRL430D101FL/[ICS430,ICS432][C,HZ,W]* | 2114 | Downlight | 99.8 | 2020-11-01 | 2021-04-21 | High | 2 | #N/A | 99.8 | #N/A | #N/A
Intense Lighting | SD6DRRL430D101NF/[ICS430,ICS432][C,HZ,W]* | 2114 | Downlight | 99.8 | 2020-11-01 | 2021-04-21 | High | 2 | #N/A | 99.8 | #N/A | #N/A
Intense Lighting | SD6DRRL430D101WF/[ICS430,ICS432][C,HZ,W]* | 2114 | Downlight | 99.8 | 2020-11-01 | 2021-04-21 | High | 2 | #N/A | 99.8 | #N/A | #N/A
Intense Lighting | SD6DRRL4359D101FL/[ICS430,ICS432][C,HZ,W]* | 2114 | Downlight | 99.8 | 2020-11-01 | 2021-04-21 | High | 2 | #N/A | 99.8 | #N/A | #N/A
Intense Lighting | SD6DRRL4359D101NF/[ICS430,ICS432][C,HZ,W]* | 2114 | Downlight | 99.8 | 2020-11-01 | 2021-04-21 | High | 2 | #N/A | 99.8 | #N/A | #N/A
Intense Lighting | SD6DRRL4359D101WF/[ICS430,ICS432][C,HZ,W]* | 2114 | Downlight | 99.8 | 2020-11-01 | 2021-04-21 | High | 2 | #N/A | 99.8 | #N/A | #N/A
Intense Lighting | SD6DRRL435D101FL/[ICS430,ICS432][C,HZ,W]* | 2114 | Downlight | 99.8 | 2020-11-01 | 2021-04-21 | High | 2 | #N/A | 99.8 | #N/A | #N/A
Intense Lighting | SD6DRRL435D101NF/[ICS430,ICS432][C,HZ,W]* | 2114 | Downlight | 99.8 | 2020-11-01 | 2021-04-21 | High | 2 | #N/A | 99.8 | #N/A | #N/A
Intense Lighting | SD6DRRL435D101WF/[ICS430,ICS432][C,HZ,W]* | 2114 | Downlight | 99.8 | 2020-11-01 | 2021-04-21 | High | 2 | #N/A | 99.8 | #N/A | #N/A
Intense Lighting | SD6DRRL4409D101FL/[ICS430,ICS432][C,HZ,W]* | 2114 | Downlight | 99.8 | 2020-11-01 | 2021-04-21 | High | 2 | #N/A | 99.8 | #N/A | #N/A
Intense Lighting | SD6DRRL4409D101NF/[ICS430,ICS432][C,HZ,W]* | 2114 | Downlight | 99.8 | 2020-11-01 | 2021-04-21 | High | 2 | #N/A | 99.8 | #N/A | #N/A
Intense Lighting | SD6DRRL4409D101WF/[ICS430,ICS432][C,HZ,W]* | 2114 | Downlight | 99.8 | 2020-11-01 | 2021-04-21 | High | 2 | #N/A | 99.8 | #N/A | #N/A
Intense Lighting | SD6DRRL440D101FL/[ICS430,ICS432][C,HZ,W]* | 2114 | Downlight | 99.8 | 2020-11-01 | 2021-04-21 | High | 2 | #N/A | 99.8 | #N/A | #N/A
Intense Lighting | SD6DRRL440D101NF/[ICS430,ICS432][C,HZ,W]* | 2114 | Downlight | 99.8 | 2020-11-01 | 2021-04-21 | High | 2 | #N/A | 99.8 | #N/A | #N/A
Intense Lighting | SD6DRRL440D101WF/[ICS430,ICS432][C,HZ,W]* | 2114 | Downlight | 99.8 | 2020-11-01 | 2021-04-21 | High | 2 | #N/A | 99.8 | #N/A | #N/A
Intense Lighting | SD4DRRL427D101FL/[ICS430,ICS432][C,HZ,W]* | 2114 | Downlight | 99.8 | 2020-11-01 | 2021-04-21 | High | 2 | #N/A | 99.8 | #N/A | #N/A
Intense Lighting | SD4DRRL427D101NF/[ICS430,ICS432][C,HZ,W]* | 2114 | Downlight | 99.8 | 2020-11-01 | 2021-04-21 | High | 2 | #N/A | 99.8 | #N/A | #N/A
Intense Lighting | SD4DRRL427D101WF/[ICS430,ICS432][C,HZ,W]* | 2114 | Downlight | 99.8 | 2020-11-01 | 2021-04-21 | High | 2 | #N/A | 99.8 | #N/A | #N/A
Intense Lighting | SD4DRRL430D101FL/[ICS430,ICS432][C,HZ,W]* | 2114 | Downlight | 99.8 | 2020-11-01 | 2021-04-21 | High | 2 | #N/A | 99.8 | #N/A | #N/A
Intense Lighting | SD4DRRL430D101NF/[ICS430,ICS432][C,HZ,W]* | 2114 | Downlight | 99.8 | 2020-11-01 | 2021-04-21 | High | 2 | #N/A | 99.8 | #N/A | #N/A
Intense Lighting | SD4DRRL430D101WF/[ICS430,ICS432][C,HZ,W]* | 2114 | Downlight | 99.8 | 2020-11-01 | 2021-04-21 | High | 2 | #N/A | 99.8 | #N/A | #N/A
Intense Lighting | SD4DRRL4359D101FL/[ICS430,ICS432][C,HZ,W]* | 2114 | Downlight | 99.8 | 2020-11-01 | 2021-04-21 | High | 2 | #N/A | 99.8 | #N/A | #N/A
Intense Lighting | SD4DRRL4359D101NF/[ICS430,ICS432][C,HZ,W]* | 2114 | Downlight | 99.8 | 2020-11-01 | 2021-04-21 | High | 2 | #N/A | 99.8 | #N/A | #N/A
Intense Lighting | SD4DRRL4359D101WF/[ICS430,ICS432][C,HZ,W]* | 2114 | Downlight | 99.8 | 2020-11-01 | 2021-04-21 | High | 2 | #N/A | 99.8 | #N/A | #N/A
Intense Lighting | SD4DRRL435D101FL/[ICS430,ICS432][C,HZ,W]* | 2114 | Downlight | 99.8 | 2020-11-01 | 2021-04-21 | High | 2 | #N/A | 99.8 | #N/A | #N/A
Intense Lighting | SD4DRRL435D101NF/[ICS430,ICS432][C,HZ,W]* | 2114 | Downlight | 99.8 | 2020-11-01 | 2021-04-21 | High | 2 | #N/A | 99.8 | #N/A | #N/A
Intense Lighting | SD4DRRL435D101WF/[ICS430,ICS432][C,HZ,W]* | 2114 | Downlight | 99.8 | 2020-11-01 | 2021-04-21 | High | 2 | #N/A | 99.8 | #N/A | #N/A
Intense Lighting | SD4DRRL4409D101FL/[ICS430,ICS432][C,HZ,W]* | 2114 | Downlight | 99.8 | 2020-11-01 | 2021-04-21 | High | 2 | #N/A | 99.8 | #N/A | #N/A
Intense Lighting | SD4DRRL4409D101NF/[ICS430,ICS432][C,HZ,W]* | 2114 | Downlight | 99.8 | 2020-11-01 | 2021-04-21 | High | 2 | #N/A | 99.8 | #N/A | #N/A
Intense Lighting | SD4DRRL4409D101WF/[ICS430,ICS432][C,HZ,W]* | 2114 | Downlight | 99.8 | 2020-11-01 | 2021-04-21 | High | 2 | #N/A | 99.8 | #N/A | #N/A
Intense Lighting | SD4DRRL440D101FL/[ICS430,ICS432][C,HZ,W]* | 2114 | Downlight | 99.8 | 2020-11-01 | 2021-04-21 | High | 2 | #N/A | 99.8 | #N/A | #N/A
Intense Lighting | SD4DRRL440D101NF/[ICS430,ICS432][C,HZ,W]* | 2114 | Downlight | 99.8 | 2020-11-01 | 2021-04-21 | High | 2 | #N/A | 99.8 | #N/A | #N/A
Intense Lighting | SD4DRRL440D101WF/[ICS430,ICS432][C,HZ,W]* | 2114 | Downlight | 99.8 | 2020-11-01 | 2021-04-21 | High | 2 | #N/A | 99.8 | #N/A | #N/A
Intense Lighting | SD8DRL427D101FL/[ICS430,ICS432][C,HZ,W]* | 2114 | Downlight | 99.8 | 2020-11-01 | 2021-04-21 | High | 2 | #N/A | 99.8 | #N/A | #N/A
Intense Lighting | SD8DRL427D101NF/[ICS430,ICS432][C,HZ,W]* | 2114 | Downlight | 99.8 | 2020-11-01 | 2021-04-21 | High | 2 | #N/A | 99.8 | #N/A | #N/A
Intense Lighting | SD8DRL427D101WF/[ICS430,ICS432][C,HZ,W]* | 2114 | Downlight | 99.8 | 2020-11-01 | 2021-04-21 | High | 2 | #N/A | 99.8 | #N/A | #N/A
Intense Lighting | SD8DRL430D101FL/[ICS430,ICS432][C,HZ,W]* | 2114 | Downlight | 99.8 | 2020-11-01 | 2021-04-21 | High | 2 | #N/A | 99.8 | #N/A | #N/A
Intense Lighting | SD8DRL430D101NF/[ICS430,ICS432][C,HZ,W]* | 2114 | Downlight | 99.8 | 2020-11-01 | 2021-04-21 | High | 2 | #N/A | 99.8 | #N/A | #N/A
Intense Lighting | SD8DRL430D101WF/[ICS430,ICS432][C,HZ,W]* | 2114 | Downlight | 99.8 | 2020-11-01 | 2021-04-21 | High | 2 | #N/A | 99.8 | #N/A | #N/A
Intense Lighting | SD8DRL4359D101FL/[ICS430,ICS432][C,HZ,W]* | 2114 | Downlight | 99.8 | 2020-11-01 | 2021-04-21 | High | 2 | #N/A | 99.8 | #N/A | #N/A
Intense Lighting | SD8DRL4359D101NF/[ICS430,ICS432][C,HZ,W]* | 2114 | Downlight | 99.8 | 2020-11-01 | 2021-04-21 | High | 2 | #N/A | 99.8 | #N/A | #N/A
Intense Lighting | SD8DRL4359D101WF/[ICS430,ICS432][C,HZ,W]* | 2114 | Downlight | 99.8 | 2020-11-01 | 2021-04-21 | High | 2 | #N/A | 99.8 | #N/A | #N/A
Intense Lighting | SD8DRL435D101FL/[ICS430,ICS432][C,HZ,W]* | 2114 | Downlight | 99.8 | 2020-11-01 | 2021-04-21 | High | 2 | #N/A | 99.8 | #N/A | #N/A
Intense Lighting | SD8DRL435D101NF/[ICS430,ICS432][C,HZ,W]* | 2114 | Downlight | 99.8 | 2020-11-01 | 2021-04-21 | High | 2 | #N/A | 99.8 | #N/A | #N/A
Intense Lighting | SD8DRL435D101WF/[ICS430,ICS432][C,HZ,W]* | 2114 | Downlight | 99.8 | 2020-11-01 | 2021-04-21 | High | 2 | #N/A | 99.8 | #N/A | #N/A
Intense Lighting | SD8DRL4409D101FL/[ICS430,ICS432][C,HZ,W]* | 2114 | Downlight | 99.8 | 2020-11-01 | 2021-04-21 | High | 2 | #N/A | 99.8 | #N/A | #N/A
Intense Lighting | SD8DRL4409D101NF/[ICS430,ICS432][C,HZ,W]* | 2114 | Downlight | 99.8 | 2020-11-01 | 2021-04-21 | High | 2 | #N/A | 99.8 | #N/A | #N/A
Intense Lighting | SD8DRL4409D101WF/[ICS430,ICS432][C,HZ,W]* | 2114 | Downlight | 99.8 | 2020-11-01 | 2021-04-21 | High | 2 | #N/A | 99.8 | #N/A | #N/A
Intense Lighting | SD8DRL440D101FL/[ICS430,ICS432][C,HZ,W]* | 2114 | Downlight | 99.8 | 2020-11-01 | 2021-04-21 | High | 2 | #N/A | 99.8 | #N/A | #N/A
Intense Lighting | SD8DRL440D101NF/[ICS430,ICS432][C,HZ,W]* | 2114 | Downlight | 99.8 | 2020-11-01 | 2021-04-21 | High | 2 | #N/A | 99.8 | #N/A | #N/A
Intense Lighting | SC8DRL4127D101FL[W,B,SV][C,HZ,W]* | 2114 | Downlight | 99.8 | 2020-11-01 | 2021-04-21 | High | 2 | #N/A | 99.8 | #N/A | #N/A
Intense Lighting | SC8DRL4127D101NF[W,B,SV][C,HZ,W]* | 2114 | Downlight | 99.8 | 2020-11-01 | 2021-04-21 | High | 2 | #N/A | 99.8 | #N/A | #N/A
HOMI | HM08-PR16-25W277-3CCT-0-*SA | 2496 | Downlight | 99.8 | 2021-12-10 | 2021-12-13 | High | 2 | #N/A | 99.8 | #N/A | #N/A
Halo | PR8CP40D010 - PR8M34827[MD¦WD][MW¦MB¦MMS] | 4000 | Downlight | 99.8 | 2017-01-13 | 2017-01-31 | High | 2 | #N/A | 99.8 | #N/A | #N/A
Halo | PR8R40D010 - PR8M34827[MD¦WD][MW¦MB¦MMS] | 4000 | Downlight | 99.8 | 2017-01-13 | 2017-01-31 | High | 2 | #N/A | 99.8 | #N/A | #N/A
Halo | PR8S40D010[MW¦MB¦MMS] - PR8M34827[MD¦WD][MW¦MB¦MMS] | 4000 | Downlight | 99.8 | 2017-01-13 | 2017-01-31 | High | 2 | #N/A | 99.8 | #N/A | #N/A
Lightolier | LLAVRM11***** / LLAVRM**1130** / LLAV11R** | 1433 | Downlight | 99.9 | 2017-03-02 | 2017-03-28 | High | 2 | #N/A | 99.9 | #N/A | #N/A
Prescolite | LFR-6RD-M-60L27K9**-DM1** + LFR-6RD-T-[(blank),VNR]-**** + LFR-6RD-H | 4976 | Downlight | 99.9 | 2021-11-18 | 2022-07-01 | High | 2 | #N/A | 99.9 | #N/A | #N/A
Prescolite | LFR-6RD-M-60L30K9**-DM1** + LFR-6RD-T-[(blank),VNR]-**** + LFR-6RD-H | 4976 | Downlight | 99.9 | 2021-11-18 | 2022-07-01 | High | 2 | #N/A | 99.9 | #N/A | #N/A
Prescolite | LFR-6RD-M-60L35K9**-DM1** + LFR-6RD-T-[(blank),VNR]-**** + LFR-6RD-H | 4976 | Downlight | 99.9 | 2021-11-18 | 2022-07-01 | High | 2 | #N/A | 99.9 | #N/A | #N/A
Prescolite | LFR-6RD-M-60L40K9**-DM1** + LFR-6RD-T-[(blank),VNR]-**** + LFR-6RD-H | 4976 | Downlight | 99.9 | 2021-11-18 | 2022-07-01 | High | 2 | #N/A | 99.9 | #N/A | #N/A
Prescolite | LFR-6RD-M-60L50K9**-DM1** + LFR-6RD-T-[(blank),VNR]-**** + LFR-6RD-H | 4976 | Downlight | 99.9 | 2021-11-18 | 2022-07-01 | High | 2 | #N/A | 99.9 | #N/A | #N/A
Lumination LED Luminaires LDXB Downlight Series | LDXB#*010T30V1 / RDI#*********** | 1000 | Downlight | 100 | 2020-07-01 | 2020-09-08 | High | 2 | #N/A | 100 | #N/A | #N/A
RAB | DLR0095 | 1000 | Downlight | 100 | 2019-10-29 | 2019-10-31 | High | 2 | #N/A | 100 | #N/A | #N/A
RAB | DLR0105 | 1000 | Downlight | 100 | 2019-10-29 | 2019-10-31 | High | 2 | #N/A | 100 | #N/A | #N/A
RAB | DLR0074 | 1000 | Downlight | 100 | 2019-10-29 | 2019-10-31 | High | 2 | #N/A | 100 | #N/A | #N/A
RAB | DLR0075 | 1000 | Downlight | 100 | 2019-10-29 | 2019-10-31 | High | 2 | #N/A | 100 | #N/A | #N/A
RAB | DLR0076 | 1000 | Downlight | 100 | 2019-10-29 | 2019-10-31 | High | 2 | #N/A | 100 | #N/A | #N/A
EELighting | BELED-4-S11W-3K**-G | 1100 | Downlight | 100 | 2018-04-25 | 2018-05-01 | High | 2 | #N/A | 100 | #N/A | #N/A
LOTUS LED LIGHTS | LL4G-50K | 1100 | Downlight | 100 | 2020-08-14 | 2020-10-13 | High | 2 | #N/A | 100 | #N/A | #N/A
LOTUS LED LIGHTS | LRG4-50K | 1100 | Downlight | 100 | 2020-08-14 | 2020-10-13 | High | 2 | #N/A | 100 | #N/A | #N/A
TCP | DR6CCT2 | 1100 | Downlight | 100 | 2021-02-26 | 2021-04-27 | High | 2 | #N/A | 100 | #N/A | #N/A
Zenith | ZS-EB04-C09-30 | 1200 | Downlight | 100 | 2020-08-07 | 2020-08-13 | High | 2 | #N/A | 100 | #N/A | #N/A
Zenith | ZS-EB04-C09-35 | 1200 | Downlight | 100 | 2020-08-07 | 2020-08-13 | High | 2 | #N/A | 100 | #N/A | #N/A
Zenith | ZS-EB04-C09-40 | 1200 | Downlight | 100 | 2020-08-07 | 2020-08-13 | High | 2 | #N/A | 100 | #N/A | #N/A
Zenith | ZS-EB04-C09-50 | 1200 | Downlight | 100 | 2020-08-07 | 2020-08-13 | High | 2 | #N/A | 100 | #N/A | #N/A
Zenith | ZS-EB06-C12-27 | 1200 | Downlight | 100 | 2020-08-07 | 2020-08-13 | High | 2 | #N/A | 100 | #N/A | #N/A
Zenith | ZS-EB06-C12-30 | 1200 | Downlight | 100 | 2020-08-07 | 2020-08-13 | High | 2 | #N/A | 100 | #N/A | #N/A
Zenith | ZS-EB06-C12-35 | 1200 | Downlight | 100 | 2020-08-07 | 2020-08-13 | High | 2 | #N/A | 100 | #N/A | #N/A
Zenith | ZS-EB06-C12-40 | 1200 | Downlight | 100 | 2020-08-07 | 2020-08-13 | High | 2 | #N/A | 100 | #N/A | #N/A
Zenith | ZS-EB06-C12-50 | 1200 | Downlight | 100 | 2020-08-07 | 2020-08-13 | High | 2 | #N/A | 100 | #N/A | #N/A
Satco | S11850 | 1200 | Downlight | 100 | 2022-09-10 | 2022-09-12 | High | 2 | #N/A | 100 | #N/A | #N/A
Wisdom Light | WL-DL06IN12WDUV(30K-35K-40K) | 1200 | Downlight | 100 | 2022-07-20 | 2022-08-03 | High | 2 | #N/A | 100 | #N/A | #N/A
Ktrad, Hibay, Ltblight, Bestchoicelight, Unikcst, Emotionlite, Cuecool, AKK | KRT-R0412-K## | 1200 | Downlight | 100 | 2022-06-10 | 2022-10-17 | High | 2 | #N/A | 100 | #N/A | #N/A
US LED | LTR2-1-UNV-35-12-5S-C-WH | 1250 | Downlight | 100 | 2022-01-02 | 2016-01-18 | High | 2 | #N/A | 100 | #N/A | #N/A
Satco | 62/1728 | 1300 | Downlight | 100 | 2022-10-10 | 2022-10-14 | High | 2 | #N/A | 100 | #N/A | #N/A
Satco | 62/1729 | 1300 | Downlight | 100 | 2022-10-10 | 2022-10-14 | High | 2 | #N/A | 100 | #N/A | #N/A
SATCO/NUVO | 62/1720 | 1300 | Downlight | 100 | 2022-10-10 | 2022-10-13 | High | 2 | #N/A | 100 | #N/A | #N/A
Lumination LED Luminaires LDXB Downlight Series | LDXB#*015T30V1 / RDI#*********** | 1500 | Downlight | 100 | 2020-07-01 | 2020-09-08 | High | 2 | #N/A | 100 | #N/A | #N/A
Green Creative | SLFT6/80CCT2750/DIM010UNV | 1500 | Downlight | 100 | 2019-02-14 | 2019-03-25 | High | 2 | #N/A | 100 | #N/A | #N/A
Green Creative | SLFT6/80CCTS/DIM010UNV | 1500 | Downlight | 100 | 2019-02-14 | 2019-03-12 | High | 2 | #N/A | 100 | #N/A | #N/A
Green Creative | SLFT6/80CCTS/DIM120V | 1500 | Downlight | 100 | 2019-02-14 | 2019-02-28 | High | 2 | #N/A | 100 | #N/A | #N/A
Wisdom Light | WL-DL04IN15WDUV(30K-35K-40K)-T | 1500 | Downlight | 100 | 2022-08-05 | 2022-08-25 | High | 2 | #N/A | 100 | #N/A | #N/A
Tamlite Lighting | CLY6-5CCTA/** | 1500 | Downlight | 100 | 2022-09-10 | 2022-09-08 | High | 2 | #N/A | 100 | #N/A | #N/A
MaxLite | RCF610WCSDW | 1700 | Downlight | 100 | 2020-10-01 | 2020-10-21 | High | 2 | #N/A | 100 | #N/A | #N/A
luxrite | LR22636 | 1800 | Downlight | 100 | 2022-07-26 | 2022-08-23 | High | 2 | #N/A | 100 | #N/A | #N/A
luxrite | LR22644 | 1800 | Downlight | 100 | 2022-07-26 | 2022-08-24 | High | 2 | #N/A | 100 | #N/A | #N/A
Espen | VEKR8SD/8F/18W-10V | 1800 | Downlight | 100 | 2022-07-25 | 2022-08-03 | High | 2 | #N/A | 100 | #N/A | #N/A
FOXSUN | FX-DL8-18W-DPM-5CC-WC-1 | 1800 | Downlight | 100 | 2022-07-04 | 2022-07-12 | High | 2 | #N/A | 100 | #N/A | #N/A
Green Creative | SLFT8/80CCT2750/DIM010UNV | 1900 | Downlight | 100 | 2019-02-14 | 2019-03-25 | High | 2 | #N/A | 100 | #N/A | #N/A
Lumination LED Luminaires LDXB Downlight Series | LDXB#*020T30V1 / RDI#*********** | 2000 | Downlight | 100 | 2020-07-01 | 2020-09-08 | High | 2 | #N/A | 100 | #N/A | #N/A
HENGTE | HT-US-ICCDR8-820/277-30113-C03-0-V1 | 2000 | Downlight | 100 | 2020-07-24 | 2020-07-27 | High | 2 | #N/A | 100 | #N/A | #N/A
HENGTE | HT-US-ICCDR8-820/277-30113-C03-0-V2 | 2000 | Downlight | 100 | 2020-09-13 | 2020-09-14 | High | 2 | #N/A | 100 | #N/A | #N/A
MaxLite | RCF814WCSDW | 2000 | Downlight | 100 | 2020-10-01 | 2020-10-21 | High | 2 | #N/A | 100 | #N/A | #N/A
RENO | RENO-DL8-MW-DV-MCCT-H | 2000 | Downlight | 100 | 2021-06-12 | 2021-06-24 | High | 2 | #N/A | 100 | #N/A | #N/A
Wisdom Light | WL-DL08IN20WDUV(30K-35K-40K) | 2000 | Downlight | 100 | 2022-07-20 | 2022-08-03 | High | 2 | #N/A | 100 | #N/A | #N/A
SLG Lighting | DRS 8R 12/16/20 G2 FSK | 2000 | Downlight | 100 | 2020-09-13 | 2020-09-15 | High | 2 | #N/A | 100 | #N/A | #N/A
Stanpro | CDU6R-G2-PS3Q/3CWH | 2000 | Downlight | 100 | 2022-07-05 | 2022-07-05 | High | 2 | #N/A | 100 | #N/A | #N/A
Satco | S11852 | 2200 | Downlight | 100 | 2022-09-10 | 2022-09-12 | High | 2 | #N/A | 100 | #N/A | #N/A
HOMI | PR300R-PL30UOF-24W80-277 | 2400 | Downlight | 100 | 2019-01-11 | 2019-01-09 | High | 2 | #N/A | 100 | #N/A | #N/A
Wisdom Light | WL-DL06IN24WDUV(30K-35K-40K)-T | 2400 | Downlight | 100 | 2022-08-05 | 2022-08-25 | High | 2 | #N/A | 100 | #N/A | #N/A
Wisdom Light | WL-DL06IN24WDUV(30K-35K-40K)-T | 2400 | Downlight | 100 | 2022-11-10 | 2022-12-15 | High | 2 | #N/A | 100 | #N/A | #N/A
Wisdom Light | WL-DL08IN24WDUV(30K-35K-40K)-T | 2400 | Downlight | 100 | 2022-08-05 | 2022-08-25 | High | 2 | #N/A | 100 | #N/A | #N/A
CREE LIGHTING | CDR8-B-ALS-9ACK-10V5-WH-UNV | 2500 | Downlight | 100 | 2022-04-12 | 2022-06-30 | High | 2 | #N/A | 100 | #N/A | #N/A
Eglo | 204919A | 2500 | Downlight | 100 | 2021-01-01 | 2020-12-28 | High | 2 | #N/A | 100 | #N/A | #N/A
Eglo | 204921A | 2500 | Downlight | 100 | 2021-01-01 | 2020-12-28 | High | 2 | #N/A | 100 | #N/A | #N/A
luxrite | LR23959 | 2700 | Downlight | 100 | 2022-03-25 | 2022-03-25 | High | 2 | #N/A | 100 | #N/A | #N/A
HENGTE | HT-US-ICCDR8-827/277-30112-C##-0-V# | 2700 | Downlight | 100 | 2022-02-28 | 2022-02-28 | High | 2 | #N/A | 100 | #N/A | #N/A
Run Bison | HT-US-ICCDR8-827/277-30112-C##-0-V# | 2700 | Downlight | 100 | 2022-02-28 | 2022-02-28 | High | 2 | #N/A | 100 | #N/A | #N/A
EiKO | CSMWP61/30W/8CCT3/UNV/DIM/** | 3000 | Downlight | 100 | 2021-12-30 | 2022-03-17 | High | 2 | #N/A | 100 | #N/A | #N/A
HENGTE | HT-US-ICCDR10-830/277-30112-C03-0-V2 | 3000 | Downlight | 100 | 2020-09-13 | 2020-09-14 | High | 2 | #N/A | 100 | #N/A | #N/A
Green Creative | SLFT9.5/80CCTS/DIM010UNV | 3000 | Downlight | 100 | 2019-02-14 | 2019-03-07 | High | 2 | #N/A | 100 | #N/A | #N/A
Green Creative | SLFT9.5/80CCTS/DIM120V | 3000 | Downlight | 100 | 2019-02-14 | 2019-03-07 | High | 2 | #N/A | 100 | #N/A | #N/A
LOTUS LED LIGHTS | LD6R-50K-HO | 3000 | Downlight | 100 | 2020-08-14 | 2020-10-13 | High | 2 | #N/A | 100 | #N/A | #N/A
LOTUS LED LIGHTS | LD8R-50K-HO | 3000 | Downlight | 100 | 2020-08-14 | 2020-10-13 | High | 2 | #N/A | 100 | #N/A | #N/A
Wisdom Light | WL-DL08IN30WDUV(30K-35K-40K)-T | 3000 | Downlight | 100 | 2022-08-05 | 2022-08-25 | High | 2 | #N/A | 100 | #N/A | #N/A
Wisdom Light | WL-DL08IN30WDUV(30K-35K-40K)-T | 3000 | Downlight | 100 | 2022-11-10 | 2022-12-15 | High | 2 | #N/A | 100 | #N/A | #N/A
SLG Lighting | DRS 10R 18/23/30 G2 FSK | 3000 | Downlight | 100 | 2020-09-13 | 2020-09-15 | High | 2 | #N/A | 100 | #N/A | #N/A
LIGHT THE FUTURE | D506-30W-2700 | 3000 | Downlight | 100 | 2018-08-30 | 2018-08-29 | High | 2 | #N/A | 100 | #N/A | #N/A
NDR Electric | APX1010-3540-3K-WH | 4000 | Downlight | 100 | 2018-12-10 | 2019-01-30 | High | 2 | #N/A | 100 | #N/A | #N/A
MORRIS | 72669 | 4000 | Downlight | 100 | 2018-05-21 | 2018-05-16 | High | 2 | #N/A | 100 | #N/A | #N/A
Wisdom Light | WL-DL10IN40WDUV(30K-35K-40K)-T | 4000 | Downlight | 100 | 2022-08-05 | 2022-08-25 | High | 2 | #N/A | 100 | #N/A | #N/A
AttainLED | AT-SDL-8-38-40-WH | 4000 | Downlight | 100 | 2018-02-22 | 2018-03-05 | High | 2 | #N/A | 100 | #N/A | #N/A
AttainLED | AT-SDL-8-38-40-WH-EM | 4000 | Downlight | 100 | 2018-02-22 | 2018-03-05 | High | 2 | #N/A | 100 | #N/A | #N/A
METEOR Lighting | RS6N-60-27K | 6000 | Downlight | 100 | 2021-05-25 | 2021-06-24 | High | 2 | #N/A | 100 | #N/A | #N/A
METEOR Lighting | RS6N-60-30K | 6000 | Downlight | 100 | 2021-05-25 | 2021-06-24 | High | 2 | #N/A | 100 | #N/A | #N/A
METEOR Lighting | RS6N-60-35K | 6000 | Downlight | 100 | 2021-05-25 | 2021-06-24 | High | 2 | #N/A | 100 | #N/A | #N/A
METEOR Lighting | RS6N-60-40K | 6000 | Downlight | 100 | 2021-05-25 | 2021-06-24 | High | 2 | #N/A | 100 | #N/A | #N/A
RZ lighting | DL342-8-60W-DOA(40ï¿½,2700K) | 6000 | Downlight | 100 | 2022-07-07 | 2022-09-08 | High | 2 | #N/A | 100 | #N/A | #N/A
RZ lighting | DL342-8-60W-DOA(40ï¿½,3000K) | 6000 | Downlight | 100 | 2022-07-07 | 2022-09-08 | High | 2 | #N/A | 100 | #N/A | #N/A
RZ lighting | DL342-8-60W-DOA(40ï¿½,3500K) | 6000 | Downlight | 100 | 2022-07-07 | 2022-09-08 | High | 2 | #N/A | 100 | #N/A | #N/A
RZ lighting | DL342-8-60W-DOA(40ï¿½,4000K) | 6000 | Downlight | 100 | 2022-07-07 | 2022-09-08 | High | 2 | #N/A | 100 | #N/A | #N/A
RZ lighting | DL342-8-60W-DOA(40ï¿½,5000K) | 6000 | Downlight | 100 | 2022-07-07 | 2022-09-08 | High | 2 | #N/A | 100 | #N/A | #N/A
RZ lighting | DL342-8-60W-DOA(60ï¿½,2700K) | 6000 | Downlight | 100 | 2022-07-07 | 2022-09-08 | High | 2 | #N/A | 100 | #N/A | #N/A
RZ lighting | DL342-8-60W-DOA(60ï¿½,3000K) | 6000 | Downlight | 100 | 2022-07-07 | 2022-09-08 | High | 2 | #N/A | 100 | #N/A | #N/A
RZ lighting | DL342-8-60W-DOA(60ï¿½,3500K) | 6000 | Downlight | 100 | 2022-07-07 | 2022-09-08 | High | 2 | #N/A | 100 | #N/A | #N/A
RZ lighting | DL342-8-60W-DOA(60ï¿½,4000K) | 6000 | Downlight | 100 | 2022-07-07 | 2022-09-08 | High | 2 | #N/A | 100 | #N/A | #N/A
RZ lighting | DL342-8-60W-DOA(60ï¿½,5000K) | 6000 | Downlight | 100 | 2022-07-07 | 2022-09-08 | High | 2 | #N/A | 100 | #N/A | #N/A
ConTech Lighting | CY94#MVD**** | 7000 | Downlight | 100 | 2018-12-12 | 2018-12-20 | High | 2 | #N/A | 100 | #N/A | #N/A
Prescolite | LFR-6RDS-M-25L27K8**-DM1** + LFR-6RDS-T-[(blank),VNR]-**** + LFR-6RD-H-** | 2249 | Downlight | 100.4 | 2021-11-18 | 2022-07-01 | High | 2 | #N/A | 100.4 | #N/A | #N/A
Prescolite | LFR-6RDS-M-25L30K8**-DM1** + LFR-6RDS-T-[(blank),VNR]-**** + LFR-6RD-H-** | 2249 | Downlight | 100.4 | 2021-11-18 | 2022-07-01 | High | 2 | #N/A | 100.4 | #N/A | #N/A
Prescolite | LFR-6RDS-M-25L35K8**-DM1** + LFR-6RDS-T-[(blank),VNR]-**** + LFR-6RD-H-** | 2249 | Downlight | 100.4 | 2021-11-18 | 2022-07-01 | High | 2 | #N/A | 100.4 | #N/A | #N/A
Prescolite | LFR-6RDS-M-25L40K8**-DM1** + LFR-6RDS-T-[(blank),VNR]-**** + LFR-6RD-H-** | 2249 | Downlight | 100.4 | 2021-11-18 | 2022-07-01 | High | 2 | #N/A | 100.4 | #N/A | #N/A
Prescolite | LFR-6RDS-M-25L50K8**-DM1** + LFR-6RDS-T-[(blank),VNR]-**** + LFR-6RD-H-** | 2249 | Downlight | 100.4 | 2021-11-18 | 2022-07-01 | High | 2 | #N/A | 100.4 | #N/A | #N/A
Prescolite | LFR-4RDS-M-25L27K8**-DM1** + LFR-4RDS-T-[(blank),VNR]-**** + LFR-4RD-H-** | 2249 | Downlight | 100.4 | 2021-11-18 | 2022-07-01 | High | 2 | #N/A | 100.4 | #N/A | #N/A
Prescolite | LFR-4RDS-M-25L30K8**-DM1** + LFR-4RDS-T-[(blank),VNR]-**** + LFR-4RD-H-** | 2249 | Downlight | 100.4 | 2021-11-18 | 2022-07-01 | High | 2 | #N/A | 100.4 | #N/A | #N/A
Prescolite | LFR-4RDS-M-25L35K8**-DM1** + LFR-4RDS-T-[(blank),VNR]-**** + LFR-4RD-H-** | 2249 | Downlight | 100.4 | 2021-11-18 | 2022-07-01 | High | 2 | #N/A | 100.4 | #N/A | #N/A
Prescolite | LFR-4RDS-M-25L40K8**-DM1** + LFR-4RDS-T-[(blank),VNR]-**** + LFR-4RD-H-** | 2249 | Downlight | 100.4 | 2021-11-18 | 2022-07-01 | High | 2 | #N/A | 100.4 | #N/A | #N/A
Prescolite | LFR-4RDS-M-25L50K8**-DM1** + LFR-4RDS-T-[(blank),VNR]-**** + LFR-4RD-H-** | 2249 | Downlight | 100.4 | 2021-11-18 | 2022-07-01 | High | 2 | #N/A | 100.4 | #N/A | #N/A
METEOR Lighting | RS4-20-27K | 2010 | Downlight | 100.5 | 2021-05-25 | 2021-06-23 | High | 2 | #N/A | 100.5 | #N/A | #N/A
METEOR Lighting | RS4-20-30K | 2010 | Downlight | 100.5 | 2021-05-25 | 2021-06-23 | High | 2 | #N/A | 100.5 | #N/A | #N/A
METEOR Lighting | RS4-20-35K | 2010 | Downlight | 100.5 | 2021-05-25 | 2021-06-23 | High | 2 | #N/A | 100.5 | #N/A | #N/A
METEOR Lighting | RS4-20-40K | 2010 | Downlight | 100.5 | 2021-05-25 | 2021-06-23 | High | 2 | #N/A | 100.5 | #N/A | #N/A
US LED | LTR2-1-UNV-35-15-6R-V-WH | 1560 | Downlight | 100.6 | 2022-01-02 | 2016-01-18 | High | 2 | #N/A | 100.6 | #N/A | #N/A
US LED | LTR2-1-UNV-50-15-6R-C-WH | 1560 | Downlight | 100.6 | 2022-01-02 | 2016-01-18 | High | 2 | #N/A | 100.6 | #N/A | #N/A
HOMI | HM08-PR16-20W277-3CCT-*SA | 2016 | Downlight | 100.8 | 2020-12-04 | 2020-12-20 | High | 2 | #N/A | 100.8 | #N/A | #N/A
US LED | LTR2-1-UNV-50-30-8R-C-WH | 2940 | Downlight | 101 | 2022-01-02 | 2016-01-18 | High | 2 | #N/A | 101 | #N/A | #N/A
GE Current, a Daintree company | 93060619 | 1921 | Downlight | 101.1 | 2017-12-20 | 2018-03-20 | High | 2 | #N/A | 101.1 | #N/A | #N/A
Multiple Large | 8228-SPS009084-WF-**-DA | 3798 | Downlight | 101.2 | 2018-02-22 | 2018-02-28 | High | 2 | #N/A | 101.2 | #N/A | #N/A
HOMI | HM08-PR16-25W277-3CCT-*SA | 2534 | Downlight | 101.4 | 2020-12-04 | 2020-12-20 | High | 2 | #N/A | 101.4 | #N/A | #N/A
Atlantic Lighting | PLED1220-W-40W-5K-HZ-[BL¦BR¦CC¦MS¦WH]-9CR-[blank¦RLEM]-[blank¦P18¦P24¦P36¦P48]-[blank¦FC] | 4245 | Downlight | 101.4 | 2015-11-25 | 2020-05-04 | High | 2 | #N/A | 101.4 | #N/A | #N/A
Atlantic Lighting | PLED1220-W-40W-27K-HZ-[BL¦BR¦CC¦MS¦WH]-9CR-[blank¦RLEM]-[blank¦P18¦P24¦P36¦P48]-[blank¦FC] | 4245 | Downlight | 101.4 | 2015-11-25 | 2020-05-04 | High | 2 | #N/A | 101.4 | #N/A | #N/A
Atlantic Lighting | PLED1220-W-40W-35K-HZ-[BL¦BR¦CC¦MS¦WH]-9CR-[blank¦RLEM]-[blank¦P18¦P24¦P36¦P48]-[blank¦FC] | 4245 | Downlight | 101.4 | 2015-11-25 | 2020-05-04 | High | 2 | #N/A | 101.4 | #N/A | #N/A
Atlantic Lighting | PLED1220-W-40W-3K-HZ-[BL¦BR¦CC¦MS¦WH]-9CR-[blank¦RLEM]-[blank¦P18¦P24¦P36¦P48]-[blank¦FC] | 4245 | Downlight | 101.4 | 2015-11-25 | 2020-05-04 | High | 2 | #N/A | 101.4 | #N/A | #N/A
Atlantic Lighting | PLED1220-W-40W-4K-HZ-[BL¦BR¦CC¦MS¦WH]-9CR-[blank¦RLEM]-[blank¦P18¦P24¦P36¦P48]-[blank¦FC] | 4245 | Downlight | 101.4 | 2015-11-25 | 2020-05-04 | High | 2 | #N/A | 101.4 | #N/A | #N/A
Atlantic Lighting | CLED1220-W-40W-27K-HZ-[BL¦BR¦CC¦MS¦WH]-9CR-[blank¦CA#¦CCA¦CCA12] | 4245 | Downlight | 101.4 | 2015-11-25 | 2020-05-04 | High | 2 | #N/A | 101.4 | #N/A | #N/A
Atlantic Lighting | CLED1220-W-40W-35K-HZ-[BL¦BR¦CC¦MS¦WH]-9CR-[blank¦CA#¦CCA¦CCA12] | 4245 | Downlight | 101.4 | 2015-11-25 | 2020-05-04 | High | 2 | #N/A | 101.4 | #N/A | #N/A
Atlantic Lighting | CLED1220-W-40W-3K-HZ-[BL¦BR¦CC¦MS¦WH]-9CR-[blank¦CA#¦CCA¦CCA12] | 4245 | Downlight | 101.4 | 2015-11-25 | 2020-05-04 | High | 2 | #N/A | 101.4 | #N/A | #N/A
Atlantic Lighting | CLED1220-W-40W-4K-HZ-[BL¦BR¦CC¦MS¦WH]-9CR-[blank¦CA#¦CCA¦CCA12] | 4245 | Downlight | 101.4 | 2015-11-25 | 2020-05-04 | High | 2 | #N/A | 101.4 | #N/A | #N/A
Atlantic Lighting | CLED1220-W-40W-5K-HZ-[BL¦BR¦CC¦MS¦WH]-9CR-[blank¦CA#¦CCA¦CCA12] | 4245 | Downlight | 101.4 | 2015-11-25 | 2020-05-04 | High | 2 | #N/A | 101.4 | #N/A | #N/A
Atlantic Lighting | WLED1220-W-40W-27K-HZ-[BL¦BR¦CC¦MS¦WH]-9CR-[blank¦RLEM] | 4245 | Downlight | 101.4 | 2015-11-25 | 2020-05-04 | High | 2 | #N/A | 101.4 | #N/A | #N/A
Atlantic Lighting | WLED1220-W-40W-35K-HZ-[BL¦BR¦CC¦MS¦WH]-9CR-[blank¦RLEM] | 4245 | Downlight | 101.4 | 2015-11-25 | 2020-05-04 | High | 2 | #N/A | 101.4 | #N/A | #N/A
Atlantic Lighting | WLED1220-W-40W-3K-HZ-[BL¦BR¦CC¦MS¦WH]-9CR-[blank¦RLEM] | 4245 | Downlight | 101.4 | 2015-11-25 | 2020-05-04 | High | 2 | #N/A | 101.4 | #N/A | #N/A
Atlantic Lighting | WLED1220-W-40W-4K-HZ-[BL¦BR¦CC¦MS¦WH]-9CR-[blank¦RLEM] | 4245 | Downlight | 101.4 | 2015-11-25 | 2020-05-04 | High | 2 | #N/A | 101.4 | #N/A | #N/A
Atlantic Lighting | WLED1220-W-40W-5K-HZ-[BL¦BR¦CC¦MS¦WH]-9CR-[blank¦RLEM] | 4245 | Downlight | 101.4 | 2015-11-25 | 2020-05-04 | High | 2 | #N/A | 101.4 | #N/A | #N/A
Atlantic Lighting | SLED1220-W-40W-27K-HZ-[BL¦BR¦CC¦MS¦WH]-9CR-[blank¦RLEM] | 4245 | Downlight | 101.4 | 2015-11-25 | 2020-05-04 | High | 2 | #N/A | 101.4 | #N/A | #N/A
Atlantic Lighting | SLED1220-W-40W-35K-HZ-[BL¦BR¦CC¦MS¦WH]-9CR-[blank¦RLEM] | 4245 | Downlight | 101.4 | 2015-11-25 | 2020-05-04 | High | 2 | #N/A | 101.4 | #N/A | #N/A
Atlantic Lighting | SLED1220-W-40W-3K-HZ-[BL¦BR¦CC¦MS¦WH]-9CR-[blank¦RLEM] | 4245 | Downlight | 101.4 | 2015-11-25 | 2020-05-04 | High | 2 | #N/A | 101.4 | #N/A | #N/A
Atlantic Lighting | SLED1220-W-40W-4K-HZ-[BL¦BR¦CC¦MS¦WH]-9CR-[blank¦RLEM] | 4245 | Downlight | 101.4 | 2015-11-25 | 2020-05-04 | High | 2 | #N/A | 101.4 | #N/A | #N/A
Atlantic Lighting | SLED1220-W-40W-5K-HZ-[BL¦BR¦CC¦MS¦WH]-9CR-[blank¦RLEM] | 4245 | Downlight | 101.4 | 2015-11-25 | 2020-05-04 | High | 2 | #N/A | 101.4 | #N/A | #N/A
GE Current, a Daintree company | 93060616 | 1117 | Downlight | 101.5 | 2017-12-20 | 2018-03-20 | High | 2 | #N/A | 101.5 | #N/A | #N/A
GE Current, a Daintree company | 93068469 | 4162 | Downlight | 101.5 | 2017-12-20 | 2018-03-20 | High | 2 | #N/A | 101.5 | #N/A | #N/A
US LED | LTR2-1-UNV-35-12-5S-V-WH | 1250 | Downlight | 101.6 | 2022-01-02 | 2016-01-18 | High | 2 | #N/A | 101.6 | #N/A | #N/A
US LED | LTR2-1-UNV-50-12-5R-C-WH | 1260 | Downlight | 101.6 | 2022-01-02 | 2016-01-18 | High | 2 | #N/A | 101.6 | #N/A | #N/A
US LED | LTR2-1-UNV-50-25-8R-C-WH | 2490 | Downlight | 101.6 | 2022-01-02 | 2016-01-18 | High | 2 | #N/A | 101.6 | #N/A | #N/A
HOMI | HM08-PR16-25W277/IP44-30K-0-*SA | 2540 | Downlight | 101.6 | 2021-12-10 | 2021-12-13 | High | 2 | #N/A | 101.6 | #N/A | #N/A
HOMI | HM08-PR16-25W277/IP44-35K-0-*SA | 2540 | Downlight | 101.6 | 2021-12-10 | 2021-12-13 | High | 2 | #N/A | 101.6 | #N/A | #N/A
HOMI | HM08-PR16-25W277/IP44-40K-0-*SA | 2540 | Downlight | 101.6 | 2021-12-10 | 2021-12-13 | High | 2 | #N/A | 101.6 | #N/A | #N/A
HOMI | HM08-PR16-25W277/IP44-50K-0-*SA | 2540 | Downlight | 101.6 | 2021-12-10 | 2021-12-13 | High | 2 | #N/A | 101.6 | #N/A | #N/A
USLED | FM1-**-**-35-080-### | 2722 | Downlight | 101.6 | 2017-06-01 | 2017-07-19 | High | 2 | #N/A | 101.6 | #N/A | #N/A
Green Creative | SLFT9.5/80CCT2750/DIM010UNV | 3050 | Downlight | 101.7 | 2019-02-14 | 2019-03-25 | High | 2 | #N/A | 101.7 | #N/A | #N/A
US LED | LTR2-1-UNV-40-15-6R-V-WH | 1580 | Downlight | 101.9 | 2022-01-02 | 2016-01-18 | High | 2 | #N/A | 101.9 | #N/A | #N/A
Green Creative | INFT4/8##/DIM010UNV | 1020 | Downlight | 102 | 2020-07-10 | 2020-07-20 | High | 2 | #N/A | 102 | #N/A | #N/A
Green Creative | INFT4/8##/DIM120V | 1020 | Downlight | 102 | 2020-07-10 | 2020-07-20 | High | 2 | #N/A | 102 | #N/A | #N/A
Halo | PR815D010 - PR8M12 [MD¦WD][MW¦MB¦MMS] | 1500 | Downlight | 102 | 2017-01-13 | 2017-01-30 | High | 2 | #N/A | 102 | #N/A | #N/A
Halo | PR8S15D010[MW¦MB¦MMS] - PR8M12[MD¦WD][MW¦MB¦MMS] | 1500 | Downlight | 102 | 2017-01-13 | 2017-01-30 | High | 2 | #N/A | 102 | #N/A | #N/A
HOMI | HM08-PR16-20W277-30K-0-*SB | 2040 | Downlight | 102 | 2021-12-10 | 2022-01-05 | High | 2 | #N/A | 102 | #N/A | #N/A
HOMI | HM08-PR16-20W277-35K-0-*SB | 2040 | Downlight | 102 | 2021-12-10 | 2022-01-05 | High | 2 | #N/A | 102 | #N/A | #N/A
HOMI | HM08-PR16-20W277-40K-0-*SB | 2040 | Downlight | 102 | 2021-12-10 | 2022-01-05 | High | 2 | #N/A | 102 | #N/A | #N/A
HOMI | HM08-PR16-20W277-50K-0-*SB | 2040 | Downlight | 102 | 2021-12-10 | 2022-01-05 | High | 2 | #N/A | 102 | #N/A | #N/A
GE Current, a Daintree company | 93060620 | 1940 | Downlight | 102.1 | 2017-12-20 | 2018-03-20 | High | 2 | #N/A | 102.1 | #N/A | #N/A
US LED | LTR2-1-UNV-50-30-8R-V-WH | 2960 | Downlight | 102.1 | 2022-01-02 | 2016-01-18 | High | 2 | #N/A | 102.1 | #N/A | #N/A
HOMI | HM08-PR8-10W277-30K-*SA | 1022 | Downlight | 102.2 | 2020-12-04 | 2020-12-20 | High | 2 | #N/A | 102.2 | #N/A | #N/A
HOMI | HM08-PR8-10W277-35K-*SA | 1022 | Downlight | 102.2 | 2020-12-04 | 2020-12-20 | High | 2 | #N/A | 102.2 | #N/A | #N/A
HOMI | HM08-PR8-10W277-40K-*SA | 1022 | Downlight | 102.2 | 2020-12-04 | 2020-12-20 | High | 2 | #N/A | 102.2 | #N/A | #N/A
HOMI | HM08-PR8-10W277-50K-*SA | 1022 | Downlight | 102.2 | 2020-12-04 | 2020-12-20 | High | 2 | #N/A | 102.2 | #N/A | #N/A
HOMI | HM08-PR8-10W277/IP44-30K-*SA | 1022 | Downlight | 102.2 | 2020-12-04 | 2020-12-20 | High | 2 | #N/A | 102.2 | #N/A | #N/A
HOMI | HM08-PR8-10W277/IP44-35K-*SA | 1022 | Downlight | 102.2 | 2020-12-04 | 2020-12-20 | High | 2 | #N/A | 102.2 | #N/A | #N/A
HOMI | HM08-PR8-10W277/IP44-40K-*SA | 1022 | Downlight | 102.2 | 2020-12-04 | 2020-12-20 | High | 2 | #N/A | 102.2 | #N/A | #N/A
HOMI | HM08-PR8-10W277/IP44-50K-*SA | 1022 | Downlight | 102.2 | 2020-12-04 | 2020-12-20 | High | 2 | #N/A | 102.2 | #N/A | #N/A
GE Current, a Daintree company | 93060617 | 1129 | Downlight | 102.6 | 2017-12-20 | 2018-03-20 | High | 2 | #N/A | 102.6 | #N/A | #N/A
Halo | LCR8509FSE010MW* | 4841 | Downlight | 102.6 | 2019-12-02 | 2019-12-09 | High | 2 | #N/A | 102.6 | #N/A | #N/A
Multiple Large | 8218-SPS007070-700mA-**- DA | 2473 | Downlight | 102.7 | 2018-02-22 | 2018-02-28 | High | 2 | #N/A | 102.7 | #N/A | #N/A
National Specialty Lighting | LVLDL-HP-R8-WW-**-R | 2575 | Downlight | 103 | 2017-04-01 | 2017-04-14 | High | 2 | #N/A | 103 | #N/A | #N/A
Magic Lite | LVLDL-HP-08-WW-**-R | 2575 | Downlight | 103 | 2017-04-01 | 2017-04-14 | High | 2 | #N/A | 103 | #N/A | #N/A
Halo | PR810D010-PR8M12827[MD¦WD][MW¦MB¦MMS] | 1000 | Downlight | 103.1 | 2017-01-13 | 2017-01-29 | High | 2 | #N/A | 103.1 | #N/A | #N/A
Halo | PR8S10D010[MW¦MB¦MMS] - PR8M12827 [MD¦WD][MW¦MB¦MMS] | 1000 | Downlight | 103.1 | 2017-01-13 | 2017-01-29 | High | 2 | #N/A | 103.1 | #N/A | #N/A
Halo | LCR850RD9FSE010* | 5146 | Downlight | 103.1 | 2022-12-15 | 2022-12-19 | High | 2 | #N/A | 103.1 | #N/A | #N/A
Halo | LCR850RD9FSE010*-* | 5146 | Downlight | 103.1 | 2022-12-15 | 2022-12-19 | High | 2 | #N/A | 103.1 | #N/A | #N/A
Halo | LCR850RD9FSE010*-#* | 5146 | Downlight | 103.1 | 2022-12-15 | 2022-12-19 | High | 2 | #N/A | 103.1 | #N/A | #N/A
GE Current, a Daintree company | 93060621 | 1960 | Downlight | 103.2 | 2017-12-20 | 2018-03-20 | High | 2 | #N/A | 103.2 | #N/A | #N/A
Green Creative | SLFT8/80CCTS/DIM010UNV | 1960 | Downlight | 103.2 | 2019-02-14 | 2019-03-12 | High | 2 | #N/A | 103.2 | #N/A | #N/A
HOMI | HM08-PR16-25W277/IP44-30K-*SA | 2581 | Downlight | 103.2 | 2021-12-30 | 2022-01-05 | High | 2 | #N/A | 103.2 | #N/A | #N/A
HOMI | HM08-PR16-25W277/IP44-35K-*SA | 2581 | Downlight | 103.2 | 2021-12-30 | 2022-01-05 | High | 2 | #N/A | 103.2 | #N/A | #N/A
HOMI | HM08-PR16-25W277/IP44-40K-*SA | 2581 | Downlight | 103.2 | 2021-12-30 | 2022-01-05 | High | 2 | #N/A | 103.2 | #N/A | #N/A
HOMI | HM08-PR16-25W277/IP44-50K-*SA | 2581 | Downlight | 103.2 | 2021-12-30 | 2022-01-05 | High | 2 | #N/A | 103.2 | #N/A | #N/A
METEOR | RS6N-40-27K | 4140 | Downlight | 103.5 | 2019-06-14 | 2019-06-14 | High | 2 | #N/A | 103.5 | #N/A | #N/A
METEOR | RS6N-40-30K | 4140 | Downlight | 103.5 | 2019-06-14 | 2019-06-14 | High | 2 | #N/A | 103.5 | #N/A | #N/A
METEOR | RS6N-40-35K | 4140 | Downlight | 103.5 | 2019-06-14 | 2019-06-14 | High | 2 | #N/A | 103.5 | #N/A | #N/A
METEOR | RS6N-40-40K | 4140 | Downlight | 103.5 | 2019-06-14 | 2019-06-14 | High | 2 | #N/A | 103.5 | #N/A | #N/A
METEOR | RS6N-40-50K | 4140 | Downlight | 103.5 | 2019-06-14 | 2019-06-14 | High | 2 | #N/A | 103.5 | #N/A | #N/A
GE Current, a Daintree company | 93060618 | 1140 | Downlight | 103.6 | 2017-12-20 | 2018-03-20 | High | 2 | #N/A | 103.6 | #N/A | #N/A
Kichler | 43848**LED##T | 1920 | Downlight | 103.8 | 2018-01-01 | 2018-10-26 | High | 2 | #N/A | 103.8 | #N/A | #N/A
ALSET | RF10-22L-30K-UL | 2284 | Downlight | 103.8 | 2016-06-15 | 2016-06-30 | High | 2 | #N/A | 103.8 | #N/A | #N/A
ALSET | RF8-22L-30K-UL | 2284 | Downlight | 103.8 | 2016-06-15 | 2016-06-30 | High | 2 | #N/A | 103.8 | #N/A | #N/A
Lightolier | LLAVRM11***** / LLAVRM**0130** / LLAV11R** | 1014 | Downlight | 103.9 | 2017-03-02 | 2017-03-28 | High | 2 | #N/A | 103.9 | #N/A | #N/A
US LED | LTR2-1-UNV-40-12-5S-C-WH | 1300 | Downlight | 104 | 2022-01-02 | 2016-01-18 | High | 2 | #N/A | 104 | #N/A | #N/A
USLED | FM1-**-**-35-060-### | 2116 | Downlight | 104.2 | 2017-06-01 | 2017-07-19 | High | 2 | #N/A | 104.2 | #N/A | #N/A
ALSET | RF10-22L-35K-UL | 2292 | Downlight | 104.2 | 2016-06-15 | 2016-06-30 | High | 2 | #N/A | 104.2 | #N/A | #N/A
ALSET | RF8-22L-35K-UL | 2292 | Downlight | 104.2 | 2016-06-15 | 2016-06-30 | High | 2 | #N/A | 104.2 | #N/A | #N/A
Multiple Large | 8218-SPS005887-700mA-**-DAÂ | 2544 | Downlight | 104.4 | 2018-02-22 | 2018-02-28 | High | 2 | #N/A | 104.4 | #N/A | #N/A
HOMI | HM08-PR16-25W277-30K-0-*SB | 2610 | Downlight | 104.4 | 2021-12-10 | 2022-01-05 | High | 2 | #N/A | 104.4 | #N/A | #N/A
HOMI | HM08-PR16-25W277-35K-0-*SB | 2610 | Downlight | 104.4 | 2021-12-10 | 2022-01-05 | High | 2 | #N/A | 104.4 | #N/A | #N/A
HOMI | HM08-PR16-25W277-40K-0-*SB | 2610 | Downlight | 104.4 | 2021-12-10 | 2022-01-05 | High | 2 | #N/A | 104.4 | #N/A | #N/A
HOMI | HM08-PR16-25W277-50K-0-*SB | 2610 | Downlight | 104.4 | 2021-12-10 | 2022-01-05 | High | 2 | #N/A | 104.4 | #N/A | #N/A
WAC Lighting | DS-WS0622-F27A-** | 2300 | Downlight | 104.5 | 2019-06-29 | 2020-01-09 | High | 2 | #N/A | 104.5 | #N/A | #N/A
WAC Lighting | DS-WS0622-F27B-** | 2300 | Downlight | 104.5 | 2019-06-29 | 2020-01-09 | High | 2 | #N/A | 104.5 | #N/A | #N/A
WAC Lighting | DS-WS0622-F30A-** | 2300 | Downlight | 104.5 | 2019-06-29 | 2020-01-09 | High | 2 | #N/A | 104.5 | #N/A | #N/A
WAC Lighting | DS-WS0622-F30B-** | 2300 | Downlight | 104.5 | 2019-06-29 | 2020-01-09 | High | 2 | #N/A | 104.5 | #N/A | #N/A
WAC Lighting | DS-WS0622-F35A-** | 2300 | Downlight | 104.5 | 2019-06-29 | 2020-01-09 | High | 2 | #N/A | 104.5 | #N/A | #N/A
WAC Lighting | DS-WS0622-F35B-** | 2300 | Downlight | 104.5 | 2019-06-29 | 2020-01-09 | High | 2 | #N/A | 104.5 | #N/A | #N/A
WAC Lighting | DS-WS0622-F40A-** | 2300 | Downlight | 104.5 | 2019-06-29 | 2020-01-09 | High | 2 | #N/A | 104.5 | #N/A | #N/A
WAC Lighting | DS-WS0622-F40B-** | 2300 | Downlight | 104.5 | 2019-06-29 | 2020-01-09 | High | 2 | #N/A | 104.5 | #N/A | #N/A
WAC Lighting | DS-WE0622-F27A-** | 2300 | Downlight | 104.5 | 2019-06-29 | 2020-01-09 | High | 2 | #N/A | 104.5 | #N/A | #N/A
WAC Lighting | DS-WE0622-F27B-** | 2300 | Downlight | 104.5 | 2019-06-29 | 2020-01-09 | High | 2 | #N/A | 104.5 | #N/A | #N/A
WAC Lighting | DS-WE0622-F30A-** | 2300 | Downlight | 104.5 | 2019-06-29 | 2020-01-09 | High | 2 | #N/A | 104.5 | #N/A | #N/A
WAC Lighting | DS-WE0622-F30B-** | 2300 | Downlight | 104.5 | 2019-06-29 | 2020-01-09 | High | 2 | #N/A | 104.5 | #N/A | #N/A
WAC Lighting | DS-WE0622-F35A-** | 2300 | Downlight | 104.5 | 2019-06-29 | 2020-01-09 | High | 2 | #N/A | 104.5 | #N/A | #N/A
WAC Lighting | DS-WE0622-F35B-** | 2300 | Downlight | 104.5 | 2019-06-29 | 2020-01-09 | High | 2 | #N/A | 104.5 | #N/A | #N/A
WAC Lighting | DS-WE0622-F40A-** | 2300 | Downlight | 104.5 | 2019-06-29 | 2020-01-09 | High | 2 | #N/A | 104.5 | #N/A | #N/A
WAC Lighting | DS-WE0622-F40B-** | 2300 | Downlight | 104.5 | 2019-06-29 | 2020-01-09 | High | 2 | #N/A | 104.5 | #N/A | #N/A
WAC Lighting | DC-WS0622-F827A-** | 2300 | Downlight | 104.5 | 2019-06-29 | 2020-01-09 | High | 2 | #N/A | 104.5 | #N/A | #N/A
WAC Lighting | DC-WS0622-F827B-** | 2300 | Downlight | 104.5 | 2019-06-29 | 2020-01-09 | High | 2 | #N/A | 104.5 | #N/A | #N/A
WAC Lighting | DC-WS0622-F830A-** | 2300 | Downlight | 104.5 | 2019-06-29 | 2020-01-09 | High | 2 | #N/A | 104.5 | #N/A | #N/A
WAC Lighting | DC-WS0622-F830B-** | 2300 | Downlight | 104.5 | 2019-06-29 | 2020-01-09 | High | 2 | #N/A | 104.5 | #N/A | #N/A
WAC Lighting | DC-WS0622-F835A-** | 2300 | Downlight | 104.5 | 2019-06-29 | 2020-01-09 | High | 2 | #N/A | 104.5 | #N/A | #N/A
WAC Lighting | DC-WS0622-F835B-** | 2300 | Downlight | 104.5 | 2019-06-29 | 2020-01-09 | High | 2 | #N/A | 104.5 | #N/A | #N/A
WAC Lighting | DC-WS0622-F840A-** | 2300 | Downlight | 104.5 | 2019-06-29 | 2020-01-09 | High | 2 | #N/A | 104.5 | #N/A | #N/A
WAC Lighting | DC-WS0622-F840B-** | 2300 | Downlight | 104.5 | 2019-06-29 | 2020-01-09 | High | 2 | #N/A | 104.5 | #N/A | #N/A
WAC Lighting | DC-WE0622-F827A-** | 2300 | Downlight | 104.5 | 2019-06-29 | 2020-01-09 | High | 2 | #N/A | 104.5 | #N/A | #N/A
WAC Lighting | DC-WE0622-F827B-** | 2300 | Downlight | 104.5 | 2019-06-29 | 2020-01-09 | High | 2 | #N/A | 104.5 | #N/A | #N/A
WAC Lighting | DC-WE0622-F830A-** | 2300 | Downlight | 104.5 | 2019-06-29 | 2020-01-09 | High | 2 | #N/A | 104.5 | #N/A | #N/A
WAC Lighting | DC-WE0622-F830B-** | 2300 | Downlight | 104.5 | 2019-06-29 | 2020-01-09 | High | 2 | #N/A | 104.5 | #N/A | #N/A
WAC Lighting | DC-WE0622-F835A-** | 2300 | Downlight | 104.5 | 2019-06-29 | 2020-01-09 | High | 2 | #N/A | 104.5 | #N/A | #N/A
WAC Lighting | DC-WE0622-F835B-** | 2300 | Downlight | 104.5 | 2019-06-29 | 2020-01-09 | High | 2 | #N/A | 104.5 | #N/A | #N/A
WAC Lighting | DC-WE0622-F840A-** | 2300 | Downlight | 104.5 | 2019-06-29 | 2020-01-09 | High | 2 | #N/A | 104.5 | #N/A | #N/A
WAC Lighting | DC-WE0622-F840B-** | 2300 | Downlight | 104.5 | 2019-06-29 | 2020-01-09 | High | 2 | #N/A | 104.5 | #N/A | #N/A
National Specialty Lighting | LVLDL-HP-R8-NW-**-R | 2612 | Downlight | 104.5 | 2017-04-01 | 2017-04-14 | High | 2 | #N/A | 104.5 | #N/A | #N/A
Magic Lite | LVLDL-HP-08-NW-**-R | 2612 | Downlight | 104.5 | 2017-04-01 | 2017-04-14 | High | 2 | #N/A | 104.5 | #N/A | #N/A
METEOR | RS6R-100-50K | 10450 | Downlight | 104.5 | 2019-07-03 | 2019-07-03 | High | 2 | #N/A | 104.5 | #N/A | #N/A
Ktrad, Hibay, Ltblight, Bestchoicelight, Unikcst, Emotionlite, Cuecool, AKK | KRT-R0410-K## | 1050 | Downlight | 105 | 2022-06-10 | 2022-10-17 | High | 2 | #N/A | 105 | #N/A | #N/A
TCP | DLC6SWUZDLCCT2 | 1575 | Downlight | 105 | 2020-11-05 | 2020-11-20 | High | 2 | #N/A | 105 | #N/A | #N/A
HOMI | HM08-PR16-25W277/IP44-3CCT-*SA | 2626 | Downlight | 105 | 2021-12-30 | 2022-01-05 | High | 2 | #N/A | 105 | #N/A | #N/A
TCP | DLC10SWUZDCCT | 3150 | Downlight | 105 | 2020-08-13 | 2020-09-24 | High | 2 | #N/A | 105 | #N/A | #N/A
TCP | DLC12SWUZDCCT | 3150 | Downlight | 105 | 2020-08-13 | 2020-09-24 | High | 2 | #N/A | 105 | #N/A | #N/A
GE Current, a Daintree company | 93068467 | 1999 | Downlight | 105.2 | 2017-12-20 | 2018-03-20 | High | 2 | #N/A | 105.2 | #N/A | #N/A
ESL | ESL-OPT-6-0919W-23050K | 2000 | Downlight | 105.3 | 2022-12-06 | 2022-12-06 | High | 2 | #N/A | 105.3 | #N/A | #N/A
Green Creative | SLFT8/80CCTS/DIM120V | 2000 | Downlight | 105.3 | 2019-02-14 | 2019-02-28 | High | 2 | #N/A | 105.3 | #N/A | #N/A
TCP | DLC8SWUZDCCT2 | 2000 | Downlight | 105.3 | 2020-08-13 | 2020-09-18 | High | 2 | #N/A | 105.3 | #N/A | #N/A
Halo | PR830D010 - PR8M34[MD¦WD][MW¦MB¦MMS] | 3000 | Downlight | 105.3 | 2017-01-13 | 2017-01-30 | High | 2 | #N/A | 105.3 | #N/A | #N/A
Halo | PR8S30D010[MW¦MB¦MMS] - PR8M34[MD¦WD][MW¦MB¦MMS] | 3000 | Downlight | 105.3 | 2017-01-13 | 2017-01-30 | High | 2 | #N/A | 105.3 | #N/A | #N/A
GE Current, a Daintree company | 93068395 | 1163 | Downlight | 105.7 | 2017-12-20 | 2018-03-20 | High | 2 | #N/A | 105.7 | #N/A | #N/A
US LED | LTR2-1-UNV-40-12-5S-V-WH | 1300 | Downlight | 105.7 | 2022-01-02 | 2016-01-18 | High | 2 | #N/A | 105.7 | #N/A | #N/A
ALSET | RF10-22L-40K-UL | 2326 | Downlight | 105.7 | 2016-06-15 | 2016-06-30 | High | 2 | #N/A | 105.7 | #N/A | #N/A
ALSET | RF8-22L-40K-UL | 2326 | Downlight | 105.7 | 2016-06-15 | 2016-06-30 | High | 2 | #N/A | 105.7 | #N/A | #N/A
US LED | LTR2-1-UNV-50-15-6R-V-WH | 1640 | Downlight | 105.8 | 2022-01-02 | 2016-01-18 | High | 2 | #N/A | 105.8 | #N/A | #N/A
RAB | DLC0011 | 3500 | Downlight | 106.1 | 2019-10-28 | 2019-10-30 | High | 2 | #N/A | 106.1 | #N/A | #N/A
RAB | DLC0012 | 3500 | Downlight | 106.1 | 2019-10-28 | 2019-10-30 | High | 2 | #N/A | 106.1 | #N/A | #N/A
RAB | DLC0013 | 3500 | Downlight | 106.1 | 2019-10-28 | 2019-10-30 | High | 2 | #N/A | 106.1 | #N/A | #N/A
RAB | DLC0035 | 3500 | Downlight | 106.1 | 2019-10-28 | 2019-10-30 | High | 2 | #N/A | 106.1 | #N/A | #N/A
Nora Lighting | NWELO-11R27WLE4 | 1593 | Downlight | 106.2 | 2022-07-01 | 2022-08-23 | High | 2 | #N/A | 106.2 | #N/A | #N/A
Nora Lighting | NWELO-11R30WLE4 | 1593 | Downlight | 106.2 | 2022-07-01 | 2022-08-23 | High | 2 | #N/A | 106.2 | #N/A | #N/A
Nora Lighting | NWELO-11R35WLE4 | 1593 | Downlight | 106.2 | 2022-07-01 | 2022-08-23 | High | 2 | #N/A | 106.2 | #N/A | #N/A
Nora Lighting | NWELO-11R40WLE4 | 1593 | Downlight | 106.2 | 2022-07-01 | 2022-08-23 | High | 2 | #N/A | 106.2 | #N/A | #N/A
US LED | LTR2-1-UNV-50-12-5S-C-WH | 1330 | Downlight | 106.4 | 2022-01-02 | 2016-01-18 | High | 2 | #N/A | 106.4 | #N/A | #N/A
HOMI | HM08-PR16-25W277-35K-0-*SA | 2659 | Downlight | 106.4 | 2021-12-10 | 2021-12-13 | High | 2 | #N/A | 106.4 | #N/A | #N/A
HOMI | HM08-PR16-25W277-40K-0-*SA | 2659 | Downlight | 106.4 | 2021-12-10 | 2021-12-13 | High | 2 | #N/A | 106.4 | #N/A | #N/A
HOMI | HM08-PR16-25W277-50K-0-*SA | 2659 | Downlight | 106.4 | 2021-12-10 | 2021-12-13 | High | 2 | #N/A | 106.4 | #N/A | #N/A
HOMI | HM08-PR16-25W277-30K-0-*SA | 2659 | Downlight | 106.4 | 2021-12-10 | 2021-12-13 | High | 2 | #N/A | 106.4 | #N/A | #N/A
ConTech Lighting | CY92#MVD**** | 5000 | Downlight | 106.4 | 2018-12-12 | 2018-12-20 | High | 2 | #N/A | 106.4 | #N/A | #N/A
Satco | S11851 | 1600 | Downlight | 106.7 | 2022-09-10 | 2022-09-12 | High | 2 | #N/A | 106.7 | #N/A | #N/A
SAMJIN | DL06M-015OF30UL | 1600 | Downlight | 106.7 | 2020-06-15 | 2020-05-25 | High | 2 | #N/A | 106.7 | #N/A | #N/A
SAMJIN | DL06M-015OF35UL | 1600 | Downlight | 106.7 | 2020-06-15 | 2020-05-25 | High | 2 | #N/A | 106.7 | #N/A | #N/A
SAMJIN | DL06M-015OF40UL | 1600 | Downlight | 106.7 | 2020-06-15 | 2020-05-25 | High | 2 | #N/A | 106.7 | #N/A | #N/A
SAMJIN | DL06M-015OF50UL | 1600 | Downlight | 106.7 | 2020-06-15 | 2020-05-25 | High | 2 | #N/A | 106.7 | #N/A | #N/A
Multiple Large | 8218-SPS009082-**-DA | 2218 | Downlight | 106.8 | 2018-02-22 | 2018-02-28 | High | 2 | #N/A | 106.8 | #N/A | #N/A
ALSET | RF10-22L-50K-UL | 2351 | Downlight | 106.9 | 2019-02-02 | 2016-06-30 | High | 2 | #N/A | 106.9 | #N/A | #N/A
ALSET | RF8-22L-50K-UL | 2351 | Downlight | 106.9 | 2019-02-02 | 2016-06-30 | High | 2 | #N/A | 106.9 | #N/A | #N/A
Spectrum Lighting Inc. | CR2[8¦9][27¦30¦35¦40]20X[D5¦L2¦A2][MOUNTING][LENGTH][TW¦TB¦MT¦BZ¦CC][blank¦EM][RRM¦SRM¦blank¦CK1¦CK2¦CK3¦CK4¦CK5] / RD2[XS¦SP¦FL¦XF] / RB2[BS¦BK¦BB¦BD¦BSA1¦BKA1][ASG¦ARG¦ABK¦AGD¦TW¦TB¦MT¦BZ¦CC] | 2896 | Downlight | 106.9 | 2021-10-13 | 2021-10-22 | High | 2 | #N/A | 106.9 | #N/A | #N/A
ALSET | RF10-30L-30K-UL | 3233 | Downlight | 107.8 | 2016-06-15 | 2016-06-30 | High | 2 | #N/A | 107.8 | #N/A | #N/A
ALSET | RF8-30L-30K-UL | 3233 | Downlight | 107.8 | 2016-06-15 | 2016-06-30 | High | 2 | #N/A | 107.8 | #N/A | #N/A
Trenz Lighting | TL-LEDP-22-WH | 4400 | Downlight | 107.8 | 2018-05-17 | 2018-10-05 | High | 2 | #N/A | 107.8 | #N/A | #N/A
Liteline | TL-LEDP-22-WH | 4400 | Downlight | 107.8 | 2018-05-17 | 2018-10-05 | High | 2 | #N/A | 107.8 | #N/A | #N/A
Halo | PR815D010 - PR8M12827[MD¦WD][MW¦MB¦MMS] | 1500 | Downlight | 107.9 | 2017-01-13 | 2017-01-30 | High | 2 | #N/A | 107.9 | #N/A | #N/A
HOMI | HM08-PR16-20W277-30K-*SA | 2158 | Downlight | 107.9 | 2020-12-04 | 2020-12-20 | High | 2 | #N/A | 107.9 | #N/A | #N/A
HOMI | HM08-PR16-20W277-35K-*SA | 2158 | Downlight | 107.9 | 2020-12-04 | 2020-12-20 | High | 2 | #N/A | 107.9 | #N/A | #N/A
HOMI | HM08-PR16-20W277-40K-*SA | 2158 | Downlight | 107.9 | 2020-12-04 | 2020-12-20 | High | 2 | #N/A | 107.9 | #N/A | #N/A
HOMI | HM08-PR16-20W277-50K-*SA | 2158 | Downlight | 107.9 | 2020-12-04 | 2020-12-20 | High | 2 | #N/A | 107.9 | #N/A | #N/A
US LED | LTR2-1-UNV-50-12-5S-V-WH | 1330 | Downlight | 108.1 | 2022-01-02 | 2016-01-18 | High | 2 | #N/A | 108.1 | #N/A | #N/A
HOMI | HM08-PR16-20W277-30K-0-*SA | 2164 | Downlight | 108.2 | 2021-12-10 | 2021-12-13 | High | 2 | #N/A | 108.2 | #N/A | #N/A
HOMI | HM08-PR16-20W277-35K-0-*SA | 2164 | Downlight | 108.2 | 2021-12-10 | 2021-12-13 | High | 2 | #N/A | 108.2 | #N/A | #N/A
HOMI | HM08-PR16-20W277-40K-0-*SA | 2164 | Downlight | 108.2 | 2021-12-10 | 2021-12-13 | High | 2 | #N/A | 108.2 | #N/A | #N/A
HOMI | HM08-PR16-20W277-50K-0-*SA | 2164 | Downlight | 108.2 | 2021-12-10 | 2021-12-13 | High | 2 | #N/A | 108.2 | #N/A | #N/A
TCP | DLC10SWUZDLCCT2 | 3250 | Downlight | 108.3 | 2020-08-13 | 2020-10-14 | High | 2 | #N/A | 108.3 | #N/A | #N/A
TCP | DLC12SWUZDLCCT2 | 3250 | Downlight | 108.3 | 2020-08-13 | 2020-10-14 | High | 2 | #N/A | 108.3 | #N/A | #N/A
ALSET | RF10-30L-35K-UL | 3259 | Downlight | 108.6 | 2016-06-15 | 2016-06-30 | High | 2 | #N/A | 108.6 | #N/A | #N/A
ALSET | RF8-30L-35K-UL | 3259 | Downlight | 108.6 | 2016-06-15 | 2016-06-30 | High | 2 | #N/A | 108.6 | #N/A | #N/A
Spectrum Lighting, Inc | SGE[4¦5¦6¦7¦8¦9]LEDFX20L[27K¦30K¦35K¦40K]DX[BH27¦H12¦H06¦CB24¦EM¦EMRM¦FS ¦CR¦PR]/[AR4223FX¦AR5223FX¦AR6223FX¦AR8223FX¦AR9223FX][SG¦MW¦MB¦SG¦PT¦CC][WF¦MF¦SO¦SOW] | 1000 | Downlight | 108.7 | 2017-02-01 | 2017-06-09 | High | 2 | #N/A | 108.7 | #N/A | #N/A
Multiple Large | 8208-SPS010577-700mA-**-DA | 2417 | Downlight | 108.8 | 2018-02-22 | 2018-02-28 | High | 2 | #N/A | 108.8 | #N/A | #N/A
HOMI | HM08-PR12-15W277-30K-*SA | 1635 | Downlight | 109 | 2020-12-04 | 2020-12-20 | High | 2 | #N/A | 109 | #N/A | #N/A
HOMI | HM08-PR12-15W277-35K-*SA | 1635 | Downlight | 109 | 2020-12-04 | 2020-12-20 | High | 2 | #N/A | 109 | #N/A | #N/A
HOMI | HM08-PR12-15W277-40K-*SA | 1635 | Downlight | 109 | 2020-12-04 | 2020-12-20 | High | 2 | #N/A | 109 | #N/A | #N/A
HOMI | HM08-PR12-15W277-50K-*SA | 1635 | Downlight | 109 | 2020-12-04 | 2020-12-20 | High | 2 | #N/A | 109 | #N/A | #N/A
HOMI | HM08-PR12-15W277/IP44-30K-*SA | 1635 | Downlight | 109 | 2020-12-04 | 2020-12-20 | High | 2 | #N/A | 109 | #N/A | #N/A
HOMI | HM08-PR12-15W277/IP44-35K-*SA | 1635 | Downlight | 109 | 2020-12-04 | 2020-12-20 | High | 2 | #N/A | 109 | #N/A | #N/A
HOMI | HM08-PR12-15W277/IP44-40K-*SA | 1635 | Downlight | 109 | 2020-12-04 | 2020-12-20 | High | 2 | #N/A | 109 | #N/A | #N/A
HOMI | HM08-PR12-15W277/IP44-50K-*SA | 1635 | Downlight | 109 | 2020-12-04 | 2020-12-20 | High | 2 | #N/A | 109 | #N/A | #N/A
EiKO | CD6/PS33/FCCT/UD | 3600 | Downlight | 109.1 | 2022-03-23 | 2022-03-31 | High | 2 | #N/A | 109.1 | #N/A | #N/A
Falkor Lighting | FI-DOWN-6-33W-3CCT-HO | 3600 | Downlight | 109.1 | 2022-03-16 | 2022-03-23 | High | 2 | #N/A | 109.1 | #N/A | #N/A
UPSHINE | UP-DL254-6-33W-OAC3 | 3600 | Downlight | 109.1 | 2022-03-10 | 2022-03-23 | High | 2 | #N/A | 109.1 | #N/A | #N/A
ConTech Lighting | CY93#MVD**** | 6000 | Downlight | 109.1 | 2018-12-12 | 2018-12-20 | High | 2 | #N/A | 109.1 | #N/A | #N/A
HOMI | HM08-PR16-25W277-30K-*SA | 2732 | Downlight | 109.3 | 2020-12-04 | 2020-12-20 | High | 2 | #N/A | 109.3 | #N/A | #N/A
HOMI | HM08-PR16-25W277-35K-*SA | 2732 | Downlight | 109.3 | 2020-12-04 | 2020-12-20 | High | 2 | #N/A | 109.3 | #N/A | #N/A
HOMI | HM08-PR16-25W277-40K-*SA | 2732 | Downlight | 109.3 | 2020-12-04 | 2020-12-20 | High | 2 | #N/A | 109.3 | #N/A | #N/A
HOMI | HM08-PR16-25W277-50K-*SA | 2732 | Downlight | 109.3 | 2020-12-04 | 2020-12-20 | High | 2 | #N/A | 109.3 | #N/A | #N/A
HOMI | HM08-PR16-20W277/IP44-30K-*SA | 2192 | Downlight | 109.6 | 2021-12-30 | 2022-01-05 | High | 2 | #N/A | 109.6 | #N/A | #N/A
HOMI | HM08-PR16-20W277/IP44-35K-*SA | 2192 | Downlight | 109.6 | 2021-12-30 | 2022-01-05 | High | 2 | #N/A | 109.6 | #N/A | #N/A
HOMI | HM08-PR16-20W277/IP44-40K-*SA | 2192 | Downlight | 109.6 | 2021-12-30 | 2022-01-05 | High | 2 | #N/A | 109.6 | #N/A | #N/A
HOMI | HM08-PR16-20W277/IP44-50K-*SA | 2192 | Downlight | 109.6 | 2021-12-30 | 2022-01-05 | High | 2 | #N/A | 109.6 | #N/A | #N/A
ALSET | RF10-30L-40K-UL | 3288 | Downlight | 109.6 | 2016-06-15 | 2016-06-30 | High | 2 | #N/A | 109.6 | #N/A | #N/A
ALSET | RF8-30L-40K-UL | 3288 | Downlight | 109.6 | 2016-06-15 | 2016-06-30 | High | 2 | #N/A | 109.6 | #N/A | #N/A
Spectrum Lighting, Inc | SGRTE[6¦7¦8¦9¦10¦12¦14]FX10L[27K¦30K¦35K¦40K]DX[EM¦EMRM]FS¦CR]/[AR6223FX][MW¦MB¦SG¦¦PT¦CC][SO¦MF¦SO¦SOW] | 1000 | Downlight | 109.8 | 2017-02-01 | 2017-02-17 | High | 2 | #N/A | 109.8 | #N/A | #N/A
TCP | DLC4SWUZDLCCT2 | 1320 | Downlight | 110 | 2020-11-05 | 2020-11-20 | High | 2 | #N/A | 110 | #N/A | #N/A
Trenz Lighting | TL-LEDP-24-WH | 5500 | Downlight | 110 | 2018-05-17 | 2018-10-03 | High | 2 | #N/A | 110 | #N/A | #N/A
Liteline | TL-LEDP-24-WH | 5500 | Downlight | 110 | 2018-05-17 | 2018-10-03 | High | 2 | #N/A | 110 | #N/A | #N/A
ALSET | RF10-30L-50K-UL | 3307 | Downlight | 110.2 | 2019-02-02 | 2016-06-30 | High | 2 | #N/A | 110.2 | #N/A | #N/A
ALSET | RF8-30L-50K-UL | 3307 | Downlight | 110.2 | 2019-02-02 | 2016-06-30 | High | 2 | #N/A | 110.2 | #N/A | #N/A
Prescolite | LFR-6RD-M-60L27K8**-DM1** + LFR-6RD-T-[(blank),VNR]-**** + LFR-6RD-H | 5539 | Downlight | 111.2 | 2021-11-18 | 2022-07-01 | High | 2 | #N/A | 111.2 | #N/A | #N/A
Prescolite | LFR-6RD-M-60L30K8**-DM1** + LFR-6RD-T-[(blank),VNR]-**** + LFR-6RD-H | 5539 | Downlight | 111.2 | 2021-11-18 | 2022-07-01 | High | 2 | #N/A | 111.2 | #N/A | #N/A
Prescolite | LFR-6RD-M-60L35K8**-DM1** + LFR-6RD-T-[(blank),VNR]-**** + LFR-6RD-H | 5539 | Downlight | 111.2 | 2021-11-18 | 2022-07-01 | High | 2 | #N/A | 111.2 | #N/A | #N/A
Prescolite | LFR-6RD-M-60L40K8**-DM1** + LFR-6RD-T-[(blank),VNR]-**** + LFR-6RD-H | 5539 | Downlight | 111.2 | 2021-11-18 | 2022-07-01 | High | 2 | #N/A | 111.2 | #N/A | #N/A
Prescolite | LFR-6RD-M-60L50K8**-DM1** + LFR-6RD-T-[(blank),VNR]-**** + LFR-6RD-H | 5539 | Downlight | 111.2 | 2021-11-18 | 2022-07-01 | High | 2 | #N/A | 111.2 | #N/A | #N/A
DMF Lighting | DCP9-**-01-35-** | 1764 | Downlight | 111.6 | 2019-07-01 | 2022-08-16 | High | 2 | #N/A | 111.6 | #N/A | #N/A
Halo | PR830D010 - PR8M34827[MD¦WD][MW¦MB¦MMS] | 3000 | Downlight | 111.9 | 2017-01-13 | 2017-01-30 | High | 2 | #N/A | 111.9 | #N/A | #N/A
Halo | PR8S30D010[MW¦MB¦MMS] - PR8M34827[MD¦WD][MW¦MB¦MMS] | 3000 | Downlight | 111.9 | 2017-01-13 | 2017-01-30 | High | 2 | #N/A | 111.9 | #N/A | #N/A
Halo | PR8S15D010[MW¦MB¦MMS] - PR8M12827[MD¦WD][MW¦MB¦MMS] | 1563 | Downlight | 112.4 | 2017-01-13 | 2017-01-30 | High | 2 | #N/A | 112.4 | #N/A | #N/A
Ktrad, Hibay, Ltblight, Bestchoicelight, Unikcst, Emotionlite, Cuecool, AKK | KRT-R0618-CCT | 1800 | Downlight | 112.5 | 2022-06-10 | 2022-10-17 | High | 2 | #N/A | 112.5 | #N/A | #N/A
Ktrad, Hibay, Ltblight, Bestchoicelight, Unikcst, Emotionlite, Cuecool, AKK | KRT-R0618-K## | 1800 | Downlight | 112.5 | 2022-06-10 | 2022-10-17 | High | 2 | #N/A | 112.5 | #N/A | #N/A
ALSET | RF10-40L-30K-UL | 4627 | Downlight | 112.9 | 2016-06-15 | 2016-06-30 | High | 2 | #N/A | 112.9 | #N/A | #N/A
ALSET | RF8-40L-30K-UL | 4627 | Downlight | 112.9 | 2016-06-15 | 2016-06-30 | High | 2 | #N/A | 112.9 | #N/A | #N/A
HOMI | HM08-PR16-20W277/IP44-3CCT-*SA | 2279 | Downlight | 114 | 2021-12-30 | 2022-01-05 | High | 2 | #N/A | 114 | #N/A | #N/A
Sistemalux | 8248L-SPS009080-D2B | 9257 | Downlight | 114.2 | 2020-01-01 | 2020-07-28 | High | 2 | #N/A | 114.2 | #N/A | #N/A
ConTech Lighting | CY91#MVD**** | 4000 | Downlight | 114.3 | 2018-12-12 | 2018-12-20 | High | 2 | #N/A | 114.3 | #N/A | #N/A
ALSET | RF10-40L-35K-UL | 4686 | Downlight | 114.3 | 2016-06-15 | 2016-06-30 | High | 2 | #N/A | 114.3 | #N/A | #N/A
ALSET | RF8-40L-35K-UL | 4686 | Downlight | 114.3 | 2019-02-02 | 2016-06-30 | High | 2 | #N/A | 114.3 | #N/A | #N/A
ALSET | RF10-40L-40K-UL | 4712 | Downlight | 114.9 | 2016-06-15 | 2016-06-30 | High | 2 | #N/A | 114.9 | #N/A | #N/A
ALSET | RF8-40L-40K-UL | 4712 | Downlight | 114.9 | 2016-06-15 | 2016-06-30 | High | 2 | #N/A | 114.9 | #N/A | #N/A
TCP | DLC4SWUZDLCCT | 1380 | Downlight | 115 | 2020-11-05 | 2020-11-20 | High | 2 | #N/A | 115 | #N/A | #N/A
Green Creative | INFT6/8##/DIM010UNV | 1495 | Downlight | 115 | 2020-07-10 | 2020-07-20 | High | 2 | #N/A | 115 | #N/A | #N/A
Green Creative | INFT6/8##/DIM120V | 1495 | Downlight | 115 | 2020-07-10 | 2020-07-20 | High | 2 | #N/A | 115 | #N/A | #N/A
Multiple Large | 8228-SPS011361-600mA-**-DA | 4361 | Downlight | 115.5 | 2018-02-22 | 2018-02-28 | High | 2 | #N/A | 115.5 | #N/A | #N/A
Atlantic Lighting | PLED1220-W-70W-3K-HZ-[BL¦BR¦CC¦MS¦WH]-[blank¦RLEM]-[blank¦P18¦P24¦P36¦P48]-[blank¦FC] | 8281 | Downlight | 115.9 | 2015-11-25 | 2020-05-06 | High | 2 | #N/A | 115.9 | #N/A | #N/A
Atlantic Lighting | PLED1220-W-70W-4K-HZ-[BL¦BR¦CC¦MS¦WH]-[blank¦RLEM]-[blank¦P18¦P24¦P36¦P48]-[blank¦FC] | 8281 | Downlight | 115.9 | 2015-11-25 | 2020-05-06 | High | 2 | #N/A | 115.9 | #N/A | #N/A
Atlantic Lighting | PLED1220-W-70W-5K-HZ-[BL¦BR¦CC¦MS¦WH]-[blank¦RLEM]-[blank¦P18¦P24¦P36¦P48]-[blank¦FC] | 8281 | Downlight | 115.9 | 2015-11-25 | 2020-05-06 | High | 2 | #N/A | 115.9 | #N/A | #N/A
Atlantic Lighting | PLED1220-W-70W-27K-HZ-[BL¦BR¦CC¦MS¦WH]-[blank¦RLEM]-[blank¦P18¦P24¦P36¦P48]-[blank¦FC] | 8281 | Downlight | 115.9 | 2015-11-25 | 2020-05-06 | High | 2 | #N/A | 115.9 | #N/A | #N/A
Atlantic Lighting | PLED1220-W-70W-35K-HZ-[BL¦BR¦CC¦MS¦WH]-[blank¦RLEM]-[blank¦P18¦P24¦P36¦P48]-[blank¦FC] | 8281 | Downlight | 115.9 | 2015-11-25 | 2020-05-06 | High | 2 | #N/A | 115.9 | #N/A | #N/A
Atlantic Lighting | CLED1220-W-70W-27K-HZ-[BL¦BR¦CC¦MS¦WH]-[blank¦CA#¦CCA¦CCA12] | 8281 | Downlight | 115.9 | 2015-11-25 | 2020-05-06 | High | 2 | #N/A | 115.9 | #N/A | #N/A
Atlantic Lighting | CLED1220-W-70W-35K-HZ-[BL¦BR¦CC¦MS¦WH]-[blank¦CA#¦CCA¦CCA12] | 8281 | Downlight | 115.9 | 2015-11-25 | 2020-05-06 | High | 2 | #N/A | 115.9 | #N/A | #N/A
Atlantic Lighting | CLED1220-W-70W-3K-HZ-[BL¦BR¦CC¦MS¦WH]-[blank¦CA#¦CCA¦CCA12] | 8281 | Downlight | 115.9 | 2015-11-25 | 2020-05-06 | High | 2 | #N/A | 115.9 | #N/A | #N/A
Atlantic Lighting | CLED1220-W-70W-4K-HZ-[BL¦BR¦CC¦MS¦WH]-[blank¦CA#¦CCA¦CCA12] | 8281 | Downlight | 115.9 | 2015-11-25 | 2020-05-06 | High | 2 | #N/A | 115.9 | #N/A | #N/A
Atlantic Lighting | CLED1220-W-70W-5K-HZ-[BL¦BR¦CC¦MS¦WH]-[blank¦CA#¦CCA¦CCA12] | 8281 | Downlight | 115.9 | 2015-11-25 | 2020-05-06 | High | 2 | #N/A | 115.9 | #N/A | #N/A
Atlantic Lighting | SLED1220-W-70W-27K-HZ-[BL¦BR¦CC¦MS¦WH]-[blank¦RLEM] | 8281 | Downlight | 115.9 | 2015-11-25 | 2020-05-06 | High | 2 | #N/A | 115.9 | #N/A | #N/A
Atlantic Lighting | SLED1220-W-70W-35K-HZ-[BL¦BR¦CC¦MS¦WH]-[blank¦RLEM] | 8281 | Downlight | 115.9 | 2015-11-25 | 2020-05-06 | High | 2 | #N/A | 115.9 | #N/A | #N/A
Atlantic Lighting | SLED1220-W-70W-3K-HZ-[BL¦BR¦CC¦MS¦WH]-[blank¦RLEM] | 8281 | Downlight | 115.9 | 2015-11-25 | 2020-05-06 | High | 2 | #N/A | 115.9 | #N/A | #N/A
Atlantic Lighting | SLED1220-W-70W-4K-HZ-[BL¦BR¦CC¦MS¦WH]-[blank¦RLEM] | 8281 | Downlight | 115.9 | 2015-11-25 | 2020-05-06 | High | 2 | #N/A | 115.9 | #N/A | #N/A
Atlantic Lighting | SLED1220-W-70W-5K-HZ-[BL¦BR¦CC¦MS¦WH]-[blank¦RLEM] | 8281 | Downlight | 115.9 | 2015-11-25 | 2020-05-06 | High | 2 | #N/A | 115.9 | #N/A | #N/A
Atlantic Lighting | WLED1220-W-70W-27K-HZ-[BL¦BR¦CC¦MS¦WH]-[blank¦RLEM] | 8281 | Downlight | 115.9 | 2015-11-25 | 2020-05-06 | High | 2 | #N/A | 115.9 | #N/A | #N/A
Atlantic Lighting | WLED1220-W-70W-35K-HZ-[BL¦BR¦CC¦MS¦WH]-[blank¦RLEM] | 8281 | Downlight | 115.9 | 2015-11-25 | 2020-05-06 | High | 2 | #N/A | 115.9 | #N/A | #N/A
Atlantic Lighting | WLED1220-W-70W-3K-HZ-[BL¦BR¦CC¦MS¦WH]-[blank¦RLEM] | 8281 | Downlight | 115.9 | 2015-11-25 | 2020-05-06 | High | 2 | #N/A | 115.9 | #N/A | #N/A
Atlantic Lighting | WLED1220-W-70W-4K-HZ-[BL¦BR¦CC¦MS¦WH]-[blank¦RLEM] | 8281 | Downlight | 115.9 | 2015-11-25 | 2020-05-06 | High | 2 | #N/A | 115.9 | #N/A | #N/A
Atlantic Lighting | WLED1220-W-70W-5K-HZ-[BL¦BR¦CC¦MS¦WH]-[blank¦RLEM] | 8281 | Downlight | 115.9 | 2015-11-25 | 2020-05-06 | High | 2 | #N/A | 115.9 | #N/A | #N/A
Stanpro | CDU8R-G2-PS3Q/3CWH | 2900 | Downlight | 116 | 2022-05-01 | 2022-05-05 | High | 2 | #N/A | 116 | #N/A | #N/A
ALSET | RF10-40L-50K-UL | 4754 | Downlight | 116 | 2019-02-02 | 2016-06-30 | High | 2 | #N/A | 116 | #N/A | #N/A
ALSET | RF8-40L-50K-UL | 4754 | Downlight | 116 | 2019-02-02 | 2016-06-30 | High | 2 | #N/A | 116 | #N/A | #N/A
Sistemalux | 8228-SPS010576-D2B | 4880 | Downlight | 116.2 | 2020-01-01 | 2020-07-28 | High | 2 | #N/A | 116.2 | #N/A | #N/A
Satco | S11853 | 3500 | Downlight | 116.7 | 2022-09-10 | 2022-09-12 | High | 2 | #N/A | 116.7 | #N/A | #N/A
TCP | DLC10SWUZDLCCT | 3500 | Downlight | 116.7 | 2020-08-13 | 2020-10-14 | High | 2 | #N/A | 116.7 | #N/A | #N/A
TCP | DLC12SWUZDLCCT | 3500 | Downlight | 116.7 | 2020-08-13 | 2020-10-14 | High | 2 | #N/A | 116.7 | #N/A | #N/A
Green Creative | INFT8/8##/DIM010UNV | 2000 | Downlight | 117.6 | 2020-07-10 | 2020-07-20 | High | 2 | #N/A | 117.6 | #N/A | #N/A
Green Creative | INFT8/8##/DIM120V | 2000 | Downlight | 117.6 | 2020-07-10 | 2020-07-20 | High | 2 | #N/A | 117.6 | #N/A | #N/A
TCP | DLC10SWHZDL41K | 5900 | Downlight | 118 | 2021-07-20 | 2021-08-17 | High | 2 | #N/A | 118 | #N/A | #N/A
TCP | DLC12SWHZDL41K | 5900 | Downlight | 118 | 2021-07-20 | 2021-08-17 | High | 2 | #N/A | 118 | #N/A | #N/A
Multiple Large | 8248L-SPS009080-**-DAÂ Â | 8876 | Downlight | 118 | 2018-02-22 | 2018-02-28 | High | 2 | #N/A | 118 | #N/A | #N/A
Atlantic Lighting | CLED1220-W-85W-27K-HZ-[BL¦BR¦CC¦MS¦WH]-[blank¦CA#¦CCA¦CCA12] | 10270 | Downlight | 118.9 | 2015-11-25 | 2020-05-08 | High | 2 | #N/A | 118.9 | #N/A | #N/A
Atlantic Lighting | CLED1220-W-85W-35K-HZ-[BL¦BR¦CC¦MS¦WH]-[blank¦CA#¦CCA¦CCA12] | 10270 | Downlight | 118.9 | 2015-11-25 | 2020-05-08 | High | 2 | #N/A | 118.9 | #N/A | #N/A
Atlantic Lighting | CLED1220-W-85W-3K-HZ-[BL¦BR¦CC¦MS¦WH]-[blank¦CA#¦CCA¦CCA12] | 10270 | Downlight | 118.9 | 2015-11-25 | 2020-05-08 | High | 2 | #N/A | 118.9 | #N/A | #N/A
Atlantic Lighting | CLED1220-W-85W-4K-HZ-[BL¦BR¦CC¦MS¦WH]-[blank¦CA#¦CCA¦CCA12] | 10270 | Downlight | 118.9 | 2015-11-25 | 2020-05-08 | High | 2 | #N/A | 118.9 | #N/A | #N/A
Atlantic Lighting | CLED1220-W-85W-5K-HZ-[BL¦BR¦CC¦MS¦WH]-[blank¦CA#¦CCA¦CCA12] | 10270 | Downlight | 118.9 | 2015-11-25 | 2020-05-08 | High | 2 | #N/A | 118.9 | #N/A | #N/A
Atlantic Lighting | SLED1220-W-85W-27K-HZ-[BL¦BR¦CC¦MS¦WH]-[blank¦RLEM] | 10270 | Downlight | 118.9 | 2015-11-25 | 2020-05-08 | High | 2 | #N/A | 118.9 | #N/A | #N/A
Atlantic Lighting | SLED1220-W-85W-35K-HZ-[BL¦BR¦CC¦MS¦WH]-[blank¦RLEM] | 10270 | Downlight | 118.9 | 2015-11-25 | 2020-05-08 | High | 2 | #N/A | 118.9 | #N/A | #N/A
Atlantic Lighting | SLED1220-W-85W-3K-HZ-[BL¦BR¦CC¦MS¦WH]-[blank¦RLEM] | 10270 | Downlight | 118.9 | 2015-11-25 | 2020-05-08 | High | 2 | #N/A | 118.9 | #N/A | #N/A
Atlantic Lighting | SLED1220-W-85W-4K-HZ-[BL¦BR¦CC¦MS¦WH]-[blank¦RLEM] | 10270 | Downlight | 118.9 | 2015-11-25 | 2020-05-08 | High | 2 | #N/A | 118.9 | #N/A | #N/A
Atlantic Lighting | SLED1220-W-85W-5K-HZ-[BL¦BR¦CC¦MS¦WH]-[blank¦RLEM] | 10270 | Downlight | 118.9 | 2015-11-25 | 2020-05-08 | High | 2 | #N/A | 118.9 | #N/A | #N/A
Atlantic Lighting | WLED1220-W-85W-27K-HZ-[BL¦BR¦CC¦MS¦WH]-[blank¦RLEM] | 10270 | Downlight | 118.9 | 2015-11-25 | 2020-05-08 | High | 2 | #N/A | 118.9 | #N/A | #N/A
Atlantic Lighting | WLED1220-W-85W-35K-HZ-[BL¦BR¦CC¦MS¦WH]-[blank¦RLEM] | 10270 | Downlight | 118.9 | 2015-11-25 | 2020-05-08 | High | 2 | #N/A | 118.9 | #N/A | #N/A
Atlantic Lighting | WLED1220-W-85W-3K-HZ-[BL¦BR¦CC¦MS¦WH]-[blank¦RLEM] | 10270 | Downlight | 118.9 | 2015-11-25 | 2020-05-08 | High | 2 | #N/A | 118.9 | #N/A | #N/A
Atlantic Lighting | WLED1220-W-85W-4K-HZ-[BL¦BR¦CC¦MS¦WH]-[blank¦RLEM] | 10270 | Downlight | 118.9 | 2015-11-25 | 2020-05-08 | High | 2 | #N/A | 118.9 | #N/A | #N/A
Atlantic Lighting | WLED1220-W-85W-5K-HZ-[BL¦BR¦CC¦MS¦WH]-[blank¦RLEM] | 10270 | Downlight | 118.9 | 2015-11-25 | 2020-05-08 | High | 2 | #N/A | 118.9 | #N/A | #N/A
Atlantic Lighting | PLED1220-W-85W-27K-HZ-[BL¦BR¦CC¦MS¦WH]-[blank¦RLEM]-[blank¦P18¦P24¦P36¦P48]-[blank¦FC] | 10270 | Downlight | 118.9 | 2015-11-25 | 2020-05-08 | High | 2 | #N/A | 118.9 | #N/A | #N/A
Atlantic Lighting | PLED1220-W-85W-35K-HZ-[BL¦BR¦CC¦MS¦WH]-[blank¦RLEM]-[blank¦P18¦P24¦P36¦P48]-[blank¦FC] | 10270 | Downlight | 118.9 | 2015-11-25 | 2020-05-08 | High | 2 | #N/A | 118.9 | #N/A | #N/A
Atlantic Lighting | PLED1220-W-85W-3K-HZ-[BL¦BR¦CC¦MS¦WH]-[blank¦RLEM]-[blank¦P18¦P24¦P36¦P48]-[blank¦FC] | 10270 | Downlight | 118.9 | 2015-11-25 | 2020-05-08 | High | 2 | #N/A | 118.9 | #N/A | #N/A
Atlantic Lighting | PLED1220-W-85W-4K-HZ-[BL¦BR¦CC¦MS¦WH]-[blank¦RLEM]-[blank¦P18¦P24¦P36¦P48]-[blank¦FC] | 10270 | Downlight | 118.9 | 2015-11-25 | 2020-05-08 | High | 2 | #N/A | 118.9 | #N/A | #N/A
Atlantic Lighting | PLED1220-W-85W-5K-HZ-[BL¦BR¦CC¦MS¦WH]-[blank¦RLEM]-[blank¦P18¦P24¦P36¦P48]-[blank¦FC] | 10270 | Downlight | 118.9 | 2015-11-25 | 2020-05-08 | High | 2 | #N/A | 118.9 | #N/A | #N/A
Sistemalux | 8238-SPS012311-D2B | 7426 | Downlight | 119.1 | 2020-01-01 | 2020-07-28 | High | 2 | #N/A | 119.1 | #N/A | #N/A
Espen | VEKR8D/8T/17W-10V | 2040 | Downlight | 120 | 2021-07-09 | 2021-07-18 | High | 2 | #N/A | 120 | #N/A | #N/A
Espen | VEKR9.5D/8T/27W-10V | 3240 | Downlight | 120 | 2021-07-09 | 2021-07-25 | High | 2 | #N/A | 120 | #N/A | #N/A
Green Creative | INFT9.5/8##/DIM010UNV | 3240 | Downlight | 120 | 2020-07-10 | 2020-07-20 | High | 2 | #N/A | 120 | #N/A | #N/A
Green Creative | INFT9.5/8##/DIM120V | 3240 | Downlight | 120 | 2020-07-10 | 2020-07-20 | High | 2 | #N/A | 120 | #N/A | #N/A
Lithonia Lighting | FMLL 9 30840 | 4687 | Downlight | 120.7 | 2020-08-05 | 2020-09-08 | High | 2 | #N/A | 120.7 | #N/A | #N/A
TCP | DLC8SWUZDLCCT2 | 2300 | Downlight | 121.1 | 2020-08-13 | 2020-09-18 | High | 2 | #N/A | 121.1 | #N/A | #N/A
Spectrum Lighting, Inc | SGRTE[6¦7¦8¦9¦10¦12¦14]FX20L[27K¦30K¦35K¦40K]DX[BH27¦H12¦H06¦CB24¦EM¦EMRM¦FS¦CR¦PR] AR4223FX [MW¦MB¦SG¦PT¦CC][WF¦MF¦SO¦SOW] | 2000 | Downlight | 122.1 | 2017-02-01 | 2017-08-02 | High | 2 | #N/A | 122.1 | #N/A | #N/A
Spectrum Lighting, Inc | SGE[4¦5¦6¦7¦8¦9]LEDFX20L[27K¦30K¦35K¦40K]DX[BH27¦H12¦H06¦CB24¦EM¦EMRM¦FS¦CR¦PR] AR4223FX [MW¦MB¦SG¦PT¦CC][WF¦MF¦SO¦SOW] | 2000 | Downlight | 122.4 | 2017-02-01 | 2017-02-17 | High | 2 | #N/A | 122.4 | #N/A | #N/A
Espen | VEKR6D/8T/13W-10V | 1540 | Downlight | 123.2 | 2021-07-09 | 2021-07-18 | High | 2 | #N/A | 123.2 | #N/A | #N/A
Atlantic Lighting | PLED1220-W-55W-27K-HZ-[BL¦BR¦CC¦MS¦WH]-[blank¦RLEM]-[blank¦P18¦P24¦P36¦P48]-[blank¦FC] | 7065 | Downlight | 124.1 | 2015-11-25 | 2020-05-06 | High | 2 | #N/A | 124.1 | #N/A | #N/A
Atlantic Lighting | PLED1220-W-55W-35K-HZ-[BL¦BR¦CC¦MS¦WH]-[blank¦RLEM]-[blank¦P18¦P24¦P36¦P48]-[blank¦FC] | 7065 | Downlight | 124.1 | 2015-11-25 | 2020-05-06 | High | 2 | #N/A | 124.1 | #N/A | #N/A
Atlantic Lighting | PLED1220-W-55W-3K-HZ-[BL¦BR¦CC¦MS¦WH]-[blank¦RLEM]-[blank¦P18¦P24¦P36¦P48]-[blank¦FC] | 7065 | Downlight | 124.1 | 2015-11-25 | 2020-05-06 | High | 2 | #N/A | 124.1 | #N/A | #N/A
Atlantic Lighting | PLED1220-W-55W-4K-HZ-[BL¦BR¦CC¦MS¦WH]-[blank¦RLEM]-[blank¦P18¦P24¦P36¦P48]-[blank¦FC] | 7065 | Downlight | 124.1 | 2015-11-25 | 2020-05-06 | High | 2 | #N/A | 124.1 | #N/A | #N/A
Atlantic Lighting | PLED1220-W-55W-5K-HZ-[BL¦BR¦CC¦MS¦WH]-[blank¦RLEM]-[blank¦P18¦P24¦P36¦P48]-[blank¦FC] | 7065 | Downlight | 124.1 | 2015-11-25 | 2020-05-06 | High | 2 | #N/A | 124.1 | #N/A | #N/A
Atlantic Lighting | CLED1220-W-55W-27K-HZ-[BL¦BR¦CC¦MS¦WH]-[blank¦CA#¦CCA¦CCA12] | 7065 | Downlight | 124.1 | 2015-11-25 | 2020-05-06 | High | 2 | #N/A | 124.1 | #N/A | #N/A
Atlantic Lighting | CLED1220-W-55W-35K-HZ-[BL¦BR¦CC¦MS¦WH]-[blank¦CA#¦CCA¦CCA12] | 7065 | Downlight | 124.1 | 2015-11-25 | 2020-05-06 | High | 2 | #N/A | 124.1 | #N/A | #N/A
Atlantic Lighting | CLED1220-W-55W-3K-HZ-[BL¦BR¦CC¦MS¦WH]-[blank¦CA#¦CCA¦CCA12] | 7065 | Downlight | 124.1 | 2015-11-25 | 2020-05-06 | High | 2 | #N/A | 124.1 | #N/A | #N/A
Atlantic Lighting | CLED1220-W-55W-4K-HZ-[BL¦BR¦CC¦MS¦WH]-[blank¦CA#¦CCA¦CCA12] | 7065 | Downlight | 124.1 | 2015-11-25 | 2020-05-06 | High | 2 | #N/A | 124.1 | #N/A | #N/A
Atlantic Lighting | CLED1220-W-55W-5K-HZ-[BL¦BR¦CC¦MS¦WH]-[blank¦CA#¦CCA¦CCA12] | 7065 | Downlight | 124.1 | 2015-11-25 | 2020-05-06 | High | 2 | #N/A | 124.1 | #N/A | #N/A
Atlantic Lighting | SLED1220-W-55W-27K-HZ-[BL¦BR¦CC¦MS¦WH]-[blank¦RLEM] | 7065 | Downlight | 124.1 | 2015-11-25 | 2020-05-06 | High | 2 | #N/A | 124.1 | #N/A | #N/A
Atlantic Lighting | SLED1220-W-55W-35K-HZ-[BL¦BR¦CC¦MS¦WH]-[blank¦RLEM] | 7065 | Downlight | 124.1 | 2015-11-25 | 2020-05-06 | High | 2 | #N/A | 124.1 | #N/A | #N/A
Atlantic Lighting | SLED1220-W-55W-3K-HZ-[BL¦BR¦CC¦MS¦WH]-[blank¦RLEM] | 7065 | Downlight | 124.1 | 2015-11-25 | 2020-05-06 | High | 2 | #N/A | 124.1 | #N/A | #N/A
Atlantic Lighting | SLED1220-W-55W-4K-HZ-[BL¦BR¦CC¦MS¦WH]-[blank¦RLEM] | 7065 | Downlight | 124.1 | 2015-11-25 | 2020-05-06 | High | 2 | #N/A | 124.1 | #N/A | #N/A
Atlantic Lighting | SLED1220-W-55W-5K-HZ-[BL¦BR¦CC¦MS¦WH]-[blank¦RLEM] | 7065 | Downlight | 124.1 | 2015-11-25 | 2020-05-06 | High | 2 | #N/A | 124.1 | #N/A | #N/A
Atlantic Lighting | WLED1220-W-55W-27K-HZ-[BL¦BR¦CC¦MS¦WH]-[blank¦RLEM] | 7065 | Downlight | 124.1 | 2015-11-25 | 2020-05-06 | High | 2 | #N/A | 124.1 | #N/A | #N/A
Atlantic Lighting | WLED1220-W-55W-35K-HZ-[BL¦BR¦CC¦MS¦WH]-[blank¦RLEM] | 7065 | Downlight | 124.1 | 2015-11-25 | 2020-05-06 | High | 2 | #N/A | 124.1 | #N/A | #N/A
Atlantic Lighting | WLED1220-W-55W-3K-HZ-[BL¦BR¦CC¦MS¦WH]-[blank¦RLEM] | 7065 | Downlight | 124.1 | 2015-11-25 | 2020-05-06 | High | 2 | #N/A | 124.1 | #N/A | #N/A
Atlantic Lighting | WLED1220-W-55W-4K-HZ-[BL¦BR¦CC¦MS¦WH]-[blank¦RLEM] | 7065 | Downlight | 124.1 | 2015-11-25 | 2020-05-06 | High | 2 | #N/A | 124.1 | #N/A | #N/A
Atlantic Lighting | WLED1220-W-55W-5K-HZ-[BL¦BR¦CC¦MS¦WH]-[blank¦RLEM] | 7065 | Downlight | 124.1 | 2015-11-25 | 2020-05-06 | High | 2 | #N/A | 124.1 | #N/A | #N/A
Spectrum Lighting, Inc | SGRTE[6¦7¦8¦9¦10¦12¦14]FX30L[27K¦30K¦35K¦40K]DX[EM¦EMRM¦FS¦CR]/AR6223FX [MW¦MB¦SG¦PTCC][WF¦MF¦SO¦SOW] | 3000 | Downlight | 124.7 | 2017-02-01 | 2017-08-02 | High | 2 | #N/A | 124.7 | #N/A | #N/A
Spectrum Lighting, Inc | SGE[4¦5¦6¦7¦8¦9]LEDFX30L[27K¦30K¦35K¦40K]DX[BH27¦H12¦H06¦CB24¦EM¦EMRM¦FS¦CR¦PR] AR4223FX [MW¦MB¦SG¦PT¦CC][WF¦MF¦SO¦SOW] | 3000 | Downlight | 125.9 | 2017-02-01 | 2017-06-09 | High | 2 | #N/A | 125.9 | #N/A | #N/A
Atlantic Lighting | PLED1220-W-40W-4K-HZ-[BL¦BR¦CC¦MS¦WH]-[blank¦RLEM]-[blank¦P18¦P24¦P36¦P48]-[blank¦FC] | 5326 | Downlight | 126.9 | 2015-11-25 | 2020-05-04 | High | 2 | #N/A | 126.9 | #N/A | #N/A
Atlantic Lighting | PLED1220-W-40W-5K-HZ-[BL¦BR¦CC¦MS¦WH]-[blank¦RLEM]-[blank¦P18¦P24¦P36¦P48]-[blank¦FC] | 5326 | Downlight | 126.9 | 2015-11-25 | 2020-05-04 | High | 2 | #N/A | 126.9 | #N/A | #N/A
Atlantic Lighting | PLED1220-W-40W-27K-HZ-[BL¦BR¦CC¦MS¦WH]-[blank¦RLEM]-[blank¦P18¦P24¦P36¦P48]-[blank¦FC] | 5326 | Downlight | 126.9 | 2015-11-25 | 2020-05-04 | High | 2 | #N/A | 126.9 | #N/A | #N/A
Atlantic Lighting | PLED1220-W-40W-35K-HZ-[BL¦BR¦CC¦MS¦WH]-[blank¦RLEM]-[blank¦P18¦P24¦P36¦P48]-[blank¦FC] | 5326 | Downlight | 126.9 | 2015-11-25 | 2020-05-04 | High | 2 | #N/A | 126.9 | #N/A | #N/A
Atlantic Lighting | PLED1220-W-40W-3K-HZ-[BL¦BR¦CC¦MS¦WH]-[blank¦RLEM]-[blank¦P18¦P24¦P36¦P48]-[blank¦FC] | 5326 | Downlight | 126.9 | 2015-11-25 | 2020-05-04 | High | 2 | #N/A | 126.9 | #N/A | #N/A
Atlantic Lighting | CLED1220-W-40W-27K-HZ-[BL¦BR¦CC¦MS¦WH]-[blank¦CA#¦CCA¦CCA12] | 5326 | Downlight | 126.9 | 2015-11-25 | 2020-05-04 | High | 2 | #N/A | 126.9 | #N/A | #N/A
Atlantic Lighting | CLED1220-W-40W-35K-HZ-[BL¦BR¦CC¦MS¦WH]-[blank¦CA#¦CCA¦CCA12] | 5326 | Downlight | 126.9 | 2015-11-25 | 2020-05-04 | High | 2 | #N/A | 126.9 | #N/A | #N/A
Atlantic Lighting | CLED1220-W-40W-3K-HZ-[BL¦BR¦CC¦MS¦WH]-[blank¦CA#¦CCA¦CCA12] | 5326 | Downlight | 126.9 | 2015-11-25 | 2020-05-04 | High | 2 | #N/A | 126.9 | #N/A | #N/A
Atlantic Lighting | CLED1220-W-40W-4K-HZ-[BL¦BR¦CC¦MS¦WH]-[blank¦CA#¦CCA¦CCA12] | 5326 | Downlight | 126.9 | 2015-11-25 | 2020-05-04 | High | 2 | #N/A | 126.9 | #N/A | #N/A
Atlantic Lighting | CLED1220-W-40W-5K-HZ-[BL¦BR¦CC¦MS¦WH]-[blank¦CA#¦CCA¦CCA12] | 5326 | Downlight | 126.9 | 2015-11-25 | 2020-05-04 | High | 2 | #N/A | 126.9 | #N/A | #N/A
Atlantic Lighting | WLED1220-W-40W-27K-HZ-[BL¦BR¦CC¦MS¦WH]-[blank¦RLEM] | 5326 | Downlight | 126.9 | 2015-11-25 | 2020-05-04 | High | 2 | #N/A | 126.9 | #N/A | #N/A
Atlantic Lighting | WLED1220-W-40W-35K-HZ-[BL¦BR¦CC¦MS¦WH]-[blank¦RLEM] | 5326 | Downlight | 126.9 | 2015-11-25 | 2020-05-04 | High | 2 | #N/A | 126.9 | #N/A | #N/A
Atlantic Lighting | WLED1220-W-40W-3K-HZ-[BL¦BR¦CC¦MS¦WH]-[blank¦RLEM] | 5326 | Downlight | 126.9 | 2015-11-25 | 2020-05-04 | High | 2 | #N/A | 126.9 | #N/A | #N/A
Atlantic Lighting | WLED1220-W-40W-4K-HZ-[BL¦BR¦CC¦MS¦WH]-[blank¦RLEM] | 5326 | Downlight | 126.9 | 2015-11-25 | 2020-05-04 | High | 2 | #N/A | 126.9 | #N/A | #N/A
Atlantic Lighting | WLED1220-W-40W-5K-HZ-[BL¦BR¦CC¦MS¦WH]-[blank¦RLEM] | 5326 | Downlight | 126.9 | 2015-11-25 | 2020-05-04 | High | 2 | #N/A | 126.9 | #N/A | #N/A
Atlantic Lighting | SLED1220-W-40W-27K-HZ-[BL¦BR¦CC¦MS¦WH]-[blank¦RLEM] | 5326 | Downlight | 126.9 | 2015-11-25 | 2020-05-04 | High | 2 | #N/A | 126.9 | #N/A | #N/A
Atlantic Lighting | SLED1220-W-40W-35K-HZ-[BL¦BR¦CC¦MS¦WH]-[blank¦RLEM] | 5326 | Downlight | 126.9 | 2015-11-25 | 2020-05-04 | High | 2 | #N/A | 126.9 | #N/A | #N/A
Atlantic Lighting | SLED1220-W-40W-3K-HZ-[BL¦BR¦CC¦MS¦WH]-[blank¦RLEM] | 5326 | Downlight | 126.9 | 2015-11-25 | 2020-05-04 | High | 2 | #N/A | 126.9 | #N/A | #N/A
Atlantic Lighting | SLED1220-W-40W-4K-HZ-[BL¦BR¦CC¦MS¦WH]-[blank¦RLEM] | 5326 | Downlight | 126.9 | 2015-11-25 | 2020-05-04 | High | 2 | #N/A | 126.9 | #N/A | #N/A
Atlantic Lighting | SLED1220-W-40W-5K-HZ-[BL¦BR¦CC¦MS¦WH]-[blank¦RLEM] | 5326 | Downlight | 126.9 | 2015-11-25 | 2020-05-04 | High | 2 | #N/A | 126.9 | #N/A | #N/A
LIGHT THE FUTURE | D105-90-XXXX | 550 | Downlight Retrofit | 55 | 2016-02-24 | 2016-02-19 | Low | 3 | #N/A | #N/A | 55 | #N/A
YDJ Light | LR20N01-09 2700K | 500 | Downlight Retrofit | 55.6 | 2015-08-29 | 2015-09-25 | Low | 3 | #N/A | #N/A | 55.6 | #N/A
Elite | RL485-650L-DIMTR-120-27K-90-W-WH | 560 | Downlight Retrofit | 56 | 2016-06-25 | 2016-07-11 | Low | 3 | #N/A | #N/A | 56 | #N/A
Elite | RL485-650L-DIMTR-120-30K-90-W-WH | 560 | Downlight Retrofit | 56 | 2016-06-25 | 2016-07-11 | Low | 3 | #N/A | #N/A | 56 | #N/A
LIGHT THE FUTURE | D704 | 560 | Downlight Retrofit | 56 | 2016-01-15 | 2016-01-12 | Low | 3 | #N/A | #N/A | 56 | #N/A
Prescolite | LB4A6LDM30K9** | 650 | Downlight Retrofit | 56 | 2021-01-18 | 2021-01-31 | Low | 3 | #N/A | #N/A | 56 | #N/A
Lithonia Lighting | 4BEMW LED 30K | 570 | Downlight Retrofit | 57 | 2016-05-20 | 2016-04-20 | Low | 3 | #N/A | #N/A | 57 | #N/A
LIGHT THE FUTURE | D105-90-XXXX | 570 | Downlight Retrofit | 57 | 2016-02-24 | 2016-02-19 | Low | 3 | #N/A | #N/A | 57 | #N/A
Luminiz | DL43CCTW------ | 630 | Downlight Retrofit | 57.3 | 2019-02-01 | 2019-02-04 | Low | 3 | #N/A | #N/A | 57.3 | #N/A
LIGHT THE FUTURE | D404-90-A | 580 | Downlight Retrofit | 58 | 2016-02-24 | 2016-02-19 | Low | 3 | #N/A | #N/A | 58 | #N/A
LIGHT THE FUTURE | D105-90-XXXX | 580 | Downlight Retrofit | 58 | 2016-02-24 | 2016-02-19 | Low | 3 | #N/A | #N/A | 58 | #N/A
Halo | ML5606D2W930-XXX | 600 | Downlight Retrofit | 58.8 | 2016-05-26 | 2016-05-26 | Low | 3 | #N/A | #N/A | 58.8 | #N/A
Royal Pacific | 8763XX-90-3K | 560 | Downlight Retrofit | 58.9 | 2016-06-03 | 2016-09-08 | Low | 3 | #N/A | #N/A | 58.9 | #N/A
Royal Pacific | 8763XX-90-4K | 560 | Downlight Retrofit | 58.9 | 2016-06-03 | 2016-09-08 | Low | 3 | #N/A | #N/A | 58.9 | #N/A
Progress Lighting | P8161-##-30K | 560 | Downlight Retrofit | 58.9 | 2017-05-10 | 2017-05-30 | Low | 3 | #N/A | #N/A | 58.9 | #N/A
Progress Lighting | P8180-##-30K | 560 | Downlight Retrofit | 58.9 | 2017-05-10 | 2017-05-30 | Low | 3 | #N/A | #N/A | 58.9 | #N/A
Elite | RL485-650L-DIMTR-120-40K-90-W-WH | 590 | Downlight Retrofit | 59 | 2016-06-25 | 2016-07-11 | Low | 3 | #N/A | #N/A | 59 | #N/A
LIGHT THE FUTURE | D704 | 590 | Downlight Retrofit | 59 | 2016-01-15 | 2016-01-12 | Low | 3 | #N/A | #N/A | 59 | #N/A
Juno Lighting | JRIG4AD06LM30K90W4 | 533 | Downlight Retrofit | 59.2 | 2017-05-18 | 2016-04-20 | Low | 3 | #N/A | #N/A | 59.2 | #N/A
Lithonia Lighting | 3iGcc LED xxK | 533 | Downlight Retrofit | 59.2 | 2015-12-01 | 2016-04-20 | Low | 3 | #N/A | #N/A | 59.2 | #N/A
Lithonia Lighting | 4iGcc LED xxK | 533 | Downlight Retrofit | 59.2 | 2015-12-01 | 2016-04-20 | Low | 3 | #N/A | #N/A | 59.2 | #N/A
Lithonia Lighting | LDN4RV [27¦30¦35¦40¦50]/05 [LR¦LRW]4AR [LD¦LSS¦LS] [MVOLT¦120¦277] DIM[1¦10] | 469 | Downlight Retrofit | 59.5 | 2017-12-08 | 2017-12-19 | Low | 3 | #N/A | #N/A | 59.5 | #N/A
Juno | 4RLA G2 06LM ##K 90CRI *** 120 FRPC WH | 629 | Downlight Retrofit | 59.9 | 2016-12-01 | 2016-12-27 | Low | 3 | #N/A | #N/A | 59.9 | #N/A
KOK | KOK-4CV08##**** | 480 | Downlight Retrofit | 60 | 2018-08-01 | 2018-09-28 | Low | 3 | #N/A | #N/A | 60 | #N/A
KOK | KOK-4HV08##**** | 480 | Downlight Retrofit | 60 | 2018-08-01 | 2018-09-28 | Low | 3 | #N/A | #N/A | 60 | #N/A
CNA | LED8.5WRT4-30K | 510 | Downlight Retrofit | 60 | 2018-11-15 | 2018-12-14 | Low | 3 | #N/A | #N/A | 60 | #N/A
EiKO | AK4-8.5W827-DIM-G7 2PK | 510 | Downlight Retrofit | 60 | 2016-12-25 | 2017-01-26 | Low | 3 | #N/A | #N/A | 60 | #N/A
YDJ Light | LR20ND-U037-085-XX | 510 | Downlight Retrofit | 60 | 2016-07-08 | 2016-08-02 | Low | 3 | #N/A | #N/A | 60 | #N/A
Satco | S9598 | 510 | Downlight Retrofit | 60 | 2016-09-21 | 2016-11-11 | Low | 3 | #N/A | #N/A | 60 | #N/A
energy efficient lighting | RF-UTLED-S9W-3K** -G | 540 | Downlight Retrofit | 60 | 2017-04-05 | 2017-04-05 | Low | 3 | #N/A | #N/A | 60 | #N/A
Elitco Lighting by Elegant | R40927KRF | 540 | Downlight Retrofit | 60 | 2017-09-05 | 2017-09-28 | Low | 3 | #N/A | #N/A | 60 | #N/A
FEIT ELECTRIC | RTLED4/827 | 540 | Downlight Retrofit | 60 | 2016-06-15 | 2016-07-08 | Low | 3 | #N/A | #N/A | 60 | #N/A
FEIT ELECTRIC | RTLED4/927 | 540 | Downlight Retrofit | 60 | 2016-05-25 | 2016-06-27 | Low | 3 | #N/A | #N/A | 60 | #N/A
FEIT ELECTRIC | CELEDR4/827/4 | 540 | Downlight Retrofit | 60 | 2017-11-08 | 2017-11-09 | Low | 3 | #N/A | #N/A | 60 | #N/A
FEIT ELECTRIC | CERTLED4/927 | 540 | Downlight Retrofit | 60 | 2016-05-20 | 2016-06-29 | Low | 3 | #N/A | #N/A | 60 | #N/A
FEIT ELECTRIC | LEDR4/4WY | 540 | Downlight Retrofit | 60 | 2017-02-25 | 2017-03-20 | Low | 3 | #N/A | #N/A | 60 | #N/A
Globe | 50078 | 540 | Downlight Retrofit | 60 | 2021-11-30 | 2022-07-20 | Low | 3 | #N/A | #N/A | 60 | #N/A
NaturaLED | LED4RL9-54L927 | 540 | Downlight Retrofit | 60 | 2017-07-25 | 2017-07-26 | Low | 3 | #N/A | #N/A | 60 | #N/A
Progress Lighting | P8080-20-30K | 540 | Downlight Retrofit | 60 | 2017-03-06 | 2017-03-06 | Low | 3 | #N/A | #N/A | 60 | #N/A
Progress Lighting | P8080-31-30K | 540 | Downlight Retrofit | 60 | 2017-03-06 | 2017-03-06 | Low | 3 | #N/A | #N/A | 60 | #N/A
Commercial Electric | 1002 632 081 | 540 | Downlight Retrofit | 60 | 2017-10-15 | 2017-10-06 | Low | 3 | #N/A | #N/A | 60 | #N/A
Commercial Electric | 1006849997 | 540 | Downlight Retrofit | 60 | 2021-09-17 | 2021-12-13 | Low | 3 | #N/A | #N/A | 60 | #N/A
VOTATEC | HLLEDR4-9W(Dm)-4way | 540 | Downlight Retrofit | 60 | 2021-06-30 | 2021-07-09 | Low | 3 | #N/A | #N/A | 60 | #N/A
VOTATEC | HLLEDR4-9W(Dm)-C8 | 540 | Downlight Retrofit | 60 | 2020-03-19 | 2020-04-15 | Low | 3 | #N/A | #N/A | 60 | #N/A
Progress Lighting | P8080-09-30K | 570 | Downlight Retrofit | 60 | 2017-03-06 | 2017-03-06 | Low | 3 | #N/A | #N/A | 60 | #N/A
Halo | RL460WH927 | 594 | Downlight Retrofit | 60 | 2016-07-01 | 2016-09-28 | Low | 3 | #N/A | #N/A | 60 | #N/A
Progress Lighting | P8061-20-30K | 594 | Downlight Retrofit | 60 | 2017-03-11 | 2017-03-10 | Low | 3 | #N/A | #N/A | 60 | #N/A
luxrite | LR23831 | 600 | Downlight Retrofit | 60 | 2020-08-06 | 2020-08-19 | Low | 3 | #N/A | #N/A | 60 | #N/A
American Lighting | AD4-30-WH | 600 | Downlight Retrofit | 60 | 2017-07-15 | 2017-07-12 | Low | 3 | #N/A | #N/A | 60 | #N/A
American Lighting | AD4V2-30-WH | 600 | Downlight Retrofit | 60 | 2019-11-20 | 2019-12-03 | Low | 3 | #N/A | #N/A | 60 | #N/A
Noma | 399-0223-2 | 600 | Downlight Retrofit | 60 | 2017-06-30 | 2017-07-12 | Low | 3 | #N/A | #N/A | 60 | #N/A
energy efficient lighting | DLS-LED-4-600-10-3000K | 600 | Downlight Retrofit | 60 | 2018-12-06 | 2018-12-07 | Low | 3 | #N/A | #N/A | 60 | #N/A
energy efficient lighting | DLS-LED-4-600-10-4000K | 600 | Downlight Retrofit | 60 | 2018-12-06 | 2018-12-07 | Low | 3 | #N/A | #N/A | 60 | #N/A
energy efficient lighting | DLS-LED-4-600-10-5000K | 600 | Downlight Retrofit | 60 | 2018-12-06 | 2018-12-07 | Low | 3 | #N/A | #N/A | 60 | #N/A
energy efficient lighting | FBLED-4-S10W-27KWH-SQ | 600 | Downlight Retrofit | 60 | 2018-03-30 | 2018-03-28 | Low | 3 | #N/A | #N/A | 60 | #N/A
energy efficient lighting | FBLED-5-S10W-27KWH | 600 | Downlight Retrofit | 60 | 2018-03-30 | 2018-03-28 | Low | 3 | #N/A | #N/A | 60 | #N/A
ELITE LIGHTING | RL403-600L-DIMTR-120-27K-90-FL-W-WH | 600 | Downlight Retrofit | 60 | 2017-07-07 | 2017-07-20 | Low | 3 | #N/A | #N/A | 60 | #N/A
ELITE LIGHTING | RL403-600L-DIMTR-120-30K-90-FL-W-WH | 600 | Downlight Retrofit | 60 | 2017-07-07 | 2017-07-20 | Low | 3 | #N/A | #N/A | 60 | #N/A
ELITE LIGHTING | RL403-600L-DIMTR-120-35K-90-FL-W-WH | 600 | Downlight Retrofit | 60 | 2017-07-07 | 2017-07-20 | Low | 3 | #N/A | #N/A | 60 | #N/A
ELITE LIGHTING | RL403-600L-DIMTR-120-40K-90-FL-W-WH | 600 | Downlight Retrofit | 60 | 2017-07-07 | 2017-07-20 | Low | 3 | #N/A | #N/A | 60 | #N/A
ELITE LIGHTING | RL403-600L-DIMTR-120-50K-90-FL-W-WH | 600 | Downlight Retrofit | 60 | 2017-07-07 | 2017-07-20 | Low | 3 | #N/A | #N/A | 60 | #N/A
Globalux Lighting | LRT-4-10-120D-927 | 600 | Downlight Retrofit | 60 | 2019-03-05 | 2019-03-05 | Low | 3 | #N/A | #N/A | 60 | #N/A
FDL | FDFM-10W-LED-3K-120V-D | 600 | Downlight Retrofit | 60 | 2018-03-30 | 2018-01-29 | Low | 3 | #N/A | #N/A | 60 | #N/A
FDL | FDFM-10W-LED-3K-120V-D-SQ | 600 | Downlight Retrofit | 60 | 2018-03-30 | 2018-01-29 | Low | 3 | #N/A | #N/A | 60 | #N/A
HENGTE | HT-US-SDLG2F-Y4C10W950-RGBCW12W-21V# | 600 | Downlight Retrofit | 60 | 2021-01-21 | 2021-01-24 | Low | 3 | #N/A | #N/A | 60 | #N/A
Globe | 91152 | 600 | Downlight Retrofit | 60 | 2018-01-25 | 2018-03-03 | Low | 3 | #N/A | #N/A | 60 | #N/A
LEDone | LOD-DL4G-10WD27K | 600 | Downlight Retrofit | 60 | 2017-07-30 | 2017-08-01 | Low | 3 | #N/A | #N/A | 60 | #N/A
LEDone | LOD-DL4G-10WD50K | 600 | Downlight Retrofit | 60 | 2017-07-30 | 2017-08-01 | Low | 3 | #N/A | #N/A | 60 | #N/A
NICOR LED | DLR45061202KWH | 600 | Downlight Retrofit | 60 | 2019-03-01 | 2019-05-16 | Low | 3 | #N/A | #N/A | 60 | #N/A
NICOR LED | DLS4-3006-120-2K-** | 600 | Downlight Retrofit | 60 | 2017-01-02 | 2016-10-24 | Low | 3 | #N/A | #N/A | 60 | #N/A
MW LIGHTING | MD411-BA-RGBW | 600 | Downlight Retrofit | 60 | 2021-08-20 | 2021-12-28 | Low | 3 | #N/A | #N/A | 60 | #N/A
MW LIGHTING | MW-D411-BA-RGBWIFI | 600 | Downlight Retrofit | 60 | 2020-02-01 | 2021-02-01 | Low | 3 | #N/A | #N/A | 60 | #N/A
NICOR | DSE421202KSQ** | 600 | Downlight Retrofit | 60 | 2019-01-13 | 2019-01-15 | Low | 3 | #N/A | #N/A | 60 | #N/A
NICOR | DSE521202KRD** | 600 | Downlight Retrofit | 60 | 2019-01-13 | 2019-01-15 | Low | 3 | #N/A | #N/A | 60 | #N/A
Utilitech | DLS30-04M27D1E-WH-F2 | 600 | Downlight Retrofit | 60 | 2016-12-07 | 2016-12-07 | Low | 3 | #N/A | #N/A | 60 | #N/A
Utilitech | DLS30-04M27D1E-WH-F2 | 600 | Downlight Retrofit | 60 | 2016-12-07 | 2016-12-07 | Low | 3 | #N/A | #N/A | 60 | #N/A
Utilitech | DLS30-04M27D1E-WH-*#(Samsung) | 600 | Downlight Retrofit | 60 | 2018-07-03 | 2018-07-11 | Low | 3 | #N/A | #N/A | 60 | #N/A
Utilitech | DLS30-04M50D1E-WH-*#(Bridgelux) | 600 | Downlight Retrofit | 60 | 2018-07-03 | 2018-07-11 | Low | 3 | #N/A | #N/A | 60 | #N/A
Utilitech | DLS30-04M50D1E-WH-*#(Samsung) | 600 | Downlight Retrofit | 60 | 2018-07-03 | 2018-07-11 | Low | 3 | #N/A | #N/A | 60 | #N/A
Utilitech | DLS30-04N27D1E-WH-XXXX(Bridgelux) | 600 | Downlight Retrofit | 60 | 2018-09-11 | 2018-09-11 | Low | 3 | #N/A | #N/A | 60 | #N/A
Utilitech | DLS30-04N27D1E-WH-XXXX(Osram) | 600 | Downlight Retrofit | 60 | 2018-06-29 | 2018-06-26 | Low | 3 | #N/A | #N/A | 60 | #N/A
Utilitech | DLS30-04N27D1E-WH-XXXX(Samsung) | 600 | Downlight Retrofit | 60 | 2018-06-29 | 2018-06-26 | Low | 3 | #N/A | #N/A | 60 | #N/A
Utilitech | DLS30-04N27D1E-WH-XXXX(Seoul) | 600 | Downlight Retrofit | 60 | 2018-06-29 | 2018-06-26 | Low | 3 | #N/A | #N/A | 60 | #N/A
Utilitech | DLS30-04N50D1E-WH-XXXX(Bridgelux) | 600 | Downlight Retrofit | 60 | 2018-09-11 | 2018-09-11 | Low | 3 | #N/A | #N/A | 60 | #N/A
Utilitech | DLS30-04N50D1E-WH-XXXX(Osram) | 600 | Downlight Retrofit | 60 | 2018-06-29 | 2018-06-26 | Low | 3 | #N/A | #N/A | 60 | #N/A
Utilitech | DLS30-04N50D1E-WH-XXXX(Samsung) | 600 | Downlight Retrofit | 60 | 2018-06-29 | 2018-06-26 | Low | 3 | #N/A | #N/A | 60 | #N/A
Utilitech | DLS30-04N50D1E-WH-XXXX(Seoul) | 600 | Downlight Retrofit | 60 | 2018-06-29 | 2018-06-26 | Low | 3 | #N/A | #N/A | 60 | #N/A
Utilitech | DLS36-04C30D1E-WH-F1 | 600 | Downlight Retrofit | 60 | 2017-12-10 | 2017-12-07 | Low | 3 | #N/A | #N/A | 60 | #N/A
Utilitech | MQTL1114-LED10K9027 | 600 | Downlight Retrofit | 60 | 2019-09-18 | 2019-10-25 | Low | 3 | #N/A | #N/A | 60 | #N/A
Utilitech | MQTL1181-LED10K9027 | 600 | Downlight Retrofit | 60 | 2022-04-30 | 2022-04-28 | Low | 3 | #N/A | #N/A | 60 | #N/A
Progress Lighting | P8071-##-30K | 600 | Downlight Retrofit | 60 | 2019-12-16 | 2019-12-17 | Low | 3 | #N/A | #N/A | 60 | #N/A
PLT SOLUTIONS | PLTA2122#12* | 600 | Downlight Retrofit | 60 | 2022-07-15 | 2022-07-15 | Low | 3 | #N/A | #N/A | 60 | #N/A
Signcomplex | HTL4-010-AL-927K-#*D | 600 | Downlight Retrofit | 60 | 2022-03-03 | 2022-08-18 | Low | 3 | #N/A | #N/A | 60 | #N/A
KOK | KOK-4CV10##**** | 600 | Downlight Retrofit | 60 | 2018-08-01 | 2018-09-28 | Low | 3 | #N/A | #N/A | 60 | #N/A
KOK | KOK-4HV10##**** | 600 | Downlight Retrofit | 60 | 2018-08-01 | 2018-09-28 | Low | 3 | #N/A | #N/A | 60 | #N/A
Signcomplex | DL203T-4-10W-5CCT-R90-00## | 600 | Downlight Retrofit | 60 | 2022-12-21 | 2022-12-22 | Low | 3 | #N/A | #N/A | 60 | #N/A
LIGHT THE FUTURE | D105-90-XXXX | 600 | Downlight Retrofit | 60 | 2016-02-24 | 2016-02-19 | Low | 3 | #N/A | #N/A | 60 | #N/A
PHILIPS | 5924811U0 | 600 | Downlight Retrofit | 60 | 2017-02-05 | 2017-01-23 | Low | 3 | #N/A | #N/A | 60 | #N/A
PHILIPS | 5924811B0 | 600 | Downlight Retrofit | 60 | 2017-02-05 | 2017-01-23 | Low | 3 | #N/A | #N/A | 60 | #N/A
CXL TOPAZ | RTL/420WH/ECO/D-46 | 600 | Downlight Retrofit | 60 | 2016-07-11 | 2016-07-20 | Low | 3 | #N/A | #N/A | 60 | #N/A
LIGHT THE FUTURE | D706-KT-XXXX | 600 | Downlight Retrofit | 60 | 2016-01-06 | 2016-01-04 | Low | 3 | #N/A | #N/A | 60 | #N/A
LIGHT THE FUTURE | D406-90-A | 600 | Downlight Retrofit | 60 | 2016-02-24 | 2016-02-19 | Low | 3 | #N/A | #N/A | 60 | #N/A
Progress Lighting | P8061-09-30K | 630 | Downlight Retrofit | 60 | 2017-03-06 | 2017-03-06 | Low | 3 | #N/A | #N/A | 60 | #N/A
Sunco Lighting | DL_BFDR4-11W-27K_5K-#PK | 660 | Downlight Retrofit | 60 | 2022-06-08 | 2022-06-28 | Low | 3 | #N/A | #N/A | 60 | #N/A
Sunco Lighting | DL_BFDR4-11W-27K-#PK | 660 | Downlight Retrofit | 60 | 2022-06-08 | 2022-07-08 | Low | 3 | #N/A | #N/A | 60 | #N/A
Sunco Lighting | DL_SMDR4-11W-3K_65K-#PK | 660 | Downlight Retrofit | 60 | 2022-06-29 | 2022-08-08 | Low | 3 | #N/A | #N/A | 60 | #N/A
PHILIPS | 5923421U0 | 660 | Downlight Retrofit | 60 | 2017-07-30 | 2017-06-22 | Low | 3 | #N/A | #N/A | 60 | #N/A
PHILIPS | 5923431U0 | 660 | Downlight Retrofit | 60 | 2017-07-30 | 2017-06-22 | Low | 3 | #N/A | #N/A | 60 | #N/A
PHILIPS | 5923531U0 | 660 | Downlight Retrofit | 60 | 2017-07-30 | 2017-06-22 | Low | 3 | #N/A | #N/A | 60 | #N/A
DELOS | DW-SMART-RTRO-RD-BLE-001 | 720 | Downlight Retrofit | 60 | 2020-03-25 | 2020-03-30 | Low | 3 | #N/A | #N/A | 60 | #N/A
energy efficient lighting | RF-UTLED-S12W-3K** -G | 720 | Downlight Retrofit | 60 | 2017-02-15 | 2017-04-05 | Low | 3 | #N/A | #N/A | 60 | #N/A
FEIT ELECTRIC | LEDR4SCP/930 | 720 | Downlight Retrofit | 60 | 2017-03-20 | 2017-03-23 | Low | 3 | #N/A | #N/A | 60 | #N/A
FEIT ELECTRIC | LEDR4SCP/930/SP | 720 | Downlight Retrofit | 60 | 2017-03-20 | 2017-03-23 | Low | 3 | #N/A | #N/A | 60 | #N/A
Liteharbor | BL4-XXX | 720 | Downlight Retrofit | 60 | 2016-04-12 | 2016-06-14 | Low | 3 | #N/A | #N/A | 60 | #N/A
Liteharbor | BL8-XXX | 720 | Downlight Retrofit | 60 | 2016-04-12 | 2016-06-14 | Low | 3 | #N/A | #N/A | 60 | #N/A
Portor Lighting | PT-DLR-B-4I-5C3P | 720 | Downlight Retrofit | 60 | 2022-02-01 | 2022-07-19 | Low | 3 | #N/A | #N/A | 60 | #N/A
Portor Lighting | PT-DLR-S-4I-5C3P | 720 | Downlight Retrofit | 60 | 2022-02-01 | 2022-07-19 | Low | 3 | #N/A | #N/A | 60 | #N/A
KOK | KOK-4HVCTLR05** | 720 | Downlight Retrofit | 60 | 2020-05-01 | 2020-06-30 | Low | 3 | #N/A | #N/A | 60 | #N/A
KOK | KOK-6CV12##**** | 720 | Downlight Retrofit | 60 | 2018-08-01 | 2018-09-28 | Low | 3 | #N/A | #N/A | 60 | #N/A
KOK | KOK-6HV12##**** | 720 | Downlight Retrofit | 60 | 2018-08-01 | 2018-09-28 | Low | 3 | #N/A | #N/A | 60 | #N/A
CXL TOPAZ | RTL/620WH/ECO/D-46 | 720 | Downlight Retrofit | 60 | 2016-06-16 | 2016-07-07 | Low | 3 | #N/A | #N/A | 60 | #N/A
CNA | LED13.5WRT5/6-30K | 810 | Downlight Retrofit | 60 | 2018-11-15 | 2018-12-14 | Low | 3 | #N/A | #N/A | 60 | #N/A
Elite LED | RL528-950L-DIMTR-120-27K-90-W-WH | 840 | Downlight Retrofit | 60 | 2016-10-11 | 2016-10-11 | Low | 3 | #N/A | #N/A | 60 | #N/A
Elite Lighting | RL625-750L-DIMTR-120-30K-90-W-WH | 840 | Downlight Retrofit | 60 | 2016-10-30 | 2016-11-07 | Low | 3 | #N/A | #N/A | 60 | #N/A
American Lighting | AD56-30-WH | 900 | Downlight Retrofit | 60 | 2017-07-15 | 2017-07-12 | Low | 3 | #N/A | #N/A | 60 | #N/A
American Lighting | AD56-5CCT-DB | 900 | Downlight Retrofit | 60 | 2019-12-20 | 2020-04-16 | Low | 3 | #N/A | #N/A | 60 | #N/A
American Lighting | CD56-30-WH | 900 | Downlight Retrofit | 60 | 2017-07-15 | 2017-07-12 | Low | 3 | #N/A | #N/A | 60 | #N/A
energy efficient lighting | FBLED-6-S15W-27KWH-SQ | 900 | Downlight Retrofit | 60 | 2018-03-30 | 2018-03-28 | Low | 3 | #N/A | #N/A | 60 | #N/A
energy efficient lighting | RF-UTLED-6-S15W-3KWH | 900 | Downlight Retrofit | 60 | 2016-06-25 | 2016-07-13 | Low | 3 | #N/A | #N/A | 60 | #N/A
energy efficient lighting | RF-UTLED-6-S15W-4KWH | 900 | Downlight Retrofit | 60 | 2016-06-25 | 2016-07-13 | Low | 3 | #N/A | #N/A | 60 | #N/A
Globalux Lighting | LRT-6-15-120D-927 | 900 | Downlight Retrofit | 60 | 2019-03-05 | 2019-03-05 | Low | 3 | #N/A | #N/A | 60 | #N/A
FEIT ELECTRIC | LEDR56/927/MP/6(C1) | 900 | Downlight Retrofit | 60 | 2017-11-01 | 2017-11-13 | Low | 3 | #N/A | #N/A | 60 | #N/A
FEIT ELECTRIC | RTLEDR56/927 | 900 | Downlight Retrofit | 60 | 2016-03-20 | 2016-04-11 | Low | 3 | #N/A | #N/A | 60 | #N/A
FEIT ELECTRIC | LEDG2R5675/927 | 900 | Downlight Retrofit | 60 | 2017-06-15 | 2017-07-24 | Low | 3 | #N/A | #N/A | 60 | #N/A
GM Lighting | PRX-2790-** | 900 | Downlight Retrofit | 60 | 2019-09-03 | 2019-09-05 | Low | 3 | #N/A | #N/A | 60 | #N/A
LEDVANCE | 62445 | 900 | Downlight Retrofit | 60 | 2022-04-15 | 2022-05-02 | Low | 3 | #N/A | #N/A | 60 | #N/A
LEDVANCE | 62446 | 900 | Downlight Retrofit | 60 | 2022-04-15 | 2022-04-28 | Low | 3 | #N/A | #N/A | 60 | #N/A
NICOR LED | DLS56-3009-120-2K-** | 900 | Downlight Retrofit | 60 | 2017-01-02 | 2016-10-24 | Low | 3 | #N/A | #N/A | 60 | #N/A
NICOR LED | DLS56-3009-120-2K-** | 900 | Downlight Retrofit | 60 | 2017-01-02 | 2016-10-24 | Low | 3 | #N/A | #N/A | 60 | #N/A
MORRIS | 72635 | 900 | Downlight Retrofit | 60 | 2018-05-14 | 2018-05-08 | Low | 3 | #N/A | #N/A | 60 | #N/A
Utilitech | DNL8590435-27 | 900 | Downlight Retrofit | 60 | 2017-04-20 | 2017-04-13 | Low | 3 | #N/A | #N/A | 60 | #N/A
MaxLite | RR61527WC-L7 | 900 | Downlight Retrofit | 60 | 2016-11-12 | 2016-12-04 | Low | 3 | #N/A | #N/A | 60 | #N/A
PLT SOLUTIONS | PLTA2352#12* | 900 | Downlight Retrofit | 60 | 2022-07-15 | 2022-07-15 | Low | 3 | #N/A | #N/A | 60 | #N/A
KOK | KOK-6CV15##**** | 900 | Downlight Retrofit | 60 | 2018-08-01 | 2018-09-28 | Low | 3 | #N/A | #N/A | 60 | #N/A
KOK | KOK-6HV15##**** | 900 | Downlight Retrofit | 60 | 2018-08-01 | 2018-09-28 | Low | 3 | #N/A | #N/A | 60 | #N/A
Signcomplex | DL203T-6-15W-5CCT-R90-00## | 900 | Downlight Retrofit | 60 | 2022-12-21 | 2022-12-22 | Low | 3 | #N/A | #N/A | 60 | #N/A
Genesis Lighting | RL-C561WH | 960 | Downlight Retrofit | 60 | 2018-10-15 | 2018-12-03 | Low | 3 | #N/A | #N/A | 60 | #N/A
MingBright | RL-C561WH | 960 | Downlight Retrofit | 60 | 2018-10-15 | 2018-12-03 | Low | 3 | #N/A | #N/A | 60 | #N/A
Galaxy Lighting | RL-C561WH | 960 | Downlight Retrofit | 60 | 2018-10-15 | 2018-12-03 | Low | 3 | #N/A | #N/A | 60 | #N/A
ETI | 538051##(##=00-99) | 625 | Downlight Retrofit | 60.1 | 2021-06-27 | 2021-06-13 | Low | 3 | #N/A | #N/A | 60.1 | #N/A
ETI | 538051##(##=01-10) | 625 | Downlight Retrofit | 60.1 | 2018-04-17 | 2018-12-10 | Low | 3 | #N/A | #N/A | 60.1 | #N/A
Commercial Electric | 531991##(##=01-10) | 625 | Downlight Retrofit | 60.1 | 2018-03-20 | 2018-03-22 | Low | 3 | #N/A | #N/A | 60.1 | #N/A
Commercial Electric | 538051##(##=00-99) | 625 | Downlight Retrofit | 60.1 | 2021-04-30 | 2021-06-13 | Low | 3 | #N/A | #N/A | 60.1 | #N/A
Commercial Electric | 538051##(##=01-10) | 625 | Downlight Retrofit | 60.1 | 2018-04-17 | 2019-03-14 | Low | 3 | #N/A | #N/A | 60.1 | #N/A
Commercial Electric | 538051##-C(##=00-99) | 625 | Downlight Retrofit | 60.1 | 2022-12-22 | 2022-12-22 | Low | 3 | #N/A | #N/A | 60.1 | #N/A
EnviroLite | EVDSK690Y27 | 763 | Downlight Retrofit | 60.1 | 2016-09-15 | 2016-08-10 | Low | 3 | #N/A | #N/A | 60.1 | #N/A
Halo | HLS6099301EWH*-#* | 925 | Downlight Retrofit | 60.1 | 2022-09-05 | 2022-09-06 | Low | 3 | #N/A | #N/A | 60.1 | #N/A
Halo | HLS6099301EWH*-#*-* | 925 | Downlight Retrofit | 60.1 | 2022-09-05 | 2022-09-06 | Low | 3 | #N/A | #N/A | 60.1 | #N/A
Halo | LEN-HLS6099301EWH*-#* | 925 | Downlight Retrofit | 60.1 | 2022-09-05 | 2022-09-06 | Low | 3 | #N/A | #N/A | 60.1 | #N/A
Halo | LEN-HLS6099301EWH*-#*-* | 925 | Downlight Retrofit | 60.1 | 2022-09-05 | 2022-09-06 | Low | 3 | #N/A | #N/A | 60.1 | #N/A
Utilitech | DLS30-06M27D1E-WH-*# | 650 | Downlight Retrofit | 60.2 | 2018-07-03 | 2018-07-11 | Low | 3 | #N/A | #N/A | 60.2 | #N/A
Utilitech | DLS30-06N27D1E-WH-XXXX(Bridgelux) | 650 | Downlight Retrofit | 60.2 | 2018-06-29 | 2018-06-26 | Low | 3 | #N/A | #N/A | 60.2 | #N/A
Utilitech | DLS30-06N27D1E-WH-XXXX(Osram) | 650 | Downlight Retrofit | 60.2 | 2018-06-29 | 2018-06-26 | Low | 3 | #N/A | #N/A | 60.2 | #N/A
Utilitech | DLS30-06N27D1E-WH-XXXX(Osram) | 650 | Downlight Retrofit | 60.2 | 2018-09-11 | 2018-09-11 | Low | 3 | #N/A | #N/A | 60.2 | #N/A
Utilitech | DLS30-06N50D1E-WH-XXXX(Bridgelux) | 650 | Downlight Retrofit | 60.2 | 2018-06-29 | 2018-06-26 | Low | 3 | #N/A | #N/A | 60.2 | #N/A
Utilitech | DLS30-06N50D1E-WH-XXXX(Osram) | 650 | Downlight Retrofit | 60.2 | 2018-06-29 | 2018-06-26 | Low | 3 | #N/A | #N/A | 60.2 | #N/A
Utilitech | DLS30-06N50D1E-WH-XXXX(Osram) | 650 | Downlight Retrofit | 60.2 | 2018-09-11 | 2018-09-11 | Low | 3 | #N/A | #N/A | 60.2 | #N/A
Utilitech | DLS36-06C30D1E-WH-F1 | 650 | Downlight Retrofit | 60.2 | 2017-12-10 | 2017-12-07 | Low | 3 | #N/A | #N/A | 60.2 | #N/A
Utilitech | DNL65905635-30 | 650 | Downlight Retrofit | 60.2 | 2017-02-28 | 2017-02-20 | Low | 3 | #N/A | #N/A | 60.2 | #N/A
Halo | SLD606935WH | 795 | Downlight Retrofit | 60.2 | 2015-04-15 | 2016-06-28 | Low | 3 | #N/A | #N/A | 60.2 | #N/A
FEIT ELECTRIC | LEDR56/830/25K/10 | 800 | Downlight Retrofit | 60.2 | 2018-08-10 | 2018-08-09 | Low | 3 | #N/A | #N/A | 60.2 | #N/A
FEIT ELECTRIC | LEDR56/830/25K/10 | 800 | Downlight Retrofit | 60.2 | 2020-07-10 | 2020-08-06 | Low | 3 | #N/A | #N/A | 60.2 | #N/A
Prescolite | LBRA-4RD-T-06L27K9-** | 700 | Downlight Retrofit | 60.3 | 2021-01-18 | 2021-01-31 | Low | 3 | #N/A | #N/A | 60.3 | #N/A
Prescolite | LBRA-4RD-T-06L27K9-** / LB-SKT | 700 | Downlight Retrofit | 60.3 | 2021-05-06 | 2021-05-02 | Low | 3 | #N/A | #N/A | 60.3 | #N/A
Prescolite | LBRA-4RD-T-06L30K9-** | 700 | Downlight Retrofit | 60.3 | 2021-01-18 | 2021-01-31 | Low | 3 | #N/A | #N/A | 60.3 | #N/A
Prescolite | LBRA-4RD-T-06L30K9-** / LB-SKT | 700 | Downlight Retrofit | 60.3 | 2021-05-06 | 2021-05-02 | Low | 3 | #N/A | #N/A | 60.3 | #N/A
Prescolite | LBRA-4RD-T-06L35K9-** | 700 | Downlight Retrofit | 60.3 | 2021-01-18 | 2021-01-31 | Low | 3 | #N/A | #N/A | 60.3 | #N/A
Prescolite | LBRA-4RD-T-06L35K9-** / LB-SKT | 700 | Downlight Retrofit | 60.3 | 2021-05-06 | 2021-05-02 | Low | 3 | #N/A | #N/A | 60.3 | #N/A
Prescolite | LBRA-4RD-T-06L40K9-** | 700 | Downlight Retrofit | 60.3 | 2021-01-18 | 2021-01-31 | Low | 3 | #N/A | #N/A | 60.3 | #N/A
Prescolite | LBRA-4RD-T-06L40K9-** / LB-SKT | 700 | Downlight Retrofit | 60.3 | 2021-05-06 | 2021-05-02 | Low | 3 | #N/A | #N/A | 60.3 | #N/A
Juno | J6RL G4N [DB¦DC] 06LM [27¦30¦35¦40]K 90CRI 120 FRPC [CWH¦HZWH¦WHZWH¦WWH] | 704 | Downlight Retrofit | 60.3 | 2017-01-01 | 2017-01-25 | Low | 3 | #N/A | #N/A | 60.3 | #N/A
Juno | J6RL G4N [DB¦DC] 09LM [27¦30¦35¦40]K 90CRI 120 FRPC [CWH¦HZWH¦WHZWH¦WWH] | 880 | Downlight Retrofit | 60.4 | 2017-01-01 | 2017-01-25 | Low | 3 | #N/A | #N/A | 60.4 | #N/A
NICOR LED | DQR5-10-120-2K-WH-XX | 966 | Downlight Retrofit | 60.4 | 2016-04-01 | 2016-05-09 | Low | 3 | #N/A | #N/A | 60.4 | #N/A
NLCBC2/A | NLCBC2-65627HZW/A | 567 | Downlight Retrofit | 60.5 | 2019-08-26 | 2019-08-30 | Low | 3 | #N/A | #N/A | 60.5 | #N/A
Progress Lighting | P8061-31-30K | 605 | Downlight Retrofit | 60.5 | 2017-03-11 | 2017-03-10 | Low | 3 | #N/A | #N/A | 60.5 | #N/A
Halo | SLD606940WH | 799 | Downlight Retrofit | 60.5 | 2015-04-15 | 2016-06-28 | Low | 3 | #N/A | #N/A | 60.5 | #N/A
HLE | KDN-DA-13X-M10W-90-T (2700K) | 606 | Downlight Retrofit | 60.6 | 2017-05-05 | 2017-05-24 | Low | 3 | #N/A | #N/A | 60.6 | #N/A
Westgate | SDL4-BF-27K | 606 | Downlight Retrofit | 60.6 | 2018-07-10 | 2018-08-15 | Low | 3 | #N/A | #N/A | 60.6 | #N/A
Westgate | SDL6-BF-27K | 606 | Downlight Retrofit | 60.6 | 2018-07-10 | 2018-08-15 | Low | 3 | #N/A | #N/A | 60.6 | #N/A
American Lighting | A6S-E26-30-DB | 850 | Downlight Retrofit | 60.7 | 2016-05-06 | 2016-12-06 | Low | 3 | #N/A | #N/A | 60.7 | #N/A
American Lighting | A6S-E26-30-WH | 850 | Downlight Retrofit | 60.7 | 2016-05-06 | 2016-12-06 | Low | 3 | #N/A | #N/A | 60.7 | #N/A
E ENERGETIC LIGHTING | MQTL1159-LED14K9027 | 850 | Downlight Retrofit | 60.7 | 2020-09-25 | 2020-10-11 | Low | 3 | #N/A | #N/A | 60.7 | #N/A
QPLUS | QLEDR56-16(Dm)-spinning-smooth-WW | 850 | Downlight Retrofit | 60.7 | 2017-03-02 | 2017-03-15 | Low | 3 | #N/A | #N/A | 60.7 | #N/A
FEIT ELECTRIC | LEDR56/4WY | 850 | Downlight Retrofit | 60.7 | 2017-02-24 | 2017-03-20 | Low | 3 | #N/A | #N/A | 60.7 | #N/A
FEIT ELECTRIC | LEDR56SCP/930 | 850 | Downlight Retrofit | 60.7 | 2017-03-20 | 2017-03-23 | Low | 3 | #N/A | #N/A | 60.7 | #N/A
FEIT ELECTRIC | LEDR56SCP/930/SP | 850 | Downlight Retrofit | 60.7 | 2017-03-20 | 2017-03-23 | Low | 3 | #N/A | #N/A | 60.7 | #N/A
FEIT ELECTRIC | CERTLEDR56/927 | 850 | Downlight Retrofit | 60.7 | 2016-04-18 | 2016-05-18 | Low | 3 | #N/A | #N/A | 60.7 | #N/A
Commercial Electric | 1002 632 074 | 850 | Downlight Retrofit | 60.7 | 2017-10-15 | 2017-10-06 | Low | 3 | #N/A | #N/A | 60.7 | #N/A
VOTATEC | HLLEDR56-14W(Dm)-4way | 850 | Downlight Retrofit | 60.7 | 2021-06-30 | 2021-07-09 | Low | 3 | #N/A | #N/A | 60.7 | #N/A
VOTATEC | HLLEDR56-14W(Dm)-short | 850 | Downlight Retrofit | 60.7 | 2018-08-15 | 2018-08-27 | Low | 3 | #N/A | #N/A | 60.7 | #N/A
Sarin Energy Solutions | SES-DL6-CCT-15 | 910 | Downlight Retrofit | 60.7 | 2022-03-25 | 2022-03-29 | Low | 3 | #N/A | #N/A | 60.7 | #N/A
Halo | RA406927WH | 578 | Downlight Retrofit | 60.8 | 2013-10-31 | 2016-11-21 | Low | 3 | #N/A | #N/A | 60.8 | #N/A
Verbatim | D5-L730-5CCT-SM | 730 | Downlight Retrofit | 60.8 | 2022-08-10 | 2022-08-22 | Low | 3 | #N/A | #N/A | 60.8 | #N/A
EnviroLite | EVL6741AY30 | 778 | Downlight Retrofit | 60.8 | 2013-10-14 | 2016-05-02 | Low | 3 | #N/A | #N/A | 60.8 | #N/A
EnviroLite | EVL6741AY40 | 778 | Downlight Retrofit | 60.8 | 2013-10-14 | 2016-05-02 | Low | 3 | #N/A | #N/A | 60.8 | #N/A
Commercial Electric | CER6741AY30 | 778 | Downlight Retrofit | 60.8 | 2013-10-14 | 2016-05-02 | Low | 3 | #N/A | #N/A | 60.8 | #N/A
LIGHT THE FUTURE | D414-90-A | 790 | Downlight Retrofit | 60.8 | 2016-02-24 | 2016-02-19 | Low | 3 | #N/A | #N/A | 60.8 | #N/A
luxrite | LR23833 | 900 | Downlight Retrofit | 60.8 | 2020-08-06 | 2020-08-19 | Low | 3 | #N/A | #N/A | 60.8 | #N/A
Recesso by Dolan Designs | 10903-## (2700K) | 660 | Downlight Retrofit | 60.9 | 2017-09-30 | 2017-09-27 | Low | 3 | #N/A | #N/A | 60.9 | #N/A
ETI | 531861## | 670 | Downlight Retrofit | 60.9 | 2017-01-16 | 2017-01-11 | Low | 3 | #N/A | #N/A | 60.9 | #N/A
ETI | 53186130 | 670 | Downlight Retrofit | 60.9 | 2017-01-16 | 2017-01-11 | Low | 3 | #N/A | #N/A | 60.9 | #N/A
ETI | 538041##(##=00-99) | 670 | Downlight Retrofit | 60.9 | 2021-04-30 | 2021-06-13 | Low | 3 | #N/A | #N/A | 60.9 | #N/A
ETI | 538041##(##=01-10) | 670 | Downlight Retrofit | 60.9 | 2019-03-20 | 2019-03-18 | Low | 3 | #N/A | #N/A | 60.9 | #N/A
Commercial Electric | 531661XX-A(XX=00-99) | 670 | Downlight Retrofit | 60.9 | 2016-01-25 | 2016-01-25 | Low | 3 | #N/A | #N/A | 60.9 | #N/A
Commercial Electric | 531662XX(XX=00-99) | 670 | Downlight Retrofit | 60.9 | 2016-04-30 | 2016-04-25 | Low | 3 | #N/A | #N/A | 60.9 | #N/A
Commercial Electric | 531861XX | 670 | Downlight Retrofit | 60.9 | 2016-04-25 | 2016-04-25 | Low | 3 | #N/A | #N/A | 60.9 | #N/A
Commercial Electric | 531861XX | 670 | Downlight Retrofit | 60.9 | 2016-04-25 | 2016-04-25 | Low | 3 | #N/A | #N/A | 60.9 | #N/A
Commercial Electric | 531911## | 670 | Downlight Retrofit | 60.9 | 2017-08-10 | 2017-08-08 | Low | 3 | #N/A | #N/A | 60.9 | #N/A
Commercial Electric | 531973## | 670 | Downlight Retrofit | 60.9 | 2019-06-01 | 2019-08-29 | Low | 3 | #N/A | #N/A | 60.9 | #N/A
Commercial Electric | 538041##(##=00-99) | 670 | Downlight Retrofit | 60.9 | 2021-04-30 | 2021-06-14 | Low | 3 | #N/A | #N/A | 60.9 | #N/A
Commercial Electric | 538041##(##=01-10) | 670 | Downlight Retrofit | 60.9 | 2019-03-20 | 2019-03-18 | Low | 3 | #N/A | #N/A | 60.9 | #N/A
Commercial Electric | 538041##(##=11-30) | 670 | Downlight Retrofit | 60.9 | 2018-04-23 | 2018-04-18 | Low | 3 | #N/A | #N/A | 60.9 | #N/A
Commercial Electric | 538041##-C(##=00-99) | 670 | Downlight Retrofit | 60.9 | 2022-12-22 | 2022-12-22 | Low | 3 | #N/A | #N/A | 60.9 | #N/A
Superior Life | 90919 | 610 | Downlight Retrofit | 61 | 2016-06-02 | 2016-07-01 | Low | 3 | #N/A | #N/A | 61 | #N/A
Signcomplex | HTL4-010-AL-930K-#*D | 610 | Downlight Retrofit | 61 | 2022-03-03 | 2022-08-18 | Low | 3 | #N/A | #N/A | 61 | #N/A
LIGHT THE FUTURE | D404-90-A | 610 | Downlight Retrofit | 61 | 2016-02-24 | 2016-02-19 | Low | 3 | #N/A | #N/A | 61 | #N/A
LIGHT THE FUTURE | D704-W-80-XXXX | 610 | Downlight Retrofit | 61 | 2016-05-30 | 2016-06-02 | Low | 3 | #N/A | #N/A | 61 | #N/A
LIGHT THE FUTURE | D704-W-80-XXXX | 610 | Downlight Retrofit | 61 | 2016-05-30 | 2016-06-02 | Low | 3 | #N/A | #N/A | 61 | #N/A
LIGHT THE FUTURE | D704-W-80-XXXX | 610 | Downlight Retrofit | 61 | 2016-05-30 | 2016-06-02 | Low | 3 | #N/A | #N/A | 61 | #N/A
LIGHT THE FUTURE | D704-W-80-XXXX | 610 | Downlight Retrofit | 61 | 2016-05-30 | 2016-06-02 | Low | 3 | #N/A | #N/A | 61 | #N/A
LIGHT THE FUTURE | D704-W-80-XXXX | 610 | Downlight Retrofit | 61 | 2016-05-30 | 2016-06-02 | Low | 3 | #N/A | #N/A | 61 | #N/A
EnviroLite | EVL4742AY30 | 708 | Downlight Retrofit | 61 | 2013-10-14 | 2016-05-02 | Low | 3 | #N/A | #N/A | 61 | #N/A
EnviroLite | EVL4742AY40 | 708 | Downlight Retrofit | 61 | 2013-10-14 | 2016-05-02 | Low | 3 | #N/A | #N/A | 61 | #N/A
Commercial Electric | CER4742AY30 | 708 | Downlight Retrofit | 61 | 2013-10-14 | 2016-05-02 | Low | 3 | #N/A | #N/A | 61 | #N/A
KOK | 6HVCT15HR** | 915 | Downlight Retrofit | 61 | 2022-09-08 | 2022-11-02 | Low | 3 | #N/A | #N/A | 61 | #N/A
Archipelago Lighting | LLDR4-09-27-B | 550 | Downlight Retrofit | 61.1 | 2021-09-24 | 2021-10-29 | Low | 3 | #N/A | #N/A | 61.1 | #N/A
Archipelago Lighting | LLDR4-09-30-B | 550 | Downlight Retrofit | 61.1 | 2021-09-24 | 2021-10-29 | Low | 3 | #N/A | #N/A | 61.1 | #N/A
Archipelago Lighting | LLDR4-09-35-B | 550 | Downlight Retrofit | 61.1 | 2021-09-24 | 2021-10-29 | Low | 3 | #N/A | #N/A | 61.1 | #N/A
Archipelago Lighting | LLDR4-09-40-B | 550 | Downlight Retrofit | 61.1 | 2021-09-24 | 2021-10-29 | Low | 3 | #N/A | #N/A | 61.1 | #N/A
Archipelago Lighting | LLDR4-09-50-B | 550 | Downlight Retrofit | 61.1 | 2021-09-24 | 2021-10-29 | Low | 3 | #N/A | #N/A | 61.1 | #N/A
Luminus | PPR495 | 550 | Downlight Retrofit | 61.1 | 2016-06-10 | 2016-08-03 | Low | 3 | #N/A | #N/A | 61.1 | #N/A
Best | BRK-LED4-BW-27-ECO-C | 550 | Downlight Retrofit | 61.1 | 2017-04-01 | 2017-05-08 | Low | 3 | #N/A | #N/A | 61.1 | #N/A
e-conolight | E-T4G1093WW | 550 | Downlight Retrofit | 61.1 | 2016-02-01 | 2017-06-08 | Low | 3 | #N/A | #N/A | 61.1 | #N/A
energy efficient lighting | RF-UTLED-S9W-3KWH | 550 | Downlight Retrofit | 61.1 | 2016-07-05 | 2016-08-04 | Low | 3 | #N/A | #N/A | 61.1 | #N/A
energy efficient lighting | UTLED-S9W-3KWH-G | 550 | Downlight Retrofit | 61.1 | 2016-07-01 | 2016-07-13 | Low | 3 | #N/A | #N/A | 61.1 | #N/A
energy efficient lighting | UTLED-S9W-4KWH-G | 550 | Downlight Retrofit | 61.1 | 2016-07-01 | 2016-07-13 | Low | 3 | #N/A | #N/A | 61.1 | #N/A
FEIT ELECTRIC | LEDR4/840 | 550 | Downlight Retrofit | 61.1 | 2017-06-18 | 2017-06-26 | Low | 3 | #N/A | #N/A | 61.1 | #N/A
HENGTE | HT-G3DDL4C9W279F#B-V# | 550 | Downlight Retrofit | 61.1 | 2020-12-09 | 2020-12-15 | Low | 3 | #N/A | #N/A | 61.1 | #N/A
HENGTE | HT-G3DDL4C9W279P#B-V# | 550 | Downlight Retrofit | 61.1 | 2020-12-09 | 2020-12-15 | Low | 3 | #N/A | #N/A | 61.1 | #N/A
HENGTE | HT-G3DDL4C9W309F#B-V# | 550 | Downlight Retrofit | 61.1 | 2020-12-09 | 2020-12-15 | Low | 3 | #N/A | #N/A | 61.1 | #N/A
HENGTE | HT-G3DDL4C9W309P#B-V# | 550 | Downlight Retrofit | 61.1 | 2020-12-09 | 2020-12-15 | Low | 3 | #N/A | #N/A | 61.1 | #N/A
HENGTE | HT-G3DDL4C9W359F#B-V# | 550 | Downlight Retrofit | 61.1 | 2020-12-09 | 2020-12-15 | Low | 3 | #N/A | #N/A | 61.1 | #N/A
HENGTE | HT-G3DDL4C9W359P#B-V# | 550 | Downlight Retrofit | 61.1 | 2020-12-09 | 2020-12-15 | Low | 3 | #N/A | #N/A | 61.1 | #N/A
HENGTE | HT-G3DDL4C9W409F#B-V# | 550 | Downlight Retrofit | 61.1 | 2020-12-09 | 2020-12-15 | Low | 3 | #N/A | #N/A | 61.1 | #N/A
HENGTE | HT-G3DDL4C9W409P#B-V# | 550 | Downlight Retrofit | 61.1 | 2020-12-09 | 2020-12-15 | Low | 3 | #N/A | #N/A | 61.1 | #N/A
HENGTE | HT-G3DDL4C9W509F#B-V# | 550 | Downlight Retrofit | 61.1 | 2020-12-09 | 2020-12-15 | Low | 3 | #N/A | #N/A | 61.1 | #N/A
HENGTE | HT-G3DDL4C9W509P#B-V# | 550 | Downlight Retrofit | 61.1 | 2020-12-09 | 2020-12-15 | Low | 3 | #N/A | #N/A | 61.1 | #N/A
NICOR LED | DLG4-10-120-2K-WH | 550 | Downlight Retrofit | 61.1 | 2016-02-01 | 2017-05-25 | Low | 3 | #N/A | #N/A | 61.1 | #N/A
NaturaLED | LED4RL-55L9## | 550 | Downlight Retrofit | 61.1 | 2016-12-20 | 2016-12-23 | Low | 3 | #N/A | #N/A | 61.1 | #N/A
NaturaLED | LED4RL9-55L930 | 550 | Downlight Retrofit | 61.1 | 2020-12-31 | 2021-01-20 | Low | 3 | #N/A | #N/A | 61.1 | #N/A
TCP | L9DR4D3527K95 | 550 | Downlight Retrofit | 61.1 | 2017-03-01 | 2017-03-27 | Low | 3 | #N/A | #N/A | 61.1 | #N/A
Lithonia Lighting | 4BEMW LED ##K 90CRI | 556 | Downlight Retrofit | 61.1 | 2016-09-01 | 2016-09-22 | Low | 3 | #N/A | #N/A | 61.1 | #N/A
Halo | SMD6S6927WH | 600 | Downlight Retrofit | 61.2 | 2016-10-18 | 2016-10-18 | Low | 3 | #N/A | #N/A | 61.2 | #N/A
Commercial Electric | CER5742AY30 | 850 | Downlight Retrofit | 61.2 | 2013-10-14 | 2016-05-02 | Low | 3 | #N/A | #N/A | 61.2 | #N/A
Noma | 052-0694-4 | 460 | Downlight Retrofit | 61.3 | 2021-07-15 | 2021-08-02 | Low | 3 | #N/A | #N/A | 61.3 | #N/A
Juno | 4RLA 06LM ##K 90CRI *** 120 FRPC WH | 651 | Downlight Retrofit | 61.4 | 2015-12-01 | 2017-02-10 | Low | 3 | #N/A | #N/A | 61.4 | #N/A
Halo | HLS6099401EWH*-#* | 945 | Downlight Retrofit | 61.4 | 2022-09-05 | 2022-09-06 | Low | 3 | #N/A | #N/A | 61.4 | #N/A
Halo | HLS6099401EWH*-#*-* | 945 | Downlight Retrofit | 61.4 | 2022-09-05 | 2022-09-06 | Low | 3 | #N/A | #N/A | 61.4 | #N/A
Nora Lighting | NLCBC2-45127** | 738 | Downlight Retrofit | 61.5 | 2016-09-01 | 2017-02-23 | Low | 3 | #N/A | #N/A | 61.5 | #N/A
ConTech Lighting | RF4L127KCE-WHT | 800 | Downlight Retrofit | 61.5 | 2016-01-15 | 2016-01-20 | Low | 3 | #N/A | #N/A | 61.5 | #N/A
Luminus | PPR590 | 800 | Downlight Retrofit | 61.5 | 2016-08-10 | 2016-09-01 | Low | 3 | #N/A | #N/A | 61.5 | #N/A
Earthtronics | LRTA61330D | 800 | Downlight Retrofit | 61.5 | 2017-01-01 | 2017-11-03 | Low | 3 | #N/A | #N/A | 61.5 | #N/A
Earthtronics | LRTA61350D | 800 | Downlight Retrofit | 61.5 | 2017-01-01 | 2017-11-03 | Low | 3 | #N/A | #N/A | 61.5 | #N/A
NICOR LED | DLR565081202KWH | 800 | Downlight Retrofit | 61.5 | 2019-03-01 | 2019-05-20 | Low | 3 | #N/A | #N/A | 61.5 | #N/A
Satco | S29472 | 800 | Downlight Retrofit | 61.5 | 2017-12-25 | 2017-12-26 | Low | 3 | #N/A | #N/A | 61.5 | #N/A
Satco | S29473 | 800 | Downlight Retrofit | 61.5 | 2017-12-25 | 2017-12-26 | Low | 3 | #N/A | #N/A | 61.5 | #N/A
Satco | S29474 | 800 | Downlight Retrofit | 61.5 | 2017-12-25 | 2017-12-26 | Low | 3 | #N/A | #N/A | 61.5 | #N/A
Commercial Electric | 1006853924 | 800 | Downlight Retrofit | 61.5 | 2021-09-17 | 2021-12-13 | Low | 3 | #N/A | #N/A | 61.5 | #N/A
LIGHT THE FUTURE | D414-80(2700K) | 800 | Downlight Retrofit | 61.5 | 2016-10-25 | 2016-12-12 | Low | 3 | #N/A | #N/A | 61.5 | #N/A
EnviroLite | EVL6742AY30 | 861 | Downlight Retrofit | 61.5 | 2013-10-14 | 2016-05-02 | Low | 3 | #N/A | #N/A | 61.5 | #N/A
EnviroLite | EVL6742AY35 | 861 | Downlight Retrofit | 61.5 | 2013-10-14 | 2016-05-02 | Low | 3 | #N/A | #N/A | 61.5 | #N/A
EnviroLite | EVL6742AY40 | 861 | Downlight Retrofit | 61.5 | 2013-10-14 | 2016-05-02 | Low | 3 | #N/A | #N/A | 61.5 | #N/A
EnviroLite | EVL6742AY50 | 861 | Downlight Retrofit | 61.5 | 2013-10-14 | 2016-05-02 | Low | 3 | #N/A | #N/A | 61.5 | #N/A
Commercial Electric | CER6742AY30 | 861 | Downlight Retrofit | 61.5 | 2013-10-14 | 2016-05-02 | Low | 3 | #N/A | #N/A | 61.5 | #N/A
LSI Industries Inc. | PDL6K [BLANK¦ADJ] LED [08L¦09L] 120 [BLANK] [30¦40] [BLANK¦WH¦WB] | 758 | Downlight Retrofit | 61.6 | 2018-06-05 | 2018-06-18 | Low | 3 | #N/A | #N/A | 61.6 | #N/A
NICOR LED | DLR56-3008-120-3K-XX | 770 | Downlight Retrofit | 61.6 | 2015-11-01 | 2015-11-04 | Low | 3 | #N/A | #N/A | 61.6 | #N/A
EnviroLite | EVL5742AY40 | 850 | Downlight Retrofit | 61.6 | 2013-10-14 | 2016-05-02 | Low | 3 | #N/A | #N/A | 61.6 | #N/A
EnviroLite | EVL5742AY50 | 850 | Downlight Retrofit | 61.6 | 2013-10-14 | 2016-05-02 | Low | 3 | #N/A | #N/A | 61.6 | #N/A
Halo | SLD612927WH | 900 | Downlight Retrofit | 61.6 | 2015-04-15 | 2018-10-01 | Low | 3 | #N/A | #N/A | 61.6 | #N/A
Nora Lighting | NLCBC-55127XX | 973 | Downlight Retrofit | 61.6 | 2014-02-14 | 2016-07-25 | Low | 3 | #N/A | #N/A | 61.6 | #N/A
Nora Lighting | NLRS-6S11L127W | 986 | Downlight Retrofit | 61.6 | 2022-11-15 | 2022-10-14 | Low | 3 | #N/A | #N/A | 61.6 | #N/A
Nora Lighting | NLRS-6S11L130W | 986 | Downlight Retrofit | 61.6 | 2022-11-15 | 2022-10-14 | Low | 3 | #N/A | #N/A | 61.6 | #N/A
Nora Lighting | NLRS-6S11L140W | 986 | Downlight Retrofit | 61.6 | 2022-11-15 | 2022-10-14 | Low | 3 | #N/A | #N/A | 61.6 | #N/A
Nora Lighting | NLRS-6S12L127W | 986 | Downlight Retrofit | 61.6 | 2022-11-15 | 2022-10-14 | Low | 3 | #N/A | #N/A | 61.6 | #N/A
Nora Lighting | NLRS-6S12L130W | 986 | Downlight Retrofit | 61.6 | 2022-11-15 | 2022-10-14 | Low | 3 | #N/A | #N/A | 61.6 | #N/A
Nora Lighting | NLRS-6S12L140W | 986 | Downlight Retrofit | 61.6 | 2022-11-15 | 2022-10-14 | Low | 3 | #N/A | #N/A | 61.6 | #N/A
CXL TOPAZ | RTL/630WH/ECO/D-46 | 740 | Downlight Retrofit | 61.7 | 2016-06-02 | 2016-06-14 | Low | 3 | #N/A | #N/A | 61.7 | #N/A
Nora Lighting | NLCBC66927** | 836 | Downlight Retrofit | 61.7 | 2017-07-01 | 2017-07-21 | Low | 3 | #N/A | #N/A | 61.7 | #N/A
Green Creative | 11SMDL6DIM/927 | 680 | Downlight Retrofit | 61.8 | 2017-01-01 | 2017-03-28 | Low | 3 | #N/A | #N/A | 61.8 | #N/A
Halo | SMD4S6927WH | 600 | Downlight Retrofit | 61.9 | 2016-10-18 | 2016-10-18 | Low | 3 | #N/A | #N/A | 61.9 | #N/A
Halo | RA406930WH | 607 | Downlight Retrofit | 61.9 | 2013-10-31 | 2017-10-13 | Low | 3 | #N/A | #N/A | 61.9 | #N/A
E ENERGETIC LIGHTING | MQTL1154-L10.5K9027 | 650 | Downlight Retrofit | 61.9 | 2020-09-25 | 2020-10-11 | Low | 3 | #N/A | #N/A | 61.9 | #N/A
E ENERGETIC LIGHTING | MQTL1157-L10.5K9030 | 650 | Downlight Retrofit | 61.9 | 2020-09-25 | 2020-10-11 | Low | 3 | #N/A | #N/A | 61.9 | #N/A
FEIT ELECTRIC | RTLEDR56/650/827 | 650 | Downlight Retrofit | 61.9 | 2016-03-20 | 2016-04-11 | Low | 3 | #N/A | #N/A | 61.9 | #N/A
MORRIS | 72604 | 650 | Downlight Retrofit | 61.9 | 2016-11-04 | 2017-06-28 | Low | 3 | #N/A | #N/A | 61.9 | #N/A
MORRIS | 72605 | 650 | Downlight Retrofit | 61.9 | 2016-11-04 | 2017-06-28 | Low | 3 | #N/A | #N/A | 61.9 | #N/A
MORRIS | 72607 | 650 | Downlight Retrofit | 61.9 | 2016-11-04 | 2017-06-28 | Low | 3 | #N/A | #N/A | 61.9 | #N/A
MORRIS | 72608 | 650 | Downlight Retrofit | 61.9 | 2016-11-04 | 2017-06-28 | Low | 3 | #N/A | #N/A | 61.9 | #N/A
Utilitech | MQTL1113-L10.5K9027 | 650 | Downlight Retrofit | 61.9 | 2019-07-22 | 2019-07-25 | Low | 3 | #N/A | #N/A | 61.9 | #N/A
Utilitech | MQTL1116-L10.5K9027 | 650 | Downlight Retrofit | 61.9 | 2019-09-18 | 2019-10-25 | Low | 3 | #N/A | #N/A | 61.9 | #N/A
Utilitech | MQTL1124-L10.5K9030 | 650 | Downlight Retrofit | 61.9 | 2019-09-13 | 2019-10-25 | Low | 3 | #N/A | #N/A | 61.9 | #N/A
EcoSmart | 1001653524 | 650 | Downlight Retrofit | 61.9 | 2016-06-25 | 2016-06-28 | Low | 3 | #N/A | #N/A | 61.9 | #N/A
EcoSmart | 1001653666 | 650 | Downlight Retrofit | 61.9 | 2016-06-25 | 2016-06-28 | Low | 3 | #N/A | #N/A | 61.9 | #N/A
Commercial Electric | 1001012653 | 650 | Downlight Retrofit | 61.9 | 2016-07-01 | 2016-07-13 | Low | 3 | #N/A | #N/A | 61.9 | #N/A
Commercial Electric | 1001749797 | 650 | Downlight Retrofit | 61.9 | 2016-03-20 | 2016-03-24 | Low | 3 | #N/A | #N/A | 61.9 | #N/A
CXL TOPAZ | RTL/430WH/ECO/D-46 | 620 | Downlight Retrofit | 62 | 2016-06-16 | 2016-07-20 | Low | 3 | #N/A | #N/A | 62 | #N/A
LIGHT THE FUTURE | D706-KT-XXXX | 620 | Downlight Retrofit | 62 | 2016-01-06 | 2016-01-04 | Low | 3 | #N/A | #N/A | 62 | #N/A
LIGHT THE FUTURE | D406-90-A | 620 | Downlight Retrofit | 62 | 2016-02-24 | 2016-02-19 | Low | 3 | #N/A | #N/A | 62 | #N/A
Lithonia Lighting | 65SEMW LED 27K 90CRI MX | 750 | Downlight Retrofit | 62 | 2018-09-13 | 2018-09-13 | Low | 3 | #N/A | #N/A | 62 | #N/A
Lithonia Lighting | 65SEMW LED 30K 90CRI MX | 750 | Downlight Retrofit | 62 | 2018-09-13 | 2018-09-13 | Low | 3 | #N/A | #N/A | 62 | #N/A
Lithonia Lighting | 65SEMW LED 35K 90CRI MX | 750 | Downlight Retrofit | 62 | 2018-09-13 | 2018-09-13 | Low | 3 | #N/A | #N/A | 62 | #N/A
Lithonia Lighting | 65SEMW LED 40K 90CRI MX | 750 | Downlight Retrofit | 62 | 2018-09-13 | 2018-09-13 | Low | 3 | #N/A | #N/A | 62 | #N/A
Lithonia Lighting | 65SEMW LED 50K 90CRI MX | 750 | Downlight Retrofit | 62 | 2018-09-13 | 2018-09-13 | Low | 3 | #N/A | #N/A | 62 | #N/A
Sarin Energy Solutions | SES-DL836-15-2700 | 930 | Downlight Retrofit | 62 | 2018-06-11 | 2019-07-29 | Low | 3 | #N/A | #N/A | 62 | #N/A
LIGHT THE FUTURE | D826-90-2700 | 930 | Downlight Retrofit | 62 | 2018-05-04 | 2018-05-16 | Low | 3 | #N/A | #N/A | 62 | #N/A
Juno Lighting | JKLR4RD06LM[30¦35¦40]K90W4 | 633 | Downlight Retrofit | 62.1 | 2017-05-27 | 2017-06-15 | Low | 3 | #N/A | #N/A | 62.1 | #N/A
Juno Lighting | JRD2P5606LM[30¦35¦40]K90W6 | 633 | Downlight Retrofit | 62.1 | 2017-05-27 | 2017-06-15 | Low | 3 | #N/A | #N/A | 62.1 | #N/A
Juno Lighting | JRD4RD06LM[30¦35¦40]K90W4 | 633 | Downlight Retrofit | 62.1 | 2017-05-27 | 2017-06-15 | Low | 3 | #N/A | #N/A | 62.1 | #N/A
Juno Lighting | JRD56RD06LM[30¦35¦40]K90W4 | 633 | Downlight Retrofit | 62.1 | 2017-05-27 | 2017-06-15 | Low | 3 | #N/A | #N/A | 62.1 | #N/A
Energetic | AES-G6WTW | 900 | Downlight Retrofit | 62.1 | 2020-01-01 | 2016-07-25 | Low | 3 | #N/A | #N/A | 62.1 | #N/A
Nora Lighting | NRMC-5XL8527YY | 988 | Downlight Retrofit | 62.1 | 2015-11-01 | 2015-11-25 | Low | 3 | #N/A | #N/A | 62.1 | #N/A
Halo | HLS6099501EWH*-#* | 970 | Downlight Retrofit | 62.2 | 2022-09-05 | 2022-09-06 | Low | 3 | #N/A | #N/A | 62.2 | #N/A
Halo | HLS6099501EWH*-#*-* | 970 | Downlight Retrofit | 62.2 | 2022-09-05 | 2022-09-06 | Low | 3 | #N/A | #N/A | 62.2 | #N/A
Tech Lighting | EDIF6RRF[927¦930¦935¦WD]1W | 688 | Downlight Retrofit | 62.3 | 2018-09-06 | 2018-09-25 | Low | 3 | #N/A | #N/A | 62.3 | #N/A
Euri lighting | DLC4-1040e | 810 | Downlight Retrofit | 62.3 | 2015-01-01 | 2016-08-11 | Low | 3 | #N/A | #N/A | 62.3 | #N/A
Nora Lighting | NOX-436##WW/9 | 944 | Downlight Retrofit | 62.3 | 2018-05-01 | 2018-06-04 | Low | 3 | #N/A | #N/A | 62.3 | #N/A
Royal Pacific | 8824**-90-3K | 630 | Downlight Retrofit | 62.4 | 2020-05-10 | 2020-06-01 | Low | 3 | #N/A | #N/A | 62.4 | #N/A
Royal Pacific | 8825**-90-3K | 630 | Downlight Retrofit | 62.4 | 2020-05-10 | 2020-06-01 | Low | 3 | #N/A | #N/A | 62.4 | #N/A
Halo | SLD405827WH | 742 | Downlight Retrofit | 62.4 | 2015-04-15 | 2016-06-08 | Low | 3 | #N/A | #N/A | 62.4 | #N/A
American Lighting | AD4S-30-WH | 500 | Downlight Retrofit | 62.5 | 2017-07-15 | 2017-07-12 | Low | 3 | #N/A | #N/A | 62.5 | #N/A
FEIT ELECTRIC | 74202 | 500 | Downlight Retrofit | 62.5 | 2017-02-17 | 2017-03-20 | Low | 3 | #N/A | #N/A | 62.5 | #N/A
FEIT ELECTRIC | 74204 | 500 | Downlight Retrofit | 62.5 | 2017-02-15 | 2017-03-13 | Low | 3 | #N/A | #N/A | 62.5 | #N/A
FEIT ELECTRIC | LEDR4FP/830 | 500 | Downlight Retrofit | 62.5 | 2018-10-15 | 2018-11-13 | Low | 3 | #N/A | #N/A | 62.5 | #N/A
Commercial Electric | 1002 632 069 | 500 | Downlight Retrofit | 62.5 | 2017-10-01 | 2017-09-15 | Low | 3 | #N/A | #N/A | 62.5 | #N/A
Commercial Electric | 1002 632 070 | 500 | Downlight Retrofit | 62.5 | 2017-10-01 | 2017-09-15 | Low | 3 | #N/A | #N/A | 62.5 | #N/A
Halo | SMD4R6927WH | 600 | Downlight Retrofit | 62.5 | 2016-10-15 | 2017-05-16 | Low | 3 | #N/A | #N/A | 62.5 | #N/A
Halo | SMD6R6927WH | 600 | Downlight Retrofit | 62.5 | 2016-10-15 | 2017-05-16 | Low | 3 | #N/A | #N/A | 62.5 | #N/A
ETI | 531811XX | 625 | Downlight Retrofit | 62.5 | 2016-01-04 | 2016-01-14 | Low | 3 | #N/A | #N/A | 62.5 | #N/A
ETI | 53182201 | 625 | Downlight Retrofit | 62.5 | 2017-08-14 | 2017-08-14 | Low | 3 | #N/A | #N/A | 62.5 | #N/A
ETI | 53182212 | 625 | Downlight Retrofit | 62.5 | 2017-08-14 | 2018-02-13 | Low | 3 | #N/A | #N/A | 62.5 | #N/A
ETI | 531851## | 625 | Downlight Retrofit | 62.5 | 2017-01-16 | 2017-01-11 | Low | 3 | #N/A | #N/A | 62.5 | #N/A
ETI | 53185130 | 625 | Downlight Retrofit | 62.5 | 2017-01-16 | 2017-01-11 | Low | 3 | #N/A | #N/A | 62.5 | #N/A
ETI | 53185142-A | 625 | Downlight Retrofit | 62.5 | 2019-05-20 | 2019-07-11 | Low | 3 | #N/A | #N/A | 62.5 | #N/A
Commercial Electric | 531811XX | 625 | Downlight Retrofit | 62.5 | 2016-01-20 | 2016-01-25 | Low | 3 | #N/A | #N/A | 62.5 | #N/A
Commercial Electric | 531831XX | 625 | Downlight Retrofit | 62.5 | 2016-04-25 | 2016-04-27 | Low | 3 | #N/A | #N/A | 62.5 | #N/A
Commercial Electric | 531851XX | 625 | Downlight Retrofit | 62.5 | 2016-04-25 | 2016-04-25 | Low | 3 | #N/A | #N/A | 62.5 | #N/A
Commercial Electric | 531962## | 625 | Downlight Retrofit | 62.5 | 2019-06-01 | 2019-08-30 | Low | 3 | #N/A | #N/A | 62.5 | #N/A
Best | BRK-LED56-BW-3-ECO-C | 750 | Downlight Retrofit | 62.5 | 2017-04-01 | 2017-05-03 | Low | 3 | #N/A | #N/A | 62.5 | #N/A
EiKO | DRTR4/12W/830/120DT | 750 | Downlight Retrofit | 62.5 | 2021-09-14 | 2021-09-20 | Low | 3 | #N/A | #N/A | 62.5 | #N/A
Elitco Lighting by Elegant | R41227RF1 | 750 | Downlight Retrofit | 62.5 | 2017-09-05 | 2017-09-28 | Low | 3 | #N/A | #N/A | 62.5 | #N/A
Globe | 91328 | 750 | Downlight Retrofit | 62.5 | 2018-08-18 | 2018-08-21 | Low | 3 | #N/A | #N/A | 62.5 | #N/A
HENGTE | HT-G1EAD6-912-27**-1 | 750 | Downlight Retrofit | 62.5 | 2019-01-10 | 2019-01-25 | Low | 3 | #N/A | #N/A | 62.5 | #N/A
HENGTE | HT-G1EAD6-912-30**-1 | 750 | Downlight Retrofit | 62.5 | 2019-01-10 | 2019-01-25 | Low | 3 | #N/A | #N/A | 62.5 | #N/A
HENGTE | HT-G1EAD6-912-35**-1 | 750 | Downlight Retrofit | 62.5 | 2019-01-10 | 2019-01-25 | Low | 3 | #N/A | #N/A | 62.5 | #N/A
HENGTE | HT-G1EAD6-912-40**-1 | 750 | Downlight Retrofit | 62.5 | 2019-01-10 | 2019-01-25 | Low | 3 | #N/A | #N/A | 62.5 | #N/A
HENGTE | HT-G1EAD6-912-50**-1 | 750 | Downlight Retrofit | 62.5 | 2019-01-10 | 2019-01-25 | Low | 3 | #N/A | #N/A | 62.5 | #N/A
Globe | 50079 | 750 | Downlight Retrofit | 62.5 | 2021-07-28 | 2021-08-17 | Low | 3 | #N/A | #N/A | 62.5 | #N/A
Nora Lighting | NLCBC2-55127** | 750 | Downlight Retrofit | 62.5 | 2016-09-01 | 2017-01-17 | Low | 3 | #N/A | #N/A | 62.5 | #N/A
Nora Lighting | NLCBC2-65127** | 750 | Downlight Retrofit | 62.5 | 2016-09-01 | 2017-01-17 | Low | 3 | #N/A | #N/A | 62.5 | #N/A
MAXXIMA | MRL-41250RW-A | 750 | Downlight Retrofit | 62.5 | 2016-09-15 | 2016-09-29 | Low | 3 | #N/A | #N/A | 62.5 | #N/A
RAB | DLS0049(DSK34-4R12927120WS) | 750 | Downlight Retrofit | 62.5 | 2020-09-04 | 2020-09-15 | Low | 3 | #N/A | #N/A | 62.5 | #N/A
RAB | DLS0050(DSK34-4R12930120WS) | 750 | Downlight Retrofit | 62.5 | 2020-09-04 | 2020-09-15 | Low | 3 | #N/A | #N/A | 62.5 | #N/A
Rayon Lighting Group | RFL6-8L | 750 | Downlight Retrofit | 62.5 | 2016-08-16 | 2016-08-15 | Low | 3 | #N/A | #N/A | 62.5 | #N/A
RAB | DLS0051(DSK34-4R12935120WS) | 750 | Downlight Retrofit | 62.5 | 2020-09-04 | 2020-09-15 | Low | 3 | #N/A | #N/A | 62.5 | #N/A
RAB | DLS0052(DSK34-4R12940120WS) | 750 | Downlight Retrofit | 62.5 | 2020-09-04 | 2020-09-15 | Low | 3 | #N/A | #N/A | 62.5 | #N/A
RAB | DLS0053(DSK34-4R12950120WS) | 750 | Downlight Retrofit | 62.5 | 2020-09-04 | 2020-09-15 | Low | 3 | #N/A | #N/A | 62.5 | #N/A
EnviroLite | EVDSK490Y27 | 689 | Downlight Retrofit | 62.6 | 2016-09-15 | 2016-08-10 | Low | 3 | #N/A | #N/A | 62.6 | #N/A
NICOR LED | DLR56-SD-1007-WH-BF | 767 | Downlight Retrofit | 62.6 | 2016-08-01 | 2016-10-10 | Low | 3 | #N/A | #N/A | 62.6 | #N/A
NICOR LED | DQR6-10-120-2K-WH-XX | 976 | Downlight Retrofit | 62.6 | 2016-04-01 | 2016-05-09 | Low | 3 | #N/A | #N/A | 62.6 | #N/A
Lithonia Lighting | 65BEMW LED 30K | 690 | Downlight Retrofit | 62.7 | 2016-05-20 | 2016-04-20 | Low | 3 | #N/A | #N/A | 62.7 | #N/A
Halo | HLS4079301EWH*-#* | 765 | Downlight Retrofit | 62.7 | 2022-09-05 | 2022-09-06 | Low | 3 | #N/A | #N/A | 62.7 | #N/A
Halo | HLS4079301EWH*-#*-* | 765 | Downlight Retrofit | 62.7 | 2022-09-05 | 2022-09-06 | Low | 3 | #N/A | #N/A | 62.7 | #N/A
HLE | F4XB05CCT10W-** | 628 | Downlight Retrofit | 62.8 | 2022-10-31 | 2022-11-21 | Low | 3 | #N/A | #N/A | 62.8 | #N/A
HLE | KDY-CA-13J-M10W-P-90-T (2700K) | 628 | Downlight Retrofit | 62.8 | 2017-05-05 | 2017-05-23 | Low | 3 | #N/A | #N/A | 62.8 | #N/A
EATON | RL460WHZHA69 | 535 | Downlight Retrofit | 62.9 | 2017-08-12 | 2017-08-28 | Low | 3 | #N/A | #N/A | 62.9 | #N/A
American Lighting | AD4-5CCT-DB | 630 | Downlight Retrofit | 63 | 2019-12-20 | 2020-04-16 | Low | 3 | #N/A | #N/A | 63 | #N/A
Elite | RL485-650L-DIMTR-120-50K-90-W-WH | 630 | Downlight Retrofit | 63 | 2016-06-25 | 2016-07-11 | Low | 3 | #N/A | #N/A | 63 | #N/A
Recesso by Dolan Designs | 10921-27-05 | 630 | Downlight Retrofit | 63 | 2017-11-30 | 2017-12-13 | Low | 3 | #N/A | #N/A | 63 | #N/A
Euri lighting | DLC4-10W100SWJ | 630 | Downlight Retrofit | 63 | 2022-05-01 | 2022-05-24 | Low | 3 | #N/A | #N/A | 63 | #N/A
Superior Life | 90897 | 630 | Downlight Retrofit | 63 | 2022-06-01 | 2022-04-13 | Low | 3 | #N/A | #N/A | 63 | #N/A
HLE | KDN-BA-13X-M10W-90-T (2700K) | 630 | Downlight Retrofit | 63 | 2017-05-05 | 2017-05-24 | Low | 3 | #N/A | #N/A | 63 | #N/A
LIGHT THE FUTURE | D105-90-XXXX | 630 | Downlight Retrofit | 63 | 2016-02-24 | 2016-02-19 | Low | 3 | #N/A | #N/A | 63 | #N/A
LIGHT THE FUTURE | D404-90-A | 630 | Downlight Retrofit | 63 | 2016-02-24 | 2016-02-19 | Low | 3 | #N/A | #N/A | 63 | #N/A
LIGHT THE FUTURE | D704 | 630 | Downlight Retrofit | 63 | 2016-01-15 | 2016-01-12 | Low | 3 | #N/A | #N/A | 63 | #N/A
Westgate | RDL4-BF-27K | 630 | Downlight Retrofit | 63 | 2018-07-10 | 2018-08-15 | Low | 3 | #N/A | #N/A | 63 | #N/A
Juno Lighting | JRIG6AD07LM30K90W4 | 750 | Downlight Retrofit | 63 | 2017-05-18 | 2016-03-21 | Low | 3 | #N/A | #N/A | 63 | #N/A
Lithonia Lighting | 5iGMW LED 27K 90CRI | 750 | Downlight Retrofit | 63 | 2015-01-01 | 2016-03-22 | Low | 3 | #N/A | #N/A | 63 | #N/A
Lithonia Lighting | 6iGMW LED 27K 90CRI | 750 | Downlight Retrofit | 63 | 2015-01-01 | 2016-03-22 | Low | 3 | #N/A | #N/A | 63 | #N/A
HLE | KDN-BA-19X-M15W-90-T (2700K) | 945 | Downlight Retrofit | 63 | 2017-05-05 | 2017-05-24 | Low | 3 | #N/A | #N/A | 63 | #N/A
HLE | KDY-CA-13J-M10W-P-90-T-27** | 631 | Downlight Retrofit | 63.1 | 2020-10-11 | 2020-11-23 | Low | 3 | #N/A | #N/A | 63.1 | #N/A
Lithonia Lighting | 65BEMW LED ##K 90CRI | 681 | Downlight Retrofit | 63.1 | 2016-09-01 | 2016-09-22 | Low | 3 | #N/A | #N/A | 63.1 | #N/A
Commercial Electric | CER608941Y30 | 826 | Downlight Retrofit | 63.1 | 2014-09-01 | 2016-05-02 | Low | 3 | #N/A | #N/A | 63.1 | #N/A
Prescolite | LB4A6L27K9 WH | 600 | Downlight Retrofit | 63.2 | 2017-06-16 | 2017-06-18 | Low | 3 | #N/A | #N/A | 63.2 | #N/A
Utilitech | DNL5060435-30 | 600 | Downlight Retrofit | 63.2 | 2017-04-20 | 2017-04-13 | Low | 3 | #N/A | #N/A | 63.2 | #N/A
Satco | S39744 | 600 | Downlight Retrofit | 63.2 | 2019-06-06 | 2019-06-07 | Low | 3 | #N/A | #N/A | 63.2 | #N/A
Satco | S39847 | 600 | Downlight Retrofit | 63.2 | 2019-06-06 | 2019-06-07 | Low | 3 | #N/A | #N/A | 63.2 | #N/A
Satco | S9744 | 600 | Downlight Retrofit | 63.2 | 2017-11-08 | 2017-11-16 | Low | 3 | #N/A | #N/A | 63.2 | #N/A
Satco | S29463 | 600 | Downlight Retrofit | 63.2 | 2017-12-25 | 2017-12-26 | Low | 3 | #N/A | #N/A | 63.2 | #N/A
Satco | S29464 | 600 | Downlight Retrofit | 63.2 | 2017-12-25 | 2017-12-26 | Low | 3 | #N/A | #N/A | 63.2 | #N/A
Satco | S29465 | 600 | Downlight Retrofit | 63.2 | 2017-12-25 | 2017-12-26 | Low | 3 | #N/A | #N/A | 63.2 | #N/A
Satco | S29466 | 600 | Downlight Retrofit | 63.2 | 2017-12-25 | 2017-12-26 | Low | 3 | #N/A | #N/A | 63.2 | #N/A
Satco | S29467 | 600 | Downlight Retrofit | 63.2 | 2017-12-25 | 2017-12-26 | Low | 3 | #N/A | #N/A | 63.2 | #N/A
Satco | S29468 | 600 | Downlight Retrofit | 63.2 | 2017-12-25 | 2017-12-26 | Low | 3 | #N/A | #N/A | 63.2 | #N/A
EcoSmart | 1001654149 | 600 | Downlight Retrofit | 63.2 | 2016-07-01 | 2016-07-13 | Low | 3 | #N/A | #N/A | 63.2 | #N/A
EcoSmart | 1001654171 | 600 | Downlight Retrofit | 63.2 | 2016-07-01 | 2016-07-13 | Low | 3 | #N/A | #N/A | 63.2 | #N/A
EcoSmart | 1001654181 | 600 | Downlight Retrofit | 63.2 | 2016-07-01 | 2016-07-13 | Low | 3 | #N/A | #N/A | 63.2 | #N/A
EcoSmart | 1001654183 | 600 | Downlight Retrofit | 63.2 | 2016-07-01 | 2016-07-13 | Low | 3 | #N/A | #N/A | 63.2 | #N/A
Commercial Electric | 1001012654 | 600 | Downlight Retrofit | 63.2 | 2016-07-01 | 2016-07-13 | Low | 3 | #N/A | #N/A | 63.2 | #N/A
Commercial Electric | 1002062071 | 600 | Downlight Retrofit | 63.2 | 2016-09-10 | 2016-09-09 | Low | 3 | #N/A | #N/A | 63.2 | #N/A
Topaz Lighting | RTL/42SQ/WH/90/D | 695 | Downlight Retrofit | 63.2 | 2016-06-28 | 2016-07-14 | Low | 3 | #N/A | #N/A | 63.2 | #N/A
Topaz Lighting | RTL/43SQ/WH/90/D | 695 | Downlight Retrofit | 63.2 | 2016-06-28 | 2016-07-14 | Low | 3 | #N/A | #N/A | 63.2 | #N/A
Topaz Lighting | RTL/44SQ/WH/90/D | 695 | Downlight Retrofit | 63.2 | 2016-06-28 | 2016-07-14 | Low | 3 | #N/A | #N/A | 63.2 | #N/A
American Lighting | AD6S-5CCT-WH | 950 | Downlight Retrofit | 63.3 | 2019-12-20 | 2020-04-16 | Low | 3 | #N/A | #N/A | 63.3 | #N/A
Elite Lighting | REL637-950L-DIMTR-120-27K-90-W-WH | 950 | Downlight Retrofit | 63.3 | 2016-10-30 | 2016-11-01 | Low | 3 | #N/A | #N/A | 63.3 | #N/A
Elite Lighting | REL637-950L-DIMTR-120-30K-90-W-WH | 950 | Downlight Retrofit | 63.3 | 2016-10-30 | 2016-11-01 | Low | 3 | #N/A | #N/A | 63.3 | #N/A
Elite Lighting | REL637-950L-DIMTR-120-35K-90-W-WH | 950 | Downlight Retrofit | 63.3 | 2016-10-30 | 2016-11-01 | Low | 3 | #N/A | #N/A | 63.3 | #N/A
Elite Lighting | REL637-950L-DIMTR-120-40K-90-W-WH | 950 | Downlight Retrofit | 63.3 | 2016-10-30 | 2016-11-01 | Low | 3 | #N/A | #N/A | 63.3 | #N/A
Elite Lighting | REL637-950L-DIMTR-120-50K-90-W-WH | 950 | Downlight Retrofit | 63.3 | 2016-10-30 | 2016-11-01 | Low | 3 | #N/A | #N/A | 63.3 | #N/A
Elite Lighting | REL637-950L-DIMTR-120-XXK-90-Y-Y | 950 | Downlight Retrofit | 63.3 | 2016-07-08 | 2016-07-20 | Low | 3 | #N/A | #N/A | 63.3 | #N/A
Elite Lighting | REL637-950L-DIMTR-120-XXK-90-Y-Y | 950 | Downlight Retrofit | 63.3 | 2016-07-08 | 2016-07-20 | Low | 3 | #N/A | #N/A | 63.3 | #N/A
Elite Lighting | REL637-950L-DIMTR-120-XXK-90-Y-Y | 950 | Downlight Retrofit | 63.3 | 2016-07-08 | 2016-07-20 | Low | 3 | #N/A | #N/A | 63.3 | #N/A
Elite Lighting | REL637-950L-DIMTR-120-XXK-90-Y-Y | 950 | Downlight Retrofit | 63.3 | 2016-07-08 | 2016-07-20 | Low | 3 | #N/A | #N/A | 63.3 | #N/A
Elite Lighting | RL431-950L-DIMTR-120-27K/30K/35K/40K/50K-90-W-WH | 950 | Downlight Retrofit | 63.3 | 2019-11-27 | 2019-11-27 | Low | 3 | #N/A | #N/A | 63.3 | #N/A
Elite Lighting | RL528-950L-DIMTR-120-27K/30K/35K/40K/50K-90-W-WH | 950 | Downlight Retrofit | 63.3 | 2019-11-08 | 2019-11-14 | Low | 3 | #N/A | #N/A | 63.3 | #N/A
Elite Lighting | RL531-950L-DIMTR-120-27K/30K/35K/40K/50K-90-W-WH | 950 | Downlight Retrofit | 63.3 | 2019-11-08 | 2019-11-14 | Low | 3 | #N/A | #N/A | 63.3 | #N/A
Elite Lighting | RL628-950L-DIMTR-120-27K/30K/35K/40K/50K-90-W-WH | 950 | Downlight Retrofit | 63.3 | 2019-11-08 | 2019-11-14 | Low | 3 | #N/A | #N/A | 63.3 | #N/A
Elite | REL537-950L-DIMTR-120-27K/30K/35K/40K/50K-90-W-WH | 950 | Downlight Retrofit | 63.3 | 2019-06-04 | 2019-06-10 | Low | 3 | #N/A | #N/A | 63.3 | #N/A
Elite | REL637-950L-DIMTR-120-27K/30K/35K/40K/50K-90-W-WH | 950 | Downlight Retrofit | 63.3 | 2019-06-04 | 2019-06-10 | Low | 3 | #N/A | #N/A | 63.3 | #N/A
Elite Lighting | RL631-950L-DIMTR-120-27K/30K/35K/40K/50K-90-W-WH | 950 | Downlight Retrofit | 63.3 | 2019-11-08 | 2019-11-14 | Low | 3 | #N/A | #N/A | 63.3 | #N/A
Elite | RL685-950L-DIMTR-120-27K-90-W-WH | 950 | Downlight Retrofit | 63.3 | 2016-06-26 | 2016-06-30 | Low | 3 | #N/A | #N/A | 63.3 | #N/A
HENGTE | HT-G15CDEL4-915-279Y-## | 950 | Downlight Retrofit | 63.3 | 2019-11-26 | 2019-11-26 | Low | 3 | #N/A | #N/A | 63.3 | #N/A
HENGTE | HT-G15CDEL5-915-279X-## | 950 | Downlight Retrofit | 63.3 | 2019-04-25 | 2019-05-01 | Low | 3 | #N/A | #N/A | 63.3 | #N/A
HENGTE | HT-G15CDEL5-915-279Y-## | 950 | Downlight Retrofit | 63.3 | 2019-04-25 | 2019-04-30 | Low | 3 | #N/A | #N/A | 63.3 | #N/A
HENGTE | HT-G15CDEL6-915-279X-## | 950 | Downlight Retrofit | 63.3 | 2019-04-25 | 2019-04-30 | Low | 3 | #N/A | #N/A | 63.3 | #N/A
HENGTE | HT-G15CDEL6-915-279Y-## | 950 | Downlight Retrofit | 63.3 | 2019-04-25 | 2019-04-30 | Low | 3 | #N/A | #N/A | 63.3 | #N/A
LEDone | LOD-DL56G-15WD27K | 950 | Downlight Retrofit | 63.3 | 2017-08-03 | 2017-08-04 | Low | 3 | #N/A | #N/A | 63.3 | #N/A
Nora Lighting | NOXAC-43#27WW/HL | 950 | Downlight Retrofit | 63.3 | 2021-05-13 | 2021-07-02 | Low | 3 | #N/A | #N/A | 63.3 | #N/A
Nora Lighting | NOXAC-43#30WW/HL | 950 | Downlight Retrofit | 63.3 | 2021-05-13 | 2021-07-02 | Low | 3 | #N/A | #N/A | 63.3 | #N/A
Nora Lighting | NOXAC-43#35WW/HL | 950 | Downlight Retrofit | 63.3 | 2021-05-13 | 2021-07-02 | Low | 3 | #N/A | #N/A | 63.3 | #N/A
Nora Lighting | NOXAC-43#40WW/HL | 950 | Downlight Retrofit | 63.3 | 2021-05-13 | 2021-07-02 | Low | 3 | #N/A | #N/A | 63.3 | #N/A
Nora Lighting | NOXAC-43#50WW/HL | 950 | Downlight Retrofit | 63.3 | 2021-05-13 | 2021-07-02 | Low | 3 | #N/A | #N/A | 63.3 | #N/A
YOTI;ECOELER | LAC414-###***-02 | 950 | Downlight Retrofit | 63.3 | 2020-11-01 | 2020-12-10 | Low | 3 | #N/A | #N/A | 63.3 | #N/A
Halo | HLS4079401EWH*-#* | 780 | Downlight Retrofit | 63.4 | 2022-09-05 | 2022-09-06 | Low | 3 | #N/A | #N/A | 63.4 | #N/A
Halo | HLS4079401EWH*-#*-* | 780 | Downlight Retrofit | 63.4 | 2022-09-05 | 2022-09-06 | Low | 3 | #N/A | #N/A | 63.4 | #N/A
Juno | J6AI [DB¦DC] 10LM TUWH 90CRI 120 [BWH¦CWH¦HZWH¦WHZWH¦WWH] JBL DWNL [ ¦L/SKTWHIP] | 827 | Downlight Retrofit | 63.4 | 2019-12-01 | 2019-12-04 | Low | 3 | #N/A | #N/A | 63.4 | #N/A
Green Creative | 14.5SMDL6DIM/927 | 920 | Downlight Retrofit | 63.4 | 2016-10-01 | 2017-01-20 | Low | 3 | #N/A | #N/A | 63.4 | #N/A
Nora Lighting | NOX-432##WW/9 | 935 | Downlight Retrofit | 63.4 | 2018-05-01 | 2018-06-04 | Low | 3 | #N/A | #N/A | 63.4 | #N/A
Halo | ML4D08FL95FS1E* | 800 | Downlight Retrofit | 63.5 | 2022-07-15 | 2022-07-18 | Low | 3 | #N/A | #N/A | 63.5 | #N/A
Halo | ML4D08FL95FS1E*-* | 800 | Downlight Retrofit | 63.5 | 2022-07-15 | 2022-07-18 | Low | 3 | #N/A | #N/A | 63.5 | #N/A
Halo | ML4D08FL95FS1E*-#* | 800 | Downlight Retrofit | 63.5 | 2022-07-15 | 2022-07-18 | Low | 3 | #N/A | #N/A | 63.5 | #N/A
ELCO LIGHTING | EL4##* | 700 | Downlight Retrofit | 63.6 | 2017-05-15 | 2017-05-22 | Low | 3 | #N/A | #N/A | 63.6 | #N/A
Elite Lighting | REL437-700L-DIMTR-120-27K-90-W-WH | 700 | Downlight Retrofit | 63.6 | 2016-10-30 | 2016-11-01 | Low | 3 | #N/A | #N/A | 63.6 | #N/A
Elite Lighting | REL437-700L-DIMTR-120-30K-90-W-WH | 700 | Downlight Retrofit | 63.6 | 2016-10-30 | 2016-11-01 | Low | 3 | #N/A | #N/A | 63.6 | #N/A
Elite Lighting | REL437-700L-DIMTR-120-35K-90-W-WH | 700 | Downlight Retrofit | 63.6 | 2016-10-30 | 2016-11-01 | Low | 3 | #N/A | #N/A | 63.6 | #N/A
Elite Lighting | REL437-700L-DIMTR-120-40K-90-W-WH | 700 | Downlight Retrofit | 63.6 | 2016-10-30 | 2016-11-01 | Low | 3 | #N/A | #N/A | 63.6 | #N/A
Elite Lighting | REL437-700L-DIMTR-120-50K-90-W-WH | 700 | Downlight Retrofit | 63.6 | 2016-10-30 | 2016-11-01 | Low | 3 | #N/A | #N/A | 63.6 | #N/A
Elite Lighting | REL437-700L-DIMTR-120-XXK-90-Y-Y | 700 | Downlight Retrofit | 63.6 | 2016-07-08 | 2016-07-21 | Low | 3 | #N/A | #N/A | 63.6 | #N/A
Elite Lighting | RL428-700L-DIMTR-120-27K/30K/35K/40K/50K-90-W-WH | 700 | Downlight Retrofit | 63.6 | 2019-11-08 | 2019-11-14 | Low | 3 | #N/A | #N/A | 63.6 | #N/A
Elite Lighting | RL431-700L-DIMTR-120-27K/30K/35K/40K/50K-90-W-WH | 700 | Downlight Retrofit | 63.6 | 2019-11-08 | 2019-11-14 | Low | 3 | #N/A | #N/A | 63.6 | #N/A
Elite | REL437-700L-DIMTR-120-27K/30K/35K/40K/50K-90-W-WH | 700 | Downlight Retrofit | 63.6 | 2019-06-04 | 2019-06-10 | Low | 3 | #N/A | #N/A | 63.6 | #N/A
Earthtronics | DK01700304 | 700 | Downlight Retrofit | 63.6 | 2017-01-01 | 2017-11-13 | Low | 3 | #N/A | #N/A | 63.6 | #N/A
HENGTE | HT-UL-G35CDEL-911-XX47X2-##1 | 700 | Downlight Retrofit | 63.6 | 2020-03-27 | 2020-03-27 | Low | 3 | #N/A | #N/A | 63.6 | #N/A
HENGTE | HT-UL-G35CDEL-911-XX49X2-##1 | 700 | Downlight Retrofit | 63.6 | 2020-08-31 | 2020-09-02 | Low | 3 | #N/A | #N/A | 63.6 | #N/A
HENGTE | HT-UL-G35CDEL-911-XX49Y2-##1 | 700 | Downlight Retrofit | 63.6 | 2020-08-31 | 2020-09-02 | Low | 3 | #N/A | #N/A | 63.6 | #N/A
HENGTE | HT-G3D4-911-277X2-##1 | 700 | Downlight Retrofit | 63.6 | 2020-07-30 | 2020-08-01 | Low | 3 | #N/A | #N/A | 63.6 | #N/A
HENGTE | HT-G3D4-911-307X2-##1 | 700 | Downlight Retrofit | 63.6 | 2020-07-30 | 2020-08-01 | Low | 3 | #N/A | #N/A | 63.6 | #N/A
HENGTE | HT-G3D4-911-357X2-##1 | 700 | Downlight Retrofit | 63.6 | 2020-07-30 | 2020-08-01 | Low | 3 | #N/A | #N/A | 63.6 | #N/A
HENGTE | HT-G3D4-911-407X2-##1 | 700 | Downlight Retrofit | 63.6 | 2020-07-30 | 2020-08-01 | Low | 3 | #N/A | #N/A | 63.6 | #N/A
HENGTE | HT-G3D4-911-507X2-##1 | 700 | Downlight Retrofit | 63.6 | 2020-07-30 | 2020-08-01 | Low | 3 | #N/A | #N/A | 63.6 | #N/A
HENGTE | HT-G15CDEL4-911-279X-## | 700 | Downlight Retrofit | 63.6 | 2019-04-25 | 2019-04-30 | Low | 3 | #N/A | #N/A | 63.6 | #N/A
HENGTE | HT-G15CDEL4-911-279Y-## | 700 | Downlight Retrofit | 63.6 | 2019-04-25 | 2019-04-30 | Low | 3 | #N/A | #N/A | 63.6 | #N/A
KILI-LED | DLA-04-11-30K | 700 | Downlight Retrofit | 63.6 | 2020-01-15 | 2020-03-05 | Low | 3 | #N/A | #N/A | 63.6 | #N/A
KILI-LED | DLA-04-11-40K | 700 | Downlight Retrofit | 63.6 | 2020-01-15 | 2020-03-05 | Low | 3 | #N/A | #N/A | 63.6 | #N/A
KILI-LED | DLA-04-11-50K | 700 | Downlight Retrofit | 63.6 | 2020-01-15 | 2020-03-05 | Low | 3 | #N/A | #N/A | 63.6 | #N/A
Topaz Lighting | RTL/4#3$$/90/D | 700 | Downlight Retrofit | 63.6 | 2016-06-28 | 2016-07-15 | Low | 3 | #N/A | #N/A | 63.6 | #N/A
Topaz Lighting | RTL/4#3$$/90/D | 700 | Downlight Retrofit | 63.6 | 2016-06-28 | 2016-07-15 | Low | 3 | #N/A | #N/A | 63.6 | #N/A
Topaz Lighting | RTL/4#3$$/90/D | 700 | Downlight Retrofit | 63.6 | 2016-06-28 | 2016-07-15 | Low | 3 | #N/A | #N/A | 63.6 | #N/A
TCP | L11DR56D3527K95 | 700 | Downlight Retrofit | 63.6 | 2017-03-01 | 2017-03-27 | Low | 3 | #N/A | #N/A | 63.6 | #N/A
TCP | LEDDR4BVCCT1 | 700 | Downlight Retrofit | 63.6 | 2021-09-20 | 2021-09-22 | Low | 3 | #N/A | #N/A | 63.6 | #N/A
Halo | HLS4079501EWH*-#* | 790 | Downlight Retrofit | 63.7 | 2022-09-05 | 2022-09-06 | Low | 3 | #N/A | #N/A | 63.7 | #N/A
Halo | HLS4079501EWH*-#*-* | 790 | Downlight Retrofit | 63.7 | 2022-09-05 | 2022-09-06 | Low | 3 | #N/A | #N/A | 63.7 | #N/A
ETI | 53167127 | 670 | Downlight Retrofit | 63.8 | 2016-12-15 | 2016-12-09 | Low | 3 | #N/A | #N/A | 63.8 | #N/A
ETI | 531671XX | 670 | Downlight Retrofit | 63.8 | 2016-03-28 | 2016-03-31 | Low | 3 | #N/A | #N/A | 63.8 | #N/A
ETI | 531671XX | 670 | Downlight Retrofit | 63.8 | 2016-03-28 | 2016-03-31 | Low | 3 | #N/A | #N/A | 63.8 | #N/A
ETI | 531671XX | 670 | Downlight Retrofit | 63.8 | 2016-03-28 | 2016-03-31 | Low | 3 | #N/A | #N/A | 63.8 | #N/A
ETI | 531671XX | 670 | Downlight Retrofit | 63.8 | 2016-03-28 | 2016-03-31 | Low | 3 | #N/A | #N/A | 63.8 | #N/A
ETI | 531671XX | 670 | Downlight Retrofit | 63.8 | 2016-03-28 | 2016-03-31 | Low | 3 | #N/A | #N/A | 63.8 | #N/A
ETI | 531931##(##=00-10) | 670 | Downlight Retrofit | 63.8 | 2017-09-30 | 2017-09-01 | Low | 3 | #N/A | #N/A | 63.8 | #N/A
ETI | 531931##(##=11-30) | 670 | Downlight Retrofit | 63.8 | 2018-04-17 | 2018-04-20 | Low | 3 | #N/A | #N/A | 63.8 | #N/A
ETI | 531931##(##=41-50) | 670 | Downlight Retrofit | 63.8 | 2017-09-30 | 2017-09-01 | Low | 3 | #N/A | #N/A | 63.8 | #N/A
Commercial Electric | 531671XX | 670 | Downlight Retrofit | 63.8 | 2016-04-07 | 2016-04-17 | Low | 3 | #N/A | #N/A | 63.8 | #N/A
Commercial Electric | 531671XX | 670 | Downlight Retrofit | 63.8 | 2016-04-07 | 2016-04-17 | Low | 3 | #N/A | #N/A | 63.8 | #N/A
Commercial Electric | 531671XX | 670 | Downlight Retrofit | 63.8 | 2016-04-07 | 2016-04-17 | Low | 3 | #N/A | #N/A | 63.8 | #N/A
Commercial Electric | 531671XX | 670 | Downlight Retrofit | 63.8 | 2016-04-07 | 2016-04-17 | Low | 3 | #N/A | #N/A | 63.8 | #N/A
Commercial Electric | 531671XX | 670 | Downlight Retrofit | 63.8 | 2016-04-07 | 2016-04-17 | Low | 3 | #N/A | #N/A | 63.8 | #N/A
NOXTW | NOXTW-43#WW | 707 | Downlight Retrofit | 63.8 | 2019-10-18 | 2019-10-24 | Low | 3 | #N/A | #N/A | 63.8 | #N/A
LIGHT THE FUTURE | D106-90-XXXX | 950 | Downlight Retrofit | 63.8 | 2016-02-24 | 2016-02-19 | Low | 3 | #N/A | #N/A | 63.8 | #N/A
RAB Lighting | DLED5R8YN | 556 | Downlight Retrofit | 63.9 | 2016-07-05 | 2016-07-22 | Low | 3 | #N/A | #N/A | 63.9 | #N/A
Cree | SRDL4-0572700FH-12DE26-1 | 575 | Downlight Retrofit | 63.9 | 2016-06-30 | 2016-07-12 | Low | 3 | #N/A | #N/A | 63.9 | #N/A
Halo | SLD606830WH | 779 | Downlight Retrofit | 63.9 | 2015-04-15 | 2016-07-06 | Low | 3 | #N/A | #N/A | 63.9 | #N/A
Nora Lighting | NLPR-5641RGBW | 806 | Downlight Retrofit | 63.9 | 2017-08-01 | 2017-08-11 | Low | 3 | #N/A | #N/A | 63.9 | #N/A
KOK | 4HVCT10HR** | 640 | Downlight Retrofit | 64 | 2022-09-08 | 2022-11-01 | Low | 3 | #N/A | #N/A | 64 | #N/A
LIGHT THE FUTURE | D406-90-A | 640 | Downlight Retrofit | 64 | 2016-02-24 | 2016-02-19 | Low | 3 | #N/A | #N/A | 64 | #N/A
Signcomplex | HTH6-015-AL-927K-#BD | 960 | Downlight Retrofit | 64 | 2019-03-04 | 2019-03-18 | Low | 3 | #N/A | #N/A | 64 | #N/A
Signcomplex | HTH6-015-AL-927K-#D | 960 | Downlight Retrofit | 64 | 2019-03-04 | 2019-03-18 | Low | 3 | #N/A | #N/A | 64 | #N/A
DMF Lighting | H3**-HM3C-H3T**WH | 769 | Downlight Retrofit | 64.1 | 2022-07-01 | 2022-08-29 | Low | 3 | #N/A | #N/A | 64.1 | #N/A
DMF Lighting | H4**-HM4C-H3T**WH | 769 | Downlight Retrofit | 64.1 | 2022-07-01 | 2022-08-29 | Low | 3 | #N/A | #N/A | 64.1 | #N/A
CXL TOPAZ | RTL/640WH/ECO/D-46 | 770 | Downlight Retrofit | 64.2 | 2016-06-02 | 2016-06-14 | Low | 3 | #N/A | #N/A | 64.2 | #N/A
NLCBC2/A | NLCBC2-45627HZW/A | 597 | Downlight Retrofit | 64.3 | 2019-08-26 | 2019-08-30 | Low | 3 | #N/A | #N/A | 64.3 | #N/A
NOXAC | NOXAC-563#**WW | 826 | Downlight Retrofit | 64.4 | 2019-10-10 | 2019-10-24 | Low | 3 | #N/A | #N/A | 64.4 | #N/A
CXL TOPAZ | RTL/440WH/ECO/D-46 | 645 | Downlight Retrofit | 64.5 | 2016-06-27 | 2016-07-20 | Low | 3 | #N/A | #N/A | 64.5 | #N/A
Commercial Electric | CER6730MY40 | 710 | Downlight Retrofit | 64.5 | 2016-05-01 | 2016-02-26 | Low | 3 | #N/A | #N/A | 64.5 | #N/A
National Specialty Lighting | LVLDL2C04-WW | 530 | Downlight Retrofit | 64.6 | 2018-01-01 | 2016-04-17 | Low | 3 | #N/A | #N/A | 64.6 | #N/A
Lithonia Lighting | 65BEMW LED 27K 90CRI MX | 750 | Downlight Retrofit | 64.7 | 2018-01-04 | 2018-01-04 | Low | 3 | #N/A | #N/A | 64.7 | #N/A
Lithonia Lighting | 65BEMW LED 30K 90CRI MX | 750 | Downlight Retrofit | 64.7 | 2018-01-04 | 2018-01-04 | Low | 3 | #N/A | #N/A | 64.7 | #N/A
Lithonia Lighting | 65BEMW LED 35K 90CRI MX | 750 | Downlight Retrofit | 64.7 | 2018-01-04 | 2018-01-04 | Low | 3 | #N/A | #N/A | 64.7 | #N/A
Lithonia Lighting | 65BEMW LED 40K 90CRI MX | 750 | Downlight Retrofit | 64.7 | 2018-01-04 | 2018-01-04 | Low | 3 | #N/A | #N/A | 64.7 | #N/A
Lithonia Lighting | 65BEMW LED 50K 90CRI MX | 750 | Downlight Retrofit | 64.7 | 2018-01-04 | 2018-01-04 | Low | 3 | #N/A | #N/A | 64.7 | #N/A
TCP | LED10DR56DA | 700 | Downlight Retrofit | 64.8 | 2016-07-01 | 2017-03-09 | Low | 3 | #N/A | #N/A | 64.8 | #N/A
Royal | 8041-15-30 | 985 | Downlight Retrofit | 64.8 | 2018-03-02 | 2019-12-19 | Low | 3 | #N/A | #N/A | 64.8 | #N/A
Legion | LEDRE4RD-8-27K-120V-WH | 520 | Downlight Retrofit | 65 | 2018-07-25 | 2018-08-15 | Low | 3 | #N/A | #N/A | 65 | #N/A
Commercial Electric | CER4730DY27 | 624 | Downlight Retrofit | 65 | 2016-01-04 | 2016-05-02 | Low | 3 | #N/A | #N/A | 65 | #N/A
Commercial Electric | CER4730DY27 | 624 | Downlight Retrofit | 65 | 2016-01-04 | 2016-05-02 | Low | 3 | #N/A | #N/A | 65 | #N/A
Commercial Electric | CER4730DY35 | 624 | Downlight Retrofit | 65 | 2016-01-04 | 2016-05-02 | Low | 3 | #N/A | #N/A | 65 | #N/A
Commercial Electric | CER4730DY35 | 624 | Downlight Retrofit | 65 | 2016-01-04 | 2016-05-02 | Low | 3 | #N/A | #N/A | 65 | #N/A
Commercial Electric | CER4730DY40 | 624 | Downlight Retrofit | 65 | 2016-01-04 | 2016-05-02 | Low | 3 | #N/A | #N/A | 65 | #N/A
Commercial Electric | CER4730DY40 | 624 | Downlight Retrofit | 65 | 2016-01-04 | 2016-05-02 | Low | 3 | #N/A | #N/A | 65 | #N/A
Lithonia Lighting | 4BEMW LED 50K | 650 | Downlight Retrofit | 65 | 2016-05-20 | 2016-04-20 | Low | 3 | #N/A | #N/A | 65 | #N/A
Amazon Commercial | AC DL410W650LUM830DIM6PKBX | 650 | Downlight Retrofit | 65 | 2018-12-11 | 2019-09-26 | Low | 3 | #N/A | #N/A | 65 | #N/A
US Green Lighting | L/DL4/10/D1/827/L001 | 650 | Downlight Retrofit | 65 | 2016-11-18 | 2016-12-13 | Low | 3 | #N/A | #N/A | 65 | #N/A
ASD | ASD-LRK-GBR-4D10AC-WH | 650 | Downlight Retrofit | 65 | 2022-05-01 | 2022-05-10 | Low | 3 | #N/A | #N/A | 65 | #N/A
ASD | ASD-LRKR-4D10AC-WH | 650 | Downlight Retrofit | 65 | 2022-05-01 | 2022-05-10 | Low | 3 | #N/A | #N/A | 65 | #N/A
ASD | ASD-LRKR-4D10CC-WH | 650 | Downlight Retrofit | 65 | 2021-04-18 | 2021-05-17 | Low | 3 | #N/A | #N/A | 65 | #N/A
ASD | ASD-LRKS-4D10AC-WH | 650 | Downlight Retrofit | 65 | 2022-05-01 | 2022-05-10 | Low | 3 | #N/A | #N/A | 65 | #N/A
EATON | RL560WHZHA69 | 650 | Downlight Retrofit | 65 | 2017-07-10 | 2017-07-17 | Low | 3 | #N/A | #N/A | 65 | #N/A
Bright33 | B334DL10W30E26D | 650 | Downlight Retrofit | 65 | 2018-08-25 | 2019-03-20 | Low | 3 | #N/A | #N/A | 65 | #N/A
Elite LED Lighting | RL465-650-DIMTR-120-##K-90-MD-** | 650 | Downlight Retrofit | 65 | 2017-07-05 | 2017-07-12 | Low | 3 | #N/A | #N/A | 65 | #N/A
EiKO | RDR4-65-10W-830-120DT-WH-B | 650 | Downlight Retrofit | 65 | 2020-06-09 | 2020-07-15 | Low | 3 | #N/A | #N/A | 65 | #N/A
E ENERGETIC LIGHTING | E3DL4B-92750 | 650 | Downlight Retrofit | 65 | 2022-07-06 | 2022-07-07 | Low | 3 | #N/A | #N/A | 65 | #N/A
Globe | 91329 | 650 | Downlight Retrofit | 65 | 2018-08-18 | 2018-08-21 | Low | 3 | #N/A | #N/A | 65 | #N/A
HENGTE | HT-G1EAD4-910-27**-1 | 650 | Downlight Retrofit | 65 | 2019-01-10 | 2019-01-25 | Low | 3 | #N/A | #N/A | 65 | #N/A
HENGTE | HT-G1EAD4-910-30**-1 | 650 | Downlight Retrofit | 65 | 2019-01-10 | 2019-01-25 | Low | 3 | #N/A | #N/A | 65 | #N/A
HENGTE | HT-G1EAD4-910-35**-1 | 650 | Downlight Retrofit | 65 | 2019-01-10 | 2019-01-25 | Low | 3 | #N/A | #N/A | 65 | #N/A
HENGTE | HT-G1EAD4-910-40**-1 | 650 | Downlight Retrofit | 65 | 2019-01-10 | 2019-01-25 | Low | 3 | #N/A | #N/A | 65 | #N/A
HENGTE | HT-G1EAD4-910-50**-1 | 650 | Downlight Retrofit | 65 | 2019-01-10 | 2019-01-25 | Low | 3 | #N/A | #N/A | 65 | #N/A
Greenlite | 10W/LED/RCD-4 | 650 | Downlight Retrofit | 65 | 2018-06-12 | 2018-06-12 | Low | 3 | #N/A | #N/A | 65 | #N/A
Impulse Lighting | IL-D834-2700K | 650 | Downlight Retrofit | 65 | 2019-10-01 | 2019-12-19 | Low | 3 | #N/A | #N/A | 65 | #N/A
Impulse Lighting | IL-D834-3000K | 650 | Downlight Retrofit | 65 | 2019-10-01 | 2019-12-19 | Low | 3 | #N/A | #N/A | 65 | #N/A
Impulse Lighting | IL-D834-3500K | 650 | Downlight Retrofit | 65 | 2019-10-01 | 2019-12-19 | Low | 3 | #N/A | #N/A | 65 | #N/A
Impulse Lighting | IL-D834-4000K | 650 | Downlight Retrofit | 65 | 2019-10-01 | 2019-12-19 | Low | 3 | #N/A | #N/A | 65 | #N/A
Impulse Lighting | IL-D834-5000K | 650 | Downlight Retrofit | 65 | 2019-10-01 | 2019-12-19 | Low | 3 | #N/A | #N/A | 65 | #N/A
LEDone | LOD-DL4-10W27K | 650 | Downlight Retrofit | 65 | 2018-05-14 | 2018-05-16 | Low | 3 | #N/A | #N/A | 65 | #N/A
MORRIS | 72618 | 650 | Downlight Retrofit | 65 | 2019-08-16 | 2019-08-16 | Low | 3 | #N/A | #N/A | 65 | #N/A
MORRIS | 72622 | 650 | Downlight Retrofit | 65 | 2019-01-14 | 2019-08-20 | Low | 3 | #N/A | #N/A | 65 | #N/A
MORRIS | 72761 | 650 | Downlight Retrofit | 65 | 2022-06-30 | 2022-08-22 | Low | 3 | #N/A | #N/A | 65 | #N/A
MaxLite | RR41027WC-L7 | 650 | Downlight Retrofit | 65 | 2016-11-12 | 2016-12-04 | Low | 3 | #N/A | #N/A | 65 | #N/A
MaxLite | RR41027W-L7 | 650 | Downlight Retrofit | 65 | 2016-11-12 | 2016-12-04 | Low | 3 | #N/A | #N/A | 65 | #N/A
MaxLite | RR41027W-L9 | 650 | Downlight Retrofit | 65 | 2019-08-07 | 2019-09-23 | Low | 3 | #N/A | #N/A | 65 | #N/A
MaxLite | RR410UCSW | 650 | Downlight Retrofit | 65 | 2020-07-01 | 2020-07-17 | Low | 3 | #N/A | #N/A | 65 | #N/A
Sarin Energy Solutions | SES-DL834-10-CCT | 650 | Downlight Retrofit | 65 | 2019-01-14 | 2019-10-25 | Low | 3 | #N/A | #N/A | 65 | #N/A
Superior Life | 90901(2700K) | 650 | Downlight Retrofit | 65 | 2019-01-14 | 2020-04-10 | Low | 3 | #N/A | #N/A | 65 | #N/A
HomeStyle Lighting | HS56-WH-27K9 | 650 | Downlight Retrofit | 65 | 2016-07-20 | 2016-07-28 | Low | 3 | #N/A | #N/A | 65 | #N/A
HomeStyle Lighting | HS56-WH-30K9 | 650 | Downlight Retrofit | 65 | 2016-07-20 | 2016-07-28 | Low | 3 | #N/A | #N/A | 65 | #N/A
Signcomplex | HTL4-010-AL-935K-#*D | 650 | Downlight Retrofit | 65 | 2022-03-03 | 2022-08-18 | Low | 3 | #N/A | #N/A | 65 | #N/A
LIGHT THE FUTURE | D404-80(3000K) | 650 | Downlight Retrofit | 65 | 2016-02-24 | 2016-02-19 | Low | 3 | #N/A | #N/A | 65 | #N/A
LIGHT THE FUTURE | D404-80(4000K) | 650 | Downlight Retrofit | 65 | 2016-02-24 | 2016-02-19 | Low | 3 | #N/A | #N/A | 65 | #N/A
LIGHT THE FUTURE | D404-80(5000K) | 650 | Downlight Retrofit | 65 | 2016-02-24 | 2016-02-19 | Low | 3 | #N/A | #N/A | 65 | #N/A
LIGHT THE FUTURE | D404-90-A | 650 | Downlight Retrofit | 65 | 2016-02-24 | 2016-02-19 | Low | 3 | #N/A | #N/A | 65 | #N/A
LIGHT THE FUTURE | D246-XXXX | 650 | Downlight Retrofit | 65 | 2016-08-29 | 2016-08-29 | Low | 3 | #N/A | #N/A | 65 | #N/A
LIGHT THE FUTURE | D404-80(2700K) | 650 | Downlight Retrofit | 65 | 2016-02-24 | 2016-02-19 | Low | 3 | #N/A | #N/A | 65 | #N/A
Sunlite | LFX/RDL/4R/10W/D/27K | 650 | Downlight Retrofit | 65 | 2016-03-21 | 2016-03-28 | Low | 3 | #N/A | #N/A | 65 | #N/A
LIGHT THE FUTURE | D234D-90-CCT-** | 650 | Downlight Retrofit | 65 | 2022-06-15 | 2022-06-23 | Low | 3 | #N/A | #N/A | 65 | #N/A
PHILIPS | 5924811U3 | 650 | Downlight Retrofit | 65 | 2017-02-05 | 2017-01-23 | Low | 3 | #N/A | #N/A | 65 | #N/A
PHILIPS | 5924911B0 | 650 | Downlight Retrofit | 65 | 2017-02-05 | 2017-01-23 | Low | 3 | #N/A | #N/A | 65 | #N/A
PHILIPS | 5924911U0 | 650 | Downlight Retrofit | 65 | 2017-02-05 | 2017-01-23 | Low | 3 | #N/A | #N/A | 65 | #N/A
PHILIPS | 5924921U0 | 650 | Downlight Retrofit | 65 | 2017-02-05 | 2017-01-23 | Low | 3 | #N/A | #N/A | 65 | #N/A
PHILIPS | 5924811B3 | 650 | Downlight Retrofit | 65 | 2017-02-05 | 2017-01-23 | Low | 3 | #N/A | #N/A | 65 | #N/A
Standard | 66090 | 650 | Downlight Retrofit | 65 | 2017-09-13 | 2017-10-30 | Low | 3 | #N/A | #N/A | 65 | #N/A
Standard | 66091 | 650 | Downlight Retrofit | 65 | 2017-09-13 | 2017-10-30 | Low | 3 | #N/A | #N/A | 65 | #N/A
Standard | 66092 | 650 | Downlight Retrofit | 65 | 2017-09-13 | 2017-10-30 | Low | 3 | #N/A | #N/A | 65 | #N/A
Topaz | RTL/433WH/10W/D-61 | 650 | Downlight Retrofit | 65 | 2017-11-20 | 2017-11-17 | Low | 3 | #N/A | #N/A | 65 | #N/A
Commercial Electric | DL-N28A11FR1-40 | 650 | Downlight Retrofit | 65 | 2017-11-21 | 2017-11-27 | Low | 3 | #N/A | #N/A | 65 | #N/A
TORCHSTAR | LSDDRCDL-10W4-D30H | 650 | Downlight Retrofit | 65 | 2016-09-30 | 2016-10-19 | Low | 3 | #N/A | #N/A | 65 | #N/A
Verbatim | 99960 | 650 | Downlight Retrofit | 65 | 2017-06-10 | 2017-06-14 | Low | 3 | #N/A | #N/A | 65 | #N/A
EcoSmart | 1001047936 | 650 | Downlight Retrofit | 65 | 2017-03-10 | 2017-03-09 | Low | 3 | #N/A | #N/A | 65 | #N/A
EcoSmart | 1001047936 | 650 | Downlight Retrofit | 65 | 2018-03-01 | 2018-03-01 | Low | 3 | #N/A | #N/A | 65 | #N/A
EcoSmart | 1001047936 | 650 | Downlight Retrofit | 65 | 2018-03-01 | 2018-02-28 | Low | 3 | #N/A | #N/A | 65 | #N/A
EcoSmart | 1001047937 | 650 | Downlight Retrofit | 65 | 2017-03-10 | 2017-03-09 | Low | 3 | #N/A | #N/A | 65 | #N/A
EcoSmart | 1001047937 | 650 | Downlight Retrofit | 65 | 2018-03-01 | 2018-03-01 | Low | 3 | #N/A | #N/A | 65 | #N/A
EcoSmart | 1001047937 | 650 | Downlight Retrofit | 65 | 2018-03-01 | 2018-02-28 | Low | 3 | #N/A | #N/A | 65 | #N/A
EcoSmart | 1001049119 | 650 | Downlight Retrofit | 65 | 2017-03-10 | 2017-03-09 | Low | 3 | #N/A | #N/A | 65 | #N/A
EcoSmart | 1001049119 | 650 | Downlight Retrofit | 65 | 2018-03-01 | 2018-03-01 | Low | 3 | #N/A | #N/A | 65 | #N/A
EcoSmart | 1001049119 | 650 | Downlight Retrofit | 65 | 2018-03-01 | 2018-02-28 | Low | 3 | #N/A | #N/A | 65 | #N/A
EcoSmart | 1001653524 | 650 | Downlight Retrofit | 65 | 2015-12-05 | 2015-12-09 | Low | 3 | #N/A | #N/A | 65 | #N/A
EcoSmart | 1001653524 | 650 | Downlight Retrofit | 65 | 2017-05-01 | 2017-01-23 | Low | 3 | #N/A | #N/A | 65 | #N/A
EcoSmart | 1001653666 | 650 | Downlight Retrofit | 65 | 2015-12-05 | 2015-12-09 | Low | 3 | #N/A | #N/A | 65 | #N/A
EcoSmart | 1001653666 | 650 | Downlight Retrofit | 65 | 2017-05-01 | 2017-01-23 | Low | 3 | #N/A | #N/A | 65 | #N/A
EcoSmart | 1002936719 | 650 | Downlight Retrofit | 65 | 2017-12-20 | 2017-12-22 | Low | 3 | #N/A | #N/A | 65 | #N/A
EcoSmart | 1002936719 | 650 | Downlight Retrofit | 65 | 2017-12-30 | 2017-12-29 | Low | 3 | #N/A | #N/A | 65 | #N/A
EcoSmart | 1002936719 | 650 | Downlight Retrofit | 65 | 2017-12-30 | 2017-12-29 | Low | 3 | #N/A | #N/A | 65 | #N/A
EcoSmart | 1002936719 | 650 | Downlight Retrofit | 65 | 2017-12-30 | 2017-12-29 | Low | 3 | #N/A | #N/A | 65 | #N/A
EcoSmart | 1002936732 | 650 | Downlight Retrofit | 65 | 2017-12-20 | 2017-12-22 | Low | 3 | #N/A | #N/A | 65 | #N/A
EcoSmart | 1002936732 | 650 | Downlight Retrofit | 65 | 2017-12-30 | 2017-12-29 | Low | 3 | #N/A | #N/A | 65 | #N/A
EcoSmart | 311945827 | 650 | Downlight Retrofit | 65 | 2019-12-04 | 2019-12-10 | Low | 3 | #N/A | #N/A | 65 | #N/A
EcoSmart | 311945828 | 650 | Downlight Retrofit | 65 | 2019-12-04 | 2019-12-10 | Low | 3 | #N/A | #N/A | 65 | #N/A
EcoSmart | NB01cA10FR1-279 | 650 | Downlight Retrofit | 65 | 2020-05-26 | 2020-05-28 | Low | 3 | #N/A | #N/A | 65 | #N/A
EcoSmart | NB01cA10FR1-309 | 650 | Downlight Retrofit | 65 | 2020-11-02 | 2020-11-04 | Low | 3 | #N/A | #N/A | 65 | #N/A
UPSHINE | DL347-4-10W-P3 | 650 | Downlight Retrofit | 65 | 2021-12-10 | 2021-12-17 | Low | 3 | #N/A | #N/A | 65 | #N/A
Commercial Electric | 1001749797 | 650 | Downlight Retrofit | 65 | 2017-05-01 | 2017-01-23 | Low | 3 | #N/A | #N/A | 65 | #N/A
LIGHT THE FUTURE | D554-90-CCT-**-NMS | 650 | Downlight Retrofit | 65 | 2022-06-15 | 2022-06-08 | Low | 3 | #N/A | #N/A | 65 | #N/A
Commercial Electric | 1002334325 | 650 | Downlight Retrofit | 65 | 2017-05-01 | 2017-01-23 | Low | 3 | #N/A | #N/A | 65 | #N/A
LIGHT THE FUTURE | D704-B | 650 | Downlight Retrofit | 65 | 2018-08-27 | 2018-08-28 | Low | 3 | #N/A | #N/A | 65 | #N/A
LIGHT THE FUTURE | D706-KT-XXXX | 650 | Downlight Retrofit | 65 | 2016-01-06 | 2016-01-04 | Low | 3 | #N/A | #N/A | 65 | #N/A
LIGHT THE FUTURE | D724-CCT-90-**-* | 650 | Downlight Retrofit | 65 | 2022-05-30 | 2022-04-11 | Low | 3 | #N/A | #N/A | 65 | #N/A
Commercial Electric | 3580136 | 650 | Downlight Retrofit | 65 | 2017-05-01 | 2019-08-20 | Low | 3 | #N/A | #N/A | 65 | #N/A
Commercial Electric | 3580137 | 650 | Downlight Retrofit | 65 | 2017-11-21 | 2019-08-20 | Low | 3 | #N/A | #N/A | 65 | #N/A
Commercial Electric | 3580138 | 650 | Downlight Retrofit | 65 | 2017-05-01 | 2019-08-20 | Low | 3 | #N/A | #N/A | 65 | #N/A
LIGHT THE FUTURE | D824-90-2700 | 650 | Downlight Retrofit | 65 | 2018-05-04 | 2018-05-03 | Low | 3 | #N/A | #N/A | 65 | #N/A
LIGHT THE FUTURE | D824-B | 650 | Downlight Retrofit | 65 | 2018-08-27 | 2018-08-28 | Low | 3 | #N/A | #N/A | 65 | #N/A
LIGHT THE FUTURE | D834-90-2700 | 650 | Downlight Retrofit | 65 | 2018-05-04 | 2018-05-18 | Low | 3 | #N/A | #N/A | 65 | #N/A
LIGHT THE FUTURE | D834-B | 650 | Downlight Retrofit | 65 | 2019-01-14 | 2019-06-17 | Low | 3 | #N/A | #N/A | 65 | #N/A
LIGHT THE FUTURE | D834-CCT-90 | 650 | Downlight Retrofit | 65 | 2019-01-14 | 2019-06-25 | Low | 3 | #N/A | #N/A | 65 | #N/A
LIGHT THE FUTURE | D834-CCT-90-**-* | 650 | Downlight Retrofit | 65 | 2022-05-30 | 2022-04-11 | Low | 3 | #N/A | #N/A | 65 | #N/A
LIGHT THE FUTURE | D834-W-C-90-**-* | 650 | Downlight Retrofit | 65 | 2022-09-21 | 2022-09-21 | Low | 3 | #N/A | #N/A | 65 | #N/A
LIGHT THE FUTURE | D834-W-R-90-**-* | 650 | Downlight Retrofit | 65 | 2022-09-21 | 2022-09-21 | Low | 3 | #N/A | #N/A | 65 | #N/A
LIGHT THE FUTURE | D406-80(2700K) | 650 | Downlight Retrofit | 65 | 2016-09-21 | 2016-12-08 | Low | 3 | #N/A | #N/A | 65 | #N/A
LIGHT THE FUTURE | D504-CCT-90-** | 650 | Downlight Retrofit | 65 | 2022-01-31 | 2022-02-11 | Low | 3 | #N/A | #N/A | 65 | #N/A
Westinghouse | 31053 | 650 | Downlight Retrofit | 65 | 2017-05-07 | 2017-05-08 | Low | 3 | #N/A | #N/A | 65 | #N/A
Westinghouse | 31054 | 650 | Downlight Retrofit | 65 | 2017-05-07 | 2017-05-08 | Low | 3 | #N/A | #N/A | 65 | #N/A
Westinghouse | 50820 | 650 | Downlight Retrofit | 65 | 2017-09-29 | 2017-10-02 | Low | 3 | #N/A | #N/A | 65 | #N/A
Wen Lighting | WEN-D834-90-2700 | 650 | Downlight Retrofit | 65 | 2018-07-13 | 2018-07-13 | Low | 3 | #N/A | #N/A | 65 | #N/A
Commercial Electric | CEDSK690B**30 | 803 | Downlight Retrofit | 65 | 2020-01-01 | 2020-01-24 | Low | 3 | #N/A | #N/A | 65 | #N/A
LIGHT THE FUTURE | D716-B | 975 | Downlight Retrofit | 65 | 2019-01-14 | 2019-06-24 | Low | 3 | #N/A | #N/A | 65 | #N/A
Nora Lighting | NOXAC-43#**WW | 730 | Downlight Retrofit | 65.2 | 2019-11-04 | 2019-11-13 | Low | 3 | #N/A | #N/A | 65.2 | #N/A
Progress | P8241- ##/30K9-AC1-L06 | 680 | Downlight Retrofit | 65.4 | 2015-07-28 | 2016-10-13 | Low | 3 | #N/A | #N/A | 65.4 | #N/A
Lithonia Lighting | 6BPMW HL LED ##K 90CRI | 805 | Downlight Retrofit | 65.4 | 2016-01-01 | 2016-12-12 | Low | 3 | #N/A | #N/A | 65.4 | #N/A
Lithonia Lighting | LDN[4¦6¦7¦8¦9¦10]RV [27¦30¦35¦40¦50]/10 [LR¦LRW][4¦6¦7¦8¦9¦10]AR [LD¦LSS¦LS] [MVOLT¦120¦277] DIM[1¦10] | 825 | Downlight Retrofit | 65.4 | 2017-12-08 | 2017-12-19 | Low | 3 | #N/A | #N/A | 65.4 | #N/A
Luminus | PPR593 | 850 | Downlight Retrofit | 65.4 | 2016-06-10 | 2016-08-03 | Low | 3 | #N/A | #N/A | 65.4 | #N/A
Best Lighting | BL4LED-DMV | 850 | Downlight Retrofit | 65.4 | 2019-01-25 | 2019-01-31 | Low | 3 | #N/A | #N/A | 65.4 | #N/A
EiKO | RDR4-85-13W-830-120DT-WH-B | 850 | Downlight Retrofit | 65.4 | 2020-06-09 | 2020-07-13 | Low | 3 | #N/A | #N/A | 65.4 | #N/A
MAXXIMA | MRL-41300W | 850 | Downlight Retrofit | 65.4 | 2018-09-19 | 2018-10-16 | Low | 3 | #N/A | #N/A | 65.4 | #N/A
MAXXIMA | MRL-41300W-4 | 850 | Downlight Retrofit | 65.4 | 2016-04-10 | 2016-10-19 | Low | 3 | #N/A | #N/A | 65.4 | #N/A
MAXXIMA | MRL-41300W, MRL-41300W-4 | 850 | Downlight Retrofit | 65.4 | 2020-09-25 | 2021-02-08 | Low | 3 | #N/A | #N/A | 65.4 | #N/A
MAXXIMA | MRL-41350W, MRL-41350W-4 | 850 | Downlight Retrofit | 65.4 | 2020-09-25 | 2021-02-08 | Low | 3 | #N/A | #N/A | 65.4 | #N/A
NICOR LED | DLR4-3006-120-2K-XX | 662 | Downlight Retrofit | 65.5 | 2015-11-01 | 2015-11-19 | Low | 3 | #N/A | #N/A | 65.5 | #N/A
Green Creative | 14.5SMDL6DIM/930 | 950 | Downlight Retrofit | 65.5 | 2016-10-01 | 2017-01-20 | Low | 3 | #N/A | #N/A | 65.5 | #N/A
Commercial Electric | 531981##(##=01-10) | 950 | Downlight Retrofit | 65.5 | 2018-03-08 | 2018-03-14 | Low | 3 | #N/A | #N/A | 65.5 | #N/A
HOMI | PR180R-PL30UKF-9W80-120 | 590 | Downlight Retrofit | 65.6 | 2018-04-16 | 2018-05-16 | Low | 3 | #N/A | #N/A | 65.6 | #N/A
Liton | LREBLD402##-T[27,30,35,40] | 708 | Downlight Retrofit | 65.6 | 2016-09-09 | 2016-11-29 | Low | 3 | #N/A | #N/A | 65.6 | #N/A
Halo | ML5609930 - ###[WB¦H¦SC¦WW¦TBZB¦SNB] | 885 | Downlight Retrofit | 65.6 | 2014-12-12 | 2017-02-16 | Low | 3 | #N/A | #N/A | 65.6 | #N/A
Halo | LT560WH6930 | 670 | Downlight Retrofit | 65.7 | 2015-11-05 | 2015-11-05 | Low | 3 | #N/A | #N/A | 65.7 | #N/A
Halo | SLD612927WHUNV | 933 | Downlight Retrofit | 65.7 | 2015-04-15 | 2017-11-16 | Low | 3 | #N/A | #N/A | 65.7 | #N/A
Commercial Electric | 531993##(##=01-10) | 625 | Downlight Retrofit | 65.8 | 2019-05-20 | 2019-07-25 | Low | 3 | #N/A | #N/A | 65.8 | #N/A
LIGHT THE FUTURE | D106-90-XXXX | 980 | Downlight Retrofit | 65.8 | 2016-02-24 | 2016-02-19 | Low | 3 | #N/A | #N/A | 65.8 | #N/A
Best Lighting | BRK-LED350-B*SQ | 593 | Downlight Retrofit | 65.9 | 2019-02-01 | 2019-01-31 | Low | 3 | #N/A | #N/A | 65.9 | #N/A
American Lighting | E3-30-DB | 495 | Downlight Retrofit | 66 | 2016-05-26 | 2016-07-21 | Low | 3 | #N/A | #N/A | 66 | #N/A
Signcomplex | HTH4-010-AL-927K-#BD | 660 | Downlight Retrofit | 66 | 2019-03-04 | 2019-03-18 | Low | 3 | #N/A | #N/A | 66 | #N/A
Signcomplex | HTH4-010-AL-927K-#D | 660 | Downlight Retrofit | 66 | 2019-03-04 | 2019-03-18 | Low | 3 | #N/A | #N/A | 66 | #N/A
LIGHT THE FUTURE | D406-90-A | 660 | Downlight Retrofit | 66 | 2016-02-24 | 2016-02-19 | Low | 3 | #N/A | #N/A | 66 | #N/A
GE Lighting | 14812 | 700 | Downlight Retrofit | 66 | 2016-06-01 | 2016-06-16 | Low | 3 | #N/A | #N/A | 66 | #N/A
GE Lighting | 39154 | 700 | Downlight Retrofit | 66 | 2016-06-01 | 2016-06-16 | Low | 3 | #N/A | #N/A | 66 | #N/A
GE Lighting | 95395 | 700 | Downlight Retrofit | 66 | 2016-06-01 | 2016-06-16 | Low | 3 | #N/A | #N/A | 66 | #N/A
GE Lighting | 98812 | 700 | Downlight Retrofit | 66 | 2016-06-01 | 2016-06-16 | Low | 3 | #N/A | #N/A | 66 | #N/A
Signcomplex | HTH6-015-AL-930K-#BD | 990 | Downlight Retrofit | 66 | 2019-03-04 | 2019-03-18 | Low | 3 | #N/A | #N/A | 66 | #N/A
Signcomplex | HTH6-015-AL-930K-#D | 990 | Downlight Retrofit | 66 | 2019-03-04 | 2019-03-18 | Low | 3 | #N/A | #N/A | 66 | #N/A
LIGHT THE FUTURE | D316-80-XXXX | 990 | Downlight Retrofit | 66 | 2016-06-10 | 2016-06-10 | Low | 3 | #N/A | #N/A | 66 | #N/A
LIGHT THE FUTURE | D316-80-XXXX | 990 | Downlight Retrofit | 66 | 2016-06-10 | 2016-06-10 | Low | 3 | #N/A | #N/A | 66 | #N/A
LIGHT THE FUTURE | D316-80-XXXX | 990 | Downlight Retrofit | 66 | 2016-06-10 | 2016-06-10 | Low | 3 | #N/A | #N/A | 66 | #N/A
LIGHT THE FUTURE | D316-80-XXXX | 990 | Downlight Retrofit | 66 | 2016-06-10 | 2016-06-10 | Low | 3 | #N/A | #N/A | 66 | #N/A
LIGHT THE FUTURE | D316-80-XXXX | 990 | Downlight Retrofit | 66 | 2016-06-10 | 2016-06-10 | Low | 3 | #N/A | #N/A | 66 | #N/A
FEIT ELECTRIC | LEDR56/840 | 925 | Downlight Retrofit | 66.1 | 2017-06-23 | 2017-06-23 | Low | 3 | #N/A | #N/A | 66.1 | #N/A
FEIT ELECTRIC | LEDRT56/8XX | 925 | Downlight Retrofit | 66.1 | 2016-06-01 | 2016-06-29 | Low | 3 | #N/A | #N/A | 66.1 | #N/A
FEIT ELECTRIC | RTLED56/8XX | 925 | Downlight Retrofit | 66.1 | 2016-03-20 | 2016-04-12 | Low | 3 | #N/A | #N/A | 66.1 | #N/A
EarthBulb | LRT4840D5 | 510 | Downlight Retrofit | 66.2 | 2016-01-01 | 2016-09-21 | Low | 3 | #N/A | #N/A | 66.2 | #N/A
Progress Lighting | P8071-28/27K-L10-STR2 | 794 | Downlight Retrofit | 66.2 | 2014-03-03 | 2014-01-21 | Low | 3 | #N/A | #N/A | 66.2 | #N/A
EATON | RL460WH927PK | 530 | Downlight Retrofit | 66.3 | 2016-11-30 | 2016-12-19 | Low | 3 | #N/A | #N/A | 66.3 | #N/A
Halo | RL460WH927PK | 530 | Downlight Retrofit | 66.3 | 2016-11-30 | 2016-12-19 | Low | 3 | #N/A | #N/A | 66.3 | #N/A
Prescolite | LBEB4A6L27K9 WH | 630 | Downlight Retrofit | 66.3 | 2017-06-18 | 2017-06-20 | Low | 3 | #N/A | #N/A | 66.3 | #N/A
Progress Lighting | P800006-028-30 | 630 | Downlight Retrofit | 66.3 | 2018-12-15 | 2018-12-14 | Low | 3 | #N/A | #N/A | 66.3 | #N/A
Progress Lighting | P800012-028-30 | 630 | Downlight Retrofit | 66.3 | 2018-12-15 | 2018-12-14 | Low | 3 | #N/A | #N/A | 66.3 | #N/A
Progress Lighting | P8046-09-30K | 630 | Downlight Retrofit | 66.3 | 2017-03-06 | 2017-03-08 | Low | 3 | #N/A | #N/A | 66.3 | #N/A
Progress Lighting | P8046-20-30K | 630 | Downlight Retrofit | 66.3 | 2017-03-06 | 2017-03-08 | Low | 3 | #N/A | #N/A | 66.3 | #N/A
Progress Lighting | P8046-28-30K | 630 | Downlight Retrofit | 66.3 | 2017-03-06 | 2017-03-08 | Low | 3 | #N/A | #N/A | 66.3 | #N/A
Progress Lighting | P8046-31-30K | 630 | Downlight Retrofit | 66.3 | 2017-03-06 | 2017-03-08 | Low | 3 | #N/A | #N/A | 66.3 | #N/A
Progress Lighting | P8080-28-30K | 630 | Downlight Retrofit | 66.3 | 2017-03-06 | 2017-03-06 | Low | 3 | #N/A | #N/A | 66.3 | #N/A
HomeStyle Lighting | HSSQ4-WH-30K | 630 | Downlight Retrofit | 66.3 | 2017-03-06 | 2017-03-03 | Low | 3 | #N/A | #N/A | 66.3 | #N/A
Lithonia Lighting | 4BEMW LED 27K 90CRI MX | 650 | Downlight Retrofit | 66.3 | 2018-01-04 | 2018-01-04 | Low | 3 | #N/A | #N/A | 66.3 | #N/A
Lithonia Lighting | 4BEMW LED 30K 90CRI MX | 650 | Downlight Retrofit | 66.3 | 2018-01-04 | 2018-01-04 | Low | 3 | #N/A | #N/A | 66.3 | #N/A
Lithonia Lighting | 4BEMW LED 35K 90CRI MX | 650 | Downlight Retrofit | 66.3 | 2018-01-04 | 2018-01-04 | Low | 3 | #N/A | #N/A | 66.3 | #N/A
Lithonia Lighting | 4BEMW LED 40K 90CRI MX | 650 | Downlight Retrofit | 66.3 | 2018-01-04 | 2018-01-04 | Low | 3 | #N/A | #N/A | 66.3 | #N/A
Lithonia Lighting | 4BEMW LED 50K 90CRI MX | 650 | Downlight Retrofit | 66.3 | 2018-01-04 | 2018-01-04 | Low | 3 | #N/A | #N/A | 66.3 | #N/A
Lithonia Lighting | 4SEMW LED 27K 90CRI MX | 650 | Downlight Retrofit | 66.3 | 2018-09-13 | 2018-09-13 | Low | 3 | #N/A | #N/A | 66.3 | #N/A
Lithonia Lighting | 4SEMW LED 30K 91CRI MX | 650 | Downlight Retrofit | 66.3 | 2018-09-13 | 2018-09-13 | Low | 3 | #N/A | #N/A | 66.3 | #N/A
Lithonia Lighting | 4SEMW LED 35K 92CRI MX | 650 | Downlight Retrofit | 66.3 | 2018-09-13 | 2018-09-13 | Low | 3 | #N/A | #N/A | 66.3 | #N/A
Lithonia Lighting | 4SEMW LED 40K 93CRI MX | 650 | Downlight Retrofit | 66.3 | 2018-09-13 | 2018-09-13 | Low | 3 | #N/A | #N/A | 66.3 | #N/A
Lithonia Lighting | 4SEMW LED 50K 94CRI MX | 650 | Downlight Retrofit | 66.3 | 2018-09-13 | 2018-09-13 | Low | 3 | #N/A | #N/A | 66.3 | #N/A
Satco | S29312 | 650 | Downlight Retrofit | 66.3 | 2018-01-11 | 2018-01-09 | Low | 3 | #N/A | #N/A | 66.3 | #N/A
HLE | KDN-BA-13J-M10W-90-20AP-** | 663 | Downlight Retrofit | 66.3 | 2022-10-30 | 2022-11-21 | Low | 3 | #N/A | #N/A | 66.3 | #N/A
Juno | J6RL WD G4N [DB¦DC] 06LM 30K 90CRI 120 FRPC [BWH¦CWH¦HZWH¦WWH¦WHZWH] | 657 | Downlight Retrofit | 66.4 | 2012-07-02 | 2017-02-15 | Low | 3 | #N/A | #N/A | 66.4 | #N/A
LIGHT THE FUTURE | D106-90-XXXX | 990 | Downlight Retrofit | 66.4 | 2016-02-24 | 2016-02-19 | Low | 3 | #N/A | #N/A | 66.4 | #N/A
Ortech | 2135-3KWH | 400 | Downlight Retrofit | 66.7 | 2017-07-20 | 2017-07-31 | Low | 3 | #N/A | #N/A | 66.7 | #N/A
Ortech | 2135-4KWH | 400 | Downlight Retrofit | 66.7 | 2017-07-20 | 2017-07-31 | Low | 3 | #N/A | #N/A | 66.7 | #N/A
Ortech | 2135-5KWH | 400 | Downlight Retrofit | 66.7 | 2017-07-20 | 2017-07-31 | Low | 3 | #N/A | #N/A | 66.7 | #N/A
ASD | ASD-LDLRK-1BR-4D927-WH | 600 | Downlight Retrofit | 66.7 | 2020-08-20 | 2020-09-14 | Low | 3 | #N/A | #N/A | 66.7 | #N/A
ASD | ASD-LDLRK-1BR-4D930-WH | 600 | Downlight Retrofit | 66.7 | 2020-08-20 | 2020-09-14 | Low | 3 | #N/A | #N/A | 66.7 | #N/A
ASD | ASD-LDLRK-1BR-4D940-WH | 600 | Downlight Retrofit | 66.7 | 2020-08-20 | 2020-09-14 | Low | 3 | #N/A | #N/A | 66.7 | #N/A
ASD | ASD-LDLRK-1BR-4D950-WH | 600 | Downlight Retrofit | 66.7 | 2020-08-20 | 2020-09-14 | Low | 3 | #N/A | #N/A | 66.7 | #N/A
ASD | ASD-LDLRK-1BS-4D927-WH | 600 | Downlight Retrofit | 66.7 | 2020-08-20 | 2020-09-15 | Low | 3 | #N/A | #N/A | 66.7 | #N/A
ASD | ASD-LDLRK-1BS-4D930-WH | 600 | Downlight Retrofit | 66.7 | 2020-08-20 | 2020-09-15 | Low | 3 | #N/A | #N/A | 66.7 | #N/A
ASD | ASD-LDLRK-1BS-4D940-WH | 600 | Downlight Retrofit | 66.7 | 2020-08-20 | 2020-09-15 | Low | 3 | #N/A | #N/A | 66.7 | #N/A
ASD | ASD-LDLRK-1BS-4D950-WH | 600 | Downlight Retrofit | 66.7 | 2020-08-20 | 2020-09-15 | Low | 3 | #N/A | #N/A | 66.7 | #N/A
Illume | I-ELRT4XX | 600 | Downlight Retrofit | 66.7 | 2016-07-20 | 2016-08-23 | Low | 3 | #N/A | #N/A | 66.7 | #N/A
Dals | LEDPNLRTF4XX | 600 | Downlight Retrofit | 66.7 | 2016-07-20 | 2016-08-23 | Low | 3 | #N/A | #N/A | 66.7 | #N/A
LEDVANCE LLC | LED/RT4/600/927/FL80 | 600 | Downlight Retrofit | 66.7 | 2018-09-05 | 2018-09-04 | Low | 3 | #N/A | #N/A | 66.7 | #N/A
LEDVANCE LLC | LED/RT4/600/930/FL80 | 600 | Downlight Retrofit | 66.7 | 2018-09-05 | 2018-09-04 | Low | 3 | #N/A | #N/A | 66.7 | #N/A
LEDVANCE LLC | LED/RT4/600/940 | 600 | Downlight Retrofit | 66.7 | 2018-09-05 | 2018-09-04 | Low | 3 | #N/A | #N/A | 66.7 | #N/A
LEDVANCE LLC | LED/RT4/600/950 | 600 | Downlight Retrofit | 66.7 | 2018-09-05 | 2018-09-04 | Low | 3 | #N/A | #N/A | 66.7 | #N/A
LEDVANCE LLC | LED/RTQ4/600/927/RP | 600 | Downlight Retrofit | 66.7 | 2018-09-05 | 2018-09-04 | Low | 3 | #N/A | #N/A | 66.7 | #N/A
LEDVANCE LLC | LED/RTQ4/600/930/RP | 600 | Downlight Retrofit | 66.7 | 2018-09-05 | 2018-09-04 | Low | 3 | #N/A | #N/A | 66.7 | #N/A
LEDVANCE LLC | LED/RTQ4/600/940/RP | 600 | Downlight Retrofit | 66.7 | 2018-09-05 | 2018-09-04 | Low | 3 | #N/A | #N/A | 66.7 | #N/A
LEDVANCE LLC | LED/RTQ4/600/950/RP | 600 | Downlight Retrofit | 66.7 | 2018-09-05 | 2018-09-04 | Low | 3 | #N/A | #N/A | 66.7 | #N/A
Osram | LED/RT4/600/927/FL80 | 600 | Downlight Retrofit | 66.7 | 2018-09-05 | 2018-09-04 | Low | 3 | #N/A | #N/A | 66.7 | #N/A
Osram | LED/RT4/600/930/FL80 | 600 | Downlight Retrofit | 66.7 | 2018-09-05 | 2018-09-04 | Low | 3 | #N/A | #N/A | 66.7 | #N/A
Osram | LED/RT4/600/940 | 600 | Downlight Retrofit | 66.7 | 2018-09-05 | 2018-09-04 | Low | 3 | #N/A | #N/A | 66.7 | #N/A
Osram | LED/RT4/600/950 | 600 | Downlight Retrofit | 66.7 | 2018-09-05 | 2018-09-04 | Low | 3 | #N/A | #N/A | 66.7 | #N/A
Sylvania | 74285 | 600 | Downlight Retrofit | 66.7 | 2016-08-22 | 2016-08-29 | Low | 3 | #N/A | #N/A | 66.7 | #N/A
Sylvania | 74288 | 600 | Downlight Retrofit | 66.7 | 2016-08-22 | 2016-08-29 | Low | 3 | #N/A | #N/A | 66.7 | #N/A
Sylvania | 74289 | 600 | Downlight Retrofit | 66.7 | 2016-08-22 | 2016-08-29 | Low | 3 | #N/A | #N/A | 66.7 | #N/A
Osram | LED/RTQ4/600/927/RP | 600 | Downlight Retrofit | 66.7 | 2018-09-05 | 2018-09-04 | Low | 3 | #N/A | #N/A | 66.7 | #N/A
Osram | LED/RTQ4/600/930/RP | 600 | Downlight Retrofit | 66.7 | 2018-09-05 | 2018-09-04 | Low | 3 | #N/A | #N/A | 66.7 | #N/A
Osram | LED/RTQ4/600/940/RP | 600 | Downlight Retrofit | 66.7 | 2018-09-05 | 2018-09-04 | Low | 3 | #N/A | #N/A | 66.7 | #N/A
Osram | LED/RTQ4/600/950/RP | 600 | Downlight Retrofit | 66.7 | 2018-09-05 | 2018-09-04 | Low | 3 | #N/A | #N/A | 66.7 | #N/A
Sylvania | 74924 | 600 | Downlight Retrofit | 66.7 | 2017-11-08 | 2017-11-08 | Low | 3 | #N/A | #N/A | 66.7 | #N/A
Sylvania | 74925 | 600 | Downlight Retrofit | 66.7 | 2017-11-08 | 2017-11-08 | Low | 3 | #N/A | #N/A | 66.7 | #N/A
Sylvania | 74926 | 600 | Downlight Retrofit | 66.7 | 2017-11-08 | 2017-11-08 | Low | 3 | #N/A | #N/A | 66.7 | #N/A
Sylvania | LED/RT4/600/927/FL80 | 600 | Downlight Retrofit | 66.7 | 2018-09-05 | 2018-09-04 | Low | 3 | #N/A | #N/A | 66.7 | #N/A
Sylvania | LED/RT4/600/930/FL80 | 600 | Downlight Retrofit | 66.7 | 2018-09-05 | 2018-09-04 | Low | 3 | #N/A | #N/A | 66.7 | #N/A
Sylvania | LED/RT4/600/940 | 600 | Downlight Retrofit | 66.7 | 2018-09-05 | 2018-09-04 | Low | 3 | #N/A | #N/A | 66.7 | #N/A
Sylvania | LED/RT4/600/950 | 600 | Downlight Retrofit | 66.7 | 2018-09-05 | 2018-09-04 | Low | 3 | #N/A | #N/A | 66.7 | #N/A
Sylvania | LED/RTQ4/600/927/RP | 600 | Downlight Retrofit | 66.7 | 2018-09-05 | 2018-09-04 | Low | 3 | #N/A | #N/A | 66.7 | #N/A
Sylvania | LED/RTQ4/600/930/RP | 600 | Downlight Retrofit | 66.7 | 2018-09-05 | 2018-09-04 | Low | 3 | #N/A | #N/A | 66.7 | #N/A
Sylvania | LED/RTQ4/600/940/RP | 600 | Downlight Retrofit | 66.7 | 2018-09-05 | 2018-09-04 | Low | 3 | #N/A | #N/A | 66.7 | #N/A
Sylvania | LED/RTQ4/600/950/RP | 600 | Downlight Retrofit | 66.7 | 2018-09-05 | 2018-09-04 | Low | 3 | #N/A | #N/A | 66.7 | #N/A
NDR Electric | RZR-4##-9W-#K-** | 600 | Downlight Retrofit | 66.7 | 2016-11-30 | 2016-12-15 | Low | 3 | #N/A | #N/A | 66.7 | #N/A
MORRIS | 72607 | 600 | Downlight Retrofit | 66.7 | 2018-05-14 | 2018-05-08 | Low | 3 | #N/A | #N/A | 66.7 | #N/A
MORRIS | 72632 | 600 | Downlight Retrofit | 66.7 | 2018-05-17 | 2018-05-14 | Low | 3 | #N/A | #N/A | 66.7 | #N/A
MORRIS | 72634 | 600 | Downlight Retrofit | 66.7 | 2018-05-17 | 2018-05-14 | Low | 3 | #N/A | #N/A | 66.7 | #N/A
Satco | S9465 | 600 | Downlight Retrofit | 66.7 | 2015-11-15 | 2015-11-16 | Low | 3 | #N/A | #N/A | 66.7 | #N/A
Satco | S9466 | 600 | Downlight Retrofit | 66.7 | 2015-11-15 | 2015-11-16 | Low | 3 | #N/A | #N/A | 66.7 | #N/A
Satco | S9468 | 600 | Downlight Retrofit | 66.7 | 2015-11-15 | 2015-11-16 | Low | 3 | #N/A | #N/A | 66.7 | #N/A
Satco | S29756 | 600 | Downlight Retrofit | 66.7 | 2017-12-22 | 2017-12-25 | Low | 3 | #N/A | #N/A | 66.7 | #N/A
Satco | S29757 | 600 | Downlight Retrofit | 66.7 | 2017-12-22 | 2017-12-25 | Low | 3 | #N/A | #N/A | 66.7 | #N/A
Satco | S29758 | 600 | Downlight Retrofit | 66.7 | 2017-12-22 | 2017-12-25 | Low | 3 | #N/A | #N/A | 66.7 | #N/A
Satco | S29759 | 600 | Downlight Retrofit | 66.7 | 2017-12-22 | 2017-12-25 | Low | 3 | #N/A | #N/A | 66.7 | #N/A
HomeStyle Lighting | HS4-WH-27K9 | 600 | Downlight Retrofit | 66.7 | 2016-07-20 | 2016-07-28 | Low | 3 | #N/A | #N/A | 66.7 | #N/A
HomeStyle Lighting | HS4-WH-30K9 | 600 | Downlight Retrofit | 66.7 | 2016-07-20 | 2016-07-28 | Low | 3 | #N/A | #N/A | 66.7 | #N/A
Commercial Electric | DL-N34A9ER1-27 | 600 | Downlight Retrofit | 66.7 | 2017-02-10 | 2017-02-09 | Low | 3 | #N/A | #N/A | 66.7 | #N/A
Commercial Electric | DL-N34A9ER1-50 | 600 | Downlight Retrofit | 66.7 | 2017-02-10 | 2017-02-09 | Low | 3 | #N/A | #N/A | 66.7 | #N/A
EcoSmart | 1001049122 | 600 | Downlight Retrofit | 66.7 | 2017-03-10 | 2017-03-09 | Low | 3 | #N/A | #N/A | 66.7 | #N/A
EcoSmart | 1001049122 | 600 | Downlight Retrofit | 66.7 | 2018-02-28 | 2018-02-28 | Low | 3 | #N/A | #N/A | 66.7 | #N/A
EcoSmart | 1001049123 | 600 | Downlight Retrofit | 66.7 | 2017-03-10 | 2017-03-09 | Low | 3 | #N/A | #N/A | 66.7 | #N/A
EcoSmart | 1001049123 | 600 | Downlight Retrofit | 66.7 | 2018-02-28 | 2018-02-28 | Low | 3 | #N/A | #N/A | 66.7 | #N/A
EcoSmart | 1001049124 | 600 | Downlight Retrofit | 66.7 | 2017-03-10 | 2017-03-09 | Low | 3 | #N/A | #N/A | 66.7 | #N/A
EcoSmart | 1001049124 | 600 | Downlight Retrofit | 66.7 | 2018-02-28 | 2018-02-28 | Low | 3 | #N/A | #N/A | 66.7 | #N/A
EcoSmart | 1001654149 | 600 | Downlight Retrofit | 66.7 | 2015-12-05 | 2015-12-09 | Low | 3 | #N/A | #N/A | 66.7 | #N/A
EcoSmart | 1001654171 | 600 | Downlight Retrofit | 66.7 | 2015-12-05 | 2015-12-09 | Low | 3 | #N/A | #N/A | 66.7 | #N/A
EcoSmart | 1001654181 | 600 | Downlight Retrofit | 66.7 | 2015-12-05 | 2015-12-09 | Low | 3 | #N/A | #N/A | 66.7 | #N/A
EcoSmart | 1001654183 | 600 | Downlight Retrofit | 66.7 | 2015-12-05 | 2015-12-09 | Low | 3 | #N/A | #N/A | 66.7 | #N/A
EcoSmart | 1002936677 | 600 | Downlight Retrofit | 66.7 | 2017-12-20 | 2017-12-22 | Low | 3 | #N/A | #N/A | 66.7 | #N/A
EcoSmart | 1002936683 | 600 | Downlight Retrofit | 66.7 | 2017-12-20 | 2017-12-22 | Low | 3 | #N/A | #N/A | 66.7 | #N/A
EcoSmart | 311945834 | 600 | Downlight Retrofit | 66.7 | 2019-12-04 | 2019-12-09 | Low | 3 | #N/A | #N/A | 66.7 | #N/A
EcoSmart | 311945838 | 600 | Downlight Retrofit | 66.7 | 2019-12-04 | 2019-12-09 | Low | 3 | #N/A | #N/A | 66.7 | #N/A
EcoSmart | NB01cA09ER1-279 | 600 | Downlight Retrofit | 66.7 | 2020-05-26 | 2020-05-28 | Low | 3 | #N/A | #N/A | 66.7 | #N/A
EcoSmart | NB01cA09ER1-309 | 600 | Downlight Retrofit | 66.7 | 2020-11-02 | 2020-11-04 | Low | 3 | #N/A | #N/A | 66.7 | #N/A
LIGHT THE FUTURE | D634-90-2700-# | 600 | Downlight Retrofit | 66.7 | 2018-04-25 | 2018-04-25 | Low | 3 | #N/A | #N/A | 66.7 | #N/A
LIGHT THE FUTURE | D724-90-2700-# | 600 | Downlight Retrofit | 66.7 | 2018-04-25 | 2018-04-25 | Low | 3 | #N/A | #N/A | 66.7 | #N/A
Commercial Electric | 3580133 | 600 | Downlight Retrofit | 66.7 | 2019-08-19 | 2019-08-16 | Low | 3 | #N/A | #N/A | 66.7 | #N/A
Wen Lighting | WEN-D724-90-2700-S | 600 | Downlight Retrofit | 66.7 | 2018-07-13 | 2018-07-13 | Low | 3 | #N/A | #N/A | 66.7 | #N/A
Juno | 4RLD G2 06LM ##K 90CRI 120 FRPC WWH | 654 | Downlight Retrofit | 66.7 | 2016-03-01 | 2017-02-14 | Low | 3 | #N/A | #N/A | 66.7 | #N/A
GE Current, a Daintree company | 95853 | 700 | Downlight Retrofit | 66.7 | 2016-06-01 | 2016-06-16 | Low | 3 | #N/A | #N/A | 66.7 | #N/A
GE Current, a Daintree company | 95854 | 700 | Downlight Retrofit | 66.7 | 2016-06-01 | 2016-06-16 | Low | 3 | #N/A | #N/A | 66.7 | #N/A
GE Current, a Daintree company | 35365 | 700 | Downlight Retrofit | 66.7 | 2014-05-15 | 2016-06-16 | Low | 3 | #N/A | #N/A | 66.7 | #N/A
GE Lighting | 22237 | 700 | Downlight Retrofit | 66.7 | 2016-06-01 | 2016-06-16 | Low | 3 | #N/A | #N/A | 66.7 | #N/A
Prescolite | LBEB6A7L27K9 WH | 700 | Downlight Retrofit | 66.7 | 2017-06-18 | 2017-06-20 | Low | 3 | #N/A | #N/A | 66.7 | #N/A
Utilitech | MQTL1069-LED10.5K830 | 700 | Downlight Retrofit | 66.7 | 2017-05-20 | 2017-05-15 | Low | 3 | #N/A | #N/A | 66.7 | #N/A
Progress Lighting | P800007-028-30 | 700 | Downlight Retrofit | 66.7 | 2018-12-15 | 2018-12-14 | Low | 3 | #N/A | #N/A | 66.7 | #N/A
Progress Lighting | P800014-028-30 | 700 | Downlight Retrofit | 66.7 | 2018-12-15 | 2018-12-14 | Low | 3 | #N/A | #N/A | 66.7 | #N/A
Progress Lighting | P8061-28-30K | 700 | Downlight Retrofit | 66.7 | 2017-03-06 | 2017-03-06 | Low | 3 | #N/A | #N/A | 66.7 | #N/A
Progress Lighting | P8076-09-30K | 700 | Downlight Retrofit | 66.7 | 2017-03-06 | 2017-03-08 | Low | 3 | #N/A | #N/A | 66.7 | #N/A
Progress Lighting | P8076-20-30K | 700 | Downlight Retrofit | 66.7 | 2017-03-06 | 2017-03-08 | Low | 3 | #N/A | #N/A | 66.7 | #N/A
Progress Lighting | P8076-28-30K | 700 | Downlight Retrofit | 66.7 | 2017-03-06 | 2017-03-08 | Low | 3 | #N/A | #N/A | 66.7 | #N/A
Progress Lighting | P8076-31-30K | 700 | Downlight Retrofit | 66.7 | 2017-03-06 | 2017-03-08 | Low | 3 | #N/A | #N/A | 66.7 | #N/A
USGL | L/DL6/12/XU/927/K001 | 800 | Downlight Retrofit | 66.7 | 2015-12-25 | 2015-12-28 | Low | 3 | #N/A | #N/A | 66.7 | #N/A
USGL | L/DL6/12/XU/930/K001 | 800 | Downlight Retrofit | 66.7 | 2015-07-30 | 2015-07-22 | Low | 3 | #N/A | #N/A | 66.7 | #N/A
USGL | L/DL6/12/XU/940/K001 | 800 | Downlight Retrofit | 66.7 | 2015-07-30 | 2015-07-22 | Low | 3 | #N/A | #N/A | 66.7 | #N/A
USGL | L/DL6/12/XU/950/K001 | 800 | Downlight Retrofit | 66.7 | 2016-02-20 | 2016-02-19 | Low | 3 | #N/A | #N/A | 66.7 | #N/A
American Lighting | AD6S-30-WH | 800 | Downlight Retrofit | 66.7 | 2017-07-15 | 2017-07-12 | Low | 3 | #N/A | #N/A | 66.7 | #N/A
EiKO | AK6-12W827-DIM-G7 2PK | 800 | Downlight Retrofit | 66.7 | 2016-12-25 | 2017-01-26 | Low | 3 | #N/A | #N/A | 66.7 | #N/A
YDJ Light | LR30N01-12 2700K | 800 | Downlight Retrofit | 66.7 | 2015-08-29 | 2015-09-25 | Low | 3 | #N/A | #N/A | 66.7 | #N/A
YDJ Light | LR30ND-U038-12-XX | 800 | Downlight Retrofit | 66.7 | 2016-07-08 | 2016-08-01 | Low | 3 | #N/A | #N/A | 66.7 | #N/A
FEIT ELECTRIC | LEDR56FP/830 | 800 | Downlight Retrofit | 66.7 | 2018-10-15 | 2018-11-13 | Low | 3 | #N/A | #N/A | 66.7 | #N/A
FEIT ELECTRIC | 74206 | 800 | Downlight Retrofit | 66.7 | 2017-02-15 | 2017-03-20 | Low | 3 | #N/A | #N/A | 66.7 | #N/A
FEIT ELECTRIC | 74208 | 800 | Downlight Retrofit | 66.7 | 2017-02-15 | 2017-03-20 | Low | 3 | #N/A | #N/A | 66.7 | #N/A
Sylvania | 40050 | 800 | Downlight Retrofit | 66.7 | 2018-01-25 | 2018-01-30 | Low | 3 | #N/A | #N/A | 66.7 | #N/A
Utilitech | MQTL1182-LED12K9027 | 800 | Downlight Retrofit | 66.7 | 2022-04-30 | 2022-04-28 | Low | 3 | #N/A | #N/A | 66.7 | #N/A
Utilitech | MQTL1183-LED12K9027 | 800 | Downlight Retrofit | 66.7 | 2022-04-30 | 2022-04-28 | Low | 3 | #N/A | #N/A | 66.7 | #N/A
Rayon Lighting Group | RFL3-8L | 800 | Downlight Retrofit | 66.7 | 2016-08-16 | 2016-08-15 | Low | 3 | #N/A | #N/A | 66.7 | #N/A
Satco | S9599 | 800 | Downlight Retrofit | 66.7 | 2016-09-21 | 2016-11-11 | Low | 3 | #N/A | #N/A | 66.7 | #N/A
HLE | KDN-BA-19X-M12W-90-T (2700K) | 800 | Downlight Retrofit | 66.7 | 2017-05-05 | 2017-05-24 | Low | 3 | #N/A | #N/A | 66.7 | #N/A
HLE | KDN-DA-17X-M12W-90-T (2700K) | 800 | Downlight Retrofit | 66.7 | 2017-05-05 | 2017-05-24 | Low | 3 | #N/A | #N/A | 66.7 | #N/A
Sunco Lighting | DL_G56-12W-27K_5K-#PK | 800 | Downlight Retrofit | 66.7 | 2021-08-26 | 2021-12-09 | Low | 3 | #N/A | #N/A | 66.7 | #N/A
Standard | 66093 | 800 | Downlight Retrofit | 66.7 | 2017-09-13 | 2017-10-30 | Low | 3 | #N/A | #N/A | 66.7 | #N/A
Standard | 66094 | 800 | Downlight Retrofit | 66.7 | 2017-09-13 | 2017-10-30 | Low | 3 | #N/A | #N/A | 66.7 | #N/A
Standard | 66095 | 800 | Downlight Retrofit | 66.7 | 2017-09-13 | 2017-10-30 | Low | 3 | #N/A | #N/A | 66.7 | #N/A
Topaz | RTL/633WH/12W/D-61 | 800 | Downlight Retrofit | 66.7 | 2017-11-20 | 2017-11-17 | Low | 3 | #N/A | #N/A | 66.7 | #N/A
CXL TOPAZ | RTL/650WH/ECO/D-46 | 800 | Downlight Retrofit | 66.7 | 2016-06-27 | 2016-07-07 | Low | 3 | #N/A | #N/A | 66.7 | #N/A
Commercial Electric | 1002 632 071 | 800 | Downlight Retrofit | 66.7 | 2017-10-01 | 2017-09-15 | Low | 3 | #N/A | #N/A | 66.7 | #N/A
Commercial Electric | 1002 632 078 | 800 | Downlight Retrofit | 66.7 | 2017-10-01 | 2017-09-15 | Low | 3 | #N/A | #N/A | 66.7 | #N/A
TCP | RLDR6527K | 800 | Downlight Retrofit | 66.7 | 2016-08-28 | 2016-06-22 | Low | 3 | #N/A | #N/A | 66.7 | #N/A
TGL | TGLP-6DL-12W-2700K | 800 | Downlight Retrofit | 66.7 | 2017-05-15 | 2017-05-16 | Low | 3 | #N/A | #N/A | 66.7 | #N/A
NICOR | DSE621202KSQ** | 900 | Downlight Retrofit | 66.7 | 2019-01-13 | 2019-01-15 | Low | 3 | #N/A | #N/A | 66.7 | #N/A
NICOR | DSE821202KRD** | 900 | Downlight Retrofit | 66.7 | 2019-01-13 | 2019-01-15 | Low | 3 | #N/A | #N/A | 66.7 | #N/A
Commercial Electric | CEDSK490B**30 | 724 | Downlight Retrofit | 66.8 | 2020-01-01 | 2020-01-24 | Low | 3 | #N/A | #N/A | 66.8 | #N/A
Juno | 4RLD G2 09LM ##K 90CRI 120 FRPC WWH | 909 | Downlight Retrofit | 66.8 | 2016-03-01 | 2017-02-14 | Low | 3 | #N/A | #N/A | 66.8 | #N/A
HALO HOME | RL4069BLE40AWH | 535 | Downlight Retrofit | 66.9 | 2016-12-16 | 2018-02-13 | Low | 3 | #N/A | #N/A | 66.9 | #N/A
Commercial Electric | CER5741AY30 | 823 | Downlight Retrofit | 66.9 | 2013-10-14 | 2016-05-02 | Low | 3 | #N/A | #N/A | 66.9 | #N/A
LIGHT THE FUTURE | D824-80-2700 | 670 | Downlight Retrofit | 67 | 2018-07-10 | 2018-07-10 | Low | 3 | #N/A | #N/A | 67 | #N/A
LIGHT THE FUTURE | D834-80-2700 | 670 | Downlight Retrofit | 67 | 2018-07-10 | 2018-07-10 | Low | 3 | #N/A | #N/A | 67 | #N/A
LIGHT THE FUTURE | D506-KT-XXXX | 670 | Downlight Retrofit | 67 | 2016-01-06 | 2016-01-04 | Low | 3 | #N/A | #N/A | 67 | #N/A
Westinghouse | 50540 | 670 | Downlight Retrofit | 67 | 2017-07-10 | 2017-07-13 | Low | 3 | #N/A | #N/A | 67 | #N/A
Euri lighting | DLC6-14W100SWJ | 940 | Downlight Retrofit | 67.1 | 2022-05-01 | 2022-05-24 | Low | 3 | #N/A | #N/A | 67.1 | #N/A
Halo | ML5609D2W930-XXX | 900 | Downlight Retrofit | 67.2 | 2016-05-26 | 2016-05-26 | Low | 3 | #N/A | #N/A | 67.2 | #N/A
EATON | RL460WH940 | 560 | Downlight Retrofit | 67.5 | 2016-11-30 | 2016-12-19 | Low | 3 | #N/A | #N/A | 67.5 | #N/A
EATON | RL460WH940PK | 560 | Downlight Retrofit | 67.5 | 2016-11-30 | 2016-12-19 | Low | 3 | #N/A | #N/A | 67.5 | #N/A
Halo | RL460WH940 | 560 | Downlight Retrofit | 67.5 | 2016-11-30 | 2016-12-19 | Low | 3 | #N/A | #N/A | 67.5 | #N/A
Halo | RL460WH940PK | 560 | Downlight Retrofit | 67.5 | 2016-11-30 | 2016-12-19 | Low | 3 | #N/A | #N/A | 67.5 | #N/A
US Green Lighting | L/DL6/11/D1/830/P001 | 750 | Downlight Retrofit | 67.6 | 2015-09-20 | 2015-09-29 | Low | 3 | #N/A | #N/A | 67.6 | #N/A
Nora Lighting | NLCBC56927** | 925 | Downlight Retrofit | 67.6 | 2017-07-01 | 2017-07-21 | Low | 3 | #N/A | #N/A | 67.6 | #N/A
Nora Lighting | NLPR-441RGBW | 716 | Downlight Retrofit | 67.7 | 2017-08-01 | 2017-08-11 | Low | 3 | #N/A | #N/A | 67.7 | #N/A
Halo | SLD606827WH | 806 | Downlight Retrofit | 67.7 | 2015-04-15 | 2016-06-08 | Low | 3 | #N/A | #N/A | 67.7 | #N/A
BRILLI | BRI-L/IF/RT56/65/DTWC/22-50/D00 | 800 | Downlight Retrofit | 67.8 | 2019-09-23 | 2019-10-09 | Low | 3 | #N/A | #N/A | 67.8 | #N/A
Halo | RL560WH9927 | 881 | Downlight Retrofit | 67.8 | 2014-08-15 | 2016-08-22 | Low | 3 | #N/A | #N/A | 67.8 | #N/A
luxrite | LR23786 | 950 | Downlight Retrofit | 67.9 | 2021-10-28 | 2021-11-05 | Low | 3 | #N/A | #N/A | 67.9 | #N/A
luxrite | LR23787 | 950 | Downlight Retrofit | 67.9 | 2021-10-28 | 2021-11-05 | Low | 3 | #N/A | #N/A | 67.9 | #N/A
luxrite | LR23793 | 950 | Downlight Retrofit | 67.9 | 2021-10-28 | 2021-11-04 | Low | 3 | #N/A | #N/A | 67.9 | #N/A
luxrite | LR23794 | 950 | Downlight Retrofit | 67.9 | 2021-10-28 | 2021-11-05 | Low | 3 | #N/A | #N/A | 67.9 | #N/A
Elite LED | RL628-950L-DIMTR-120-27K-90-W-WH | 950 | Downlight Retrofit | 67.9 | 2016-10-11 | 2016-10-11 | Low | 3 | #N/A | #N/A | 67.9 | #N/A
CNA | LED10WRT4 2700K | 680 | Downlight Retrofit | 68 | 2015-12-05 | 2015-12-15 | Low | 3 | #N/A | #N/A | 68 | #N/A
Superior Life | 90901(3000K) | 680 | Downlight Retrofit | 68 | 2019-01-14 | 2020-04-10 | Low | 3 | #N/A | #N/A | 68 | #N/A
Superior Life | 90901(5000K) | 680 | Downlight Retrofit | 68 | 2019-01-14 | 2020-04-10 | Low | 3 | #N/A | #N/A | 68 | #N/A
Signcomplex | HTH4-010-AL-930K-#BD | 680 | Downlight Retrofit | 68 | 2019-03-04 | 2019-03-18 | Low | 3 | #N/A | #N/A | 68 | #N/A
Signcomplex | HTH4-010-AL-930K-#D | 680 | Downlight Retrofit | 68 | 2019-03-04 | 2019-03-18 | Low | 3 | #N/A | #N/A | 68 | #N/A
EcoSmart | NB01cA10FR1-509 | 680 | Downlight Retrofit | 68 | 2020-05-26 | 2020-05-28 | Low | 3 | #N/A | #N/A | 68 | #N/A
LIGHT THE FUTURE | D706-KT-XXXX | 680 | Downlight Retrofit | 68 | 2016-01-06 | 2016-01-04 | Low | 3 | #N/A | #N/A | 68 | #N/A
Prescolite | LB6A7L27K9 WH | 700 | Downlight Retrofit | 68 | 2017-06-18 | 2017-06-18 | Low | 3 | #N/A | #N/A | 68 | #N/A
Hampton Bay | 1000860774 | 850 | Downlight Retrofit | 68 | 2018-03-10 | 2018-03-09 | Low | 3 | #N/A | #N/A | 68 | #N/A
luxrite | LR23784 | 750 | Downlight Retrofit | 68.2 | 2019-11-27 | 2019-11-27 | Low | 3 | #N/A | #N/A | 68.2 | #N/A
luxrite | LR23785 | 750 | Downlight Retrofit | 68.2 | 2019-11-27 | 2019-11-27 | Low | 3 | #N/A | #N/A | 68.2 | #N/A
Amazon Commercial | AC DL611W750LUM830DIM6PKBX | 750 | Downlight Retrofit | 68.2 | 2018-12-11 | 2019-09-26 | Low | 3 | #N/A | #N/A | 68.2 | #N/A
US Green Lighting | L/DL6/11/D1/827/L001 | 750 | Downlight Retrofit | 68.2 | 2016-09-03 | 2016-09-12 | Low | 3 | #N/A | #N/A | 68.2 | #N/A
US Green Lighting | L/DL6/11/D1/827/L002 | 750 | Downlight Retrofit | 68.2 | 2019-05-16 | 2019-06-03 | Low | 3 | #N/A | #N/A | 68.2 | #N/A
US Green Lighting | L/DL6/11/D1/8XX/L001 | 750 | Downlight Retrofit | 68.2 | 2016-06-27 | 2016-07-06 | Low | 3 | #N/A | #N/A | 68.2 | #N/A
Luminus | PPD413 | 750 | Downlight Retrofit | 68.2 | 2016-01-01 | 2016-11-21 | Low | 3 | #N/A | #N/A | 68.2 | #N/A
Luminus | PPD413S | 750 | Downlight Retrofit | 68.2 | 2016-01-01 | 2016-11-21 | Low | 3 | #N/A | #N/A | 68.2 | #N/A
Luminus | PPD415 | 750 | Downlight Retrofit | 68.2 | 2016-01-01 | 2016-11-21 | Low | 3 | #N/A | #N/A | 68.2 | #N/A
Luminus | PPD415S | 750 | Downlight Retrofit | 68.2 | 2016-01-01 | 2016-11-21 | Low | 3 | #N/A | #N/A | 68.2 | #N/A
EiKO | LED-DK6RT-11W830-DIM-G5 | 750 | Downlight Retrofit | 68.2 | 2017-08-10 | 2017-08-10 | Low | 3 | #N/A | #N/A | 68.2 | #N/A
EiKO | RDR6-75-11W-830-120DT-WH-B | 750 | Downlight Retrofit | 68.2 | 2020-06-09 | 2020-07-13 | Low | 3 | #N/A | #N/A | 68.2 | #N/A
Elite Lighting | RL485-750L-DIMTR-120-27K/30K/35K/40K/50K-90-W-WH | 750 | Downlight Retrofit | 68.2 | 2019-11-27 | 2019-11-26 | Low | 3 | #N/A | #N/A | 68.2 | #N/A
Elite Lighting | RL487-750L-DIMTR-120-27K/30K/35K/40K/50K-90-W-WH | 750 | Downlight Retrofit | 68.2 | 2019-11-27 | 2019-11-26 | Low | 3 | #N/A | #N/A | 68.2 | #N/A
Earthtronics | DK01750306 | 750 | Downlight Retrofit | 68.2 | 2017-01-01 | 2017-11-13 | Low | 3 | #N/A | #N/A | 68.2 | #N/A
HENGTE | HT-UL-G35CDEL-911-XX4FG2-##1 | 750 | Downlight Retrofit | 68.2 | 2020-09-04 | 2020-09-10 | Low | 3 | #N/A | #N/A | 68.2 | #N/A
HENGTE | HT-UL-G35CDEL-911-XX4FT2-##1 | 750 | Downlight Retrofit | 68.2 | 2020-09-04 | 2020-09-10 | Low | 3 | #N/A | #N/A | 68.2 | #N/A
HENGTE | HT-G15CDEL4-911-27FG-## | 750 | Downlight Retrofit | 68.2 | 2019-11-26 | 2019-11-26 | Low | 3 | #N/A | #N/A | 68.2 | #N/A
HENGTE | HT-G15CDEL4-911-27FT-## | 750 | Downlight Retrofit | 68.2 | 2019-11-26 | 2019-12-02 | Low | 3 | #N/A | #N/A | 68.2 | #N/A
HENGTE | HT-G35CDEL4-911-27FGH-##1 | 750 | Downlight Retrofit | 68.2 | 2019-11-26 | 2019-12-02 | Low | 3 | #N/A | #N/A | 68.2 | #N/A
HENGTE | HT-G35CDEL4-911-27FGL-##1 | 750 | Downlight Retrofit | 68.2 | 2020-09-25 | 2020-09-25 | Low | 3 | #N/A | #N/A | 68.2 | #N/A
HENGTE | HT-G35CDEL4-911-27FTH-##1 | 750 | Downlight Retrofit | 68.2 | 2019-11-26 | 2019-11-26 | Low | 3 | #N/A | #N/A | 68.2 | #N/A
HYPER LIGHTING | HL-88266 | 750 | Downlight Retrofit | 68.2 | 2022-07-14 | 2022-07-14 | Low | 3 | #N/A | #N/A | 68.2 | #N/A
HYPER LIGHTING | HL-88266 | 750 | Downlight Retrofit | 68.2 | 2022-07-14 | 2022-07-14 | Low | 3 | #N/A | #N/A | 68.2 | #N/A
MW LIGHTING | MW-SD411SM-27/30/35/40/50K | 750 | Downlight Retrofit | 68.2 | 2020-12-21 | 2020-12-27 | Low | 3 | #N/A | #N/A | 68.2 | #N/A
MaxLite | RR61127W-L9 | 750 | Downlight Retrofit | 68.2 | 2019-08-07 | 2019-09-23 | Low | 3 | #N/A | #N/A | 68.2 | #N/A
PLT SOLUTIONS | PLTL7F1113 | 750 | Downlight Retrofit | 68.2 | 2022-06-23 | 2022-07-29 | Low | 3 | #N/A | #N/A | 68.2 | #N/A
Sunlite | LFX/RDL/4S/11W/SCT | 750 | Downlight Retrofit | 68.2 | 2022-03-01 | 2022-03-01 | Low | 3 | #N/A | #N/A | 68.2 | #N/A
Verbatim | 70431 | 750 | Downlight Retrofit | 68.2 | 2018-11-20 | 2018-12-21 | Low | 3 | #N/A | #N/A | 68.2 | #N/A
Verbatim | 99964 | 750 | Downlight Retrofit | 68.2 | 2017-06-10 | 2017-06-19 | Low | 3 | #N/A | #N/A | 68.2 | #N/A
Great Value | GVDL6D11W27 | 750 | Downlight Retrofit | 68.2 | 2021-10-25 | 2021-12-28 | Low | 3 | #N/A | #N/A | 68.2 | #N/A
National Specialty Lighting | LVLDL2C04-NW | 560 | Downlight Retrofit | 68.3 | 2018-01-01 | 2016-04-17 | Low | 3 | #N/A | #N/A | 68.3 | #N/A
EATON | LT560WH6930R | 683 | Downlight Retrofit | 68.3 | 2016-10-15 | 2016-10-17 | Low | 3 | #N/A | #N/A | 68.3 | #N/A
Lithonia Lighting | 43BEMW LED ##K | 527 | Downlight Retrofit | 68.4 | 2016-07-25 | 2016-09-08 | Low | 3 | #N/A | #N/A | 68.4 | #N/A
Halo | LT460WH6930C | 540 | Downlight Retrofit | 68.4 | 2016-07-05 | 2016-07-25 | Low | 3 | #N/A | #N/A | 68.4 | #N/A
Elite | RL461-650L-DIMTR-120-27-90-*-** | 650 | Downlight Retrofit | 68.4 | 2016-07-28 | 2016-09-29 | Low | 3 | #N/A | #N/A | 68.4 | #N/A
Elite | RL461-650L-DIMTR-120-30-90-*-** | 650 | Downlight Retrofit | 68.4 | 2016-07-28 | 2016-09-29 | Low | 3 | #N/A | #N/A | 68.4 | #N/A
Elite | RL461-650L-DIMTR-120-35-90-*-** | 650 | Downlight Retrofit | 68.4 | 2016-07-28 | 2016-09-29 | Low | 3 | #N/A | #N/A | 68.4 | #N/A
Elite | RL461-650L-DIMTR-120-40-90-*-** | 650 | Downlight Retrofit | 68.4 | 2016-07-28 | 2016-09-29 | Low | 3 | #N/A | #N/A | 68.4 | #N/A
Elite | RL461-650L-DIMTR-120-50-90-*-** | 650 | Downlight Retrofit | 68.4 | 2016-07-28 | 2016-09-29 | Low | 3 | #N/A | #N/A | 68.4 | #N/A
Elite | RL481-650L-DIMTR-120-27-90-*-** | 650 | Downlight Retrofit | 68.4 | 2016-07-28 | 2016-09-29 | Low | 3 | #N/A | #N/A | 68.4 | #N/A
Elite | RL481-650L-DIMTR-120-30-90-*-** | 650 | Downlight Retrofit | 68.4 | 2016-07-28 | 2016-09-29 | Low | 3 | #N/A | #N/A | 68.4 | #N/A
Elite | RL481-650L-DIMTR-120-35-90-*-** | 650 | Downlight Retrofit | 68.4 | 2016-07-28 | 2016-09-29 | Low | 3 | #N/A | #N/A | 68.4 | #N/A
Elite | RL481-650L-DIMTR-120-40-90-*-** | 650 | Downlight Retrofit | 68.4 | 2016-07-28 | 2016-09-29 | Low | 3 | #N/A | #N/A | 68.4 | #N/A
Elite | RL481-650L-DIMTR-120-50-90-*-** | 650 | Downlight Retrofit | 68.4 | 2016-07-28 | 2016-09-29 | Low | 3 | #N/A | #N/A | 68.4 | #N/A
Prescolite | LBRA-4RW-T-07LCS9-WH | 650 | Downlight Retrofit | 68.4 | 2021-11-30 | 2021-12-16 | Low | 3 | #N/A | #N/A | 68.4 | #N/A
NICOR LED | DLR56-3008-120-2K-XX | 855 | Downlight Retrofit | 68.4 | 2015-11-01 | 2016-01-22 | Low | 3 | #N/A | #N/A | 68.4 | #N/A
LIGHT THE FUTURE | D306-80-XXXX | 720 | Downlight Retrofit | 68.6 | 2016-05-30 | 2016-05-27 | Low | 3 | #N/A | #N/A | 68.6 | #N/A
LIGHT THE FUTURE | D306-80-XXXX | 720 | Downlight Retrofit | 68.6 | 2016-05-30 | 2016-05-27 | Low | 3 | #N/A | #N/A | 68.6 | #N/A
LIGHT THE FUTURE | D306-80-XXXX | 720 | Downlight Retrofit | 68.6 | 2016-05-30 | 2016-05-27 | Low | 3 | #N/A | #N/A | 68.6 | #N/A
LIGHT THE FUTURE | D306-80-XXXX | 720 | Downlight Retrofit | 68.6 | 2016-05-30 | 2016-05-27 | Low | 3 | #N/A | #N/A | 68.6 | #N/A
LIGHT THE FUTURE | D306-80-XXXX | 720 | Downlight Retrofit | 68.6 | 2016-05-30 | 2016-05-27 | Low | 3 | #N/A | #N/A | 68.6 | #N/A
Halo | SLD606835WH | 810 | Downlight Retrofit | 68.6 | 2015-04-15 | 2016-06-08 | Low | 3 | #N/A | #N/A | 68.6 | #N/A
EATON | RL460WH935 | 550 | Downlight Retrofit | 68.8 | 2016-11-30 | 2016-12-19 | Low | 3 | #N/A | #N/A | 68.8 | #N/A
EATON | RL460WH935PK | 550 | Downlight Retrofit | 68.8 | 2016-11-30 | 2016-12-19 | Low | 3 | #N/A | #N/A | 68.8 | #N/A
Halo | RL460WH935 | 550 | Downlight Retrofit | 68.8 | 2016-11-30 | 2016-12-19 | Low | 3 | #N/A | #N/A | 68.8 | #N/A
Halo | RL460WH935PK | 550 | Downlight Retrofit | 68.8 | 2016-11-30 | 2016-12-19 | Low | 3 | #N/A | #N/A | 68.8 | #N/A
Lightolier | CP4RB07930W | 743 | Downlight Retrofit | 68.8 | 2016-02-19 | 2016-02-09 | Low | 3 | #N/A | #N/A | 68.8 | #N/A
LIGHT THE FUTURE | D636-B-S | 825 | Downlight Retrofit | 68.8 | 2019-01-14 | 2019-06-17 | Low | 3 | #N/A | #N/A | 68.8 | #N/A
Juno | 4RLD G3 09LM ##K 90CRI 120 FRPC WWH | 929 | Downlight Retrofit | 68.8 | 2016-12-01 | 2016-12-27 | Low | 3 | #N/A | #N/A | 68.8 | #N/A
Best Lighting | BRK-LED350-B* | 620 | Downlight Retrofit | 68.9 | 2019-02-01 | 2019-01-31 | Low | 3 | #N/A | #N/A | 68.9 | #N/A
Solna | 8761 | 620 | Downlight Retrofit | 68.9 | 2016-01-07 | 2016-03-23 | Low | 3 | #N/A | #N/A | 68.9 | #N/A
HomeStyle Lighting | HS4CA-WH-30K9 | 620 | Downlight Retrofit | 68.9 | 2018-12-15 | 2018-12-17 | Low | 3 | #N/A | #N/A | 68.9 | #N/A
LIGHT THE FUTURE | D634-B | 620 | Downlight Retrofit | 68.9 | 2018-08-27 | 2018-08-28 | Low | 3 | #N/A | #N/A | 68.9 | #N/A
LIGHT THE FUTURE | D634-B-S | 620 | Downlight Retrofit | 68.9 | 2019-01-14 | 2019-06-14 | Low | 3 | #N/A | #N/A | 68.9 | #N/A
NLCBC2/A | NLCBC2-55627HZW/A | 654 | Downlight Retrofit | 68.9 | 2019-08-26 | 2019-08-30 | Low | 3 | #N/A | #N/A | 68.9 | #N/A
Satco | S11640 | 600 | Downlight Retrofit | 69 | 2020-10-23 | 2020-11-03 | Low | 3 | #N/A | #N/A | 69 | #N/A
Progress Lighting | P800008-028-30 | 725 | Downlight Retrofit | 69 | 2018-12-15 | 2018-12-14 | Low | 3 | #N/A | #N/A | 69 | #N/A
HomeStyle Lighting | HSSQ6-WH-30K | 725 | Downlight Retrofit | 69 | 2017-03-06 | 2017-03-03 | Low | 3 | #N/A | #N/A | 69 | #N/A
Luminus | PPS162 | 800 | Downlight Retrofit | 69 | 2016-01-01 | 2016-10-18 | Low | 3 | #N/A | #N/A | 69 | #N/A
Lightolier | P4R**05###WH*Z10UR | 484 | Downlight Retrofit | 69.1 | 2019-04-01 | 2019-04-11 | Low | 3 | #N/A | #N/A | 69.1 | #N/A
Halo | LT460WH6930 | 547 | Downlight Retrofit | 69.2 | 2016-01-30 | 2016-02-02 | Low | 3 | #N/A | #N/A | 69.2 | #N/A
Halo | SLD405835WH | 817 | Downlight Retrofit | 69.2 | 2015-04-15 | 2016-06-08 | Low | 3 | #N/A | #N/A | 69.2 | #N/A
Simply Conserve | L13DL5/6-27K | 900 | Downlight Retrofit | 69.2 | 2019-05-21 | 2019-07-16 | Low | 3 | #N/A | #N/A | 69.2 | #N/A
Simply Conserve | L13DL5/6AP-27K | 900 | Downlight Retrofit | 69.2 | 2019-03-14 | 2021-01-13 | Low | 3 | #N/A | #N/A | 69.2 | #N/A
e-conolight | E-T6G1133WW | 900 | Downlight Retrofit | 69.2 | 2016-02-01 | 2017-06-08 | Low | 3 | #N/A | #N/A | 69.2 | #N/A
EiKO | DRTR6/13W/830/120DT | 900 | Downlight Retrofit | 69.2 | 2022-03-16 | 2022-03-31 | Low | 3 | #N/A | #N/A | 69.2 | #N/A
EiKO | RDR6/13W/830/120DT | 900 | Downlight Retrofit | 69.2 | 2022-03-16 | 2022-03-31 | Low | 3 | #N/A | #N/A | 69.2 | #N/A
Euri lighting | LIS-DLC1000e | 900 | Downlight Retrofit | 69.2 | 2020-05-20 | 2020-07-01 | Low | 3 | #N/A | #N/A | 69.2 | #N/A
Prescolite | LBRA-6RW-T-10L27K9-** / LB-SKT | 900 | Downlight Retrofit | 69.2 | 2021-05-06 | 2021-05-02 | Low | 3 | #N/A | #N/A | 69.2 | #N/A
Prescolite | LBRA-6RW-T-10L30K9-** / LB-SKT | 900 | Downlight Retrofit | 69.2 | 2021-05-06 | 2021-05-02 | Low | 3 | #N/A | #N/A | 69.2 | #N/A
Prescolite | LBRA-6RW-T-10L35K9-** / LB-SKT | 900 | Downlight Retrofit | 69.2 | 2021-05-06 | 2021-05-02 | Low | 3 | #N/A | #N/A | 69.2 | #N/A
Prescolite | LBRA-6RW-T-10L40K9-** / LB-SKT | 900 | Downlight Retrofit | 69.2 | 2021-05-06 | 2021-05-02 | Low | 3 | #N/A | #N/A | 69.2 | #N/A
LEDVANCE | LED/LD/900/930/FL120 | 900 | Downlight Retrofit | 69.2 | 2018-09-05 | 2018-09-04 | Low | 3 | #N/A | #N/A | 69.2 | #N/A
LEDVANCE | LED/LD/900/930/FL120/RP | 900 | Downlight Retrofit | 69.2 | 2018-09-05 | 2018-09-04 | Low | 3 | #N/A | #N/A | 69.2 | #N/A
LEDVANCE LL | LED/RT5/6/900/927 | 900 | Downlight Retrofit | 69.2 | 2018-09-05 | 2018-09-04 | Low | 3 | #N/A | #N/A | 69.2 | #N/A
LEDVANCE LL | LED/RT5/6/900/930 | 900 | Downlight Retrofit | 69.2 | 2018-09-05 | 2018-09-04 | Low | 3 | #N/A | #N/A | 69.2 | #N/A
LEDVANCE LL | LED/RT5/6/900/940 | 900 | Downlight Retrofit | 69.2 | 2018-09-05 | 2018-09-04 | Low | 3 | #N/A | #N/A | 69.2 | #N/A
LEDVANCE LL | LED/RT5/6/900/950/RP | 900 | Downlight Retrofit | 69.2 | 2018-09-05 | 2018-09-04 | Low | 3 | #N/A | #N/A | 69.2 | #N/A
LEDVANCE LLC | LED/RT5/6/G/900/827 | 900 | Downlight Retrofit | 69.2 | 2018-08-07 | 2018-08-14 | Low | 3 | #N/A | #N/A | 69.2 | #N/A
LEDVANCE LLC | LED/RT5/6/G/900/830 | 900 | Downlight Retrofit | 69.2 | 2018-08-07 | 2018-08-14 | Low | 3 | #N/A | #N/A | 69.2 | #N/A
LEDVANCE LLC | LED/RTQ5/6/900/927/RP | 900 | Downlight Retrofit | 69.2 | 2018-09-05 | 2018-09-04 | Low | 3 | #N/A | #N/A | 69.2 | #N/A
LEDVANCE LLC | LED/RTQ5/6/900/930/RP | 900 | Downlight Retrofit | 69.2 | 2018-09-05 | 2018-09-04 | Low | 3 | #N/A | #N/A | 69.2 | #N/A
LEDVANCE LLC | LED/RTQ5/6/900/940/RP | 900 | Downlight Retrofit | 69.2 | 2018-09-05 | 2018-09-04 | Low | 3 | #N/A | #N/A | 69.2 | #N/A
LEDVANCE LLC | LED/RTQ5/6/900/950/RP | 900 | Downlight Retrofit | 69.2 | 2018-09-05 | 2018-09-04 | Low | 3 | #N/A | #N/A | 69.2 | #N/A
ORSRAM | LED/RT5/6/G/900/827 | 900 | Downlight Retrofit | 69.2 | 2018-08-07 | 2018-08-14 | Low | 3 | #N/A | #N/A | 69.2 | #N/A
ORSRAM | LED/RT5/6/G/900/830 | 900 | Downlight Retrofit | 69.2 | 2018-08-07 | 2018-08-14 | Low | 3 | #N/A | #N/A | 69.2 | #N/A
Osram | LED/LD/900/930/FL120 | 900 | Downlight Retrofit | 69.2 | 2018-09-05 | 2018-09-04 | Low | 3 | #N/A | #N/A | 69.2 | #N/A
Osram | LED/LD/900/930/FL120/RP | 900 | Downlight Retrofit | 69.2 | 2018-09-05 | 2018-09-04 | Low | 3 | #N/A | #N/A | 69.2 | #N/A
Sylvania | 73464 | 900 | Downlight Retrofit | 69.2 | 2016-07-01 | 2017-08-28 | Low | 3 | #N/A | #N/A | 69.2 | #N/A
Sylvania | 73467 | 900 | Downlight Retrofit | 69.2 | 2016-07-01 | 2017-08-28 | Low | 3 | #N/A | #N/A | 69.2 | #N/A
Sylvania | 74294 | 900 | Downlight Retrofit | 69.2 | 2016-09-15 | 2016-09-12 | Low | 3 | #N/A | #N/A | 69.2 | #N/A
Sylvania | 74295 | 900 | Downlight Retrofit | 69.2 | 2016-09-15 | 2016-10-10 | Low | 3 | #N/A | #N/A | 69.2 | #N/A
Sylvania | 74297 | 900 | Downlight Retrofit | 69.2 | 2016-09-15 | 2016-09-12 | Low | 3 | #N/A | #N/A | 69.2 | #N/A
Osram | LED/RT5/6/900/927 | 900 | Downlight Retrofit | 69.2 | 2018-09-05 | 2018-09-04 | Low | 3 | #N/A | #N/A | 69.2 | #N/A
Osram | LED/RT5/6/900/930 | 900 | Downlight Retrofit | 69.2 | 2018-09-05 | 2018-09-04 | Low | 3 | #N/A | #N/A | 69.2 | #N/A
Osram | LED/RT5/6/900/940 | 900 | Downlight Retrofit | 69.2 | 2018-09-05 | 2018-09-04 | Low | 3 | #N/A | #N/A | 69.2 | #N/A
Osram | LED/RT5/6/900/950/RP | 900 | Downlight Retrofit | 69.2 | 2018-09-05 | 2018-09-04 | Low | 3 | #N/A | #N/A | 69.2 | #N/A
Osram | LED/RTQ5/6/900/927/RP | 900 | Downlight Retrofit | 69.2 | 2018-09-05 | 2018-09-04 | Low | 3 | #N/A | #N/A | 69.2 | #N/A
Osram | LED/RTQ5/6/900/930/RP | 900 | Downlight Retrofit | 69.2 | 2018-09-05 | 2018-09-04 | Low | 3 | #N/A | #N/A | 69.2 | #N/A
Osram | LED/RTQ5/6/900/940/RP | 900 | Downlight Retrofit | 69.2 | 2018-09-05 | 2018-09-04 | Low | 3 | #N/A | #N/A | 69.2 | #N/A
Osram | LED/RTQ5/6/900/950/RP | 900 | Downlight Retrofit | 69.2 | 2018-09-05 | 2018-09-04 | Low | 3 | #N/A | #N/A | 69.2 | #N/A
Sylvania | 74928 | 900 | Downlight Retrofit | 69.2 | 2017-11-08 | 2017-11-08 | Low | 3 | #N/A | #N/A | 69.2 | #N/A
Sylvania | 74929 | 900 | Downlight Retrofit | 69.2 | 2017-11-08 | 2017-11-08 | Low | 3 | #N/A | #N/A | 69.2 | #N/A
Sylvania | 74931 | 900 | Downlight Retrofit | 69.2 | 2017-11-08 | 2017-11-08 | Low | 3 | #N/A | #N/A | 69.2 | #N/A
Sylvania | 75327 | 900 | Downlight Retrofit | 69.2 | 2019-07-15 | 2022-08-17 | Low | 3 | #N/A | #N/A | 69.2 | #N/A
Sylvania | LED/LD/900/930/FL120 | 900 | Downlight Retrofit | 69.2 | 2018-09-05 | 2018-09-04 | Low | 3 | #N/A | #N/A | 69.2 | #N/A
Sylvania | LED/LD/900/930/FL120/RP | 900 | Downlight Retrofit | 69.2 | 2018-09-05 | 2018-09-04 | Low | 3 | #N/A | #N/A | 69.2 | #N/A
Sylvania | LED/RT5/6/900/927 | 900 | Downlight Retrofit | 69.2 | 2018-09-05 | 2018-09-04 | Low | 3 | #N/A | #N/A | 69.2 | #N/A
Sylvania | LED/RT5/6/900/930 | 900 | Downlight Retrofit | 69.2 | 2018-09-05 | 2018-09-04 | Low | 3 | #N/A | #N/A | 69.2 | #N/A
Sylvania | LED/RT5/6/900/940 | 900 | Downlight Retrofit | 69.2 | 2018-09-05 | 2018-09-04 | Low | 3 | #N/A | #N/A | 69.2 | #N/A
Sylvania | LED/RT5/6/900/950/RP | 900 | Downlight Retrofit | 69.2 | 2018-09-05 | 2018-09-04 | Low | 3 | #N/A | #N/A | 69.2 | #N/A
Sylvania | LED/RT5/6/G/900/827 | 900 | Downlight Retrofit | 69.2 | 2018-08-07 | 2018-08-14 | Low | 3 | #N/A | #N/A | 69.2 | #N/A
Sylvania | LED/RT5/6/G/900/830 | 900 | Downlight Retrofit | 69.2 | 2018-08-07 | 2018-08-14 | Low | 3 | #N/A | #N/A | 69.2 | #N/A
Sylvania | LED/RTQ5/6/900/927/RP | 900 | Downlight Retrofit | 69.2 | 2018-09-05 | 2018-09-04 | Low | 3 | #N/A | #N/A | 69.2 | #N/A
Sylvania | LED/RTQ5/6/900/930/RP | 900 | Downlight Retrofit | 69.2 | 2018-09-05 | 2018-09-04 | Low | 3 | #N/A | #N/A | 69.2 | #N/A
Sylvania | LED/RTQ5/6/900/940/RP | 900 | Downlight Retrofit | 69.2 | 2018-09-05 | 2018-09-04 | Low | 3 | #N/A | #N/A | 69.2 | #N/A
Sylvania | LED/RTQ5/6/900/950/RP | 900 | Downlight Retrofit | 69.2 | 2018-09-05 | 2018-09-04 | Low | 3 | #N/A | #N/A | 69.2 | #N/A
NICOR LED | DEB56-20-120-2K-WH | 900 | Downlight Retrofit | 69.2 | 2016-02-01 | 2017-05-25 | Low | 3 | #N/A | #N/A | 69.2 | #N/A
NICOR LED | DLG56-10-120-2K-WH | 900 | Downlight Retrofit | 69.2 | 2016-02-01 | 2017-05-25 | Low | 3 | #N/A | #N/A | 69.2 | #N/A
Nora Lighting | NRMC2-###L0927*** | 900 | Downlight Retrofit | 69.2 | 2017-12-15 | 2018-04-30 | Low | 3 | #N/A | #N/A | 69.2 | #N/A
Commercial Electric | 1004399132 | 900 | Downlight Retrofit | 69.2 | 2019-05-30 | 2019-05-31 | Low | 3 | #N/A | #N/A | 69.2 | #N/A
Westinghouse | 50840 | 900 | Downlight Retrofit | 69.2 | 2017-09-29 | 2017-10-02 | Low | 3 | #N/A | #N/A | 69.2 | #N/A
EATON | LT460WH6930R | 554 | Downlight Retrofit | 69.3 | 2016-10-15 | 2016-10-17 | Low | 3 | #N/A | #N/A | 69.3 | #N/A
Halo | SLD606840WH | 853 | Downlight Retrofit | 69.3 | 2015-04-15 | 2016-06-08 | Low | 3 | #N/A | #N/A | 69.3 | #N/A
Commercial Electric | 531961##(##=01-10) | 625 | Downlight Retrofit | 69.4 | 2017-12-29 | 2017-12-29 | Low | 3 | #N/A | #N/A | 69.4 | #N/A
Dolan Designs Inc. | 10906-##-(2700K) | 902 | Downlight Retrofit | 69.4 | 2017-06-25 | 2017-07-11 | Low | 3 | #N/A | #N/A | 69.4 | #N/A
Satco | S9745 | 800 | Downlight Retrofit | 69.6 | 2017-11-08 | 2017-11-16 | Low | 3 | #N/A | #N/A | 69.6 | #N/A
Prescolite | LBRA-6RW-T-10LCS9-WH | 940 | Downlight Retrofit | 69.6 | 2021-11-30 | 2021-12-16 | Low | 3 | #N/A | #N/A | 69.6 | #N/A
EATON | LT560WH6935R | 697 | Downlight Retrofit | 69.7 | 2017-03-31 | 2017-04-14 | Low | 3 | #N/A | #N/A | 69.7 | #N/A
HLE | KDY-CA-19J-M12W-P-90-T-27** | 836 | Downlight Retrofit | 69.7 | 2020-10-11 | 2020-11-23 | Low | 3 | #N/A | #N/A | 69.7 | #N/A
Commercial Electric | 1007995256 | 490 | Downlight Retrofit | 70 | 2022-06-13 | 2022-10-12 | Low | 3 | #N/A | #N/A | 70 | #N/A
PORTOR | PT-DLR-4I/8W-3CCT | 560 | Downlight Retrofit | 70 | 2019-07-01 | 2019-07-24 | Low | 3 | #N/A | #N/A | 70 | #N/A
KOK | KOK-4CT08##/##/##LR** | 560 | Downlight Retrofit | 70 | 2019-01-05 | 2019-01-25 | Low | 3 | #N/A | #N/A | 70 | #N/A
American Lighting | E4-27-DB | 630 | Downlight Retrofit | 70 | 2016-05-26 | 2016-07-21 | Low | 3 | #N/A | #N/A | 70 | #N/A
American Lighting | E4-B27-DB | 630 | Downlight Retrofit | 70 | 2016-05-26 | 2016-07-21 | Low | 3 | #N/A | #N/A | 70 | #N/A
EcoSmart | NB01cA09ER1-509 | 630 | Downlight Retrofit | 70 | 2020-05-26 | 2020-05-28 | Low | 3 | #N/A | #N/A | 70 | #N/A
US Green Lighting | L/DL4/10/XU/827/HE01 | 700 | Downlight Retrofit | 70 | 2021-07-05 | 2021-07-13 | Low | 3 | #N/A | #N/A | 70 | #N/A
EiKO | DSD4/10W/830/120DTWH | 700 | Downlight Retrofit | 70 | 2022-05-07 | 2022-05-17 | Low | 3 | #N/A | #N/A | 70 | #N/A
Elite Lighting | REL433-700L-DIMTR-120-27K-90-W-** | 700 | Downlight Retrofit | 70 | 2019-03-12 | 2019-03-13 | Low | 3 | #N/A | #N/A | 70 | #N/A
GE Lighting | 44999 | 700 | Downlight Retrofit | 70 | 2018-03-08 | 2018-05-14 | Low | 3 | #N/A | #N/A | 70 | #N/A
GE Lighting | 68579 | 700 | Downlight Retrofit | 70 | 2016-08-15 | 2016-08-25 | Low | 3 | #N/A | #N/A | 70 | #N/A
Green Creative | 3N1/5/90/CCTS/DIM010UNV | 700 | Downlight Retrofit | 70 | 2020-10-01 | 2020-11-03 | Low | 3 | #N/A | #N/A | 70 | #N/A
Green Creative | 3N1/5/90/CCTS/DIM120V | 700 | Downlight Retrofit | 70 | 2020-10-01 | 2020-11-03 | Low | 3 | #N/A | #N/A | 70 | #N/A
HENGTE | HT-G2DDL4C10W278S#B-V1 | 700 | Downlight Retrofit | 70 | 2020-07-30 | 2020-08-01 | Low | 3 | #N/A | #N/A | 70 | #N/A
HENGTE | HT-G2DDL4C10W308S#B-V1 | 700 | Downlight Retrofit | 70 | 2020-07-30 | 2020-08-01 | Low | 3 | #N/A | #N/A | 70 | #N/A
HENGTE | HT-G2DDL4C10W358S#B-V1 | 700 | Downlight Retrofit | 70 | 2020-07-30 | 2020-08-01 | Low | 3 | #N/A | #N/A | 70 | #N/A
HENGTE | HT-G2DDL4C10W408S#B-V1 | 700 | Downlight Retrofit | 70 | 2020-07-30 | 2020-08-01 | Low | 3 | #N/A | #N/A | 70 | #N/A
HENGTE | HT-G2DDL4C10W508S#B-V1 | 700 | Downlight Retrofit | 70 | 2020-07-30 | 2020-08-01 | Low | 3 | #N/A | #N/A | 70 | #N/A
GREENCREATIVE | 10DL4DIM/927 | 700 | Downlight Retrofit | 70 | 2017-09-07 | 2017-09-08 | Low | 3 | #N/A | #N/A | 70 | #N/A
LEDVANCE LLC | LED/RT5/6/700/927/FL80 | 700 | Downlight Retrofit | 70 | 2018-08-07 | 2018-08-14 | Low | 3 | #N/A | #N/A | 70 | #N/A
LEDVANCE LLC | LED/RT5/6/700/930/FL80 | 700 | Downlight Retrofit | 70 | 2018-08-07 | 2018-08-14 | Low | 3 | #N/A | #N/A | 70 | #N/A
LEDVANCE LLC | LED/RT5/6/700/940/FL80 | 700 | Downlight Retrofit | 70 | 2018-08-07 | 2018-08-14 | Low | 3 | #N/A | #N/A | 70 | #N/A
LEDVANCE LLC | LED/RT5/6/700/950/FL80 | 700 | Downlight Retrofit | 70 | 2018-08-07 | 2018-08-14 | Low | 3 | #N/A | #N/A | 70 | #N/A
Sylvania | 71730 | 700 | Downlight Retrofit | 70 | 2016-10-24 | 2016-08-29 | Low | 3 | #N/A | #N/A | 70 | #N/A
Sylvania | 74291 | 700 | Downlight Retrofit | 70 | 2016-08-25 | 2016-08-29 | Low | 3 | #N/A | #N/A | 70 | #N/A
Sylvania | 74292 | 700 | Downlight Retrofit | 70 | 2016-08-25 | 2016-08-29 | Low | 3 | #N/A | #N/A | 70 | #N/A
Sylvania | 74293 | 700 | Downlight Retrofit | 70 | 2016-08-25 | 2016-08-29 | Low | 3 | #N/A | #N/A | 70 | #N/A
Osram | LED/RT5/6/700/927/FL80 | 700 | Downlight Retrofit | 70 | 2018-08-07 | 2018-08-14 | Low | 3 | #N/A | #N/A | 70 | #N/A
Osram | LED/RT5/6/700/930/FL80 | 700 | Downlight Retrofit | 70 | 2018-08-07 | 2018-08-14 | Low | 3 | #N/A | #N/A | 70 | #N/A
Osram | LED/RT5/6/700/940/FL80 | 700 | Downlight Retrofit | 70 | 2018-08-07 | 2018-08-14 | Low | 3 | #N/A | #N/A | 70 | #N/A
Osram | LED/RT5/6/700/950/FL80 | 700 | Downlight Retrofit | 70 | 2018-08-07 | 2018-08-14 | Low | 3 | #N/A | #N/A | 70 | #N/A
Sylvania | LED/RT5/6/700/927/FL80 | 700 | Downlight Retrofit | 70 | 2018-08-07 | 2018-08-14 | Low | 3 | #N/A | #N/A | 70 | #N/A
Sylvania | LED/RT5/6/700/930/FL80 | 700 | Downlight Retrofit | 70 | 2018-08-07 | 2018-08-14 | Low | 3 | #N/A | #N/A | 70 | #N/A
Sylvania | LED/RT5/6/700/940/FL80 | 700 | Downlight Retrofit | 70 | 2018-08-07 | 2018-08-14 | Low | 3 | #N/A | #N/A | 70 | #N/A
Sylvania | LED/RT5/6/700/950/FL80 | 700 | Downlight Retrofit | 70 | 2018-08-07 | 2018-08-14 | Low | 3 | #N/A | #N/A | 70 | #N/A
LED ONE | LOD-DL4GB-AD10W-30K | 700 | Downlight Retrofit | 70 | 2016-08-17 | 2016-08-16 | Low | 3 | #N/A | #N/A | 70 | #N/A
LED ONE | LOD-DL4GB-AD10W-50K | 700 | Downlight Retrofit | 70 | 2016-08-17 | 2016-08-16 | Low | 3 | #N/A | #N/A | 70 | #N/A
MegaLight | LDL401027 | 700 | Downlight Retrofit | 70 | 2020-02-25 | 2020-03-06 | Low | 3 | #N/A | #N/A | 70 | #N/A
MegaLight | LDL401030 | 700 | Downlight Retrofit | 70 | 2020-02-25 | 2020-03-06 | Low | 3 | #N/A | #N/A | 70 | #N/A
MegaLight | LDL401035 | 700 | Downlight Retrofit | 70 | 2020-02-25 | 2020-03-06 | Low | 3 | #N/A | #N/A | 70 | #N/A
MegaLight | LDL401040 | 700 | Downlight Retrofit | 70 | 2020-02-25 | 2020-03-06 | Low | 3 | #N/A | #N/A | 70 | #N/A
MegaLight | LDL401050 | 700 | Downlight Retrofit | 70 | 2020-02-25 | 2020-03-06 | Low | 3 | #N/A | #N/A | 70 | #N/A
NaturaLED | LED4RL-70L930-JA8 | 700 | Downlight Retrofit | 70 | 2017-03-28 | 2017-05-17 | Low | 3 | #N/A | #N/A | 70 | #N/A
Superior Life | 90910 | 700 | Downlight Retrofit | 70 | 2015-07-01 | 2016-01-27 | Low | 3 | #N/A | #N/A | 70 | #N/A
Signcomplex | HTL4-010-AL-940K-#*D | 700 | Downlight Retrofit | 70 | 2022-03-03 | 2022-08-18 | Low | 3 | #N/A | #N/A | 70 | #N/A
Signcomplex | HTL4-010-AL-950K-#*D | 700 | Downlight Retrofit | 70 | 2022-03-03 | 2022-08-18 | Low | 3 | #N/A | #N/A | 70 | #N/A
Signcomplex | HTH4-010-AL-935K-#BD | 700 | Downlight Retrofit | 70 | 2019-03-04 | 2019-03-18 | Low | 3 | #N/A | #N/A | 70 | #N/A
Signcomplex | HTH4-010-AL-935K-#D | 700 | Downlight Retrofit | 70 | 2019-03-04 | 2019-03-18 | Low | 3 | #N/A | #N/A | 70 | #N/A
LIGHT THE FUTURE | D246-XXXX | 700 | Downlight Retrofit | 70 | 2016-08-29 | 2016-08-29 | Low | 3 | #N/A | #N/A | 70 | #N/A
Sunlite | 87790 | 700 | Downlight Retrofit | 70 | 2021-10-12 | 2021-10-13 | Low | 3 | #N/A | #N/A | 70 | #N/A
Sunlite | 87792 | 700 | Downlight Retrofit | 70 | 2021-10-12 | 2021-10-13 | Low | 3 | #N/A | #N/A | 70 | #N/A
Sunlite | 88990-SU | 700 | Downlight Retrofit | 70 | 2018-04-27 | 2018-05-01 | Low | 3 | #N/A | #N/A | 70 | #N/A
Sunlite | LFX/RDL/4R/10W/D/30K | 700 | Downlight Retrofit | 70 | 2016-03-21 | 2016-03-28 | Low | 3 | #N/A | #N/A | 70 | #N/A
PHILIPS | 5924911B3 | 700 | Downlight Retrofit | 70 | 2017-02-05 | 2017-01-23 | Low | 3 | #N/A | #N/A | 70 | #N/A
PHILIPS | 5924911U3 | 700 | Downlight Retrofit | 70 | 2017-02-05 | 2017-01-23 | Low | 3 | #N/A | #N/A | 70 | #N/A
PHILIPS | 5924921U3 | 700 | Downlight Retrofit | 70 | 2017-02-05 | 2017-01-23 | Low | 3 | #N/A | #N/A | 70 | #N/A
PHILIPS | 5925711U3 | 700 | Downlight Retrofit | 70 | 2018-12-30 | 2018-04-18 | Low | 3 | #N/A | #N/A | 70 | #N/A
PHILIPS | 59950/11/U5 | 700 | Downlight Retrofit | 70 | 2017-09-15 | 2017-08-22 | Low | 3 | #N/A | #N/A | 70 | #N/A
PHILIPS | 801480 | 700 | Downlight Retrofit | 70 | 2017-09-15 | 2017-08-22 | Low | 3 | #N/A | #N/A | 70 | #N/A
Stanpro | ã€€RDL4R-10A-5CWH | 700 | Downlight Retrofit | 70 | 2022-03-07 | 2022-04-01 | Low | 3 | #N/A | #N/A | 70 | #N/A
UPSHINE | DL347-6-10W-P3 | 700 | Downlight Retrofit | 70 | 2021-12-10 | 2021-12-17 | Low | 3 | #N/A | #N/A | 70 | #N/A
Commercial Electric | 1007998679 | 700 | Downlight Retrofit | 70 | 2022-06-13 | 2022-10-12 | Low | 3 | #N/A | #N/A | 70 | #N/A
LIGHT THE FUTURE | D824-80-3000 | 700 | Downlight Retrofit | 70 | 2018-07-10 | 2018-07-10 | Low | 3 | #N/A | #N/A | 70 | #N/A
TCP | RLDR427K | 700 | Downlight Retrofit | 70 | 2016-05-10 | 2016-06-21 | Low | 3 | #N/A | #N/A | 70 | #N/A
LIGHT THE FUTURE | D834-80-3000 | 700 | Downlight Retrofit | 70 | 2018-07-10 | 2018-07-10 | Low | 3 | #N/A | #N/A | 70 | #N/A
LIGHT THE FUTURE | D504-90-2700 | 700 | Downlight Retrofit | 70 | 2016-08-29 | 2016-08-29 | Low | 3 | #N/A | #N/A | 70 | #N/A
Westinghouse | 51400 | 700 | Downlight Retrofit | 70 | 2018-08-15 | 2018-08-15 | Low | 3 | #N/A | #N/A | 70 | #N/A
Wen Lighting | WEN-D504-2700 | 700 | Downlight Retrofit | 70 | 2018-07-13 | 2018-07-13 | Low | 3 | #N/A | #N/A | 70 | #N/A
US Green Lighting | L/DL6/12/XU/827/HE01 | 840 | Downlight Retrofit | 70 | 2021-07-05 | 2021-07-13 | Low | 3 | #N/A | #N/A | 70 | #N/A
EiKO | DK6-12W/8/927-D-120-W/B | 840 | Downlight Retrofit | 70 | 2018-09-17 | 2018-10-05 | Low | 3 | #N/A | #N/A | 70 | #N/A
Euri lighting | DLC-4020e | 840 | Downlight Retrofit | 70 | 2018-06-25 | 2018-08-09 | Low | 3 | #N/A | #N/A | 70 | #N/A
GREENCREATIVE | 97991 | 840 | Downlight Retrofit | 70 | 2017-09-07 | 2017-09-08 | Low | 3 | #N/A | #N/A | 70 | #N/A
PORTOR | PT-DLR-6I/12W-3CCT | 840 | Downlight Retrofit | 70 | 2019-07-01 | 2019-07-24 | Low | 3 | #N/A | #N/A | 70 | #N/A
KOK | KOK-6CT12##/##/##LR** | 840 | Downlight Retrofit | 70 | 2019-01-05 | 2019-01-25 | Low | 3 | #N/A | #N/A | 70 | #N/A
Sunlite | 87743 | 840 | Downlight Retrofit | 70 | 2021-10-13 | 2021-10-13 | Low | 3 | #N/A | #N/A | 70 | #N/A
Luminus | PPR593A | 910 | Downlight Retrofit | 70 | 2018-07-17 | 2018-07-25 | Low | 3 | #N/A | #N/A | 70 | #N/A
EiKO | DK4-13W/9/927-D-120-W/B | 910 | Downlight Retrofit | 70 | 2018-09-17 | 2018-10-05 | Low | 3 | #N/A | #N/A | 70 | #N/A
Euri lighting | DLC4-2020e | 910 | Downlight Retrofit | 70 | 2018-06-25 | 2018-08-09 | Low | 3 | #N/A | #N/A | 70 | #N/A
American Lighting | E56-B27-DB | 945 | Downlight Retrofit | 70 | 2016-05-26 | 2016-07-21 | Low | 3 | #N/A | #N/A | 70 | #N/A
Westinghouse | 51410 | 800 | Downlight Retrofit | 70.2 | 2018-08-15 | 2018-08-15 | Low | 3 | #N/A | #N/A | 70.2 | #N/A
Nora Lighting | NIR-4RCCDXHW | 815 | Downlight Retrofit | 70.2 | 2017-10-20 | 2018-01-11 | Low | 3 | #N/A | #N/A | 70.2 | #N/A
Sylvania | 79621 | 556 | Downlight Retrofit | 70.4 | 2017-06-30 | 2017-06-30 | Low | 3 | #N/A | #N/A | 70.4 | #N/A
Progress Lighting | P800013-028-30 | 670 | Downlight Retrofit | 70.5 | 2018-12-15 | 2018-12-14 | Low | 3 | #N/A | #N/A | 70.5 | #N/A
Progress Lighting | P8176-09-30K | 670 | Downlight Retrofit | 70.5 | 2017-03-06 | 2017-03-08 | Low | 3 | #N/A | #N/A | 70.5 | #N/A
Progress Lighting | P8176-20-30K | 670 | Downlight Retrofit | 70.5 | 2017-03-06 | 2017-03-08 | Low | 3 | #N/A | #N/A | 70.5 | #N/A
Progress Lighting | P8176-28-30K | 670 | Downlight Retrofit | 70.5 | 2017-03-06 | 2017-03-08 | Low | 3 | #N/A | #N/A | 70.5 | #N/A
Progress Lighting | P8176-31-30K | 670 | Downlight Retrofit | 70.5 | 2017-03-06 | 2017-03-08 | Low | 3 | #N/A | #N/A | 70.5 | #N/A
Commercial Electric | 538211##(##=01-10) | 670 | Downlight Retrofit | 70.5 | 2019-05-20 | 2019-07-23 | Low | 3 | #N/A | #N/A | 70.5 | #N/A
Halo | ML4D06FLD2W1E* | 600 | Downlight Retrofit | 70.6 | 2022-07-15 | 2022-07-18 | Low | 3 | #N/A | #N/A | 70.6 | #N/A
Halo | ML4D06FLD2W1E*-* | 600 | Downlight Retrofit | 70.6 | 2022-07-15 | 2022-07-18 | Low | 3 | #N/A | #N/A | 70.6 | #N/A
Halo | ML4D06FLD2W1E*-#* | 600 | Downlight Retrofit | 70.6 | 2022-07-15 | 2022-07-18 | Low | 3 | #N/A | #N/A | 70.6 | #N/A
Halo | RL460WH827 | 621 | Downlight Retrofit | 70.6 | 2016-07-01 | 2016-07-19 | Low | 3 | #N/A | #N/A | 70.6 | #N/A
Halo | RL460WH830 | 621 | Downlight Retrofit | 70.6 | 2016-07-01 | 2016-07-19 | Low | 3 | #N/A | #N/A | 70.6 | #N/A
Halo | RL460WH835 | 621 | Downlight Retrofit | 70.6 | 2016-07-01 | 2016-07-19 | Low | 3 | #N/A | #N/A | 70.6 | #N/A
Commercial Electric | CER4730MY27 | 635 | Downlight Retrofit | 70.6 | 2016-05-01 | 2016-02-26 | Low | 3 | #N/A | #N/A | 70.6 | #N/A
NLCBCA | NLCBC-45127HZWA | 937 | Downlight Retrofit | 70.6 | 2019-07-01 | 2019-08-28 | Low | 3 | #N/A | #N/A | 70.6 | #N/A
Satco | S11641 | 650 | Downlight Retrofit | 70.7 | 2020-10-23 | 2020-11-03 | Low | 3 | #N/A | #N/A | 70.7 | #N/A
EnviroLite | EVL4730N**27 | 588 | Downlight Retrofit | 70.8 | 2017-07-03 | 2017-07-10 | Low | 3 | #N/A | #N/A | 70.8 | #N/A
EnviroLite | EV4730N**27 | 588 | Downlight Retrofit | 70.8 | 2017-07-03 | 2017-07-10 | Low | 3 | #N/A | #N/A | 70.8 | #N/A
Commercial Electric | CER4743**27 | 588 | Downlight Retrofit | 70.8 | 2017-07-03 | 2017-07-10 | Low | 3 | #N/A | #N/A | 70.8 | #N/A
EnviroLite | EV6730N**27 | 707 | Downlight Retrofit | 70.8 | 2017-07-03 | 2017-07-10 | Low | 3 | #N/A | #N/A | 70.8 | #N/A
EnviroLite | EVL6730N**27 | 707 | Downlight Retrofit | 70.8 | 2017-07-03 | 2017-07-10 | Low | 3 | #N/A | #N/A | 70.8 | #N/A
Commercial Electric | CER6743**27 | 707 | Downlight Retrofit | 70.8 | 2017-07-03 | 2017-07-10 | Low | 3 | #N/A | #N/A | 70.8 | #N/A
ASD | ASD-LDLRK-1BS-6D1227-WH | 850 | Downlight Retrofit | 70.8 | 2020-08-20 | 2020-09-15 | Low | 3 | #N/A | #N/A | 70.8 | #N/A
Eglo | 203972A | 850 | Downlight Retrofit | 70.8 | 2019-08-05 | 2019-08-02 | Low | 3 | #N/A | #N/A | 70.8 | #N/A
Eglo | 204086A | 850 | Downlight Retrofit | 70.8 | 2019-08-05 | 2019-08-02 | Low | 3 | #N/A | #N/A | 70.8 | #N/A
HENGTE | HT-US-SDLG2F-Y6C12W950-RGBCW12W-21V# | 850 | Downlight Retrofit | 70.8 | 2021-01-21 | 2021-01-24 | Low | 3 | #N/A | #N/A | 70.8 | #N/A
Sylvania | 62034 | 850 | Downlight Retrofit | 70.8 | 2021-04-15 | 2021-08-02 | Low | 3 | #N/A | #N/A | 70.8 | #N/A
Sylvania | 62035 | 850 | Downlight Retrofit | 70.8 | 2021-04-15 | 2021-08-02 | Low | 3 | #N/A | #N/A | 70.8 | #N/A
Sylvania | 62395 | 850 | Downlight Retrofit | 70.8 | 2021-09-15 | 2021-11-03 | Low | 3 | #N/A | #N/A | 70.8 | #N/A
MW LIGHTING | MD613-BA-RGBW | 850 | Downlight Retrofit | 70.8 | 2021-08-20 | 2021-12-28 | Low | 3 | #N/A | #N/A | 70.8 | #N/A
MW LIGHTING | MW-D613-BA-RGBWIFI | 850 | Downlight Retrofit | 70.8 | 2021-01-22 | 2021-02-11 | Low | 3 | #N/A | #N/A | 70.8 | #N/A
MAXXIMA | MRL-41255RW | 850 | Downlight Retrofit | 70.8 | 2020-09-25 | 2020-10-19 | Low | 3 | #N/A | #N/A | 70.8 | #N/A
Rayon Lighting Group | RFL4-8L | 850 | Downlight Retrofit | 70.8 | 2016-08-16 | 2016-08-15 | Low | 3 | #N/A | #N/A | 70.8 | #N/A
Signcomplex | HTB6-012-AL-5CCT-#*D | 850 | Downlight Retrofit | 70.8 | 2022-03-03 | 2022-08-18 | Low | 3 | #N/A | #N/A | 70.8 | #N/A
Sunco Lighting | DL_DK56-12W-27K-#PK | 850 | Downlight Retrofit | 70.8 | 2022-09-16 | 2022-10-28 | Low | 3 | #N/A | #N/A | 70.8 | #N/A
LIGHT THE FUTURE | D726-90-2700-# | 850 | Downlight Retrofit | 70.8 | 2018-04-25 | 2018-04-25 | Low | 3 | #N/A | #N/A | 70.8 | #N/A
TCP | L75DR56D3527K | 850 | Downlight Retrofit | 70.8 | 2018-09-01 | 2018-11-20 | Low | 3 | #N/A | #N/A | 70.8 | #N/A
TCP | LEDDR4SFCCT1 | 850 | Downlight Retrofit | 70.8 | 2021-09-20 | 2022-02-23 | Low | 3 | #N/A | #N/A | 70.8 | #N/A
Wen Lighting | WEN-D726-90-2700-S | 850 | Downlight Retrofit | 70.8 | 2018-07-13 | 2018-07-13 | Low | 3 | #N/A | #N/A | 70.8 | #N/A
Wen Lighting | WEN-D726-90-3000-S | 850 | Downlight Retrofit | 70.8 | 2018-07-13 | 2018-07-13 | Low | 3 | #N/A | #N/A | 70.8 | #N/A
EATON | LT560WH6940R | 737 | Downlight Retrofit | 70.9 | 2017-03-31 | 2017-04-14 | Low | 3 | #N/A | #N/A | 70.9 | #N/A
Lithonia Lighting | 65BEMW LED 50K | 780 | Downlight Retrofit | 70.9 | 2016-05-20 | 2016-04-20 | Low | 3 | #N/A | #N/A | 70.9 | #N/A
Halo | LA4069271EWH | 611 | Downlight Retrofit | 71 | 2018-09-01 | 2018-09-04 | Low | 3 | #N/A | #N/A | 71 | #N/A
Halo | LA4069271EWHR | 611 | Downlight Retrofit | 71 | 2018-09-01 | 2018-09-04 | Low | 3 | #N/A | #N/A | 71 | #N/A
Halo | RL560SN6827 | 646 | Downlight Retrofit | 71 | 2013-11-30 | 2016-07-20 | Low | 3 | #N/A | #N/A | 71 | #N/A
Progress Lighting | P800007-028-30 | 710 | Downlight Retrofit | 71 | 2019-06-13 | 2019-06-11 | Low | 3 | #N/A | #N/A | 71 | #N/A
Progress Lighting | P8061-28-30K | 710 | Downlight Retrofit | 71 | 2019-04-20 | 2019-04-23 | Low | 3 | #N/A | #N/A | 71 | #N/A
Halo | SLD405840WH | 852 | Downlight Retrofit | 71 | 2015-04-15 | 2016-06-08 | Low | 3 | #N/A | #N/A | 71 | #N/A
Lithonia | LBR4 10LM [30¦35¦40¦50]K [AR¦WR¦MS] [ ¦TRW¦TRBL] LSS [MWD¦WD] [MVOLT¦347] UGZ[ ¦1] [ ¦90CRI] [ ¦ETS] [ ¦AT] [ ¦WL] | 917 | Downlight Retrofit | 71 | 2020-08-01 | 2020-08-18 | Low | 3 | #N/A | #N/A | 71 | #N/A
PORTFOLIO | LD1M521[D010TR¦D010] ED1M22[30¦50¦WW]90[MW¦MMS¦SC¦SB][MI¦1MB¦1MW¦1MMS] | 427 | Downlight Retrofit | 71.2 | 2020-07-14 | 2020-08-03 | Low | 3 | #N/A | #N/A | 71.2 | #N/A
EATON | RL460WH930 | 570 | Downlight Retrofit | 71.3 | 2016-11-30 | 2016-12-19 | Low | 3 | #N/A | #N/A | 71.3 | #N/A
EATON | RL460WH930PK | 570 | Downlight Retrofit | 71.3 | 2016-11-30 | 2016-12-19 | Low | 3 | #N/A | #N/A | 71.3 | #N/A
Halo | RL460WH930 | 570 | Downlight Retrofit | 71.3 | 2016-11-30 | 2016-12-19 | Low | 3 | #N/A | #N/A | 71.3 | #N/A
Halo | RL460WH930PK | 570 | Downlight Retrofit | 71.3 | 2016-11-30 | 2016-12-19 | Low | 3 | #N/A | #N/A | 71.3 | #N/A
Halo | LA4069301EWH | 613 | Downlight Retrofit | 71.3 | 2018-09-01 | 2018-09-04 | Low | 3 | #N/A | #N/A | 71.3 | #N/A
Halo | LA4069301EWHR | 613 | Downlight Retrofit | 71.3 | 2018-09-01 | 2018-09-04 | Low | 3 | #N/A | #N/A | 71.3 | #N/A
Satco | S11832 | 500 | Downlight Retrofit | 71.4 | 2021-11-20 | 2021-11-26 | Low | 3 | #N/A | #N/A | 71.4 | #N/A
Satco | S11834 | 500 | Downlight Retrofit | 71.4 | 2021-11-20 | 2021-11-26 | Low | 3 | #N/A | #N/A | 71.4 | #N/A
Halo | LA56069271EWH | 614 | Downlight Retrofit | 71.4 | 2018-09-01 | 2018-09-04 | Low | 3 | #N/A | #N/A | 71.4 | #N/A
Halo | LA56069271EWHR | 614 | Downlight Retrofit | 71.4 | 2018-09-01 | 2018-09-04 | Low | 3 | #N/A | #N/A | 71.4 | #N/A
EATON | RL560WH6927R | 623 | Downlight Retrofit | 71.6 | 2016-11-30 | 2016-12-19 | Low | 3 | #N/A | #N/A | 71.6 | #N/A
Halo | RL560WH6927R | 623 | Downlight Retrofit | 71.6 | 2016-11-30 | 2016-12-19 | Low | 3 | #N/A | #N/A | 71.6 | #N/A
EnviroLite | EVL6742B**30 | 802 | Downlight Retrofit | 71.7 | 2017-09-01 | 2018-09-05 | Low | 3 | #N/A | #N/A | 71.7 | #N/A
Designers Fountain | RG6SCWH9B8530 | 802 | Downlight Retrofit | 71.7 | 2017-09-01 | 2017-08-30 | Low | 3 | #N/A | #N/A | 71.7 | #N/A
Commercial Electric | CER6742B**30 | 802 | Downlight Retrofit | 71.7 | 2017-09-01 | 2017-08-30 | Low | 3 | #N/A | #N/A | 71.7 | #N/A
HLE | KDY-CA-19J-M12W-P-90-T (2700K) | 860 | Downlight Retrofit | 71.7 | 2017-05-05 | 2017-05-24 | Low | 3 | #N/A | #N/A | 71.7 | #N/A
ILP | DLR6-10WLED-1DIM-27 | 718 | Downlight Retrofit | 71.8 | 2016-07-28 | 2016-07-28 | Low | 3 | #N/A | #N/A | 71.8 | #N/A
ILP | DLR6-10WLED-1DIM-40 | 718 | Downlight Retrofit | 71.8 | 2016-07-28 | 2016-07-28 | Low | 3 | #N/A | #N/A | 71.8 | #N/A
Cree | SRDL4-0575000FH-12DE26-1 | 575 | Downlight Retrofit | 71.9 | 2016-06-30 | 2016-07-12 | Low | 3 | #N/A | #N/A | 71.9 | #N/A
Juno | 4RLD G3 06LM ##K 90CRI 120 FRPC WWH | 697 | Downlight Retrofit | 71.9 | 2016-12-01 | 2016-12-27 | Low | 3 | #N/A | #N/A | 71.9 | #N/A
American Lighting | E4-30-DB | 648 | Downlight Retrofit | 72 | 2016-05-26 | 2016-07-21 | Low | 3 | #N/A | #N/A | 72 | #N/A
American Lighting | E4-B30-DB | 648 | Downlight Retrofit | 72 | 2016-05-26 | 2016-07-21 | Low | 3 | #N/A | #N/A | 72 | #N/A
Halo | RL560WH6935 | 648 | Downlight Retrofit | 72 | 2016-06-01 | 2016-07-25 | Low | 3 | #N/A | #N/A | 72 | #N/A
American Lighting | AD4-5CCT-WH | 720 | Downlight Retrofit | 72 | 2019-12-20 | 2020-04-16 | Low | 3 | #N/A | #N/A | 72 | #N/A
American Lighting | AD4B-5CCT-WH | 720 | Downlight Retrofit | 72 | 2019-12-20 | 2020-04-16 | Low | 3 | #N/A | #N/A | 72 | #N/A
Illume | I-ELRT6XX | 720 | Downlight Retrofit | 72 | 2016-07-20 | 2016-08-23 | Low | 3 | #N/A | #N/A | 72 | #N/A
Dals | LEDPNLRTF56-CC-** | 720 | Downlight Retrofit | 72 | 2021-12-01 | 2022-03-14 | Low | 3 | #N/A | #N/A | 72 | #N/A
Dals | LEDPNLRTF56XX | 720 | Downlight Retrofit | 72 | 2016-07-20 | 2016-08-23 | Low | 3 | #N/A | #N/A | 72 | #N/A
LEDone | LOD-DL4EB-10W27K | 720 | Downlight Retrofit | 72 | 2018-05-14 | 2018-05-16 | Low | 3 | #N/A | #N/A | 72 | #N/A
MORRIS | 72620 | 720 | Downlight Retrofit | 72 | 2018-05-14 | 2018-05-08 | Low | 3 | #N/A | #N/A | 72 | #N/A
90+ LIGHTING | SE-350.055 | 720 | Downlight Retrofit | 72 | 2018-08-30 | 2018-08-29 | Low | 3 | #N/A | #N/A | 72 | #N/A
90+ LIGHTING | SE-350.056 | 720 | Downlight Retrofit | 72 | 2018-08-30 | 2018-08-29 | Low | 3 | #N/A | #N/A | 72 | #N/A
90+ LIGHTING | SE-350.057 | 720 | Downlight Retrofit | 72 | 2018-08-30 | 2018-08-29 | Low | 3 | #N/A | #N/A | 72 | #N/A
90+ LIGHTING | SE-350.058 | 720 | Downlight Retrofit | 72 | 2018-08-30 | 2018-08-29 | Low | 3 | #N/A | #N/A | 72 | #N/A
Signcomplex | HTB4-010-AL-5CCT-#*D | 720 | Downlight Retrofit | 72 | 2022-03-03 | 2022-08-18 | Low | 3 | #N/A | #N/A | 72 | #N/A
LIGHT THE FUTURE | D504-90-3000 | 720 | Downlight Retrofit | 72 | 2016-08-29 | 2016-08-29 | Low | 3 | #N/A | #N/A | 72 | #N/A
Wen Lighting | WEN-D504-3000 | 720 | Downlight Retrofit | 72 | 2018-07-13 | 2018-07-13 | Low | 3 | #N/A | #N/A | 72 | #N/A
Green Creative | CLK6/927/DIM120V | 792 | Downlight Retrofit | 72 | 2019-10-05 | 2019-10-10 | Low | 3 | #N/A | #N/A | 72 | #N/A
Energetic Lighting | MQTL1168 | 900 | Downlight Retrofit | 72 | 2022-01-13 | 2022-01-13 | Low | 3 | #N/A | #N/A | 72 | #N/A
Prescolite | LB6A10LDM30K9WW** | 900 | Downlight Retrofit | 72 | 2020-04-20 | 2020-04-21 | Low | 3 | #N/A | #N/A | 72 | #N/A
Prescolite | LB6A10LDM35K9WW** | 900 | Downlight Retrofit | 72 | 2020-04-20 | 2020-04-21 | Low | 3 | #N/A | #N/A | 72 | #N/A
American Lighting | E56-B30-DB | 972 | Downlight Retrofit | 72 | 2016-05-26 | 2016-07-21 | Low | 3 | #N/A | #N/A | 72 | #N/A
HALO HOME | RL56069BLE40AWH | 685 | Downlight Retrofit | 72.1 | 2016-12-16 | 2018-02-13 | Low | 3 | #N/A | #N/A | 72.1 | #N/A
HALO HOME | RL56069BLE40AWHR | 685 | Downlight Retrofit | 72.1 | 2016-12-16 | 2018-02-13 | Low | 3 | #N/A | #N/A | 72.1 | #N/A
Halo | RL560WH6930 | 699 | Downlight Retrofit | 72.1 | 2016-06-01 | 2016-07-25 | Low | 3 | #N/A | #N/A | 72.1 | #N/A
Juno | 4RLS [ ¦G2] 07LM [27¦30]K 90CRI 120 FRPC WH | 752 | Downlight Retrofit | 72.1 | 2018-01-01 | 2018-04-24 | Low | 3 | #N/A | #N/A | 72.1 | #N/A
Core | LED-RT5/6-G5-119030 | 800 | Downlight Retrofit | 72.1 | 2015-10-30 | 2015-10-30 | Low | 3 | #N/A | #N/A | 72.1 | #N/A
Simply Conserve | L5/9-DL4-27/50-D-ADJ | 650 | Downlight Retrofit | 72.2 | 2021-12-02 | 2021-12-02 | Low | 3 | #N/A | #N/A | 72.2 | #N/A
Elite LED | RL431-650L-DIMTR-120-30K-90-W-WH | 650 | Downlight Retrofit | 72.2 | 2015-10-02 | 2015-10-02 | Low | 3 | #N/A | #N/A | 72.2 | #N/A
Elite Lighting Co. | RL432-700L-DIMTR-120-27K-90-W-WH | 650 | Downlight Retrofit | 72.2 | 2017-07-10 | 2017-03-29 | Low | 3 | #N/A | #N/A | 72.2 | #N/A
Elite Lighting Co. | RL432-700L-DIMTR-120-30K-90-W-WH | 650 | Downlight Retrofit | 72.2 | 2017-07-10 | 2017-03-29 | Low | 3 | #N/A | #N/A | 72.2 | #N/A
Elite Lighting Co. | RL432-700L-DIMTR-120-35K-90-W-WH | 650 | Downlight Retrofit | 72.2 | 2017-07-10 | 2017-03-29 | Low | 3 | #N/A | #N/A | 72.2 | #N/A
Elite Lighting Co. | RL432-700L-DIMTR-120-40K-90-W-WH | 650 | Downlight Retrofit | 72.2 | 2017-07-10 | 2017-03-29 | Low | 3 | #N/A | #N/A | 72.2 | #N/A
Elite Lighting Co. | RL432-700L-DIMTR-120-50K-90-W-WH | 650 | Downlight Retrofit | 72.2 | 2017-07-10 | 2017-03-29 | Low | 3 | #N/A | #N/A | 72.2 | #N/A
Globe | 91727 | 650 | Downlight Retrofit | 72.2 | 2020-11-16 | 2020-11-18 | Low | 3 | #N/A | #N/A | 72.2 | #N/A
Sylvania | 40636 | 650 | Downlight Retrofit | 72.2 | 2019-08-29 | 2019-08-29 | Low | 3 | #N/A | #N/A | 72.2 | #N/A
Sylvania | 40637 | 650 | Downlight Retrofit | 72.2 | 2019-08-29 | 2019-08-29 | Low | 3 | #N/A | #N/A | 72.2 | #N/A
Sylvania | 62033 | 650 | Downlight Retrofit | 72.2 | 2021-04-15 | 2021-08-02 | Low | 3 | #N/A | #N/A | 72.2 | #N/A
Sylvania | 62386 | 650 | Downlight Retrofit | 72.2 | 2021-09-15 | 2021-11-03 | Low | 3 | #N/A | #N/A | 72.2 | #N/A
Satco | S9312 | 650 | Downlight Retrofit | 72.2 | 2016-11-16 | 2016-11-18 | Low | 3 | #N/A | #N/A | 72.2 | #N/A
NaturaLED | LED4RL-65L8XX | 650 | Downlight Retrofit | 72.2 | 2015-10-27 | 2015-12-18 | Low | 3 | #N/A | #N/A | 72.2 | #N/A
EcoSmart | 1002936982 | 650 | Downlight Retrofit | 72.2 | 2017-12-20 | 2017-12-22 | Low | 3 | #N/A | #N/A | 72.2 | #N/A
EcoSmart | 1002936983 | 650 | Downlight Retrofit | 72.2 | 2017-12-20 | 2017-12-22 | Low | 3 | #N/A | #N/A | 72.2 | #N/A
EcoSmart | 1003459912 | 650 | Downlight Retrofit | 72.2 | 2018-07-23 | 2018-07-23 | Low | 3 | #N/A | #N/A | 72.2 | #N/A
EcoSmart | 1003459914 | 650 | Downlight Retrofit | 72.2 | 2018-07-23 | 2018-07-23 | Low | 3 | #N/A | #N/A | 72.2 | #N/A
LIGHT THE FUTURE | D604(2700K) | 650 | Downlight Retrofit | 72.2 | 2016-10-25 | 2016-12-09 | Low | 3 | #N/A | #N/A | 72.2 | #N/A
Commercial Electric | 1003426775 | 650 | Downlight Retrofit | 72.2 | 2018-07-13 | 2018-07-16 | Low | 3 | #N/A | #N/A | 72.2 | #N/A
LIGHT THE FUTURE | D703-CCT-90-** | 650 | Downlight Retrofit | 72.2 | 2021-03-29 | 2021-03-29 | Low | 3 | #N/A | #N/A | 72.2 | #N/A
LIGHT THE FUTURE | D833-CCT-90-** | 650 | Downlight Retrofit | 72.2 | 2021-03-29 | 2021-03-26 | Low | 3 | #N/A | #N/A | 72.2 | #N/A
Westinghouse | 31043 | 650 | Downlight Retrofit | 72.2 | 2016-07-05 | 2016-07-05 | Low | 3 | #N/A | #N/A | 72.2 | #N/A
EcoSmart | 1002936946 | 600 | Downlight Retrofit | 72.3 | 2017-12-20 | 2017-12-22 | Low | 3 | #N/A | #N/A | 72.3 | #N/A
EcoSmart | 1002936974 | 600 | Downlight Retrofit | 72.3 | 2017-12-20 | 2017-12-22 | Low | 3 | #N/A | #N/A | 72.3 | #N/A
EcoSmart | 1003459906 | 600 | Downlight Retrofit | 72.3 | 2018-07-23 | 2018-07-23 | Low | 3 | #N/A | #N/A | 72.3 | #N/A
EcoSmart | 1003459908 | 600 | Downlight Retrofit | 72.3 | 2018-07-23 | 2018-07-23 | Low | 3 | #N/A | #N/A | 72.3 | #N/A
EATON | RL560WH6927 | 630 | Downlight Retrofit | 72.4 | 2016-11-30 | 2016-12-19 | Low | 3 | #N/A | #N/A | 72.4 | #N/A
Halo | RL560WH6927 | 630 | Downlight Retrofit | 72.4 | 2016-11-30 | 2016-12-19 | Low | 3 | #N/A | #N/A | 72.4 | #N/A
Liton | LRLD4W | 652 | Downlight Retrofit | 72.4 | 2015-08-25 | 2015-08-19 | Low | 3 | #N/A | #N/A | 72.4 | #N/A
LED ONE | LOD-DL4RE-AD9W-XXK | 652 | Downlight Retrofit | 72.4 | 2015-12-28 | 2015-12-28 | Low | 3 | #N/A | #N/A | 72.4 | #N/A
Superior Life | 90927 | 760 | Downlight Retrofit | 72.4 | 2019-01-14 | 2020-04-03 | Low | 3 | #N/A | #N/A | 72.4 | #N/A
Superior LifeÂ® | 90925 | 760 | Downlight Retrofit | 72.4 | 2017-07-20 | 2017-07-24 | Low | 3 | #N/A | #N/A | 72.4 | #N/A
LIGHT THE FUTURE | D306-90-XXXX | 760 | Downlight Retrofit | 72.4 | 2016-06-10 | 2016-06-10 | Low | 3 | #N/A | #N/A | 72.4 | #N/A
LIGHT THE FUTURE | D306-90-XXXX | 760 | Downlight Retrofit | 72.4 | 2016-06-10 | 2016-06-10 | Low | 3 | #N/A | #N/A | 72.4 | #N/A
LIGHT THE FUTURE | D306-90-XXXX | 760 | Downlight Retrofit | 72.4 | 2016-06-10 | 2016-06-10 | Low | 3 | #N/A | #N/A | 72.4 | #N/A
LIGHT THE FUTURE | D306-90-XXXX | 760 | Downlight Retrofit | 72.4 | 2016-06-10 | 2016-06-10 | Low | 3 | #N/A | #N/A | 72.4 | #N/A
LIGHT THE FUTURE | D306-90-XXXX | 760 | Downlight Retrofit | 72.4 | 2016-06-10 | 2016-06-10 | Low | 3 | #N/A | #N/A | 72.4 | #N/A
Lithonia | LBR4 05LM [30¦35¦40¦50]K [AR¦WR¦MS] [ ¦TRW¦TRBL] LSS [MWD¦WD] [MVOLT¦347] UGZ[ ¦1] [ ¦90CRI] [ ¦ETS] [ ¦AT] [ ¦WL] | 414 | Downlight Retrofit | 72.6 | 2020-08-01 | 2020-08-18 | Low | 3 | #N/A | #N/A | 72.6 | #N/A
ETI | 531863##(##=00-99) | 800 | Downlight Retrofit | 72.7 | 2017-08-17 | 2017-08-16 | Low | 3 | #N/A | #N/A | 72.7 | #N/A
ETI | 531863##-A(##=00-99) | 800 | Downlight Retrofit | 72.7 | 2018-10-08 | 2018-10-02 | Low | 3 | #N/A | #N/A | 72.7 | #N/A
ETI | 531864##(##=00-99) | 800 | Downlight Retrofit | 72.7 | 2017-08-17 | 2017-08-16 | Low | 3 | #N/A | #N/A | 72.7 | #N/A
ETI | 531864##-A(##=00-99) | 800 | Downlight Retrofit | 72.7 | 2018-10-08 | 2018-10-02 | Low | 3 | #N/A | #N/A | 72.7 | #N/A
RAYON | RFL3-8L-27 | 800 | Downlight Retrofit | 72.7 | 2018-07-25 | 2018-08-16 | Low | 3 | #N/A | #N/A | 72.7 | #N/A
RAYON | RFL4-8L-27 | 800 | Downlight Retrofit | 72.7 | 2018-07-25 | 2018-08-16 | Low | 3 | #N/A | #N/A | 72.7 | #N/A
RAYON | RFL6-8L-27 | 800 | Downlight Retrofit | 72.7 | 2018-07-25 | 2018-08-16 | Low | 3 | #N/A | #N/A | 72.7 | #N/A
Satco | S39745 | 800 | Downlight Retrofit | 72.7 | 2019-06-06 | 2019-06-07 | Low | 3 | #N/A | #N/A | 72.7 | #N/A
Satco | S39848 | 800 | Downlight Retrofit | 72.7 | 2019-06-06 | 2019-06-07 | Low | 3 | #N/A | #N/A | 72.7 | #N/A
Sunco Lighting | DL_G56-12W-27K-#PK | 800 | Downlight Retrofit | 72.7 | 2019-04-02 | 2019-06-11 | Low | 3 | #N/A | #N/A | 72.7 | #N/A
Nora Lighting | NOXTW-43** | 836 | Downlight Retrofit | 72.7 | 2022-10-01 | 2022-10-11 | Low | 3 | #N/A | #N/A | 72.7 | #N/A
EATON | RL560WH9930 | 930 | Downlight Retrofit | 72.7 | 2016-11-30 | 2016-12-19 | Low | 3 | #N/A | #N/A | 72.7 | #N/A
EATON | RL560WH9930R | 930 | Downlight Retrofit | 72.7 | 2016-11-30 | 2016-12-19 | Low | 3 | #N/A | #N/A | 72.7 | #N/A
Halo | RL560WH9930 | 930 | Downlight Retrofit | 72.7 | 2016-11-30 | 2016-12-19 | Low | 3 | #N/A | #N/A | 72.7 | #N/A
Halo | RL560WH9930R | 930 | Downlight Retrofit | 72.7 | 2016-11-30 | 2016-12-19 | Low | 3 | #N/A | #N/A | 72.7 | #N/A
HLE | KDN-BA-19X-M12W-90-20AP-** | 873 | Downlight Retrofit | 72.8 | 2022-10-31 | 2022-11-21 | Low | 3 | #N/A | #N/A | 72.8 | #N/A
EATON | RL560WH6935 | 650 | Downlight Retrofit | 73 | 2016-11-30 | 2016-12-19 | Low | 3 | #N/A | #N/A | 73 | #N/A
EATON | RL560WH6935R | 650 | Downlight Retrofit | 73 | 2016-11-30 | 2016-12-19 | Low | 3 | #N/A | #N/A | 73 | #N/A
Halo | RL560WH6935 | 650 | Downlight Retrofit | 73 | 2016-11-30 | 2016-12-19 | Low | 3 | #N/A | #N/A | 73 | #N/A
Halo | RL560WH6935R | 650 | Downlight Retrofit | 73 | 2016-11-30 | 2016-12-19 | Low | 3 | #N/A | #N/A | 73 | #N/A
Signcomplex | HTH4-010-AL-940K-#BD | 730 | Downlight Retrofit | 73 | 2019-03-04 | 2019-03-18 | Low | 3 | #N/A | #N/A | 73 | #N/A
Signcomplex | HTH4-010-AL-940K-#D | 730 | Downlight Retrofit | 73 | 2019-03-04 | 2019-03-18 | Low | 3 | #N/A | #N/A | 73 | #N/A
LIGHT THE FUTURE | D744-CCT-90-** | 730 | Downlight Retrofit | 73 | 2021-03-29 | 2021-03-20 | Low | 3 | #N/A | #N/A | 73 | #N/A
Philips Hue | 9290031347 | 585 | Downlight Retrofit | 73.1 | 2022-02-22 | 2022-03-17 | Low | 3 | #N/A | #N/A | 73.1 | #N/A
EnviroLite | EVL6741B*30 | 797 | Downlight Retrofit | 73.1 | 2017-09-01 | 2018-09-05 | Low | 3 | #N/A | #N/A | 73.1 | #N/A
Designers Fountain | MS6WHWH9B7030 | 797 | Downlight Retrofit | 73.1 | 2017-09-01 | 2017-08-30 | Low | 3 | #N/A | #N/A | 73.1 | #N/A
Commercial Electric | CER6741B**30 | 797 | Downlight Retrofit | 73.1 | 2017-09-01 | 2017-08-30 | Low | 3 | #N/A | #N/A | 73.1 | #N/A
HENGTE | HT-UL-G35CDEL-913-XX49X2-##1 | 950 | Downlight Retrofit | 73.1 | 2020-08-31 | 2020-09-02 | Low | 3 | #N/A | #N/A | 73.1 | #N/A
HENGTE | HT-UL-G35CDEL-913-XX49Y2-##1 | 950 | Downlight Retrofit | 73.1 | 2020-08-31 | 2020-09-02 | Low | 3 | #N/A | #N/A | 73.1 | #N/A
HENGTE | HT-UL-G35CDEL-913-XX57X2-##1 | 950 | Downlight Retrofit | 73.1 | 2020-03-27 | 2020-03-27 | Low | 3 | #N/A | #N/A | 73.1 | #N/A
HENGTE | HT-UL-G35CDEL-913-XX59X2-##1 | 950 | Downlight Retrofit | 73.1 | 2020-09-04 | 2020-09-10 | Low | 3 | #N/A | #N/A | 73.1 | #N/A
HENGTE | HT-UL-G35CDEL-913-XX59Y2-##1 | 950 | Downlight Retrofit | 73.1 | 2020-09-04 | 2020-09-10 | Low | 3 | #N/A | #N/A | 73.1 | #N/A
HENGTE | HT-UL-G35CDEL-913-XX67X2-##1 | 950 | Downlight Retrofit | 73.1 | 2020-03-27 | 2020-03-27 | Low | 3 | #N/A | #N/A | 73.1 | #N/A
HENGTE | HT-UL-G35CDEL-913-XX69X2-##1 | 950 | Downlight Retrofit | 73.1 | 2020-09-04 | 2020-09-10 | Low | 3 | #N/A | #N/A | 73.1 | #N/A
HENGTE | HT-UL-G35CDEL-913-XX69Y2-##1 | 950 | Downlight Retrofit | 73.1 | 2020-09-04 | 2020-09-10 | Low | 3 | #N/A | #N/A | 73.1 | #N/A
HENGTE | HT-G3D6-913-307X2-##1 | 950 | Downlight Retrofit | 73.1 | 2020-07-30 | 2020-08-01 | Low | 3 | #N/A | #N/A | 73.1 | #N/A
HENGTE | HT-G3D6-913-357X2-##1 | 950 | Downlight Retrofit | 73.1 | 2020-07-30 | 2020-08-01 | Low | 3 | #N/A | #N/A | 73.1 | #N/A
HENGTE | HT-G3D6-913-407X2-##1 | 950 | Downlight Retrofit | 73.1 | 2020-07-30 | 2020-08-01 | Low | 3 | #N/A | #N/A | 73.1 | #N/A
HENGTE | HT-G3D6-913-507X2-##1 | 950 | Downlight Retrofit | 73.1 | 2020-07-30 | 2020-08-01 | Low | 3 | #N/A | #N/A | 73.1 | #N/A
HENGTE | HT-G3D6-913-277X2-## | 950 | Downlight Retrofit | 73.1 | 2020-07-30 | 2020-08-01 | Low | 3 | #N/A | #N/A | 73.1 | #N/A
MAXXIMA | MRL-61351W | 950 | Downlight Retrofit | 73.1 | 2021-01-05 | 2021-02-05 | Low | 3 | #N/A | #N/A | 73.1 | #N/A
EATON | LT460WH6935R | 571 | Downlight Retrofit | 73.2 | 2017-03-31 | 2017-04-14 | Low | 3 | #N/A | #N/A | 73.2 | #N/A
EATON | RL460WH950 | 600 | Downlight Retrofit | 73.2 | 2016-11-30 | 2016-12-19 | Low | 3 | #N/A | #N/A | 73.2 | #N/A
EATON | RL460WH950PK | 600 | Downlight Retrofit | 73.2 | 2016-11-30 | 2016-12-19 | Low | 3 | #N/A | #N/A | 73.2 | #N/A
Halo | RL460WH950 | 600 | Downlight Retrofit | 73.2 | 2016-11-30 | 2016-12-19 | Low | 3 | #N/A | #N/A | 73.2 | #N/A
Halo | RL460WH950PK | 600 | Downlight Retrofit | 73.2 | 2016-11-30 | 2016-12-19 | Low | 3 | #N/A | #N/A | 73.2 | #N/A
Halo | LA56069301EWH | 637 | Downlight Retrofit | 73.2 | 2018-09-01 | 2018-09-04 | Low | 3 | #N/A | #N/A | 73.2 | #N/A
Halo | LA56069301EWHR | 637 | Downlight Retrofit | 73.2 | 2018-09-01 | 2018-09-04 | Low | 3 | #N/A | #N/A | 73.2 | #N/A
MORRIS | 72604 | 659 | Downlight Retrofit | 73.2 | 2018-06-08 | 2018-06-01 | Low | 3 | #N/A | #N/A | 73.2 | #N/A
MORRIS | 72608 | 659 | Downlight Retrofit | 73.2 | 2018-05-14 | 2018-05-08 | Low | 3 | #N/A | #N/A | 73.2 | #N/A
Halo | LA4069351EWH | 630 | Downlight Retrofit | 73.3 | 2018-09-01 | 2018-09-04 | Low | 3 | #N/A | #N/A | 73.3 | #N/A
Halo | LA4069351EWHR | 630 | Downlight Retrofit | 73.3 | 2018-09-01 | 2018-09-04 | Low | 3 | #N/A | #N/A | 73.3 | #N/A
Halo | LA4069501EWH | 630 | Downlight Retrofit | 73.3 | 2018-09-01 | 2018-09-04 | Low | 3 | #N/A | #N/A | 73.3 | #N/A
Halo | LA4069501EWHR | 630 | Downlight Retrofit | 73.3 | 2018-09-01 | 2018-09-04 | Low | 3 | #N/A | #N/A | 73.3 | #N/A
Halo | LA56069501EWH | 630 | Downlight Retrofit | 73.3 | 2018-09-01 | 2018-09-04 | Low | 3 | #N/A | #N/A | 73.3 | #N/A
Halo | LA56069501EWHR | 630 | Downlight Retrofit | 73.3 | 2018-09-01 | 2018-09-04 | Low | 3 | #N/A | #N/A | 73.3 | #N/A
EATON | RL560WH6930 | 645 | Downlight Retrofit | 73.3 | 2016-11-30 | 2016-12-19 | Low | 3 | #N/A | #N/A | 73.3 | #N/A
EATON | RL560WH6930-C | 645 | Downlight Retrofit | 73.3 | 2017-03-31 | 2017-04-14 | Low | 3 | #N/A | #N/A | 73.3 | #N/A
EATON | RL560WH6930R | 645 | Downlight Retrofit | 73.3 | 2016-11-30 | 2016-12-19 | Low | 3 | #N/A | #N/A | 73.3 | #N/A
Halo | RL560WH6930 | 645 | Downlight Retrofit | 73.3 | 2016-11-30 | 2016-12-19 | Low | 3 | #N/A | #N/A | 73.3 | #N/A
Halo | RL560WH6930-C | 645 | Downlight Retrofit | 73.3 | 2017-03-31 | 2017-04-14 | Low | 3 | #N/A | #N/A | 73.3 | #N/A
Halo | RL560WH6930R | 645 | Downlight Retrofit | 73.3 | 2016-11-30 | 2016-12-19 | Low | 3 | #N/A | #N/A | 73.3 | #N/A
Commercial Electric | CER4730MY40 | 660 | Downlight Retrofit | 73.3 | 2016-05-01 | 2016-02-26 | Low | 3 | #N/A | #N/A | 73.3 | #N/A
MAXXIMA | MCL-6071200W | 880 | Downlight Retrofit | 73.3 | 2018-08-22 | 2018-08-21 | Low | 3 | #N/A | #N/A | 73.3 | #N/A
MaxLite | RR[4¦6¦8¦9]C10U[27¦30¦35¦40¦50] | 736 | Downlight Retrofit | 73.6 | 2018-06-05 | 2018-07-03 | Low | 3 | #N/A | #N/A | 73.6 | #N/A
Halo | HLBC4LS9FSD2WE010MW* | 957 | Downlight Retrofit | 73.6 | 2023-01-06 | 2023-01-06 | Low | 3 | #N/A | #N/A | 73.6 | #N/A
Halo | HLBC4LS9FSD2WE010MW*-* | 957 | Downlight Retrofit | 73.6 | 2023-01-06 | 2023-01-06 | Low | 3 | #N/A | #N/A | 73.6 | #N/A
Halo | HLBC4LS9FSD2WE010MW*-#* | 957 | Downlight Retrofit | 73.6 | 2023-01-06 | 2023-01-06 | Low | 3 | #N/A | #N/A | 73.6 | #N/A
EnviroLite | EVL4742B**30 | 601 | Downlight Retrofit | 73.7 | 2017-09-01 | 2018-09-05 | Low | 3 | #N/A | #N/A | 73.7 | #N/A
Designers Fountain | RG4SCWH9B6030 | 601 | Downlight Retrofit | 73.7 | 2019-12-01 | 2018-09-05 | Low | 3 | #N/A | #N/A | 73.7 | #N/A
Commercial Electric | CER4742B**30 | 601 | Downlight Retrofit | 73.7 | 2017-09-01 | 2017-08-30 | Low | 3 | #N/A | #N/A | 73.7 | #N/A
Prescolite | LBRA-4RD-T-07LCS9-WH | 700 | Downlight Retrofit | 73.7 | 2021-11-30 | 2021-12-16 | Low | 3 | #N/A | #N/A | 73.7 | #N/A
Honeywell | FP0901-XXYY | 700 | Downlight Retrofit | 73.7 | 2016-03-01 | 2015-12-30 | Low | 3 | #N/A | #N/A | 73.7 | #N/A
Progress Lighting | P8171-##-30K | 700 | Downlight Retrofit | 73.7 | 2017-05-10 | 2017-05-30 | Low | 3 | #N/A | #N/A | 73.7 | #N/A
HomeStyle Lighting | HSSQ5-WH-30K | 700 | Downlight Retrofit | 73.7 | 2017-03-06 | 2017-03-03 | Low | 3 | #N/A | #N/A | 73.7 | #N/A
Signcomplex | HTB4-008-AL-5CCT-#*D | 590 | Downlight Retrofit | 73.8 | 2022-03-03 | 2022-08-18 | Low | 3 | #N/A | #N/A | 73.8 | #N/A
Halo | LT560WH6940 | 760 | Downlight Retrofit | 73.8 | 2018-01-15 | 2018-01-18 | Low | 3 | #N/A | #N/A | 73.8 | #N/A
Halo | LT560WH6940R | 760 | Downlight Retrofit | 73.8 | 2018-01-15 | 2018-01-18 | Low | 3 | #N/A | #N/A | 73.8 | #N/A
Lithonia | LBR4 07LM [30¦35¦40¦50]K [AR¦WR¦MS] [ ¦TRW¦TRBL] LSS [MWD¦WD] [MVOLT¦347] UGZ[ ¦1] [ ¦90CRI] [ ¦ETS] [ ¦AT] [ ¦WL] | 654 | Downlight Retrofit | 73.9 | 2020-08-01 | 2020-08-18 | Low | 3 | #N/A | #N/A | 73.9 | #N/A
LIGHT THE FUTURE | D246-XXXX | 740 | Downlight Retrofit | 74 | 2016-08-29 | 2016-08-29 | Low | 3 | #N/A | #N/A | 74 | #N/A
LIGHT THE FUTURE | D246-XXXX | 740 | Downlight Retrofit | 74 | 2016-08-29 | 2016-08-29 | Low | 3 | #N/A | #N/A | 74 | #N/A
LIGHT THE FUTURE | D504-90-4000 | 740 | Downlight Retrofit | 74 | 2016-08-29 | 2016-08-29 | Low | 3 | #N/A | #N/A | 74 | #N/A
LIGHT THE FUTURE | D504-90-5000 | 740 | Downlight Retrofit | 74 | 2016-08-29 | 2016-08-29 | Low | 3 | #N/A | #N/A | 74 | #N/A
Wen Lighting | WEN-D504-4000 | 740 | Downlight Retrofit | 74 | 2018-07-13 | 2018-07-13 | Low | 3 | #N/A | #N/A | 74 | #N/A
Wen Lighting | WEN-D504-5000 | 740 | Downlight Retrofit | 74 | 2018-07-13 | 2018-07-13 | Low | 3 | #N/A | #N/A | 74 | #N/A
EATON | RL560WH9935 | 940 | Downlight Retrofit | 74 | 2016-11-30 | 2016-12-19 | Low | 3 | #N/A | #N/A | 74 | #N/A
Halo | RL560WH9935 | 940 | Downlight Retrofit | 74 | 2016-11-30 | 2016-12-19 | Low | 3 | #N/A | #N/A | 74 | #N/A
Halo | RL560WH9935R | 940 | Downlight Retrofit | 74 | 2016-11-30 | 2016-12-19 | Low | 3 | #N/A | #N/A | 74 | #N/A
Prescolite | CDL4-7L30KAWH | 667 | Downlight Retrofit | 74.1 | 2017-06-18 | 2017-06-18 | Low | 3 | #N/A | #N/A | 74.1 | #N/A
Ortech | 2180-3KWH | 889 | Downlight Retrofit | 74.1 | 2017-07-20 | 2017-07-31 | Low | 3 | #N/A | #N/A | 74.1 | #N/A
Ortech | 2180-4KWH | 889 | Downlight Retrofit | 74.1 | 2017-07-20 | 2017-07-31 | Low | 3 | #N/A | #N/A | 74.1 | #N/A
Ortech | 2180-5KWH | 889 | Downlight Retrofit | 74.1 | 2017-07-20 | 2017-07-31 | Low | 3 | #N/A | #N/A | 74.1 | #N/A
HOMI | PR180R-PL023UKF-12W80-120(2700K) | 889 | Downlight Retrofit | 74.1 | 2017-02-26 | 2017-03-06 | Low | 3 | #N/A | #N/A | 74.1 | #N/A
Commercial Electric | CER4LICR4730MW4 | 668 | Downlight Retrofit | 74.2 | 2016-05-01 | 2016-06-14 | Low | 3 | #N/A | #N/A | 74.2 | #N/A
Commercial Electric | CER4LICR4730MY | 668 | Downlight Retrofit | 74.2 | 2016-05-01 | 2016-06-14 | Low | 3 | #N/A | #N/A | 74.2 | #N/A
Sunco Lighting | DL_BFDR56-13W-27K_5K-#PK | 965 | Downlight Retrofit | 74.2 | 2022-06-08 | 2022-06-28 | Low | 3 | #N/A | #N/A | 74.2 | #N/A
Sunco Lighting | DL_BFDR56-13W-27K-#PK | 965 | Downlight Retrofit | 74.2 | 2022-06-08 | 2022-06-28 | Low | 3 | #N/A | #N/A | 74.2 | #N/A
Sunco Lighting | DL_SMDR56-13W-27K_5K-#PK | 965 | Downlight Retrofit | 74.2 | 2021-08-26 | 2021-12-09 | Low | 3 | #N/A | #N/A | 74.2 | #N/A
Sunco Lighting | DL_SMDR56-13W-27K_5K-#PK | 965 | Downlight Retrofit | 74.2 | 2022-06-08 | 2022-07-01 | Low | 3 | #N/A | #N/A | 74.2 | #N/A
Sunco Lighting | DL_SMDR56-13W-3K_65K-#PK | 965 | Downlight Retrofit | 74.2 | 2022-06-29 | 2022-08-08 | Low | 3 | #N/A | #N/A | 74.2 | #N/A
Halo | LA4069401EWH | 640 | Downlight Retrofit | 74.4 | 2018-09-01 | 2018-09-04 | Low | 3 | #N/A | #N/A | 74.4 | #N/A
Halo | LA4069401EWHR | 640 | Downlight Retrofit | 74.4 | 2018-09-01 | 2018-09-04 | Low | 3 | #N/A | #N/A | 74.4 | #N/A
Halo | LA56069351EWH | 640 | Downlight Retrofit | 74.4 | 2018-09-01 | 2018-09-04 | Low | 3 | #N/A | #N/A | 74.4 | #N/A
Halo | LA56069351EWHR | 640 | Downlight Retrofit | 74.4 | 2018-09-01 | 2018-09-04 | Low | 3 | #N/A | #N/A | 74.4 | #N/A
Halo | LA56069401EWH | 640 | Downlight Retrofit | 74.4 | 2018-09-01 | 2018-09-04 | Low | 3 | #N/A | #N/A | 74.4 | #N/A
Halo | LA56069401EWHR | 640 | Downlight Retrofit | 74.4 | 2018-09-01 | 2018-09-04 | Low | 3 | #N/A | #N/A | 74.4 | #N/A
ETI | 531931##-A | 670 | Downlight Retrofit | 74.4 | 2018-08-14 | 2018-08-09 | Low | 3 | #N/A | #N/A | 74.4 | #N/A
Commercial Electric | 531971##(##=01-10) | 670 | Downlight Retrofit | 74.4 | 2017-12-29 | 2017-12-29 | Low | 3 | #N/A | #N/A | 74.4 | #N/A
Halo | ML5606927 - ###[WB¦H¦SC¦WW¦TBZB¦SNB] | 715 | Downlight Retrofit | 74.5 | 2018-08-28 | 2018-08-28 | Low | 3 | #N/A | #N/A | 74.5 | #N/A
EATON | LT460WH6940R | 589 | Downlight Retrofit | 74.6 | 2017-03-31 | 2017-04-14 | Low | 3 | #N/A | #N/A | 74.6 | #N/A
Halo | RL4069S1EWH* | 597 | Downlight Retrofit | 74.6 | 2020-06-23 | 2020-06-30 | Low | 3 | #N/A | #N/A | 74.6 | #N/A
Halo | RL4069S1EWH*-C | 597 | Downlight Retrofit | 74.6 | 2020-06-23 | 2020-06-30 | Low | 3 | #N/A | #N/A | 74.6 | #N/A
EATON | RL560WH9927 | 940 | Downlight Retrofit | 74.6 | 2016-11-30 | 2016-12-19 | Low | 3 | #N/A | #N/A | 74.6 | #N/A
EATON | RL560WH9927R | 940 | Downlight Retrofit | 74.6 | 2016-11-30 | 2016-12-19 | Low | 3 | #N/A | #N/A | 74.6 | #N/A
Halo | RL560WH9927 | 940 | Downlight Retrofit | 74.6 | 2016-11-30 | 2016-12-19 | Low | 3 | #N/A | #N/A | 74.6 | #N/A
Halo | RL560WH9927R | 940 | Downlight Retrofit | 74.6 | 2016-11-30 | 2016-12-19 | Low | 3 | #N/A | #N/A | 74.6 | #N/A
Elite LED | RL531-950L-DIMTR-120-27K-90-W-WH | 970 | Downlight Retrofit | 74.6 | 2015-10-02 | 2015-10-02 | Low | 3 | #N/A | #N/A | 74.6 | #N/A
Halo | LT460WH6930 | 620 | Downlight Retrofit | 74.7 | 2018-01-15 | 2018-01-18 | Low | 3 | #N/A | #N/A | 74.7 | #N/A
Halo | LT460WH6930R | 620 | Downlight Retrofit | 74.7 | 2018-01-15 | 2018-01-18 | Low | 3 | #N/A | #N/A | 74.7 | #N/A
Topaz Lighting | RTL/427WH/90/D | 620 | Downlight Retrofit | 74.7 | 2016-06-28 | 2016-07-14 | Low | 3 | #N/A | #N/A | 74.7 | #N/A
Topaz Lighting | RTL/437WH/90/D | 620 | Downlight Retrofit | 74.7 | 2016-06-28 | 2016-07-14 | Low | 3 | #N/A | #N/A | 74.7 | #N/A
Topaz Lighting | RTL/447WH/90/D | 620 | Downlight Retrofit | 74.7 | 2016-06-28 | 2016-07-14 | Low | 3 | #N/A | #N/A | 74.7 | #N/A
Halo | SLDSL4069S1EMW* | 635 | Downlight Retrofit | 74.7 | 2020-08-18 | 2020-08-18 | Low | 3 | #N/A | #N/A | 74.7 | #N/A
Halo | SLDSL4069S1EMW* | 635 | Downlight Retrofit | 74.7 | 2022-04-15 | 2022-05-06 | Low | 3 | #N/A | #N/A | 74.7 | #N/A
Halo | SLDSL4069S1EMW*-* | 635 | Downlight Retrofit | 74.7 | 2022-04-15 | 2022-05-06 | Low | 3 | #N/A | #N/A | 74.7 | #N/A
Halo | SLDSL4069S1EMW*-C | 635 | Downlight Retrofit | 74.7 | 2020-08-18 | 2020-08-18 | Low | 3 | #N/A | #N/A | 74.7 | #N/A
Halo | SLDSL6069S1EMW* | 635 | Downlight Retrofit | 74.7 | 2020-08-18 | 2020-08-18 | Low | 3 | #N/A | #N/A | 74.7 | #N/A
Halo | SLDSL6069S1EMW* | 635 | Downlight Retrofit | 74.7 | 2022-04-15 | 2022-05-06 | Low | 3 | #N/A | #N/A | 74.7 | #N/A
Halo | SLDSL6069S1EMW*-* | 635 | Downlight Retrofit | 74.7 | 2022-04-15 | 2022-05-06 | Low | 3 | #N/A | #N/A | 74.7 | #N/A
Halo | SLDSL6069S1EMW*-C | 635 | Downlight Retrofit | 74.7 | 2020-08-18 | 2020-08-18 | Low | 3 | #N/A | #N/A | 74.7 | #N/A
Prescolite | CDL6-8L30KAWH | 747 | Downlight Retrofit | 74.7 | 2017-06-18 | 2017-06-18 | Low | 3 | #N/A | #N/A | 74.7 | #N/A
HomeStyle Lighting | HS56CA-WH-30K9 | 747 | Downlight Retrofit | 74.7 | 2018-12-15 | 2018-12-17 | Low | 3 | #N/A | #N/A | 74.7 | #N/A
EnviroLite | EV406950Y27 | 651 | Downlight Retrofit | 74.8 | 2016-01-01 | 2015-11-25 | Low | 3 | #N/A | #N/A | 74.8 | #N/A
Liton | LRLD4W | 673 | Downlight Retrofit | 74.8 | 2015-08-25 | 2015-08-19 | Low | 3 | #N/A | #N/A | 74.8 | #N/A
LED ONE | LOD-DL4RE-AD9W-XXK | 673 | Downlight Retrofit | 74.8 | 2015-12-28 | 2015-12-28 | Low | 3 | #N/A | #N/A | 74.8 | #N/A
Halo | HLBC4LS9FSD2W1EMW* | 980 | Downlight Retrofit | 74.8 | 2023-01-06 | 2023-01-06 | Low | 3 | #N/A | #N/A | 74.8 | #N/A
Halo | HLBC4LS9FSD2W1EMW*-* | 980 | Downlight Retrofit | 74.8 | 2023-01-06 | 2023-01-06 | Low | 3 | #N/A | #N/A | 74.8 | #N/A
Halo | HLBC4LS9FSD2W1EMW*-#* | 980 | Downlight Retrofit | 74.8 | 2023-01-06 | 2023-01-06 | Low | 3 | #N/A | #N/A | 74.8 | #N/A
FEIT ELECTRIC | LEDR4/4WYCA | 540 | Downlight Retrofit | 75 | 2018-03-06 | 2018-05-07 | Low | 3 | #N/A | #N/A | 75 | #N/A
FEIT ELECTRIC | LEDR4/927CA | 540 | Downlight Retrofit | 75 | 2018-02-25 | 2018-03-07 | Low | 3 | #N/A | #N/A | 75 | #N/A
FEIT ELECTRIC | LEDR4/927CA/MED/2 | 540 | Downlight Retrofit | 75 | 2018-03-08 | 2018-03-13 | Low | 3 | #N/A | #N/A | 75 | #N/A
FEIT ELECTRIC | LEDR4/930CA | 540 | Downlight Retrofit | 75 | 2018-02-25 | 2018-03-07 | Low | 3 | #N/A | #N/A | 75 | #N/A
FEIT ELECTRIC | LEDR4/950CA | 540 | Downlight Retrofit | 75 | 2018-03-12 | 2018-03-20 | Low | 3 | #N/A | #N/A | 75 | #N/A
FEIT ELECTRIC | LEDR4/950CA/MED/2 | 540 | Downlight Retrofit | 75 | 2018-03-14 | 2018-03-13 | Low | 3 | #N/A | #N/A | 75 | #N/A
FEIT ELECTRIC | LEDR4B/927CA/MP/6 | 540 | Downlight Retrofit | 75 | 2018-04-09 | 2018-04-20 | Low | 3 | #N/A | #N/A | 75 | #N/A
Juno | 4RLD G4 06LM 27K*** | 600 | Downlight Retrofit | 75 | 2020-11-20 | 2020-11-25 | Low | 3 | #N/A | #N/A | 75 | #N/A
Juno | 4RLD G4 06LM 30K*** | 600 | Downlight Retrofit | 75 | 2020-11-20 | 2020-11-25 | Low | 3 | #N/A | #N/A | 75 | #N/A
Philips Hue | 9290031345 | 600 | Downlight Retrofit | 75 | 2022-02-22 | 2022-03-17 | Low | 3 | #N/A | #N/A | 75 | #N/A
LIGHT THE FUTURE | D664-90-2700 | 675 | Downlight Retrofit | 75 | 2019-06-01 | 2019-11-19 | Low | 3 | #N/A | #N/A | 75 | #N/A
LIGHT THE FUTURE | D664-90-3000 | 675 | Downlight Retrofit | 75 | 2019-06-01 | 2019-11-19 | Low | 3 | #N/A | #N/A | 75 | #N/A
LIGHT THE FUTURE | D664-90-3500 | 675 | Downlight Retrofit | 75 | 2019-06-01 | 2019-11-19 | Low | 3 | #N/A | #N/A | 75 | #N/A
LIGHT THE FUTURE | D664-90-4000 | 675 | Downlight Retrofit | 75 | 2019-06-01 | 2019-11-19 | Low | 3 | #N/A | #N/A | 75 | #N/A
LIGHT THE FUTURE | D664-90-5000 | 675 | Downlight Retrofit | 75 | 2019-06-01 | 2019-11-19 | Low | 3 | #N/A | #N/A | 75 | #N/A
EATON | RL560WH6940 | 690 | Downlight Retrofit | 75 | 2016-11-30 | 2016-12-19 | Low | 3 | #N/A | #N/A | 75 | #N/A
EATON | RL560WH6940R | 690 | Downlight Retrofit | 75 | 2016-11-30 | 2016-12-19 | Low | 3 | #N/A | #N/A | 75 | #N/A
Halo | RL560WH6940R | 690 | Downlight Retrofit | 75 | 2016-11-30 | 2016-12-19 | Low | 3 | #N/A | #N/A | 75 | #N/A
Halo | RL560WH6940 | 690 | Downlight Retrofit | 75 | 2016-11-30 | 2016-12-19 | Low | 3 | #N/A | #N/A | 75 | #N/A
American Lighting | ST56-30-NK | 720 | Downlight Retrofit | 75 | 2016-05-26 | 2016-07-21 | Low | 3 | #N/A | #N/A | 75 | #N/A
FEIT ELECTRIC | LEDR4SCP/930CA | 720 | Downlight Retrofit | 75 | 2018-02-19 | 2018-03-07 | Low | 3 | #N/A | #N/A | 75 | #N/A
FEIT ELECTRIC | LEDR4SCP/930CA/SP | 720 | Downlight Retrofit | 75 | 2018-04-09 | 2018-05-01 | Low | 3 | #N/A | #N/A | 75 | #N/A
FEIT ELECTRIC | LEDR4SCP/950CA | 720 | Downlight Retrofit | 75 | 2018-10-25 | 2018-10-26 | Low | 3 | #N/A | #N/A | 75 | #N/A
luxrite | LR23790 | 750 | Downlight Retrofit | 75 | 2020-04-03 | 2020-04-06 | Low | 3 | #N/A | #N/A | 75 | #N/A
luxrite | LR23791 | 750 | Downlight Retrofit | 75 | 2020-04-03 | 2020-04-06 | Low | 3 | #N/A | #N/A | 75 | #N/A
Archipelago Lighting | LDRR4-10-S5-B | 750 | Downlight Retrofit | 75 | 2021-09-24 | 2021-10-26 | Low | 3 | #N/A | #N/A | 75 | #N/A
EiKO | LED-DK6-10W827-DIM-G5 | 750 | Downlight Retrofit | 75 | 2016-07-03 | 2016-08-09 | Low | 3 | #N/A | #N/A | 75 | #N/A
Run Bison | YMX-DL-0001-4-12 | 750 | Downlight Retrofit | 75 | 2021-06-29 | 2021-07-06 | Low | 3 | #N/A | #N/A | 75 | #N/A
Run Bison | YMX-DL-0001-4-6 | 750 | Downlight Retrofit | 75 | 2021-06-28 | 2021-07-06 | Low | 3 | #N/A | #N/A | 75 | #N/A
HENGTE | HT-G25CD4-910-27AP-##1 | 750 | Downlight Retrofit | 75 | 2019-10-03 | 2019-10-03 | Low | 3 | #N/A | #N/A | 75 | #N/A
HENGTE | HT-G25CD4-910-27EP-##1 | 750 | Downlight Retrofit | 75 | 2019-10-03 | 2019-10-03 | Low | 3 | #N/A | #N/A | 75 | #N/A
HYPER LIGHTING | HL-88265 | 750 | Downlight Retrofit | 75 | 2022-07-14 | 2022-07-14 | Low | 3 | #N/A | #N/A | 75 | #N/A
MORRIS | 72763 | 750 | Downlight Retrofit | 75 | 2022-07-04 | 2022-08-23 | Low | 3 | #N/A | #N/A | 75 | #N/A
Genesis | MW-RD410BA-27/30/35/40/50K | 750 | Downlight Retrofit | 75 | 2019-10-04 | 2019-10-03 | Low | 3 | #N/A | #N/A | 75 | #N/A
Genesis | MW-RD410SM-27/30/35/40/50K | 750 | Downlight Retrofit | 75 | 2019-10-04 | 2019-10-03 | Low | 3 | #N/A | #N/A | 75 | #N/A
MW LIGHTING | MRD410BA-5CCT | 750 | Downlight Retrofit | 75 | 2021-08-04 | 2021-08-25 | Low | 3 | #N/A | #N/A | 75 | #N/A
RZ lighting | DL347-4-10W-P5 | 750 | Downlight Retrofit | 75 | 2022-07-07 | 2022-08-30 | Low | 3 | #N/A | #N/A | 75 | #N/A
RZ lighting | DL347-6-10W-P5 | 750 | Downlight Retrofit | 75 | 2022-07-07 | 2022-08-30 | Low | 3 | #N/A | #N/A | 75 | #N/A
NaturaLED | LED4RL10-75L9CCT5 | 750 | Downlight Retrofit | 75 | 2020-12-02 | 2020-12-04 | Low | 3 | #N/A | #N/A | 75 | #N/A
Superior Life | 90901(4000K) | 750 | Downlight Retrofit | 75 | 2019-01-14 | 2020-04-10 | Low | 3 | #N/A | #N/A | 75 | #N/A
KOK | KOK-6CV10##LR** | 750 | Downlight Retrofit | 75 | 2019-02-25 | 2019-02-28 | Low | 3 | #N/A | #N/A | 75 | #N/A
LIGHT THE FUTURE | D246-XXXX | 750 | Downlight Retrofit | 75 | 2016-08-29 | 2016-08-29 | Low | 3 | #N/A | #N/A | 75 | #N/A
LIGHT THE FUTURE | D306-90-5000-** | 750 | Downlight Retrofit | 75 | 2021-03-22 | 2021-03-17 | Low | 3 | #N/A | #N/A | 75 | #N/A
LIGHT THE FUTURE | D226-XXXX | 750 | Downlight Retrofit | 75 | 2016-08-10 | 2016-08-09 | Low | 3 | #N/A | #N/A | 75 | #N/A
LIGHT THE FUTURE | D226-XXXX | 750 | Downlight Retrofit | 75 | 2016-08-10 | 2016-08-09 | Low | 3 | #N/A | #N/A | 75 | #N/A
LIGHT THE FUTURE | D226-XXXX | 750 | Downlight Retrofit | 75 | 2016-08-10 | 2016-08-09 | Low | 3 | #N/A | #N/A | 75 | #N/A
LIGHT THE FUTURE | D226-XXXX | 750 | Downlight Retrofit | 75 | 2016-08-10 | 2016-08-09 | Low | 3 | #N/A | #N/A | 75 | #N/A
LIGHT THE FUTURE | D226-XXXX | 750 | Downlight Retrofit | 75 | 2016-08-10 | 2016-08-09 | Low | 3 | #N/A | #N/A | 75 | #N/A
LIGHT THE FUTURE | D306-90-2700-** | 750 | Downlight Retrofit | 75 | 2021-03-22 | 2021-03-17 | Low | 3 | #N/A | #N/A | 75 | #N/A
LIGHT THE FUTURE | D306-90-3000-** | 750 | Downlight Retrofit | 75 | 2021-03-22 | 2021-03-17 | Low | 3 | #N/A | #N/A | 75 | #N/A
LIGHT THE FUTURE | D306-90-3500-** | 750 | Downlight Retrofit | 75 | 2021-03-22 | 2021-03-17 | Low | 3 | #N/A | #N/A | 75 | #N/A
LIGHT THE FUTURE | D306-90-4000-** | 750 | Downlight Retrofit | 75 | 2021-03-22 | 2021-03-17 | Low | 3 | #N/A | #N/A | 75 | #N/A
Sunlite | LFX/RDL/4R/10W/D/40K | 750 | Downlight Retrofit | 75 | 2016-03-21 | 2016-03-28 | Low | 3 | #N/A | #N/A | 75 | #N/A
PHILIPS | 801506 | 750 | Downlight Retrofit | 75 | 2017-09-15 | 2017-08-22 | Low | 3 | #N/A | #N/A | 75 | #N/A
SLG Lighting | DP 4R 8 G1 9FS | 750 | Downlight Retrofit | 75 | 2020-03-27 | 2020-04-01 | Low | 3 | #N/A | #N/A | 75 | #N/A
LIGHT THE FUTURE | D554-##-2700-** | 750 | Downlight Retrofit | 75 | 2022-03-30 | 2022-02-25 | Low | 3 | #N/A | #N/A | 75 | #N/A
LIGHT THE FUTURE | D554-##-3000-** | 750 | Downlight Retrofit | 75 | 2022-03-30 | 2022-02-25 | Low | 3 | #N/A | #N/A | 75 | #N/A
LIGHT THE FUTURE | D554-##-3500-** | 750 | Downlight Retrofit | 75 | 2022-03-30 | 2022-02-25 | Low | 3 | #N/A | #N/A | 75 | #N/A
LIGHT THE FUTURE | D554-##-4000-** | 750 | Downlight Retrofit | 75 | 2022-03-30 | 2022-02-25 | Low | 3 | #N/A | #N/A | 75 | #N/A
LIGHT THE FUTURE | D554-##-5000-** | 750 | Downlight Retrofit | 75 | 2022-03-30 | 2022-02-25 | Low | 3 | #N/A | #N/A | 75 | #N/A
LIGHT THE FUTURE | D704-CCT-90-WH,D704-CCT-90-BL,D704-CCT-90-BR, D704-CCT-90-NI | 750 | Downlight Retrofit | 75 | 2020-01-20 | 2020-05-12 | Low | 3 | #N/A | #N/A | 75 | #N/A
LIGHT THE FUTURE | D724-CCT-90-WH,D724-CCT-90-BL,D724-CCT-90-BR, D724-CCT-90-NI | 750 | Downlight Retrofit | 75 | 2020-01-20 | 2020-05-12 | Low | 3 | #N/A | #N/A | 75 | #N/A
TCP | LED10DR427K | 750 | Downlight Retrofit | 75 | 2013-02-26 | 2016-05-31 | Low | 3 | #N/A | #N/A | 75 | #N/A
LIGHT THE FUTURE | D824-80-4000 | 750 | Downlight Retrofit | 75 | 2018-07-10 | 2018-07-10 | Low | 3 | #N/A | #N/A | 75 | #N/A
LIGHT THE FUTURE | D824-80-5000 | 750 | Downlight Retrofit | 75 | 2018-07-10 | 2018-07-10 | Low | 3 | #N/A | #N/A | 75 | #N/A
LIGHT THE FUTURE | D824-CCT-90-WH,D824-CCT-90-NI, D824-CCT-90-BR, D824-CCT-90-BL | 750 | Downlight Retrofit | 75 | 2020-01-20 | 2020-05-18 | Low | 3 | #N/A | #N/A | 75 | #N/A
LIGHT THE FUTURE | D824-S-90-2700 | 750 | Downlight Retrofit | 75 | 2019-01-14 | 2019-07-11 | Low | 3 | #N/A | #N/A | 75 | #N/A
LIGHT THE FUTURE | D834-80-4000 | 750 | Downlight Retrofit | 75 | 2018-07-10 | 2018-07-10 | Low | 3 | #N/A | #N/A | 75 | #N/A
LIGHT THE FUTURE | D834-80-5000 | 750 | Downlight Retrofit | 75 | 2018-07-10 | 2018-07-10 | Low | 3 | #N/A | #N/A | 75 | #N/A
LIGHT THE FUTURE | D834-B-90-2700 | 750 | Downlight Retrofit | 75 | 2019-01-14 | 2019-06-24 | Low | 3 | #N/A | #N/A | 75 | #N/A
Westinghouse | 52430 | 750 | Downlight Retrofit | 75 | 2021-10-06 | 2021-10-06 | Low | 3 | #N/A | #N/A | 75 | #N/A
Cree | CR6T-825L-27K-12-E26GU24 | 825 | Downlight Retrofit | 75 | 2018-07-01 | 2018-07-18 | Low | 3 | #N/A | #N/A | 75 | #N/A
Cree | CR6T-825L-30K-12-E26GU24 | 825 | Downlight Retrofit | 75 | 2018-07-01 | 2018-07-18 | Low | 3 | #N/A | #N/A | 75 | #N/A
Cree | CR6T-825L-35K-12-E26GU24 | 825 | Downlight Retrofit | 75 | 2018-07-01 | 2018-07-18 | Low | 3 | #N/A | #N/A | 75 | #N/A
Cree | CR6T-825L-40K-12-E26GU24 | 825 | Downlight Retrofit | 75 | 2018-07-01 | 2018-07-18 | Low | 3 | #N/A | #N/A | 75 | #N/A
Cree | TRDL6-0802700FH50-12DE26-1-11 | 825 | Downlight Retrofit | 75 | 2018-03-20 | 2018-03-23 | Low | 3 | #N/A | #N/A | 75 | #N/A
Cree | TRDL6-0804000FH50-12DE26-1-11 | 825 | Downlight Retrofit | 75 | 2018-03-20 | 2018-03-23 | Low | 3 | #N/A | #N/A | 75 | #N/A
Juno | 4RLD G4 09LM 27K*** | 900 | Downlight Retrofit | 75 | 2020-11-20 | 2020-11-25 | Low | 3 | #N/A | #N/A | 75 | #N/A
ASD | ASD-LDLRK-1BS-6D1230-WH | 900 | Downlight Retrofit | 75 | 2020-08-20 | 2020-09-15 | Low | 3 | #N/A | #N/A | 75 | #N/A
Entegrity | ENLED-56RCT-012W-30K | 900 | Downlight Retrofit | 75 | 2017-04-01 | 2017-05-16 | Low | 3 | #N/A | #N/A | 75 | #N/A
Energetic Lighting | E3DL12P4-92765 | 900 | Downlight Retrofit | 75 | 2020-01-01 | 2020-02-18 | Low | 3 | #N/A | #N/A | 75 | #N/A
FEIT ELECTRIC | 74006/6WYCA | 900 | Downlight Retrofit | 75 | 2022-06-01 | 2022-10-12 | Low | 3 | #N/A | #N/A | 75 | #N/A
MORRIS | 72602 | 900 | Downlight Retrofit | 75 | 2018-06-08 | 2018-06-01 | Low | 3 | #N/A | #N/A | 75 | #N/A
MORRIS | 72609 | 900 | Downlight Retrofit | 75 | 2018-05-14 | 2018-05-08 | Low | 3 | #N/A | #N/A | 75 | #N/A
Utilitech | MQTL1115-LED12K9027 | 900 | Downlight Retrofit | 75 | 2019-09-18 | 2019-10-25 | Low | 3 | #N/A | #N/A | 75 | #N/A
LIGHT THE FUTURE | D666-90-2700 | 900 | Downlight Retrofit | 75 | 2019-06-01 | 2019-11-14 | Low | 3 | #N/A | #N/A | 75 | #N/A
LIGHT THE FUTURE | D666-90-3000 | 900 | Downlight Retrofit | 75 | 2019-06-01 | 2019-11-14 | Low | 3 | #N/A | #N/A | 75 | #N/A
LIGHT THE FUTURE | D666-90-3500 | 900 | Downlight Retrofit | 75 | 2019-06-01 | 2019-11-14 | Low | 3 | #N/A | #N/A | 75 | #N/A
LIGHT THE FUTURE | D666-90-4000 | 900 | Downlight Retrofit | 75 | 2019-06-01 | 2019-11-14 | Low | 3 | #N/A | #N/A | 75 | #N/A
LIGHT THE FUTURE | D666-90-5000 | 900 | Downlight Retrofit | 75 | 2019-06-01 | 2019-11-14 | Low | 3 | #N/A | #N/A | 75 | #N/A
LIGHT THE FUTURE | D726-90-3000-# | 900 | Downlight Retrofit | 75 | 2018-04-25 | 2018-04-25 | Low | 3 | #N/A | #N/A | 75 | #N/A
LIGHT THE FUTURE | D726-90-3500-# | 900 | Downlight Retrofit | 75 | 2018-04-25 | 2018-04-25 | Low | 3 | #N/A | #N/A | 75 | #N/A
VOTATEC | VO-SR6W12-120-D-4WAY | 900 | Downlight Retrofit | 75 | 2022-09-13 | 2022-09-13 | Low | 3 | #N/A | #N/A | 75 | #N/A
Wen Lighting | WEN-D726-90-4000-S | 900 | Downlight Retrofit | 75 | 2018-07-13 | 2018-07-13 | Low | 3 | #N/A | #N/A | 75 | #N/A
Halo | LT460WH6930* | 632 | Downlight Retrofit | 75.2 | 2021-01-20 | 2021-01-31 | Low | 3 | #N/A | #N/A | 75.2 | #N/A
Halo | LT460WH6930*-* | 632 | Downlight Retrofit | 75.2 | 2021-01-20 | 2021-01-31 | Low | 3 | #N/A | #N/A | 75.2 | #N/A
Halo | LT460WH6930*-#* | 632 | Downlight Retrofit | 75.2 | 2021-01-20 | 2021-01-31 | Low | 3 | #N/A | #N/A | 75.2 | #N/A
Commercial Electric | 305758818 | 639 | Downlight Retrofit | 75.2 | 2018-07-13 | 2018-07-16 | Low | 3 | #N/A | #N/A | 75.2 | #N/A
FEIT ELECTRIC | LEDR4HO/950CA | 775 | Downlight Retrofit | 75.2 | 2018-04-09 | 2018-05-01 | Low | 3 | #N/A | #N/A | 75.2 | #N/A
FEIT ELECTRIC | LEDR4HO/927CA | 775 | Downlight Retrofit | 75.2 | 2018-02-26 | 2018-03-07 | Low | 3 | #N/A | #N/A | 75.2 | #N/A
Cree | CR4T-790L-27K-12-E26GU24 | 790 | Downlight Retrofit | 75.2 | 2018-07-01 | 2018-07-18 | Low | 3 | #N/A | #N/A | 75.2 | #N/A
Cree | CR4T-790L-30K-12-E26GU24 | 790 | Downlight Retrofit | 75.2 | 2018-07-01 | 2018-07-18 | Low | 3 | #N/A | #N/A | 75.2 | #N/A
Cree | CR4T-790L-35K-12-E26GU24 | 790 | Downlight Retrofit | 75.2 | 2018-07-01 | 2018-07-18 | Low | 3 | #N/A | #N/A | 75.2 | #N/A
Cree | CR4T-790L-40K-12-E26GU24 | 790 | Downlight Retrofit | 75.2 | 2018-07-01 | 2018-07-18 | Low | 3 | #N/A | #N/A | 75.2 | #N/A
Cree | TRDL4-0782700FH50-12DE26-1-11 | 790 | Downlight Retrofit | 75.2 | 2018-03-20 | 2018-03-23 | Low | 3 | #N/A | #N/A | 75.2 | #N/A
Cree | TRDL4-0784000FH50-12DE26-1-11 | 790 | Downlight Retrofit | 75.2 | 2018-03-20 | 2018-03-23 | Low | 3 | #N/A | #N/A | 75.2 | #N/A
FEIT ELECTRIC | LEDR56/4WYCA | 850 | Downlight Retrofit | 75.2 | 2018-04-09 | 2018-05-07 | Low | 3 | #N/A | #N/A | 75.2 | #N/A
FEIT ELECTRIC | LEDR56/927CA/MED/2 | 850 | Downlight Retrofit | 75.2 | 2018-03-12 | 2018-03-19 | Low | 3 | #N/A | #N/A | 75.2 | #N/A
FEIT ELECTRIC | LEDR56/950CA/MED/2 | 850 | Downlight Retrofit | 75.2 | 2018-03-12 | 2018-03-19 | Low | 3 | #N/A | #N/A | 75.2 | #N/A
FEIT ELECTRIC | LEDR56SCP/930CA | 850 | Downlight Retrofit | 75.2 | 2018-02-26 | 2018-03-19 | Low | 3 | #N/A | #N/A | 75.2 | #N/A
FEIT ELECTRIC | LEDR56SCP/930CA/SP | 850 | Downlight Retrofit | 75.2 | 2018-04-09 | 2018-05-01 | Low | 3 | #N/A | #N/A | 75.2 | #N/A
FEIT ELECTRIC | LEDR56SCP/950CA | 850 | Downlight Retrofit | 75.2 | 2018-10-25 | 2018-10-26 | Low | 3 | #N/A | #N/A | 75.2 | #N/A
FEIT ELECTRIC | LEDRSQ6/930CA | 850 | Downlight Retrofit | 75.2 | 2018-03-14 | 2018-03-19 | Low | 3 | #N/A | #N/A | 75.2 | #N/A
FEIT ELECTRIC | CELEDR56/927/2 | 850 | Downlight Retrofit | 75.2 | 2017-02-24 | 2017-02-28 | Low | 3 | #N/A | #N/A | 75.2 | #N/A
FEIT ELECTRIC | CELEDR56/927/2 (C) | 850 | Downlight Retrofit | 75.2 | 2017-05-15 | 2017-05-16 | Low | 3 | #N/A | #N/A | 75.2 | #N/A
FEIT ELECTRIC | CELEDR56SCP/930 | 850 | Downlight Retrofit | 75.2 | 2018-04-03 | 2018-04-11 | Low | 3 | #N/A | #N/A | 75.2 | #N/A
FEIT ELECTRIC | LEDR56/927CA | 925 | Downlight Retrofit | 75.2 | 2018-02-28 | 2018-05-16 | Low | 3 | #N/A | #N/A | 75.2 | #N/A
FEIT ELECTRIC | LEDR56/950CA | 925 | Downlight Retrofit | 75.2 | 2018-02-19 | 2018-03-20 | Low | 3 | #N/A | #N/A | 75.2 | #N/A
FEIT ELECTRIC | LEDR6/RGBW/AG/2 | 925 | Downlight Retrofit | 75.2 | 2019-03-25 | 2019-04-24 | Low | 3 | #N/A | #N/A | 75.2 | #N/A
FEIT ELECTRIC | LEDRSQ4/930CA | 700 | Downlight Retrofit | 75.3 | 2018-02-28 | 2018-05-01 | Low | 3 | #N/A | #N/A | 75.3 | #N/A
VOTATEC | VO-SR4W9-120-D-4WAY | 700 | Downlight Retrofit | 75.3 | 2022-10-10 | 2022-10-10 | Low | 3 | #N/A | #N/A | 75.3 | #N/A
NaturaLED | LED6RL-98L8XX | 980 | Downlight Retrofit | 75.4 | 2015-10-27 | 2015-12-18 | Low | 3 | #N/A | #N/A | 75.4 | #N/A
C-Lite | C-DL6-A-650L-27K-B1 | 650 | Downlight Retrofit | 75.6 | 2018-06-01 | 2018-06-07 | Low | 3 | #N/A | #N/A | 75.6 | #N/A
C-Lite | C-DL6-A-650L-30K-B1 | 650 | Downlight Retrofit | 75.6 | 2018-06-01 | 2018-06-07 | Low | 3 | #N/A | #N/A | 75.6 | #N/A
C-Lite | C-DL6-A-650L-40K-B1 | 650 | Downlight Retrofit | 75.6 | 2018-06-01 | 2018-06-07 | Low | 3 | #N/A | #N/A | 75.6 | #N/A
LIGHT THE FUTURE | D105-4(2700K) | 680 | Downlight Retrofit | 75.6 | 2016-05-30 | 2016-06-01 | Low | 3 | #N/A | #N/A | 75.6 | #N/A
LIGHT THE FUTURE | D105-4(3000K) | 680 | Downlight Retrofit | 75.6 | 2016-05-30 | 2016-06-01 | Low | 3 | #N/A | #N/A | 75.6 | #N/A
LIGHT THE FUTURE | D105-4(3500K) | 680 | Downlight Retrofit | 75.6 | 2016-05-30 | 2016-06-01 | Low | 3 | #N/A | #N/A | 75.6 | #N/A
LIGHT THE FUTURE | D105-4(4000K) | 680 | Downlight Retrofit | 75.6 | 2016-05-30 | 2016-06-01 | Low | 3 | #N/A | #N/A | 75.6 | #N/A
LIGHT THE FUTURE | D105-4(5000K) | 680 | Downlight Retrofit | 75.6 | 2016-05-30 | 2016-06-01 | Low | 3 | #N/A | #N/A | 75.6 | #N/A
C-Lite | C-DL4-A-575L-30K-B1 | 575 | Downlight Retrofit | 75.7 | 2018-06-01 | 2018-06-07 | Low | 3 | #N/A | #N/A | 75.7 | #N/A
C-Lite | C-DL4-A-575L-40K-B1 | 575 | Downlight Retrofit | 75.7 | 2018-06-01 | 2018-06-07 | Low | 3 | #N/A | #N/A | 75.7 | #N/A
Halo | RL4069S1EWHR | 575 | Downlight Retrofit | 75.7 | 2018-02-03 | 2018-02-02 | Low | 3 | #N/A | #N/A | 75.7 | #N/A
Halo | RL4069S1EWHR | 575 | Downlight Retrofit | 75.7 | 2018-09-23 | 2018-09-20 | Low | 3 | #N/A | #N/A | 75.7 | #N/A
Liton | LRLD4W | 681 | Downlight Retrofit | 75.7 | 2015-08-25 | 2015-08-19 | Low | 3 | #N/A | #N/A | 75.7 | #N/A
LED ONE | LOD-DL4RE-AD9W-XXK | 681 | Downlight Retrofit | 75.7 | 2015-12-28 | 2015-12-28 | Low | 3 | #N/A | #N/A | 75.7 | #N/A
Halo | LT560WH6927 | 720 | Downlight Retrofit | 75.8 | 2018-01-15 | 2018-01-18 | Low | 3 | #N/A | #N/A | 75.8 | #N/A
Halo | LT560WH6927R | 720 | Downlight Retrofit | 75.8 | 2018-01-15 | 2018-01-18 | Low | 3 | #N/A | #N/A | 75.8 | #N/A
RZ lighting | DL347-4-10W-P5(CRI 90) | 760 | Downlight Retrofit | 76 | 2022-12-02 | 2022-12-09 | Low | 3 | #N/A | #N/A | 76 | #N/A
RZ lighting | DL347-6-10W-P5(CRI 90) | 760 | Downlight Retrofit | 76 | 2022-12-02 | 2022-12-09 | Low | 3 | #N/A | #N/A | 76 | #N/A
HomeStyle Lighting | HS56CA-WH-30K9 | 760 | Downlight Retrofit | 76 | 2019-06-13 | 2019-06-10 | Low | 3 | #N/A | #N/A | 76 | #N/A
HomeStyle Lighting | HS56-WH-30K9 | 760 | Downlight Retrofit | 76 | 2019-04-01 | 2019-04-02 | Low | 3 | #N/A | #N/A | 76 | #N/A
Signcomplex | HTH4-010-AL-950K-#BD | 760 | Downlight Retrofit | 76 | 2019-03-04 | 2019-03-18 | Low | 3 | #N/A | #N/A | 76 | #N/A
Signcomplex | HTH4-010-AL-950K-#D | 760 | Downlight Retrofit | 76 | 2019-03-04 | 2019-03-18 | Low | 3 | #N/A | #N/A | 76 | #N/A
LIGHT THE FUTURE | D110(2700K) | 760 | Downlight Retrofit | 76 | 2016-09-17 | 2016-12-09 | Low | 3 | #N/A | #N/A | 76 | #N/A
LEDone | LOD-DL56-12.5WD-27K | 950 | Downlight Retrofit | 76 | 2019-02-15 | 2019-02-28 | Low | 3 | #N/A | #N/A | 76 | #N/A
Juno | SP31770-27K-9-WWH | 965 | Downlight Retrofit | 76 | 2014-10-01 | 2017-02-15 | Low | 3 | #N/A | #N/A | 76 | #N/A
MaxLite | RR[4¦6¦8¦9]C10U[27¦30¦35¦40¦50]Z | 761 | Downlight Retrofit | 76.1 | 2017-12-01 | 2017-12-20 | Low | 3 | #N/A | #N/A | 76.1 | #N/A
Lightolier | P6R**10###WH*LUR | 793 | Downlight Retrofit | 76.1 | 2019-04-01 | 2019-04-11 | Low | 3 | #N/A | #N/A | 76.1 | #N/A
Lightolier | P6R**10###WH*Z10UR | 793 | Downlight Retrofit | 76.1 | 2019-04-01 | 2019-04-11 | Low | 3 | #N/A | #N/A | 76.1 | #N/A
Halo | SMD4S69SWH* | 724 | Downlight Retrofit | 76.2 | 2020-08-31 | 2020-09-08 | Low | 3 | #N/A | #N/A | 76.2 | #N/A
Halo | SMD4S69SWH*-* | 724 | Downlight Retrofit | 76.2 | 2020-08-31 | 2020-09-08 | Low | 3 | #N/A | #N/A | 76.2 | #N/A
FEIT ELECTRIC | 74206/6WYCA | 800 | Downlight Retrofit | 76.2 | 2022-10-01 | 2022-10-12 | Low | 3 | #N/A | #N/A | 76.2 | #N/A
FEIT ELECTRIC | 74206/CA | 800 | Downlight Retrofit | 76.2 | 2018-10-20 | 2018-11-19 | Low | 3 | #N/A | #N/A | 76.2 | #N/A
FEIT ELECTRIC | 74206/CA/V2 | 800 | Downlight Retrofit | 76.2 | 2019-03-18 | 2019-03-18 | Low | 3 | #N/A | #N/A | 76.2 | #N/A
FEIT ELECTRIC | 74208/6WYCA | 800 | Downlight Retrofit | 76.2 | 2022-10-01 | 2022-10-12 | Low | 3 | #N/A | #N/A | 76.2 | #N/A
FEIT ELECTRIC | 74208/CA | 800 | Downlight Retrofit | 76.2 | 2018-10-20 | 2018-11-19 | Low | 3 | #N/A | #N/A | 76.2 | #N/A
FEIT ELECTRIC | 74208/CA/V2 | 800 | Downlight Retrofit | 76.2 | 2019-03-18 | 2019-03-18 | Low | 3 | #N/A | #N/A | 76.2 | #N/A
HENGTE | HT-US-SDLG2F-Y4C10.5W950-RGBCWS2B-##1 | 800 | Downlight Retrofit | 76.2 | 2020-08-07 | 2020-10-14 | Low | 3 | #N/A | #N/A | 76.2 | #N/A
HENGTE | HT-US-SDLG2F-Y4C10.5W950-RGBCWS2W-##1 | 800 | Downlight Retrofit | 76.2 | 2020-08-07 | 2020-10-14 | Low | 3 | #N/A | #N/A | 76.2 | #N/A
Satco | S11824 | 800 | Downlight Retrofit | 76.2 | 2020-06-22 | 2020-06-25 | Low | 3 | #N/A | #N/A | 76.2 | #N/A
Satco | S11857 | 800 | Downlight Retrofit | 76.2 | 2022-09-10 | 2022-09-12 | Low | 3 | #N/A | #N/A | 76.2 | #N/A
Satco | S11858 | 800 | Downlight Retrofit | 76.2 | 2022-09-10 | 2022-09-12 | Low | 3 | #N/A | #N/A | 76.2 | #N/A
Satco | S11859 | 800 | Downlight Retrofit | 76.2 | 2022-09-10 | 2022-09-12 | Low | 3 | #N/A | #N/A | 76.2 | #N/A
Philips Hue | 9290031348 | 610 | Downlight Retrofit | 76.3 | 2022-02-22 | 2022-03-17 | Low | 3 | #N/A | #N/A | 76.3 | #N/A
Halo | RL560WH6940 | 710 | Downlight Retrofit | 76.3 | 2016-06-01 | 2016-07-25 | Low | 3 | #N/A | #N/A | 76.3 | #N/A
Halo | SMD4R69SWH* | 718 | Downlight Retrofit | 76.4 | 2020-08-31 | 2020-09-08 | Low | 3 | #N/A | #N/A | 76.4 | #N/A
Halo | SMD4R69SWH*-* | 718 | Downlight Retrofit | 76.4 | 2020-08-31 | 2020-09-08 | Low | 3 | #N/A | #N/A | 76.4 | #N/A
Noma | 052-0695-2 | 840 | Downlight Retrofit | 76.4 | 2021-07-15 | 2021-08-02 | Low | 3 | #N/A | #N/A | 76.4 | #N/A
Cree | SRDL6-0655000FH-12DE26-1 | 650 | Downlight Retrofit | 76.5 | 2016-06-30 | 2016-07-12 | Low | 3 | #N/A | #N/A | 76.5 | #N/A
PHILIPS | 59963**** | 650 | Downlight Retrofit | 76.5 | 2020-03-31 | 2019-11-14 | Low | 3 | #N/A | #N/A | 76.5 | #N/A
PHILIPS | 59963/**/** | 650 | Downlight Retrofit | 76.5 | 2020-03-31 | 2019-11-14 | Low | 3 | #N/A | #N/A | 76.5 | #N/A
PHILIPS | 59965**** | 650 | Downlight Retrofit | 76.5 | 2020-03-31 | 2019-11-14 | Low | 3 | #N/A | #N/A | 76.5 | #N/A
PHILIPS | 59965/**/** | 650 | Downlight Retrofit | 76.5 | 2020-03-31 | 2019-11-14 | Low | 3 | #N/A | #N/A | 76.5 | #N/A
Commercial Electric | NS01dA09ER2-259 | 650 | Downlight Retrofit | 76.5 | 2021-04-09 | 2021-04-12 | Low | 3 | #N/A | #N/A | 76.5 | #N/A
Commercial Electric | NS01dA09ER2-259 | 650 | Downlight Retrofit | 76.5 | 2021-04-09 | 2021-04-12 | Low | 3 | #N/A | #N/A | 76.5 | #N/A
Commercial Eletric | NS01dA09ER2-259 | 650 | Downlight Retrofit | 76.5 | 2020-05-07 | 2020-05-11 | Low | 3 | #N/A | #N/A | 76.5 | #N/A
Commercial Eletric | NS01dA09ER2-259 | 650 | Downlight Retrofit | 76.5 | 2020-05-07 | 2020-05-11 | Low | 3 | #N/A | #N/A | 76.5 | #N/A
Commercial Elecctric | 308488167 | 650 | Downlight Retrofit | 76.5 | 2019-01-18 | 2019-01-16 | Low | 3 | #N/A | #N/A | 76.5 | #N/A
Commercial Electric | 1001319404 | 650 | Downlight Retrofit | 76.5 | 2019-04-19 | 2019-04-17 | Low | 3 | #N/A | #N/A | 76.5 | #N/A
Commercial Electric | 1002936175 | 650 | Downlight Retrofit | 76.5 | 2017-12-20 | 2017-12-27 | Low | 3 | #N/A | #N/A | 76.5 | #N/A
Commercial Electric | 1002936175 | 650 | Downlight Retrofit | 76.5 | 2018-12-24 | 2018-12-20 | Low | 3 | #N/A | #N/A | 76.5 | #N/A
Commercial Electric | 1002936175 | 650 | Downlight Retrofit | 76.5 | 2019-04-05 | 2019-04-03 | Low | 3 | #N/A | #N/A | 76.5 | #N/A
Commercial Electric | 1002936175 | 650 | Downlight Retrofit | 76.5 | 2019-04-05 | 2019-04-03 | Low | 3 | #N/A | #N/A | 76.5 | #N/A
Commercial Electric | 1002936175 | 650 | Downlight Retrofit | 76.5 | 2019-04-05 | 2019-04-03 | Low | 3 | #N/A | #N/A | 76.5 | #N/A
Commercial Electric | 1002936175 | 650 | Downlight Retrofit | 76.5 | 2019-04-05 | 2019-04-03 | Low | 3 | #N/A | #N/A | 76.5 | #N/A
Commercial Electric | 1002936175 | 650 | Downlight Retrofit | 76.5 | 2019-04-05 | 2019-04-03 | Low | 3 | #N/A | #N/A | 76.5 | #N/A
Commercial Electric | 1002936194 | 650 | Downlight Retrofit | 76.5 | 2019-04-05 | 2019-04-03 | Low | 3 | #N/A | #N/A | 76.5 | #N/A
Commercial Electric | 1002936194 | 650 | Downlight Retrofit | 76.5 | 2019-04-05 | 2019-04-03 | Low | 3 | #N/A | #N/A | 76.5 | #N/A
Commercial Electric | 1002936194 | 650 | Downlight Retrofit | 76.5 | 2019-04-05 | 2019-04-03 | Low | 3 | #N/A | #N/A | 76.5 | #N/A
Commercial Electric | 1002936194 | 650 | Downlight Retrofit | 76.5 | 2019-04-05 | 2019-04-03 | Low | 3 | #N/A | #N/A | 76.5 | #N/A
Commercial Electric | 1002936194 | 650 | Downlight Retrofit | 76.5 | 2019-04-05 | 2019-04-03 | Low | 3 | #N/A | #N/A | 76.5 | #N/A
Commercial Electric | 1002936200 | 650 | Downlight Retrofit | 76.5 | 2019-04-05 | 2019-04-03 | Low | 3 | #N/A | #N/A | 76.5 | #N/A
Commercial Electric | 1002936200 | 650 | Downlight Retrofit | 76.5 | 2019-04-05 | 2019-04-03 | Low | 3 | #N/A | #N/A | 76.5 | #N/A
Commercial Electric | 1002936200 | 650 | Downlight Retrofit | 76.5 | 2019-04-05 | 2019-04-03 | Low | 3 | #N/A | #N/A | 76.5 | #N/A
Commercial Electric | 1002936200 | 650 | Downlight Retrofit | 76.5 | 2019-04-05 | 2019-04-03 | Low | 3 | #N/A | #N/A | 76.5 | #N/A
Commercial Electric | 1002936200 | 650 | Downlight Retrofit | 76.5 | 2019-04-05 | 2019-04-03 | Low | 3 | #N/A | #N/A | 76.5 | #N/A
Commercial Electric | 311945833 | 650 | Downlight Retrofit | 76.5 | 2019-11-30 | 2019-12-05 | Low | 3 | #N/A | #N/A | 76.5 | #N/A
Halo | RL3059FS1EWH* | 567 | Downlight Retrofit | 76.6 | 2020-01-07 | 2020-01-09 | Low | 3 | #N/A | #N/A | 76.6 | #N/A
Halo | SMD6S69SWH* | 735 | Downlight Retrofit | 76.6 | 2020-08-31 | 2020-09-08 | Low | 3 | #N/A | #N/A | 76.6 | #N/A
Halo | SMD6S69SWH*-* | 735 | Downlight Retrofit | 76.6 | 2020-08-31 | 2020-09-08 | Low | 3 | #N/A | #N/A | 76.6 | #N/A
National Specialty Lighting | LVLDL2C08-WW | 980 | Downlight Retrofit | 76.6 | 2018-01-01 | 2016-04-17 | Low | 3 | #N/A | #N/A | 76.6 | #N/A
UP-SHINE | UP-DL60-4-9W-D(2700K) | 690 | Downlight Retrofit | 76.7 | 2016-03-10 | 2016-03-09 | Low | 3 | #N/A | #N/A | 76.7 | #N/A
UP-SHINE | UP-DL60A-4-9W-D(2700K) | 690 | Downlight Retrofit | 76.7 | 2016-03-10 | 2016-03-09 | Low | 3 | #N/A | #N/A | 76.7 | #N/A
Sylvania | 79622 | 905 | Downlight Retrofit | 76.7 | 2017-06-30 | 2017-06-30 | Low | 3 | #N/A | #N/A | 76.7 | #N/A
US Green Lighting | L/DL6/12/X1/927/TJ02 | 920 | Downlight Retrofit | 76.7 | 2018-10-29 | 2018-11-01 | Low | 3 | #N/A | #N/A | 76.7 | #N/A
ASD | ASD-LDLRK-1BR-6D1227-WH | 920 | Downlight Retrofit | 76.7 | 2020-08-20 | 2020-09-14 | Low | 3 | #N/A | #N/A | 76.7 | #N/A
Legion | LEDRE6RD-12-27K-120V-WH | 920 | Downlight Retrofit | 76.7 | 2018-07-25 | 2018-08-15 | Low | 3 | #N/A | #N/A | 76.7 | #N/A
LIGHT THE FUTURE | D636-90-2700-# | 920 | Downlight Retrofit | 76.7 | 2018-04-25 | 2018-04-25 | Low | 3 | #N/A | #N/A | 76.7 | #N/A
Halo | LT460WH6927 | 630 | Downlight Retrofit | 76.8 | 2018-01-15 | 2018-01-18 | Low | 3 | #N/A | #N/A | 76.8 | #N/A
Halo | LT460WH6927R | 630 | Downlight Retrofit | 76.8 | 2018-01-15 | 2018-01-18 | Low | 3 | #N/A | #N/A | 76.8 | #N/A
Halo | LT460WH6935 | 630 | Downlight Retrofit | 76.8 | 2018-01-15 | 2018-01-18 | Low | 3 | #N/A | #N/A | 76.8 | #N/A
Halo | LT460WH6935R | 630 | Downlight Retrofit | 76.8 | 2018-01-15 | 2018-01-18 | Low | 3 | #N/A | #N/A | 76.8 | #N/A
Liton | LRLD4W | 691 | Downlight Retrofit | 76.8 | 2015-08-25 | 2015-08-19 | Low | 3 | #N/A | #N/A | 76.8 | #N/A
LED ONE | LOD-DL4RE-AD9W-XXK | 691 | Downlight Retrofit | 76.8 | 2015-12-28 | 2015-12-28 | Low | 3 | #N/A | #N/A | 76.8 | #N/A
Juno Lighting | RB4&C RGBW XX YY | 730 | Downlight Retrofit | 76.8 | 2022-06-16 | 2022-05-30 | Low | 3 | #N/A | #N/A | 76.8 | #N/A
FEIT ELECTRIC | 74202/CA | 500 | Downlight Retrofit | 76.9 | 2018-11-15 | 2018-11-29 | Low | 3 | #N/A | #N/A | 76.9 | #N/A
FEIT ELECTRIC | 74202/CA/V2 | 500 | Downlight Retrofit | 76.9 | 2019-03-18 | 2019-03-18 | Low | 3 | #N/A | #N/A | 76.9 | #N/A
FEIT ELECTRIC | 74204/CA | 500 | Downlight Retrofit | 76.9 | 2018-10-20 | 2018-11-19 | Low | 3 | #N/A | #N/A | 76.9 | #N/A
FEIT ELECTRIC | 74204/CA/V2 | 500 | Downlight Retrofit | 76.9 | 2019-03-18 | 2019-03-18 | Low | 3 | #N/A | #N/A | 76.9 | #N/A
Juno Lighting | RB56&C RGBW XX YY | 885 | Downlight Retrofit | 77 | 2022-06-16 | 2022-05-30 | Low | 3 | #N/A | #N/A | 77 | #N/A
EnviroLite | EV607950Y30 | 804 | Downlight Retrofit | 77.3 | 2016-01-01 | 2015-11-25 | Low | 3 | #N/A | #N/A | 77.3 | #N/A
MAXXIMA | MRL-61155RW | 850 | Downlight Retrofit | 77.3 | 2020-09-25 | 2020-10-19 | Low | 3 | #N/A | #N/A | 77.3 | #N/A
RAYON | RFL4ER-8L-27 | 850 | Downlight Retrofit | 77.3 | 2018-07-25 | 2018-08-16 | Low | 3 | #N/A | #N/A | 77.3 | #N/A
90+ LIGHTING | SE-350.059 | 850 | Downlight Retrofit | 77.3 | 2018-09-02 | 2018-09-05 | Low | 3 | #N/A | #N/A | 77.3 | #N/A
TCP | L75DR4D3527K | 850 | Downlight Retrofit | 77.3 | 2018-10-01 | 2018-11-19 | Low | 3 | #N/A | #N/A | 77.3 | #N/A
TCP | LED10DR430K | 850 | Downlight Retrofit | 77.3 | 2021-08-10 | 2021-09-09 | Low | 3 | #N/A | #N/A | 77.3 | #N/A
TCP | LEDDR4FLCCT1 | 850 | Downlight Retrofit | 77.3 | 2021-08-01 | 2021-09-09 | Low | 3 | #N/A | #N/A | 77.3 | #N/A
GE Lighting | 98591 | 820 | Downlight Retrofit | 77.4 | 2016-06-01 | 2016-06-16 | Low | 3 | #N/A | #N/A | 77.4 | #N/A
Philips Hue | 9290031346 | 620 | Downlight Retrofit | 77.5 | 2022-02-22 | 2022-03-17 | Low | 3 | #N/A | #N/A | 77.5 | #N/A
Magic Lite | LV-DL8-25-WW | 690 | Downlight Retrofit | 77.5 | 2017-09-01 | 2016-04-17 | Low | 3 | #N/A | #N/A | 77.5 | #N/A
Magic Lite | LV-DL8-45-WW | 690 | Downlight Retrofit | 77.5 | 2017-09-01 | 2016-04-17 | Low | 3 | #N/A | #N/A | 77.5 | #N/A
Elite Lighting | HHJ4-LED-900L-DIM10-[120,277]V-[N,M,W]D-[27,30,35,40,50]K-90 | 925 | Downlight Retrofit | 77.7 | 2016-09-21 | 2016-12-15 | Low | 3 | #N/A | #N/A | 77.7 | #N/A
Halo | RL56099S1EWHR | 940 | Downlight Retrofit | 77.7 | 2018-02-03 | 2018-02-02 | Low | 3 | #N/A | #N/A | 77.7 | #N/A
Halo | RL56099S1EWHR | 940 | Downlight Retrofit | 77.7 | 2018-09-23 | 2018-09-20 | Low | 3 | #N/A | #N/A | 77.7 | #N/A
Sylvania | 75748 | 700 | Downlight Retrofit | 77.8 | 2021-01-13 | 2021-01-13 | Low | 3 | #N/A | #N/A | 77.8 | #N/A
LGI | ELD4-9W-5CCT | 700 | Downlight Retrofit | 77.8 | 2019-09-12 | 2019-09-17 | Low | 3 | #N/A | #N/A | 77.8 | #N/A
Sarin Energy Solutions | SES-SDL4-CCT-9 | 700 | Downlight Retrofit | 77.8 | 2019-09-21 | 2021-01-19 | Low | 3 | #N/A | #N/A | 77.8 | #N/A
PHILIPS | 59964**** | 700 | Downlight Retrofit | 77.8 | 2020-03-31 | 2019-11-14 | Low | 3 | #N/A | #N/A | 77.8 | #N/A
PHILIPS | 59964/**/** | 700 | Downlight Retrofit | 77.8 | 2020-03-31 | 2019-11-14 | Low | 3 | #N/A | #N/A | 77.8 | #N/A
PHILIPS | 59966**** | 700 | Downlight Retrofit | 77.8 | 2020-03-31 | 2019-11-14 | Low | 3 | #N/A | #N/A | 77.8 | #N/A
PHILIPS | 59966/**/** | 700 | Downlight Retrofit | 77.8 | 2020-03-31 | 2019-11-14 | Low | 3 | #N/A | #N/A | 77.8 | #N/A
Lightolier | RD4R79301W | 700 | Downlight Retrofit | 77.8 | 2022-06-13 | 2022-07-07 | Low | 3 | #N/A | #N/A | 77.8 | #N/A
Lightolier | RD4R79SCT1W | 700 | Downlight Retrofit | 77.8 | 2022-06-13 | 2022-07-07 | Low | 3 | #N/A | #N/A | 77.8 | #N/A
Commercial Electric | NS01dA09FR2-259 | 700 | Downlight Retrofit | 77.8 | 2021-04-09 | 2021-04-12 | Low | 3 | #N/A | #N/A | 77.8 | #N/A
Commercial Electric | NS01dA09FR2-259 | 700 | Downlight Retrofit | 77.8 | 2021-04-09 | 2021-04-12 | Low | 3 | #N/A | #N/A | 77.8 | #N/A
Commercial Eletric | NS01dA09FR2-259 | 700 | Downlight Retrofit | 77.8 | 2020-05-07 | 2020-05-11 | Low | 3 | #N/A | #N/A | 77.8 | #N/A
Commercial Eletric | NS01dA09FR2-259 | 700 | Downlight Retrofit | 77.8 | 2020-05-07 | 2020-05-11 | Low | 3 | #N/A | #N/A | 77.8 | #N/A
UP-SHINE | UP-DL60-4-9W-D(3000K) | 700 | Downlight Retrofit | 77.8 | 2016-03-10 | 2016-03-09 | Low | 3 | #N/A | #N/A | 77.8 | #N/A
UP-SHINE | UP-DL60A-4-9W-D(3000K) | 700 | Downlight Retrofit | 77.8 | 2016-03-10 | 2016-03-09 | Low | 3 | #N/A | #N/A | 77.8 | #N/A
Commercial Elecctric | 308488168 | 700 | Downlight Retrofit | 77.8 | 2019-01-18 | 2019-01-16 | Low | 3 | #N/A | #N/A | 77.8 | #N/A
Commercial Electric | 1001319405 | 700 | Downlight Retrofit | 77.8 | 2019-04-14 | 2019-04-17 | Low | 3 | #N/A | #N/A | 77.8 | #N/A
Commercial Electric | 1002936204 | 700 | Downlight Retrofit | 77.8 | 2017-12-20 | 2017-12-27 | Low | 3 | #N/A | #N/A | 77.8 | #N/A
Commercial Electric | 1002936204 | 700 | Downlight Retrofit | 77.8 | 2018-12-24 | 2018-12-20 | Low | 3 | #N/A | #N/A | 77.8 | #N/A
Commercial Electric | 1002936204 | 700 | Downlight Retrofit | 77.8 | 2019-04-05 | 2019-04-03 | Low | 3 | #N/A | #N/A | 77.8 | #N/A
Commercial Electric | 1002936204 | 700 | Downlight Retrofit | 77.8 | 2019-04-05 | 2019-04-03 | Low | 3 | #N/A | #N/A | 77.8 | #N/A
Commercial Electric | 1002936204 | 700 | Downlight Retrofit | 77.8 | 2019-04-05 | 2019-04-03 | Low | 3 | #N/A | #N/A | 77.8 | #N/A
Commercial Electric | 1002936204 | 700 | Downlight Retrofit | 77.8 | 2019-04-05 | 2019-04-03 | Low | 3 | #N/A | #N/A | 77.8 | #N/A
Commercial Electric | 1002936204 | 700 | Downlight Retrofit | 77.8 | 2019-04-05 | 2019-04-03 | Low | 3 | #N/A | #N/A | 77.8 | #N/A
Commercial Electric | 1002936208 | 700 | Downlight Retrofit | 77.8 | 2019-04-05 | 2019-04-03 | Low | 3 | #N/A | #N/A | 77.8 | #N/A
Commercial Electric | 1002936208 | 700 | Downlight Retrofit | 77.8 | 2019-04-05 | 2019-04-03 | Low | 3 | #N/A | #N/A | 77.8 | #N/A
Commercial Electric | 1002936208 | 700 | Downlight Retrofit | 77.8 | 2019-04-05 | 2019-04-03 | Low | 3 | #N/A | #N/A | 77.8 | #N/A
Commercial Electric | 1002936208 | 700 | Downlight Retrofit | 77.8 | 2019-04-05 | 2019-04-03 | Low | 3 | #N/A | #N/A | 77.8 | #N/A
Commercial Electric | 1002936208 | 700 | Downlight Retrofit | 77.8 | 2019-04-05 | 2019-04-03 | Low | 3 | #N/A | #N/A | 77.8 | #N/A
Commercial Electric | 1002936217 | 700 | Downlight Retrofit | 77.8 | 2019-04-05 | 2019-04-03 | Low | 3 | #N/A | #N/A | 77.8 | #N/A
Commercial Electric | 1002936217 | 700 | Downlight Retrofit | 77.8 | 2019-04-05 | 2019-04-03 | Low | 3 | #N/A | #N/A | 77.8 | #N/A
Commercial Electric | 1002936217 | 700 | Downlight Retrofit | 77.8 | 2019-04-05 | 2019-04-03 | Low | 3 | #N/A | #N/A | 77.8 | #N/A
Commercial Electric | 1002936217 | 700 | Downlight Retrofit | 77.8 | 2019-04-05 | 2019-04-03 | Low | 3 | #N/A | #N/A | 77.8 | #N/A
Commercial Electric | 1002936217 | 700 | Downlight Retrofit | 77.8 | 2019-04-05 | 2019-04-03 | Low | 3 | #N/A | #N/A | 77.8 | #N/A
Commercial Electric | 311945837 | 700 | Downlight Retrofit | 77.8 | 2019-11-30 | 2019-12-05 | Low | 3 | #N/A | #N/A | 77.8 | #N/A
TECHNILIGHT | TLUTD4R9ABK | 700 | Downlight Retrofit | 77.8 | 2021-03-22 | 2021-03-23 | Low | 3 | #N/A | #N/A | 77.8 | #N/A
TECHNILIGHT | TLUTD4R9AWH | 700 | Downlight Retrofit | 77.8 | 2021-03-22 | 2022-03-31 | Low | 3 | #N/A | #N/A | 77.8 | #N/A
Halo | SMD6R69SWH* | 716 | Downlight Retrofit | 77.8 | 2020-08-31 | 2020-09-08 | Low | 3 | #N/A | #N/A | 77.8 | #N/A
Halo | SMD6R69SWH* | 716 | Downlight Retrofit | 77.8 | 2022-04-08 | 2022-05-06 | Low | 3 | #N/A | #N/A | 77.8 | #N/A
Halo | SMD6R69SWH*-* | 716 | Downlight Retrofit | 77.8 | 2020-08-31 | 2020-09-08 | Low | 3 | #N/A | #N/A | 77.8 | #N/A
Halo | SMD6R69SWH*-* | 716 | Downlight Retrofit | 77.8 | 2022-04-08 | 2022-05-06 | Low | 3 | #N/A | #N/A | 77.8 | #N/A
ETI | 531822##-A | 625 | Downlight Retrofit | 78.1 | 2018-08-14 | 2018-08-09 | Low | 3 | #N/A | #N/A | 78.1 | #N/A
KILI-LED | DLA-04-11-5CT | 860 | Downlight Retrofit | 78.2 | 2022-07-01 | 2022-07-06 | Low | 3 | #N/A | #N/A | 78.2 | #N/A
Halo | RA3059FS1EWH* | 587 | Downlight Retrofit | 78.3 | 2020-01-07 | 2020-01-09 | Low | 3 | #N/A | #N/A | 78.3 | #N/A
RAYON | RFL4A-9L-27 | 900 | Downlight Retrofit | 78.3 | 2018-07-25 | 2018-08-16 | Low | 3 | #N/A | #N/A | 78.3 | #N/A
UP-SHINE | UP-DL60-4-12W-D(2700K) | 940 | Downlight Retrofit | 78.3 | 2016-03-10 | 2016-03-09 | Low | 3 | #N/A | #N/A | 78.3 | #N/A
UP-SHINE | UP-DL60A-4-12W-D(2700K) | 940 | Downlight Retrofit | 78.3 | 2016-03-10 | 2016-03-09 | Low | 3 | #N/A | #N/A | 78.3 | #N/A
Juno Lighting | RB56& SWW5 CP* XX L/SKTWHIP M# | 800 | Downlight Retrofit | 78.4 | 2022-08-15 | 2022-08-15 | Low | 3 | #N/A | #N/A | 78.4 | #N/A
Juno Lighting | RB56& SWW5 CP* XX M# | 800 | Downlight Retrofit | 78.4 | 2022-06-16 | 2022-05-30 | Low | 3 | #N/A | #N/A | 78.4 | #N/A
Juno Lighting | RB56& SWW5 CP* XX M# | 800 | Downlight Retrofit | 78.4 | 2022-08-15 | 2022-08-15 | Low | 3 | #N/A | #N/A | 78.4 | #N/A
Juno Lighting | RB56& SWW5 XX L/SKTWHIP YY | 800 | Downlight Retrofit | 78.4 | 2022-08-15 | 2022-08-15 | Low | 3 | #N/A | #N/A | 78.4 | #N/A
Juno Lighting | RB56& SWW5 XX YY | 800 | Downlight Retrofit | 78.4 | 2022-06-16 | 2022-05-30 | Low | 3 | #N/A | #N/A | 78.4 | #N/A
Juno Lighting | RB56& SWW5 XX YY | 800 | Downlight Retrofit | 78.4 | 2022-08-15 | 2022-08-15 | Low | 3 | #N/A | #N/A | 78.4 | #N/A
Nora Lighting | NLCBC46927** | 920 | Downlight Retrofit | 78.4 | 2017-07-01 | 2017-07-21 | Low | 3 | #N/A | #N/A | 78.4 | #N/A
Progress Lighting | P8071-28/30K-L10-STR2 | 949 | Downlight Retrofit | 78.4 | 2014-03-03 | 2014-01-21 | Low | 3 | #N/A | #N/A | 78.4 | #N/A
YDJ Light | LR20ND-U075-007-27 | 550 | Downlight Retrofit | 78.6 | 2016-11-03 | 2016-11-07 | Low | 3 | #N/A | #N/A | 78.6 | #N/A
Satco | S11833 | 550 | Downlight Retrofit | 78.6 | 2021-11-20 | 2021-11-26 | Low | 3 | #N/A | #N/A | 78.6 | #N/A
Westinghouse | 31051 | 550 | Downlight Retrofit | 78.6 | 2016-10-28 | 2016-10-28 | Low | 3 | #N/A | #N/A | 78.6 | #N/A
Halo | RLD6069301EWH | 668 | Downlight Retrofit | 78.6 | 2018-05-18 | 2018-05-21 | Low | 3 | #N/A | #N/A | 78.6 | #N/A
Halo | RLD6069301EWH*-* | 668 | Downlight Retrofit | 78.6 | 2020-05-31 | 2020-06-01 | Low | 3 | #N/A | #N/A | 78.6 | #N/A
Elite LED | RL428-650L-DIMTR-120-30K-90-W-WH | 787 | Downlight Retrofit | 78.7 | 2016-10-11 | 2016-10-11 | Low | 3 | #N/A | #N/A | 78.7 | #N/A
Progress Lighting | P800018-###-CS | 630 | Downlight Retrofit | 78.8 | 2022-04-29 | 2022-05-13 | Low | 3 | #N/A | #N/A | 78.8 | #N/A
Halo | BLD6089SWH | 812 | Downlight Retrofit | 78.8 | 2018-05-03 | 2018-05-04 | Low | 3 | #N/A | #N/A | 78.8 | #N/A
Halo | BLD6089SWH*-CA | 812 | Downlight Retrofit | 78.8 | 2019-11-06 | 2019-11-11 | Low | 3 | #N/A | #N/A | 78.8 | #N/A
Halo | LT560WH6930 | 750 | Downlight Retrofit | 78.9 | 2018-01-15 | 2018-01-18 | Low | 3 | #N/A | #N/A | 78.9 | #N/A
Halo | LT560WH6930R | 750 | Downlight Retrofit | 78.9 | 2018-01-15 | 2018-01-18 | Low | 3 | #N/A | #N/A | 78.9 | #N/A
LIGHT THE FUTURE | D564-90-2700-** | 790 | Downlight Retrofit | 79 | 2021-03-22 | 2021-03-17 | Low | 3 | #N/A | #N/A | 79 | #N/A
LIGHT THE FUTURE | D564-90-3000-** | 790 | Downlight Retrofit | 79 | 2021-03-22 | 2021-03-17 | Low | 3 | #N/A | #N/A | 79 | #N/A
LIGHT THE FUTURE | D564-90-3500-** | 790 | Downlight Retrofit | 79 | 2021-03-22 | 2021-03-17 | Low | 3 | #N/A | #N/A | 79 | #N/A
LIGHT THE FUTURE | D564-90-4000-** | 790 | Downlight Retrofit | 79 | 2021-03-22 | 2021-03-17 | Low | 3 | #N/A | #N/A | 79 | #N/A
LIGHT THE FUTURE | D564-90-5000-** | 790 | Downlight Retrofit | 79 | 2021-03-22 | 2021-03-17 | Low | 3 | #N/A | #N/A | 79 | #N/A
Juno Lighting | 65XEYY SWW5 90CRI #& | 830 | Downlight Retrofit | 79 | 2020-06-23 | 2020-06-23 | Low | 3 | #N/A | #N/A | 79 | #N/A
Liton | LRLD4W | 712 | Downlight Retrofit | 79.1 | 2015-08-25 | 2015-08-19 | Low | 3 | #N/A | #N/A | 79.1 | #N/A
LED ONE | LOD-DL4RE-AD9W-XXK | 712 | Downlight Retrofit | 79.1 | 2015-12-28 | 2015-12-28 | Low | 3 | #N/A | #N/A | 79.1 | #N/A
Halo | LT560WH6935 | 760 | Downlight Retrofit | 79.2 | 2018-01-15 | 2018-01-18 | Low | 3 | #N/A | #N/A | 79.2 | #N/A
Halo | LT560WH6935R | 760 | Downlight Retrofit | 79.2 | 2018-01-15 | 2018-01-18 | Low | 3 | #N/A | #N/A | 79.2 | #N/A
Simply Conserve | L12DL5/6-CCT-RGB-WiFi-BLE | 950 | Downlight Retrofit | 79.2 | 2021-07-28 | 2021-07-28 | Low | 3 | #N/A | #N/A | 79.2 | #N/A
ASD | ASD-LDLRK-1BS-6D1240-WH | 950 | Downlight Retrofit | 79.2 | 2020-08-20 | 2020-09-15 | Low | 3 | #N/A | #N/A | 79.2 | #N/A
ASD | ASD-LDLRK-1BS-6D1250-WH | 950 | Downlight Retrofit | 79.2 | 2020-08-20 | 2020-09-15 | Low | 3 | #N/A | #N/A | 79.2 | #N/A
HENGTE | HT-G2DDL6C12W278S#B-V1 | 950 | Downlight Retrofit | 79.2 | 2020-07-30 | 2020-08-01 | Low | 3 | #N/A | #N/A | 79.2 | #N/A
HENGTE | HT-G2DDL6C12W308S#B-V1 | 950 | Downlight Retrofit | 79.2 | 2020-07-30 | 2020-08-01 | Low | 3 | #N/A | #N/A | 79.2 | #N/A
HENGTE | HT-G2DDL6C12W358S#B-V1 | 950 | Downlight Retrofit | 79.2 | 2020-07-30 | 2020-08-01 | Low | 3 | #N/A | #N/A | 79.2 | #N/A
HENGTE | HT-G2DDL6C12W408S#B-V1 | 950 | Downlight Retrofit | 79.2 | 2020-07-30 | 2020-08-01 | Low | 3 | #N/A | #N/A | 79.2 | #N/A
HENGTE | HT-G2DDL6C12W508S#B-V1 | 950 | Downlight Retrofit | 79.2 | 2020-07-30 | 2020-08-01 | Low | 3 | #N/A | #N/A | 79.2 | #N/A
NDR Electric | RZR-600-12W-#K-** | 950 | Downlight Retrofit | 79.2 | 2016-11-30 | 2016-12-21 | Low | 3 | #N/A | #N/A | 79.2 | #N/A
MAXXIMA | MRL-41250RW-A | 950 | Downlight Retrofit | 79.2 | 2020-09-25 | 2020-10-19 | Low | 3 | #N/A | #N/A | 79.2 | #N/A
LIGHT THE FUTURE | D726-90-4000-# | 950 | Downlight Retrofit | 79.2 | 2018-04-25 | 2018-04-25 | Low | 3 | #N/A | #N/A | 79.2 | #N/A
LIGHT THE FUTURE | D726-90-5000-# | 950 | Downlight Retrofit | 79.2 | 2018-04-25 | 2018-04-25 | Low | 3 | #N/A | #N/A | 79.2 | #N/A
Wen Lighting | WEN-D726-90-5000-S | 950 | Downlight Retrofit | 79.2 | 2018-07-13 | 2018-07-13 | Low | 3 | #N/A | #N/A | 79.2 | #N/A
Halo | RL4099S1EWH* | 952 | Downlight Retrofit | 79.3 | 2020-06-23 | 2020-06-30 | Low | 3 | #N/A | #N/A | 79.3 | #N/A
Halo | RL4099S1EWH*-C | 952 | Downlight Retrofit | 79.3 | 2020-06-23 | 2020-06-30 | Low | 3 | #N/A | #N/A | 79.3 | #N/A
Sylvania | 62128 | 675 | Downlight Retrofit | 79.4 | 2020-11-30 | 2020-11-20 | Low | 3 | #N/A | #N/A | 79.4 | #N/A
Sylvania | 62129 | 675 | Downlight Retrofit | 79.4 | 2020-11-30 | 2020-11-20 | Low | 3 | #N/A | #N/A | 79.4 | #N/A
Sylvania | 62130 | 675 | Downlight Retrofit | 79.4 | 2020-11-30 | 2020-11-20 | Low | 3 | #N/A | #N/A | 79.4 | #N/A
Sylvania | 62131 | 675 | Downlight Retrofit | 79.4 | 2020-11-30 | 2020-11-20 | Low | 3 | #N/A | #N/A | 79.4 | #N/A
Sylvania | 65527 | 677 | Downlight Retrofit | 79.6 | 2020-01-01 | 2020-02-14 | Low | 3 | #N/A | #N/A | 79.6 | #N/A
Sylvania | 65306 | 655 | Downlight Retrofit | 79.9 | 2020-07-23 | 2020-07-23 | Low | 3 | #N/A | #N/A | 79.9 | #N/A
American Lighting | E3-30-NK | 560 | Downlight Retrofit | 80 | 2016-05-26 | 2016-07-21 | Low | 3 | #N/A | #N/A | 80 | #N/A
Westgate | RDL3-MCT5-WP | 560 | Downlight Retrofit | 80 | 2020-10-30 | 2021-01-14 | Low | 3 | #N/A | #N/A | 80 | #N/A
Sylvania | 40617 | 600 | Downlight Retrofit | 80 | 2020-02-01 | 2020-02-05 | Low | 3 | #N/A | #N/A | 80 | #N/A
Sylvania | 40618 | 600 | Downlight Retrofit | 80 | 2020-02-01 | 2020-02-05 | Low | 3 | #N/A | #N/A | 80 | #N/A
Sylvania | 40619 | 600 | Downlight Retrofit | 80 | 2020-02-01 | 2020-02-05 | Low | 3 | #N/A | #N/A | 80 | #N/A
Sylvania | 62124 | 600 | Downlight Retrofit | 80 | 2020-10-15 | 2020-11-20 | Low | 3 | #N/A | #N/A | 80 | #N/A
Sylvania | 62125 | 600 | Downlight Retrofit | 80 | 2020-10-15 | 2020-11-20 | Low | 3 | #N/A | #N/A | 80 | #N/A
Satco | S11822 | 600 | Downlight Retrofit | 80 | 2020-06-22 | 2020-06-25 | Low | 3 | #N/A | #N/A | 80 | #N/A
Satco | S11854 | 600 | Downlight Retrofit | 80 | 2022-09-10 | 2022-09-12 | Low | 3 | #N/A | #N/A | 80 | #N/A
Satco | S11855 | 600 | Downlight Retrofit | 80 | 2022-09-10 | 2022-09-12 | Low | 3 | #N/A | #N/A | 80 | #N/A
Satco | S11856 | 600 | Downlight Retrofit | 80 | 2022-09-10 | 2022-09-12 | Low | 3 | #N/A | #N/A | 80 | #N/A
PHILIPS | 59220XXYY | 680 | Downlight Retrofit | 80 | 2014-12-22 | 2016-03-31 | Low | 3 | #N/A | #N/A | 80 | #N/A
EnviroLite | EV406950Y30 | 696 | Downlight Retrofit | 80 | 2016-01-01 | 2015-11-25 | Low | 3 | #N/A | #N/A | 80 | #N/A
Halo | LT560WH6930* | 720 | Downlight Retrofit | 80 | 2021-01-20 | 2021-01-31 | Low | 3 | #N/A | #N/A | 80 | #N/A
Halo | LT560WH6930*-* | 720 | Downlight Retrofit | 80 | 2021-01-20 | 2021-01-31 | Low | 3 | #N/A | #N/A | 80 | #N/A
Halo | LT560WH6930*-#* | 720 | Downlight Retrofit | 80 | 2021-01-20 | 2021-01-31 | Low | 3 | #N/A | #N/A | 80 | #N/A
Contractors' Warehouse | L11-DL4DGFWP-10W | 800 | Downlight Retrofit | 80 | 2021-10-15 | 2021-11-30 | Low | 3 | #N/A | #N/A | 80 | #N/A
EiKO | DRTR4/10W/9CCT5/120DT | 800 | Downlight Retrofit | 80 | 2021-09-14 | 2021-09-20 | Low | 3 | #N/A | #N/A | 80 | #N/A
EiKO | RDR4/10W9CCT5/120DTWHB | 800 | Downlight Retrofit | 80 | 2020-09-24 | 2020-10-19 | Low | 3 | #N/A | #N/A | 80 | #N/A
YDJ Light | LR30ND-U076-10-27 | 800 | Downlight Retrofit | 80 | 2016-11-03 | 2016-11-07 | Low | 3 | #N/A | #N/A | 80 | #N/A
Sylvania | 65523 | 800 | Downlight Retrofit | 80 | 2020-09-15 | 2020-10-22 | Low | 3 | #N/A | #N/A | 80 | #N/A
Satco | S11260 | 800 | Downlight Retrofit | 80 | 2020-08-25 | 2021-01-05 | Low | 3 | #N/A | #N/A | 80 | #N/A
Satco | S11286 | 800 | Downlight Retrofit | 80 | 2021-12-25 | 2022-03-08 | Low | 3 | #N/A | #N/A | 80 | #N/A
PLT SOLUTIONS | PLTLFE11C | 800 | Downlight Retrofit | 80 | 2022-06-23 | 2022-08-01 | Low | 3 | #N/A | #N/A | 80 | #N/A
PLT SOLUTIONS | PLTLFE11C1 | 800 | Downlight Retrofit | 80 | 2022-06-23 | 2022-08-01 | Low | 3 | #N/A | #N/A | 80 | #N/A
Sunlite | LFX/RDL/4R/10W/D/50K | 800 | Downlight Retrofit | 80 | 2016-03-21 | 2016-03-28 | Low | 3 | #N/A | #N/A | 80 | #N/A
Westgate | RDPF4-ADJ-MCT5 | 800 | Downlight Retrofit | 80 | 2022-05-30 | 2022-06-02 | Low | 3 | #N/A | #N/A | 80 | #N/A
Westgate | RDPF4-MCT5 | 800 | Downlight Retrofit | 80 | 2020-08-10 | 2020-09-18 | Low | 3 | #N/A | #N/A | 80 | #N/A
Halo | CLD7089SWH* | 840 | Downlight Retrofit | 80 | 2022-12-10 | 2022-12-13 | Low | 3 | #N/A | #N/A | 80 | #N/A
Halo | CLD7089SWH*-* | 840 | Downlight Retrofit | 80 | 2022-12-10 | 2022-12-13 | Low | 3 | #N/A | #N/A | 80 | #N/A
Superior Life | 90916 | 840 | Downlight Retrofit | 80 | 2018-01-23 | 2018-01-25 | Low | 3 | #N/A | #N/A | 80 | #N/A
EiKO | DRTR6/11W/9CCT5/120DT | 880 | Downlight Retrofit | 80 | 2021-09-14 | 2021-09-20 | Low | 3 | #N/A | #N/A | 80 | #N/A
RAB | LCBR6R119SS120WB | 880 | Downlight Retrofit | 80 | 2020-12-22 | 2020-12-27 | Low | 3 | #N/A | #N/A | 80 | #N/A
RAB | LCBR6R119TW120WB-SS-NS | 880 | Downlight Retrofit | 80 | 2021-11-27 | 2021-12-22 | Low | 3 | #N/A | #N/A | 80 | #N/A
Westgate | RDPF6-ADJ-MCT5 | 880 | Downlight Retrofit | 80 | 2022-05-30 | 2022-06-02 | Low | 3 | #N/A | #N/A | 80 | #N/A
Halo | RLD4069301EWH | 681 | Downlight Retrofit | 80.1 | 2018-05-18 | 2018-05-21 | Low | 3 | #N/A | #N/A | 80.1 | #N/A
Sylvania | 40620 | 681 | Downlight Retrofit | 80.1 | 2020-01-01 | 2020-02-14 | Low | 3 | #N/A | #N/A | 80.1 | #N/A
Sylvania | 40622 | 681 | Downlight Retrofit | 80.1 | 2020-01-01 | 2020-02-14 | Low | 3 | #N/A | #N/A | 80.1 | #N/A
EATON | RL560WH6950 | 715 | Downlight Retrofit | 80.3 | 2016-11-30 | 2016-12-19 | Low | 3 | #N/A | #N/A | 80.3 | #N/A
EATON | RL560WH6950R | 715 | Downlight Retrofit | 80.3 | 2016-11-30 | 2016-12-19 | Low | 3 | #N/A | #N/A | 80.3 | #N/A
Halo | RL560WH6950 | 715 | Downlight Retrofit | 80.3 | 2016-11-30 | 2016-12-19 | Low | 3 | #N/A | #N/A | 80.3 | #N/A
Halo | RL560WH6950R | 715 | Downlight Retrofit | 80.3 | 2016-11-30 | 2016-12-19 | Low | 3 | #N/A | #N/A | 80.3 | #N/A
EnviroLite | EVL69093B**27 | 931 | Downlight Retrofit | 80.3 | 2018-11-01 | 2019-05-08 | Low | 3 | #N/A | #N/A | 80.3 | #N/A
Commercial Electric | CER69093B**27 | 931 | Downlight Retrofit | 80.3 | 2018-11-01 | 2018-11-26 | Low | 3 | #N/A | #N/A | 80.3 | #N/A
NLCBC2/10 | NLCBC2-45127HZW/10 | 881 | Downlight Retrofit | 80.4 | 2019-07-01 | 2018-11-06 | Low | 3 | #N/A | #N/A | 80.4 | #N/A
Halo | LT460WH6940 | 660 | Downlight Retrofit | 80.5 | 2018-01-15 | 2018-01-18 | Low | 3 | #N/A | #N/A | 80.5 | #N/A
Halo | LT460WH6940R | 660 | Downlight Retrofit | 80.5 | 2018-01-15 | 2018-01-18 | Low | 3 | #N/A | #N/A | 80.5 | #N/A
Satco | S11259 | 700 | Downlight Retrofit | 80.5 | 2020-08-25 | 2021-01-05 | Low | 3 | #N/A | #N/A | 80.5 | #N/A
Satco | S11285 | 700 | Downlight Retrofit | 80.5 | 2021-12-25 | 2022-03-01 | Low | 3 | #N/A | #N/A | 80.5 | #N/A
Best | BRK-LED4-BW-35-ECO | 645 | Downlight Retrofit | 80.6 | 2017-01-01 | 2018-05-29 | Low | 3 | #N/A | #N/A | 80.6 | #N/A
Sylvania | 65528 | 685 | Downlight Retrofit | 80.6 | 2020-01-01 | 2020-02-14 | Low | 3 | #N/A | #N/A | 80.6 | #N/A
Sylvania | 62010 | 725 | Downlight Retrofit | 80.6 | 2021-06-15 | 2021-09-20 | Low | 3 | #N/A | #N/A | 80.6 | #N/A
Sylvania | 62121 | 725 | Downlight Retrofit | 80.6 | 2020-10-15 | 2020-11-10 | Low | 3 | #N/A | #N/A | 80.6 | #N/A
Commercial Electric | CER69093**27 | 929 | Downlight Retrofit | 80.8 | 2017-08-01 | 2017-04-27 | Low | 3 | #N/A | #N/A | 80.8 | #N/A
UP-SHINE | UP-DL60-4-12W-D(3000K) | 970 | Downlight Retrofit | 80.8 | 2016-03-10 | 2016-03-09 | Low | 3 | #N/A | #N/A | 80.8 | #N/A
UP-SHINE | UP-DL60A-4-12W-D(3000K) | 970 | Downlight Retrofit | 80.8 | 2016-03-10 | 2016-03-09 | Low | 3 | #N/A | #N/A | 80.8 | #N/A
Magic Lite | LV-DL8-25-NW | 720 | Downlight Retrofit | 80.9 | 2017-09-01 | 2016-04-17 | Low | 3 | #N/A | #N/A | 80.9 | #N/A
TCP | L85DR56D3527KCQ | 850 | Downlight Retrofit | 81 | 2019-07-15 | 2019-08-07 | Low | 3 | #N/A | #N/A | 81 | #N/A
TCP | LEDDR4BV30K | 850 | Downlight Retrofit | 81 | 2021-08-01 | 2021-08-26 | Low | 3 | #N/A | #N/A | 81 | #N/A
TCP | LEDDR4SF30K | 850 | Downlight Retrofit | 81 | 2021-09-20 | 2022-02-23 | Low | 3 | #N/A | #N/A | 81 | #N/A
UP-SHINE | UP-DL60-4-9W-D(4000K) | 730 | Downlight Retrofit | 81.1 | 2016-03-10 | 2016-03-09 | Low | 3 | #N/A | #N/A | 81.1 | #N/A
UP-SHINE | UP-DL60A-4-9W-D(4000K) | 730 | Downlight Retrofit | 81.1 | 2016-03-10 | 2016-03-09 | Low | 3 | #N/A | #N/A | 81.1 | #N/A
LRX | LR4X-7L-27K | 650 | Downlight Retrofit | 81.3 | 2019-10-15 | 2019-10-23 | Low | 3 | #N/A | #N/A | 81.3 | #N/A
LRX | LR4X-7L-30K | 650 | Downlight Retrofit | 81.3 | 2019-10-15 | 2019-10-23 | Low | 3 | #N/A | #N/A | 81.3 | #N/A
LRX | LR4X-7L-35K | 650 | Downlight Retrofit | 81.3 | 2019-10-15 | 2019-10-23 | Low | 3 | #N/A | #N/A | 81.3 | #N/A
LRX | LR4X-7L-40K | 650 | Downlight Retrofit | 81.3 | 2019-10-15 | 2019-10-23 | Low | 3 | #N/A | #N/A | 81.3 | #N/A
LRX | LR6X-7L-27K | 650 | Downlight Retrofit | 81.3 | 2019-10-15 | 2019-10-23 | Low | 3 | #N/A | #N/A | 81.3 | #N/A
LRX | LR6X-7L-30K | 650 | Downlight Retrofit | 81.3 | 2019-10-15 | 2019-10-23 | Low | 3 | #N/A | #N/A | 81.3 | #N/A
LRX | LR6X-7L-35K | 650 | Downlight Retrofit | 81.3 | 2019-10-15 | 2019-10-23 | Low | 3 | #N/A | #N/A | 81.3 | #N/A
LRX | LR6X-7L-40K | 650 | Downlight Retrofit | 81.3 | 2019-10-15 | 2019-10-23 | Low | 3 | #N/A | #N/A | 81.3 | #N/A
Sylvania | 62009 | 650 | Downlight Retrofit | 81.3 | 2021-06-15 | 2021-09-20 | Low | 3 | #N/A | #N/A | 81.3 | #N/A
Sylvania | 62120 | 650 | Downlight Retrofit | 81.3 | 2020-10-15 | 2020-11-10 | Low | 3 | #N/A | #N/A | 81.3 | #N/A
Verbatim | 71142 | 650 | Downlight Retrofit | 81.3 | 2021-11-05 | 2021-11-03 | Low | 3 | #N/A | #N/A | 81.3 | #N/A
Westgate | RDL4-ADJ-MCT5 | 650 | Downlight Retrofit | 81.3 | 2020-10-30 | 2021-01-14 | Low | 3 | #N/A | #N/A | 81.3 | #N/A
Westgate | RDL4-MCT5-WP | 650 | Downlight Retrofit | 81.3 | 2020-10-30 | 2021-01-14 | Low | 3 | #N/A | #N/A | 81.3 | #N/A
Halo | LT460WH6950 | 675 | Downlight Retrofit | 81.3 | 2018-01-15 | 2018-01-18 | Low | 3 | #N/A | #N/A | 81.3 | #N/A
Halo | LT460WH6950R | 675 | Downlight Retrofit | 81.3 | 2018-01-15 | 2018-01-18 | Low | 3 | #N/A | #N/A | 81.3 | #N/A
EnviroLite | EV607950Y40 | 847 | Downlight Retrofit | 81.4 | 2016-01-01 | 2015-11-25 | Low | 3 | #N/A | #N/A | 81.4 | #N/A
Sylvania | 65555 | 977 | Downlight Retrofit | 81.4 | 2020-08-27 | 2020-08-27 | Low | 3 | #N/A | #N/A | 81.4 | #N/A
HLE | KDY-CA-19J-M12W-T-90-T(2700K) | 977 | Downlight Retrofit | 81.4 | 2022-03-25 | 2018-03-27 | Low | 3 | #N/A | #N/A | 81.4 | #N/A
Best | BRK-LED56-BW-35-ECO | 980 | Downlight Retrofit | 81.7 | 2018-01-01 | 2018-05-29 | Low | 3 | #N/A | #N/A | 81.7 | #N/A
Elite Lighting Co. | RL632-950L-DIMTR-120-27K-90-W-WH | 980 | Downlight Retrofit | 81.7 | 2017-07-10 | 2017-03-29 | Low | 3 | #N/A | #N/A | 81.7 | #N/A
Entegrity | ENLED-56RCC-012W-CCT | 900 | Downlight Retrofit | 81.8 | 2022-09-08 | 2022-09-08 | Low | 3 | #N/A | #N/A | 81.8 | #N/A
Sylvania | 62011 | 900 | Downlight Retrofit | 81.8 | 2021-06-15 | 2021-09-20 | Low | 3 | #N/A | #N/A | 81.8 | #N/A
Sylvania | 62122 | 900 | Downlight Retrofit | 81.8 | 2020-10-15 | 2020-11-10 | Low | 3 | #N/A | #N/A | 81.8 | #N/A
JAYKAL | JLS68102-CR6-M2-9MCCT-10-S-ZÂ | 900 | Downlight Retrofit | 81.8 | 2022-09-15 | 2022-09-15 | Low | 3 | #N/A | #N/A | 81.8 | #N/A
NICOR LED | DLR566091202KWH | 900 | Downlight Retrofit | 81.8 | 2021-11-18 | 2022-01-14 | Low | 3 | #N/A | #N/A | 81.8 | #N/A
NICOR LED | DLR566091203KWH | 900 | Downlight Retrofit | 81.8 | 2021-11-18 | 2022-01-14 | Low | 3 | #N/A | #N/A | 81.8 | #N/A
NICOR LED | DLR566091204KWH | 900 | Downlight Retrofit | 81.8 | 2021-11-18 | 2022-01-14 | Low | 3 | #N/A | #N/A | 81.8 | #N/A
NICOR LED | DLR566091205KWH | 900 | Downlight Retrofit | 81.8 | 2021-11-18 | 2022-01-14 | Low | 3 | #N/A | #N/A | 81.8 | #N/A
NICOR LED | DLR56609120SWH | 900 | Downlight Retrofit | 81.8 | 2021-11-18 | 2022-01-14 | Low | 3 | #N/A | #N/A | 81.8 | #N/A
Westgate | RDL6-ADJ-MCT5 | 900 | Downlight Retrofit | 81.8 | 2020-10-30 | 2021-01-14 | Low | 3 | #N/A | #N/A | 81.8 | #N/A
Magic Lite | LV-DL8-45-NW | 730 | Downlight Retrofit | 82 | 2017-09-01 | 2016-04-17 | Low | 3 | #N/A | #N/A | 82 | #N/A
Halo | LT560WH6950 | 780 | Downlight Retrofit | 82.1 | 2018-01-15 | 2018-01-18 | Low | 3 | #N/A | #N/A | 82.1 | #N/A
Halo | LT560WH6950R | 780 | Downlight Retrofit | 82.1 | 2018-01-15 | 2018-01-18 | Low | 3 | #N/A | #N/A | 82.1 | #N/A
Lightolier | RD4R089301W | 974 | Downlight Retrofit | 82.1 | 2017-09-22 | 2017-09-20 | Low | 3 | #N/A | #N/A | 82.1 | #N/A
PHILIPS | PRD4R089301W | 974 | Downlight Retrofit | 82.1 | 2017-09-22 | 2017-09-20 | Low | 3 | #N/A | #N/A | 82.1 | #N/A
UP-SHINE | UP-DL60-4-9W-D(5000K) | 740 | Downlight Retrofit | 82.2 | 2016-03-10 | 2016-03-09 | Low | 3 | #N/A | #N/A | 82.2 | #N/A
UP-SHINE | UP-DL60A-4-9W-D(5000K) | 740 | Downlight Retrofit | 82.2 | 2016-03-10 | 2016-03-09 | Low | 3 | #N/A | #N/A | 82.2 | #N/A
MAXXIMA | MLB-BR30900WT | 700 | Downlight Retrofit | 82.4 | 2018-07-13 | 2018-07-25 | Low | 3 | #N/A | #N/A | 82.4 | #N/A
National Specialty Lighting | LVLDL2C06-WW | 800 | Downlight Retrofit | 82.5 | 2018-01-01 | 2016-04-17 | Low | 3 | #N/A | #N/A | 82.5 | #N/A
Juno Lighting | 4XEYY SWW5 90CRI #& | 713 | Downlight Retrofit | 82.9 | 2020-06-23 | 2020-06-23 | Low | 3 | #N/A | #N/A | 82.9 | #N/A
EiKO | DSD4/10W/9FCCT/120DTWH | 830 | Downlight Retrofit | 83 | 2022-05-07 | 2022-05-17 | Low | 3 | #N/A | #N/A | 83 | #N/A
HLE | KDY-CA-13J-M10W-T-90-T(2700K) | 830 | Downlight Retrofit | 83 | 2018-03-25 | 2018-03-27 | Low | 3 | #N/A | #N/A | 83 | #N/A
ETI | 538053##(##=00-99) | 665 | Downlight Retrofit | 83.1 | 2021-06-10 | 2021-06-13 | Low | 3 | #N/A | #N/A | 83.1 | #N/A
Commercial Electric | 538053##(##=00-99) | 665 | Downlight Retrofit | 83.1 | 2021-06-10 | 2021-06-13 | Low | 3 | #N/A | #N/A | 83.1 | #N/A
Commercial Electric | 538171##(##=01-10) | 665 | Downlight Retrofit | 83.1 | 2019-05-20 | 2019-07-23 | Low | 3 | #N/A | #N/A | 83.1 | #N/A
Halo | RL56099S1EWH* | 957 | Downlight Retrofit | 83.2 | 2020-06-23 | 2020-06-30 | Low | 3 | #N/A | #N/A | 83.2 | #N/A
Halo | RL56099S1EWH*-C | 957 | Downlight Retrofit | 83.2 | 2020-06-23 | 2020-06-30 | Low | 3 | #N/A | #N/A | 83.2 | #N/A
Sylvania | 62008 | 500 | Downlight Retrofit | 83.3 | 2021-06-15 | 2021-09-17 | Low | 3 | #N/A | #N/A | 83.3 | #N/A
Sylvania | 62119 | 500 | Downlight Retrofit | 83.3 | 2020-10-15 | 2020-11-10 | Low | 3 | #N/A | #N/A | 83.3 | #N/A
Juno Lighting | RB4& SWW5 CP* XX L/SKTWHIP M# | 600 | Downlight Retrofit | 83.3 | 2022-08-15 | 2022-08-15 | Low | 3 | #N/A | #N/A | 83.3 | #N/A
Juno Lighting | RB4& SWW5 CP* XX M# | 600 | Downlight Retrofit | 83.3 | 2022-06-16 | 2022-05-30 | Low | 3 | #N/A | #N/A | 83.3 | #N/A
Juno Lighting | RB4& SWW5 CP* XX M# | 600 | Downlight Retrofit | 83.3 | 2022-08-15 | 2022-08-15 | Low | 3 | #N/A | #N/A | 83.3 | #N/A
Juno Lighting | RB4& SWW5 XX L/SKTWHIP YY | 600 | Downlight Retrofit | 83.3 | 2022-08-15 | 2022-08-15 | Low | 3 | #N/A | #N/A | 83.3 | #N/A
Juno Lighting | RB4& SWW5 XX YY | 600 | Downlight Retrofit | 83.3 | 2022-06-16 | 2022-05-30 | Low | 3 | #N/A | #N/A | 83.3 | #N/A
Juno Lighting | RB4& SWW5 XX YY | 600 | Downlight Retrofit | 83.3 | 2022-08-15 | 2022-08-15 | Low | 3 | #N/A | #N/A | 83.3 | #N/A
FEIT ELECTRIC | 74202/6WYCA | 600 | Downlight Retrofit | 83.3 | 2022-10-01 | 2022-10-12 | Low | 3 | #N/A | #N/A | 83.3 | #N/A
FEIT ELECTRIC | 74204/6WYCA | 600 | Downlight Retrofit | 83.3 | 2022-10-01 | 2022-10-12 | Low | 3 | #N/A | #N/A | 83.3 | #N/A
MEEK, Twinkle, Twcctcorp | CDL-9X-ETL-5CCT | 750 | Downlight Retrofit | 83.3 | 2022-06-14 | 2022-07-28 | Low | 3 | #N/A | #N/A | 83.3 | #N/A
Satco | S11835 | 750 | Downlight Retrofit | 83.3 | 2021-11-20 | 2021-11-26 | Low | 3 | #N/A | #N/A | 83.3 | #N/A
Satco | S11837 | 750 | Downlight Retrofit | 83.3 | 2021-11-20 | 2021-11-26 | Low | 3 | #N/A | #N/A | 83.3 | #N/A
EPHAN | EPDL-9X-ETL-5CCT | 750 | Downlight Retrofit | 83.3 | 2022-07-10 | 2022-07-28 | Low | 3 | #N/A | #N/A | 83.3 | #N/A
TCP | L75DR4D3527KCQ | 750 | Downlight Retrofit | 83.3 | 2019-07-15 | 2019-08-07 | Low | 3 | #N/A | #N/A | 83.3 | #N/A
EnviroLite | EV607950Y50 | 867 | Downlight Retrofit | 83.4 | 2016-01-01 | 2015-11-25 | Low | 3 | #N/A | #N/A | 83.4 | #N/A
ETI | 538043##(##=00-99) | 670 | Downlight Retrofit | 83.8 | 2021-04-30 | 2021-06-13 | Low | 3 | #N/A | #N/A | 83.8 | #N/A
Commercial Electric | 538031##(##=11-30) | 670 | Downlight Retrofit | 83.8 | 2018-03-08 | 2018-03-02 | Low | 3 | #N/A | #N/A | 83.8 | #N/A
Commercial Electric | 538043##(##=00-99) | 670 | Downlight Retrofit | 83.8 | 2021-04-30 | 2021-06-13 | Low | 3 | #N/A | #N/A | 83.8 | #N/A
Commercial Electric | 538181##(##=01-10) | 670 | Downlight Retrofit | 83.8 | 2019-05-20 | 2019-07-23 | Low | 3 | #N/A | #N/A | 83.8 | #N/A
EnviroLite | EVL6730C**27 | 700 | Downlight Retrofit | 83.8 | 2019-05-29 | 2019-06-20 | Low | 3 | #N/A | #N/A | 83.8 | #N/A
Commercial Electric | CER6730C**27 | 700 | Downlight Retrofit | 83.8 | 2019-05-29 | 2019-06-20 | Low | 3 | #N/A | #N/A | 83.8 | #N/A
Commercial Electric | CER6730C**40 | 700 | Downlight Retrofit | 83.8 | 2019-05-29 | 2019-06-20 | Low | 3 | #N/A | #N/A | 83.8 | #N/A
EiKO | DK4-10W/8/827-D-120-W/B | 840 | Downlight Retrofit | 84 | 2018-09-17 | 2018-10-05 | Low | 3 | #N/A | #N/A | 84 | #N/A
EnviroLite | EVL6733C**27 | 700 | Downlight Retrofit | 84.1 | 2019-09-01 | 2019-09-17 | Low | 3 | #N/A | #N/A | 84.1 | #N/A
Commercial Electric | CER6733C**27 | 700 | Downlight Retrofit | 84.1 | 2019-09-01 | 2019-09-17 | Low | 3 | #N/A | #N/A | 84.1 | #N/A
Vantage | [RET¦RMD]-[A¦V][4¦6¦8¦10][OFCR¦VEFLED¦VOFLED]-07[30K¦35K¦40K¦50K]-[F4060¦F6015¦F6060¦F8015¦F8060¦F4015¦F1015¦F1060]-[SCL-R¦SGC-R¦WHT-R]-[GR-4-xx¦GR-6¦GR-8-xx¦GR-10-xx¦REM] | 730 | Downlight Retrofit | 84.1 | 2019-02-20 | 2020-07-24 | Low | 3 | #N/A | #N/A | 84.1 | #N/A
EnviroLite | EV406950Y40 | 732 | Downlight Retrofit | 84.1 | 2016-01-01 | 2015-11-25 | Low | 3 | #N/A | #N/A | 84.1 | #N/A
CREE LIGHTING | CMDL6-75W-AL-9ACK | 866 | Downlight Retrofit | 84.1 | 2021-03-15 | 2021-03-25 | Low | 3 | #N/A | #N/A | 84.1 | #N/A
Sylvania | 40624 | 675 | Downlight Retrofit | 84.4 | 2019-09-15 | 2019-09-19 | Low | 3 | #N/A | #N/A | 84.4 | #N/A
EnviroLite | EVL69093C**27 | 911 | Downlight Retrofit | 84.4 | 2019-09-01 | 2019-09-16 | Low | 3 | #N/A | #N/A | 84.4 | #N/A
Commercial Electric | CER69093C**27 | 911 | Downlight Retrofit | 84.4 | 2019-09-01 | 2019-09-16 | Low | 3 | #N/A | #N/A | 84.4 | #N/A
Topaz | RTL/400WH/7W/CTS-46 | 550 | Downlight Retrofit | 84.6 | 2019-09-25 | 2019-10-17 | Low | 3 | #N/A | #N/A | 84.6 | #N/A
Topaz | RTL/423WH/6W/D-46 | 550 | Downlight Retrofit | 84.6 | 2019-01-02 | 2019-01-24 | Low | 3 | #N/A | #N/A | 84.6 | #N/A
Topaz | RTL/433WH/6W/D-46 | 550 | Downlight Retrofit | 84.6 | 2019-01-02 | 2019-01-25 | Low | 3 | #N/A | #N/A | 84.6 | #N/A
Westinghouse | 51401 | 550 | Downlight Retrofit | 84.6 | 2019-10-20 | 2019-11-18 | Low | 3 | #N/A | #N/A | 84.6 | #N/A
EnviroLite | EVL4730C**27 | 601 | Downlight Retrofit | 84.6 | 2019-05-29 | 2019-06-20 | Low | 3 | #N/A | #N/A | 84.6 | #N/A
Commercial Electric | CER4730C**27 | 601 | Downlight Retrofit | 84.6 | 2019-05-29 | 2019-06-20 | Low | 3 | #N/A | #N/A | 84.6 | #N/A
Commercial Electric | CER4730C**40 | 601 | Downlight Retrofit | 84.6 | 2019-05-29 | 2019-06-20 | Low | 3 | #N/A | #N/A | 84.6 | #N/A
EnviroLite | EV406950Y50 | 739 | Downlight Retrofit | 84.9 | 2016-01-01 | 2015-11-25 | Low | 3 | #N/A | #N/A | 84.9 | #N/A
American Lighting | E4-27-WH | 765 | Downlight Retrofit | 85 | 2016-05-26 | 2016-07-21 | Low | 3 | #N/A | #N/A | 85 | #N/A
HENGTE | HT-US-G2EAD4-909-27AP-##1 | 765 | Downlight Retrofit | 85 | 2019-11-29 | 2019-12-03 | Low | 3 | #N/A | #N/A | 85 | #N/A
HENGTE | HT-US-G2EAD4-909-30AP-##1 | 765 | Downlight Retrofit | 85 | 2019-11-29 | 2019-12-03 | Low | 3 | #N/A | #N/A | 85 | #N/A
HENGTE | HT-US-G2EAD4-909-35AP-##1 | 765 | Downlight Retrofit | 85 | 2019-11-29 | 2019-12-03 | Low | 3 | #N/A | #N/A | 85 | #N/A
HENGTE | HT-US-G2EAD4-909-40AP-##1 | 765 | Downlight Retrofit | 85 | 2019-11-29 | 2019-12-03 | Low | 3 | #N/A | #N/A | 85 | #N/A
HENGTE | HT-US-G2EAD4-909-50AP-##1 | 765 | Downlight Retrofit | 85 | 2019-11-29 | 2019-12-03 | Low | 3 | #N/A | #N/A | 85 | #N/A
ProLED | 99733 | 765 | Downlight Retrofit | 85 | 2020-03-09 | 2020-03-11 | Low | 3 | #N/A | #N/A | 85 | #N/A
ProLED | 99734 | 765 | Downlight Retrofit | 85 | 2020-03-09 | 2020-03-11 | Low | 3 | #N/A | #N/A | 85 | #N/A
ProLED | 99735 | 765 | Downlight Retrofit | 85 | 2020-03-09 | 2020-03-11 | Low | 3 | #N/A | #N/A | 85 | #N/A
ProLED | 99736 | 765 | Downlight Retrofit | 85 | 2020-03-09 | 2020-03-11 | Low | 3 | #N/A | #N/A | 85 | #N/A
RAB | DLR0096 | 850 | Downlight Retrofit | 85 | 2020-01-03 | 2020-01-14 | Low | 3 | #N/A | #N/A | 85 | #N/A
RAB | DLS0131(SM3N1-4R-10-9CCT-120-W-EL) | 850 | Downlight Retrofit | 85 | 2022-03-30 | 2022-04-28 | Low | 3 | #N/A | #N/A | 85 | #N/A
Lightolier | RD6R99SCT1W | 850 | Downlight Retrofit | 85 | 2022-06-13 | 2022-07-07 | Low | 3 | #N/A | #N/A | 85 | #N/A
Halo | RSQ4089FS1EMWWB*-* | 800 | Downlight Retrofit | 85.1 | 2020-07-01 | 2020-07-09 | Low | 3 | #N/A | #N/A | 85.1 | #N/A
Halo | RSQ5089FS1EMWWB*-* | 800 | Downlight Retrofit | 85.1 | 2020-07-01 | 2020-07-09 | Low | 3 | #N/A | #N/A | 85.1 | #N/A
Halo | RSQ6089FS1EMWWB*-* | 800 | Downlight Retrofit | 85.1 | 2020-07-01 | 2020-07-09 | Low | 3 | #N/A | #N/A | 85.1 | #N/A
Sylvania | 40628 | 725 | Downlight Retrofit | 85.3 | 2019-09-15 | 2019-09-19 | Low | 3 | #N/A | #N/A | 85.3 | #N/A
Halo | RL4069WZRGBWWH* | 615 | Downlight Retrofit | 85.4 | 2022-06-03 | 2022-06-07 | Low | 3 | #N/A | #N/A | 85.4 | #N/A
Halo | RL4069WZRGBWWH*-* | 615 | Downlight Retrofit | 85.4 | 2022-06-03 | 2022-06-07 | Low | 3 | #N/A | #N/A | 85.4 | #N/A
Halo | RL4069WZRGBWWH*-#* | 615 | Downlight Retrofit | 85.4 | 2022-06-03 | 2022-06-07 | Low | 3 | #N/A | #N/A | 85.4 | #N/A
Halo | BLD606930WH | 700 | Downlight Retrofit | 85.4 | 2018-05-03 | 2018-05-04 | Low | 3 | #N/A | #N/A | 85.4 | #N/A
Topaz | RTL/600WH/9W/CTS-46 | 770 | Downlight Retrofit | 85.6 | 2019-09-25 | 2019-10-17 | Low | 3 | #N/A | #N/A | 85.6 | #N/A
National Specialty Lighting | LVLDL2C06-NW | 830 | Downlight Retrofit | 85.6 | 2018-01-01 | 2016-04-17 | Low | 3 | #N/A | #N/A | 85.6 | #N/A
LEDVANCE | 62858 | 600 | Downlight Retrofit | 85.7 | 2022-08-15 | 2022-09-19 | Low | 3 | #N/A | #N/A | 85.7 | #N/A
MAXXIMA | MSL-12700W | 600 | Downlight Retrofit | 85.7 | 2019-07-12 | 2019-08-02 | Low | 3 | #N/A | #N/A | 85.7 | #N/A
RAB | DLR0079 | 600 | Downlight Retrofit | 85.7 | 2019-10-29 | 2019-10-31 | Low | 3 | #N/A | #N/A | 85.7 | #N/A
RAB | DLR0106 | 600 | Downlight Retrofit | 85.7 | 2019-10-29 | 2019-10-31 | Low | 3 | #N/A | #N/A | 85.7 | #N/A
RAB | DLR0110(R4S7950120WB) | 600 | Downlight Retrofit | 85.7 | 2019-10-29 | 2019-10-31 | Low | 3 | #N/A | #N/A | 85.7 | #N/A
Satco | S39463 | 600 | Downlight Retrofit | 85.7 | 2019-05-22 | 2019-05-24 | Low | 3 | #N/A | #N/A | 85.7 | #N/A
Satco | S39466 | 600 | Downlight Retrofit | 85.7 | 2019-05-22 | 2019-05-24 | Low | 3 | #N/A | #N/A | 85.7 | #N/A
Satco | S39713 | 600 | Downlight Retrofit | 85.7 | 2019-05-12 | 2019-05-13 | Low | 3 | #N/A | #N/A | 85.7 | #N/A
Satco | S39756 | 600 | Downlight Retrofit | 85.7 | 2019-05-12 | 2019-05-13 | Low | 3 | #N/A | #N/A | 85.7 | #N/A
Satco | S11800 | 600 | Downlight Retrofit | 85.7 | 2019-07-03 | 2019-07-03 | Low | 3 | #N/A | #N/A | 85.7 | #N/A
Satco | S11800 | 600 | Downlight Retrofit | 85.7 | 2021-11-20 | 2021-11-26 | Low | 3 | #N/A | #N/A | 85.7 | #N/A
Satco | S11844 | 600 | Downlight Retrofit | 85.7 | 2022-05-20 | 2022-05-23 | Low | 3 | #N/A | #N/A | 85.7 | #N/A
RAB | DLR0077 | 600 | Downlight Retrofit | 85.7 | 2019-10-29 | 2019-10-31 | Low | 3 | #N/A | #N/A | 85.7 | #N/A
RAB | DLR0078 | 600 | Downlight Retrofit | 85.7 | 2019-10-29 | 2019-10-31 | Low | 3 | #N/A | #N/A | 85.7 | #N/A
EcoSmart | 1003459906 | 600 | Downlight Retrofit | 85.7 | 2019-03-12 | 2019-03-12 | Low | 3 | #N/A | #N/A | 85.7 | #N/A
EcoSmart | 1003459908 | 600 | Downlight Retrofit | 85.7 | 2019-03-12 | 2019-03-12 | Low | 3 | #N/A | #N/A | 85.7 | #N/A
EcoSmart | NB01bA07ER1-309 | 600 | Downlight Retrofit | 85.7 | 2020-11-04 | 2020-11-06 | Low | 3 | #N/A | #N/A | 85.7 | #N/A
Commercial Electric | 1007961147 | 600 | Downlight Retrofit | 85.7 | 2022-06-13 | 2022-10-11 | Low | 3 | #N/A | #N/A | 85.7 | #N/A
Halo | RL560WHZHA69* | 746 | Downlight Retrofit | 85.7 | 2020-06-11 | 2020-06-14 | Low | 3 | #N/A | #N/A | 85.7 | #N/A
Halco | 87984 | 900 | Downlight Retrofit | 85.7 | 2021-06-09 | 2021-06-17 | Low | 3 | #N/A | #N/A | 85.7 | #N/A
Halco | 87987 | 900 | Downlight Retrofit | 85.7 | 2021-06-09 | 2021-06-17 | Low | 3 | #N/A | #N/A | 85.7 | #N/A
Sylvania | 40632 | 900 | Downlight Retrofit | 85.7 | 2019-09-15 | 2019-09-19 | Low | 3 | #N/A | #N/A | 85.7 | #N/A
Keystone | KT-LED10RD-6C-9CSF-DIM | 900 | Downlight Retrofit | 85.7 | 2021-10-25 | 2021-11-29 | Low | 3 | #N/A | #N/A | 85.7 | #N/A
MaxLite | RR6119CSW | 900 | Downlight Retrofit | 85.7 | 2020-07-01 | 2020-07-20 | Low | 3 | #N/A | #N/A | 85.7 | #N/A
RAB | DLR0114(R6R11950120WS) | 900 | Downlight Retrofit | 85.7 | 2019-10-29 | 2019-10-31 | Low | 3 | #N/A | #N/A | 85.7 | #N/A
RAB | DLR0115(R6R11950120WB) | 900 | Downlight Retrofit | 85.7 | 2019-10-29 | 2019-10-31 | Low | 3 | #N/A | #N/A | 85.7 | #N/A
RAB | DLR0120(R6R119FA120WB) | 900 | Downlight Retrofit | 85.7 | 2019-10-29 | 2019-10-30 | Low | 3 | #N/A | #N/A | 85.7 | #N/A
RAB | DLR0123(R6R119FA120WS) | 900 | Downlight Retrofit | 85.7 | 2019-10-29 | 2019-10-30 | Low | 3 | #N/A | #N/A | 85.7 | #N/A
RAB | DLR0060 | 900 | Downlight Retrofit | 85.7 | 2019-10-29 | 2019-10-31 | Low | 3 | #N/A | #N/A | 85.7 | #N/A
RAB | DLR0061 | 900 | Downlight Retrofit | 85.7 | 2019-10-29 | 2019-10-31 | Low | 3 | #N/A | #N/A | 85.7 | #N/A
RAB | DLR0062 | 900 | Downlight Retrofit | 85.7 | 2019-10-29 | 2019-10-31 | Low | 3 | #N/A | #N/A | 85.7 | #N/A
RAB | DLR0063 | 900 | Downlight Retrofit | 85.7 | 2019-10-29 | 2019-10-31 | Low | 3 | #N/A | #N/A | 85.7 | #N/A
RAB | DLR0070 | 900 | Downlight Retrofit | 85.7 | 2019-10-29 | 2019-10-30 | Low | 3 | #N/A | #N/A | 85.7 | #N/A
RAB | DLR0025 | 900 | Downlight Retrofit | 85.7 | 2019-10-29 | 2019-10-31 | Low | 3 | #N/A | #N/A | 85.7 | #N/A
RAB | DLR0026 | 900 | Downlight Retrofit | 85.7 | 2019-10-29 | 2019-10-31 | Low | 3 | #N/A | #N/A | 85.7 | #N/A
RAB | DLR0027 | 900 | Downlight Retrofit | 85.7 | 2019-10-29 | 2019-10-31 | Low | 3 | #N/A | #N/A | 85.7 | #N/A
RAB | DLR0028 | 900 | Downlight Retrofit | 85.7 | 2019-10-29 | 2019-10-31 | Low | 3 | #N/A | #N/A | 85.7 | #N/A
Core | LED-RT4-G5-79030 | 610 | Downlight Retrofit | 85.9 | 2015-10-30 | 2015-10-30 | Low | 3 | #N/A | #N/A | 85.9 | #N/A
American Lighting | E4-B27-WH | 817 | Downlight Retrofit | 86 | 2016-05-26 | 2016-07-21 | Low | 3 | #N/A | #N/A | 86 | #N/A
Commercial Electric | 1007960531 | 860 | Downlight Retrofit | 86 | 2022-06-13 | 2022-10-11 | Low | 3 | #N/A | #N/A | 86 | #N/A
Halo | RL4069BLE40AWH*-* | 594 | Downlight Retrofit | 86.1 | 2020-03-26 | 2020-04-01 | Low | 3 | #N/A | #N/A | 86.1 | #N/A
Halo | RL56069S1EWH* | 680 | Downlight Retrofit | 86.1 | 2021-10-30 | 2021-12-14 | Low | 3 | #N/A | #N/A | 86.1 | #N/A
Halo | RL56069S1EWH*-* | 680 | Downlight Retrofit | 86.1 | 2021-10-30 | 2021-12-14 | Low | 3 | #N/A | #N/A | 86.1 | #N/A
Halo | RL56069S1EWH*-#* | 680 | Downlight Retrofit | 86.1 | 2021-10-30 | 2021-12-14 | Low | 3 | #N/A | #N/A | 86.1 | #N/A
Halo | RL56069WZRGBWWH* | 690 | Downlight Retrofit | 86.3 | 2022-06-03 | 2022-06-07 | Low | 3 | #N/A | #N/A | 86.3 | #N/A
Halo | RL56069WZRGBWWH*-* | 690 | Downlight Retrofit | 86.3 | 2022-06-03 | 2022-06-07 | Low | 3 | #N/A | #N/A | 86.3 | #N/A
Halo | RL56069WZRGBWWH*-#* | 690 | Downlight Retrofit | 86.3 | 2022-06-03 | 2022-06-07 | Low | 3 | #N/A | #N/A | 86.3 | #N/A
Halo | RL4069S1EWH*-* | 570 | Downlight Retrofit | 86.4 | 2020-02-05 | 2020-02-06 | Low | 3 | #N/A | #N/A | 86.4 | #N/A
MAXXIMA | MRL-61150RW-A | 950 | Downlight Retrofit | 86.4 | 2016-09-15 | 2016-09-29 | Low | 3 | #N/A | #N/A | 86.4 | #N/A
MAXXIMA | MRL-61150RW-A | 950 | Downlight Retrofit | 86.4 | 2020-09-25 | 2020-10-19 | Low | 3 | #N/A | #N/A | 86.4 | #N/A
Halo | BLD6089SWH* | 856 | Downlight Retrofit | 86.5 | 2020-06-24 | 2020-06-30 | Low | 3 | #N/A | #N/A | 86.5 | #N/A
Halo | BLD6089SWH*-C | 856 | Downlight Retrofit | 86.5 | 2020-06-24 | 2020-06-30 | Low | 3 | #N/A | #N/A | 86.5 | #N/A
Halo | RL4069S1EWH* | 554 | Downlight Retrofit | 86.6 | 2021-03-01 | 2021-03-03 | Low | 3 | #N/A | #N/A | 86.6 | #N/A
Halo | RL4069S1EWH* | 554 | Downlight Retrofit | 86.6 | 2022-04-25 | 2022-05-11 | Low | 3 | #N/A | #N/A | 86.6 | #N/A
Halo | RL4069S1EWH*-* | 554 | Downlight Retrofit | 86.6 | 2021-03-01 | 2021-03-03 | Low | 3 | #N/A | #N/A | 86.6 | #N/A
Halo | RL4069S1EWH*-* | 554 | Downlight Retrofit | 86.6 | 2022-04-25 | 2022-05-11 | Low | 3 | #N/A | #N/A | 86.6 | #N/A
Halo | RL4069S1EWH*-#* | 554 | Downlight Retrofit | 86.6 | 2022-04-25 | 2022-05-11 | Low | 3 | #N/A | #N/A | 86.6 | #N/A
HYPER LIGHTING | HL-88275 | 650 | Downlight Retrofit | 86.7 | 2022-06-23 | 2022-06-23 | Low | 3 | #N/A | #N/A | 86.7 | #N/A
RAB | DLW0071(PUCKFA-4R-7.5-9CCT-120-WS) | 650 | Downlight Retrofit | 86.7 | 2021-10-27 | 2022-01-19 | Low | 3 | #N/A | #N/A | 86.7 | #N/A
Halo | RL56069BLE40AWH*-* | 780 | Downlight Retrofit | 86.7 | 2020-03-26 | 2020-04-01 | Low | 3 | #N/A | #N/A | 86.7 | #N/A
Satco | S11836 | 780 | Downlight Retrofit | 86.7 | 2021-11-20 | 2021-11-26 | Low | 3 | #N/A | #N/A | 86.7 | #N/A
Halo | RA406927WH | 600 | Downlight Retrofit | 87 | 2018-05-10 | 2018-05-08 | Low | 3 | #N/A | #N/A | 87 | #N/A
Halo | RL460WHZHA69* | 602 | Downlight Retrofit | 87.2 | 2020-06-11 | 2020-06-14 | Low | 3 | #N/A | #N/A | 87.2 | #N/A
EnviroLite | EVL4730P**27 | 624 | Downlight Retrofit | 87.2 | 2022-04-01 | 2022-05-16 | Low | 3 | #N/A | #N/A | 87.2 | #N/A
EnviroLite | EVL4730P**30 | 624 | Downlight Retrofit | 87.2 | 2022-04-01 | 2022-05-16 | Low | 3 | #N/A | #N/A | 87.2 | #N/A
EnviroLite | EVL4730P**35 | 624 | Downlight Retrofit | 87.2 | 2022-04-01 | 2022-05-16 | Low | 3 | #N/A | #N/A | 87.2 | #N/A
EnviroLite | EVL4730P**40 | 624 | Downlight Retrofit | 87.2 | 2022-04-01 | 2022-05-16 | Low | 3 | #N/A | #N/A | 87.2 | #N/A
EnviroLite | EVL4730P**50 | 624 | Downlight Retrofit | 87.2 | 2022-04-01 | 2022-05-16 | Low | 3 | #N/A | #N/A | 87.2 | #N/A
Commercial Electric | CER4730P**27 | 624 | Downlight Retrofit | 87.2 | 2022-04-01 | 2022-05-16 | Low | 3 | #N/A | #N/A | 87.2 | #N/A
Halo | LA56069271EWH*-* | 629 | Downlight Retrofit | 87.4 | 2020-06-29 | 2020-07-06 | Low | 3 | #N/A | #N/A | 87.4 | #N/A
Halo | LT4069FS351EWH* | 630 | Downlight Retrofit | 87.5 | 2020-12-16 | 2020-12-20 | Low | 3 | #N/A | #N/A | 87.5 | #N/A
Halo | LT4069FS351EWH* | 630 | Downlight Retrofit | 87.5 | 2021-10-30 | 2021-12-14 | Low | 3 | #N/A | #N/A | 87.5 | #N/A
Halo | LT4069FS351EWH*-* | 630 | Downlight Retrofit | 87.5 | 2021-10-30 | 2021-12-14 | Low | 3 | #N/A | #N/A | 87.5 | #N/A
Halo | LT4069FS351EWH*-#* | 630 | Downlight Retrofit | 87.5 | 2021-10-30 | 2021-12-14 | Low | 3 | #N/A | #N/A | 87.5 | #N/A
EnviroLite | EVL4733C**27 | 631 | Downlight Retrofit | 87.5 | 2019-09-01 | 2019-09-17 | Low | 3 | #N/A | #N/A | 87.5 | #N/A
Commercial Electric | CER4733C**27 | 631 | Downlight Retrofit | 87.5 | 2019-09-01 | 2019-09-17 | Low | 3 | #N/A | #N/A | 87.5 | #N/A
Halo | RL56069S1EWH*-* | 665 | Downlight Retrofit | 87.5 | 2020-03-05 | 2020-03-05 | Low | 3 | #N/A | #N/A | 87.5 | #N/A
Halo | RL56069S1EWHR | 665 | Downlight Retrofit | 87.5 | 2018-02-03 | 2018-02-02 | Low | 3 | #N/A | #N/A | 87.5 | #N/A
Halo | RL56069S1EWHR | 665 | Downlight Retrofit | 87.5 | 2018-09-23 | 2018-09-20 | Low | 3 | #N/A | #N/A | 87.5 | #N/A
Juno | 5RLD G4 07LM 27K*** | 700 | Downlight Retrofit | 87.5 | 2020-11-20 | 2020-11-25 | Low | 3 | #N/A | #N/A | 87.5 | #N/A
Juno | 5RLD G4 07LM 30K*** | 700 | Downlight Retrofit | 87.5 | 2020-11-20 | 2020-11-25 | Low | 3 | #N/A | #N/A | 87.5 | #N/A
Juno | 6RLD G4 07LM 27K*** | 700 | Downlight Retrofit | 87.5 | 2020-11-20 | 2020-11-25 | Low | 3 | #N/A | #N/A | 87.5 | #N/A
Juno | 6RLD G4 07LM 30K*** | 700 | Downlight Retrofit | 87.5 | 2020-11-20 | 2020-11-25 | Low | 3 | #N/A | #N/A | 87.5 | #N/A
luxrite | LR23233 | 700 | Downlight Retrofit | 87.5 | 2021-07-14 | 2021-07-20 | Low | 3 | #N/A | #N/A | 87.5 | #N/A
Best | BRK-LED34-DL-8W-4K-ECO | 700 | Downlight Retrofit | 87.5 | 2016-12-01 | 2016-12-18 | Low | 3 | #N/A | #N/A | 87.5 | #N/A
GE Current, a Daintree company | 93162554 | 700 | Downlight Retrofit | 87.5 | 2022-09-25 | 2022-11-04 | Low | 3 | #N/A | #N/A | 87.5 | #N/A
GE Current, a Daintree company | 93162555 | 700 | Downlight Retrofit | 87.5 | 2022-09-25 | 2022-11-04 | Low | 3 | #N/A | #N/A | 87.5 | #N/A
GE Current, a Daintree company | 19888 | 700 | Downlight Retrofit | 87.5 | 2017-06-22 | 2017-08-18 | Low | 3 | #N/A | #N/A | 87.5 | #N/A
GE Current, a Daintree company | 19908 | 700 | Downlight Retrofit | 87.5 | 2017-06-22 | 2017-08-18 | Low | 3 | #N/A | #N/A | 87.5 | #N/A
GE Current, a Daintree company | 20026 | 700 | Downlight Retrofit | 87.5 | 2017-06-22 | 2017-08-18 | Low | 3 | #N/A | #N/A | 87.5 | #N/A
GE Lighting | 24241 | 700 | Downlight Retrofit | 87.5 | 2017-06-22 | 2017-08-18 | Low | 3 | #N/A | #N/A | 87.5 | #N/A
GE Lighting | 47672 | 700 | Downlight Retrofit | 87.5 | 2020-04-16 | 2020-06-15 | Low | 3 | #N/A | #N/A | 87.5 | #N/A
GE Lighting | 47675 | 700 | Downlight Retrofit | 87.5 | 2020-04-16 | 2020-06-15 | Low | 3 | #N/A | #N/A | 87.5 | #N/A
GE Lighting | 47813 | 700 | Downlight Retrofit | 87.5 | 2020-04-16 | 2020-06-15 | Low | 3 | #N/A | #N/A | 87.5 | #N/A
GE Lighting | 93121156 | 700 | Downlight Retrofit | 87.5 | 2020-04-16 | 2020-06-15 | Low | 3 | #N/A | #N/A | 87.5 | #N/A
GE Lighting | 93121157 | 700 | Downlight Retrofit | 87.5 | 2020-04-16 | 2020-06-15 | Low | 3 | #N/A | #N/A | 87.5 | #N/A
GE Lighting | 93128903 | 700 | Downlight Retrofit | 87.5 | 2020-04-16 | 2020-06-15 | Low | 3 | #N/A | #N/A | 87.5 | #N/A
GE Lighting | 93128904 | 700 | Downlight Retrofit | 87.5 | 2020-04-16 | 2020-06-15 | Low | 3 | #N/A | #N/A | 87.5 | #N/A
GE Lighting | 93128908 | 700 | Downlight Retrofit | 87.5 | 2020-04-16 | 2020-06-15 | Low | 3 | #N/A | #N/A | 87.5 | #N/A
Halco | 83986 | 700 | Downlight Retrofit | 87.5 | 2021-01-19 | 2021-01-18 | Low | 3 | #N/A | #N/A | 87.5 | #N/A
Halco | 87983 | 700 | Downlight Retrofit | 87.5 | 2021-06-09 | 2021-06-17 | Low | 3 | #N/A | #N/A | 87.5 | #N/A
Halco | 87986 | 700 | Downlight Retrofit | 87.5 | 2021-06-09 | 2021-06-17 | Low | 3 | #N/A | #N/A | 87.5 | #N/A
LEDVANCE | 62860 | 700 | Downlight Retrofit | 87.5 | 2022-08-15 | 2022-09-19 | Low | 3 | #N/A | #N/A | 87.5 | #N/A
Sylvania | LED/RT4G/700/SC3 | 700 | Downlight Retrofit | 87.5 | 2020-07-20 | 2020-07-27 | Low | 3 | #N/A | #N/A | 87.5 | #N/A
Levior Lighting | LLUL-RDL4S-8W-ES-4 | 700 | Downlight Retrofit | 87.5 | 2021-01-10 | 2021-01-12 | Low | 3 | #N/A | #N/A | 87.5 | #N/A
Keystone | KT-LED8RD-4C-9CSF-DIM | 700 | Downlight Retrofit | 87.5 | 2021-08-12 | 2021-09-28 | Low | 3 | #N/A | #N/A | 87.5 | #N/A
Keystone | KT-LED8RD-4C-9CSF-DIM-G | 700 | Downlight Retrofit | 87.5 | 2021-10-25 | 2022-03-04 | Low | 3 | #N/A | #N/A | 87.5 | #N/A
Keystone | KT-LED8RD-4C-9SCSF-DIM-G | 700 | Downlight Retrofit | 87.5 | 2021-08-12 | 2021-11-14 | Low | 3 | #N/A | #N/A | 87.5 | #N/A
Keystone | KT-LED8RD-4CB-9CSF-DIM | 700 | Downlight Retrofit | 87.5 | 2022-01-21 | 2022-01-24 | Low | 3 | #N/A | #N/A | 87.5 | #N/A
NICOR LED | DLR46071202KWH | 700 | Downlight Retrofit | 87.5 | 2021-11-18 | 2022-01-14 | Low | 3 | #N/A | #N/A | 87.5 | #N/A
NICOR LED | DLR46071203KWH | 700 | Downlight Retrofit | 87.5 | 2021-11-18 | 2022-01-14 | Low | 3 | #N/A | #N/A | 87.5 | #N/A
NICOR LED | DLR46071204KWH | 700 | Downlight Retrofit | 87.5 | 2021-11-18 | 2022-01-14 | Low | 3 | #N/A | #N/A | 87.5 | #N/A
NICOR LED | DLR46071205KWH | 700 | Downlight Retrofit | 87.5 | 2021-11-18 | 2022-01-14 | Low | 3 | #N/A | #N/A | 87.5 | #N/A
NICOR LED | DLR4607120SWH | 700 | Downlight Retrofit | 87.5 | 2021-11-18 | 2022-01-14 | Low | 3 | #N/A | #N/A | 87.5 | #N/A
MaxLite | RR4089CSW | 700 | Downlight Retrofit | 87.5 | 2020-07-01 | 2020-07-20 | Low | 3 | #N/A | #N/A | 87.5 | #N/A
MaxLite | RRA4089CSW | 700 | Downlight Retrofit | 87.5 | 2021-01-30 | 2021-01-19 | Low | 3 | #N/A | #N/A | 87.5 | #N/A
RAB | DLR0108(R4R8950120WS) | 700 | Downlight Retrofit | 87.5 | 2019-10-29 | 2019-10-31 | Low | 3 | #N/A | #N/A | 87.5 | #N/A
RAB | DLR0109(R4R8950120WB) | 700 | Downlight Retrofit | 87.5 | 2019-10-29 | 2019-10-31 | Low | 3 | #N/A | #N/A | 87.5 | #N/A
RAB | DLR0118(R4R89FA120WB) | 700 | Downlight Retrofit | 87.5 | 2019-10-29 | 2019-10-30 | Low | 3 | #N/A | #N/A | 87.5 | #N/A
RAB | DLR0121(R4R89FA120WS) | 700 | Downlight Retrofit | 87.5 | 2019-10-29 | 2019-10-30 | Low | 3 | #N/A | #N/A | 87.5 | #N/A
RAB | DLR0052 | 700 | Downlight Retrofit | 87.5 | 2019-10-29 | 2019-10-31 | Low | 3 | #N/A | #N/A | 87.5 | #N/A
RAB | DLR0053 | 700 | Downlight Retrofit | 87.5 | 2019-10-29 | 2019-10-31 | Low | 3 | #N/A | #N/A | 87.5 | #N/A
RAB | DLR0054 | 700 | Downlight Retrofit | 87.5 | 2019-10-29 | 2019-10-31 | Low | 3 | #N/A | #N/A | 87.5 | #N/A
RAB | DLR0055 | 700 | Downlight Retrofit | 87.5 | 2019-10-29 | 2019-10-31 | Low | 3 | #N/A | #N/A | 87.5 | #N/A
RAB | DLR0068 | 700 | Downlight Retrofit | 87.5 | 2019-10-29 | 2019-10-30 | Low | 3 | #N/A | #N/A | 87.5 | #N/A
Progress Lighting | P800002-028-30 | 700 | Downlight Retrofit | 87.5 | 2020-11-11 | 2020-11-11 | Low | 3 | #N/A | #N/A | 87.5 | #N/A
RAB | DLR0017 | 700 | Downlight Retrofit | 87.5 | 2019-10-29 | 2019-10-31 | Low | 3 | #N/A | #N/A | 87.5 | #N/A
RAB | DLR0018 | 700 | Downlight Retrofit | 87.5 | 2019-10-29 | 2019-10-31 | Low | 3 | #N/A | #N/A | 87.5 | #N/A
RAB | DLR0019 | 700 | Downlight Retrofit | 87.5 | 2019-10-29 | 2019-10-31 | Low | 3 | #N/A | #N/A | 87.5 | #N/A
RAB | DLR0020 | 700 | Downlight Retrofit | 87.5 | 2019-10-29 | 2019-10-31 | Low | 3 | #N/A | #N/A | 87.5 | #N/A
RAB | DLG0010(RA4R89FA120WS) | 700 | Downlight Retrofit | 87.5 | 2020-11-05 | 2020-11-04 | Low | 3 | #N/A | #N/A | 87.5 | #N/A
Sunlite | 82080-SU | 700 | Downlight Retrofit | 87.5 | 2021-12-03 | 2021-12-03 | Low | 3 | #N/A | #N/A | 87.5 | #N/A
Maxlite MaxLED | RRA610XXW | 875 | Downlight Retrofit | 87.5 | 2016-08-20 | 2016-08-18 | Low | 3 | #N/A | #N/A | 87.5 | #N/A
Maxlite MaxLED | RRA610XXW | 875 | Downlight Retrofit | 87.5 | 2016-08-20 | 2016-08-18 | Low | 3 | #N/A | #N/A | 87.5 | #N/A
Maxlite MaxLED | RRA610XXW | 875 | Downlight Retrofit | 87.5 | 2016-08-20 | 2016-08-18 | Low | 3 | #N/A | #N/A | 87.5 | #N/A
Maxlite MaxLED | RRA610XXW | 875 | Downlight Retrofit | 87.5 | 2016-08-20 | 2016-08-18 | Low | 3 | #N/A | #N/A | 87.5 | #N/A
Maxlite MaxLED | RRA610XXW | 875 | Downlight Retrofit | 87.5 | 2016-08-20 | 2016-08-18 | Low | 3 | #N/A | #N/A | 87.5 | #N/A
Halo | RA4069S1EWH* | 622 | Downlight Retrofit | 87.6 | 2020-12-31 | 2021-01-07 | Low | 3 | #N/A | #N/A | 87.6 | #N/A
Halo | RA4069S1EWH*-* | 622 | Downlight Retrofit | 87.6 | 2020-12-31 | 2021-01-07 | Low | 3 | #N/A | #N/A | 87.6 | #N/A
Halo | RL56069S1EWH* | 693 | Downlight Retrofit | 87.7 | 2020-06-23 | 2020-06-30 | Low | 3 | #N/A | #N/A | 87.7 | #N/A
Halo | RL56069S1EWH*-C | 693 | Downlight Retrofit | 87.7 | 2020-06-23 | 2020-06-30 | Low | 3 | #N/A | #N/A | 87.7 | #N/A
Halo | RA4069S1EWH*-* | 615 | Downlight Retrofit | 87.9 | 2020-06-22 | 2020-06-25 | Low | 3 | #N/A | #N/A | 87.9 | #N/A
Halo | RA4069S1EWHR | 615 | Downlight Retrofit | 87.9 | 2018-05-13 | 2018-05-14 | Low | 3 | #N/A | #N/A | 87.9 | #N/A
Halo | LA4069271EWH*-* | 633 | Downlight Retrofit | 87.9 | 2020-06-29 | 2020-07-06 | Low | 3 | #N/A | #N/A | 87.9 | #N/A
Halo | RL460WH930*-* | 633 | Downlight Retrofit | 87.9 | 2020-04-08 | 2020-04-08 | Low | 3 | #N/A | #N/A | 87.9 | #N/A
Philips LED | 5923131U0 | 660 | Downlight Retrofit | 88 | 2019-09-25 | 2019-11-15 | Low | 3 | #N/A | #N/A | 88 | #N/A
Philips LED | 5966431U0 | 660 | Downlight Retrofit | 88 | 2019-09-25 | 2019-11-15 | Low | 3 | #N/A | #N/A | 88 | #N/A
Halo | LT4069FS231EWH* | 600 | Downlight Retrofit | 88.2 | 2021-10-30 | 2021-12-14 | Low | 3 | #N/A | #N/A | 88.2 | #N/A
Halo | LT4069FS231EWH*-* | 600 | Downlight Retrofit | 88.2 | 2021-10-30 | 2021-12-14 | Low | 3 | #N/A | #N/A | 88.2 | #N/A
Halo | LT4069FS231EWH*-#* | 600 | Downlight Retrofit | 88.2 | 2021-10-30 | 2021-12-14 | Low | 3 | #N/A | #N/A | 88.2 | #N/A
Halo | LTSS4069FS231EWHW* | 600 | Downlight Retrofit | 88.2 | 2021-10-30 | 2021-12-14 | Low | 3 | #N/A | #N/A | 88.2 | #N/A
Halo | LTSS4069FS231EWHW*-* | 600 | Downlight Retrofit | 88.2 | 2021-10-30 | 2021-12-14 | Low | 3 | #N/A | #N/A | 88.2 | #N/A
Halo | LTSS4069FS231EWHW*-#* | 600 | Downlight Retrofit | 88.2 | 2021-10-30 | 2021-12-14 | Low | 3 | #N/A | #N/A | 88.2 | #N/A
Halo | LA4069301EWH*-* | 635 | Downlight Retrofit | 88.2 | 2020-06-29 | 2020-07-06 | Low | 3 | #N/A | #N/A | 88.2 | #N/A
Philips LED | 5967531U0 | 750 | Downlight Retrofit | 88.2 | 2019-09-25 | 2019-11-15 | Low | 3 | #N/A | #N/A | 88.2 | #N/A
Halo | LT560WH6927*-CA | 715 | Downlight Retrofit | 88.3 | 2020-02-26 | 2020-03-09 | Low | 3 | #N/A | #N/A | 88.3 | #N/A
Halo | BLD606930WH*-CA | 707 | Downlight Retrofit | 88.4 | 2019-11-06 | 2019-11-11 | Low | 3 | #N/A | #N/A | 88.4 | #N/A
Halo | LA56069301EWH*-* | 637 | Downlight Retrofit | 88.5 | 2020-06-29 | 2020-07-06 | Low | 3 | #N/A | #N/A | 88.5 | #N/A
Halo | RA4089S1EWH* | 860 | Downlight Retrofit | 88.7 | 2021-08-02 | 2021-08-17 | Low | 3 | #N/A | #N/A | 88.7 | #N/A
Halo | RA4089S1EWH*-* | 860 | Downlight Retrofit | 88.7 | 2021-08-02 | 2021-08-17 | Low | 3 | #N/A | #N/A | 88.7 | #N/A
Halo | RA4089S1EWH*-#* | 860 | Downlight Retrofit | 88.7 | 2021-08-02 | 2021-08-17 | Low | 3 | #N/A | #N/A | 88.7 | #N/A
Halo | RA406927NFLWH | 613 | Downlight Retrofit | 88.8 | 2018-05-10 | 2018-05-08 | Low | 3 | #N/A | #N/A | 88.8 | #N/A
Halo | RL56099S1EWH* | 995 | Downlight Retrofit | 88.8 | 2021-03-01 | 2021-03-03 | Low | 3 | #N/A | #N/A | 88.8 | #N/A
Halo | RL56099S1EWH* | 995 | Downlight Retrofit | 88.8 | 2021-10-30 | 2021-12-14 | Low | 3 | #N/A | #N/A | 88.8 | #N/A
Halo | RL56099S1EWH*-* | 995 | Downlight Retrofit | 88.8 | 2021-03-01 | 2021-03-03 | Low | 3 | #N/A | #N/A | 88.8 | #N/A
Halo | RL56099S1EWH*-* | 995 | Downlight Retrofit | 88.8 | 2021-10-30 | 2021-12-14 | Low | 3 | #N/A | #N/A | 88.8 | #N/A
Halo | RL56099S1EWH*-#* | 995 | Downlight Retrofit | 88.8 | 2021-10-30 | 2021-12-14 | Low | 3 | #N/A | #N/A | 88.8 | #N/A
Satco | S39724 | 800 | Downlight Retrofit | 88.9 | 2019-05-12 | 2019-05-13 | Low | 3 | #N/A | #N/A | 88.9 | #N/A
Satco | S11801 | 800 | Downlight Retrofit | 88.9 | 2019-07-03 | 2019-07-03 | Low | 3 | #N/A | #N/A | 88.9 | #N/A
Satco | S11801 | 800 | Downlight Retrofit | 88.9 | 2021-11-20 | 2021-11-26 | Low | 3 | #N/A | #N/A | 88.9 | #N/A
Satco | S11845 | 800 | Downlight Retrofit | 88.9 | 2022-05-20 | 2022-05-27 | Low | 3 | #N/A | #N/A | 88.9 | #N/A
Satco | S11846 | 800 | Downlight Retrofit | 88.9 | 2022-10-30 | 2022-11-02 | Low | 3 | #N/A | #N/A | 88.9 | #N/A
Commercial Electric | 1007995255 | 800 | Downlight Retrofit | 88.9 | 2022-06-13 | 2022-10-11 | Low | 3 | #N/A | #N/A | 88.9 | #N/A
VOTATEC | VO-RR4W9-120-D-4WAY | 800 | Downlight Retrofit | 88.9 | 2022-05-10 | 2022-06-08 | Low | 3 | #N/A | #N/A | 88.9 | #N/A
Halo | RL560WH6930*-* | 730 | Downlight Retrofit | 89 | 2020-04-08 | 2020-04-08 | Low | 3 | #N/A | #N/A | 89 | #N/A
Halo | RL4LS9FSD2W1EWH* | 970 | Downlight Retrofit | 89 | 2022-10-10 | 2022-10-12 | Low | 3 | #N/A | #N/A | 89 | #N/A
Halo | RL4LS9FSD2W1EWH*-* | 970 | Downlight Retrofit | 89 | 2022-10-10 | 2022-10-12 | Low | 3 | #N/A | #N/A | 89 | #N/A
Halo | RL4LS9FSD2W1EWH*-#* | 970 | Downlight Retrofit | 89 | 2022-10-10 | 2022-10-12 | Low | 3 | #N/A | #N/A | 89 | #N/A
Sylvania | 74285-4 | 713 | Downlight Retrofit | 89.1 | 2020-04-24 | 2020-04-24 | Low | 3 | #N/A | #N/A | 89.1 | #N/A
Commercial Electric | CER6743DWH27 | 742 | Downlight Retrofit | 89.1 | 2021-03-01 | 2021-03-29 | Low | 3 | #N/A | #N/A | 89.1 | #N/A
CREE, Inc. | LR6-7L-27K-GU24-E26 | 612 | Downlight Retrofit | 89.3 | 2015-07-30 | 2016-11-29 | Low | 3 | #N/A | #N/A | 89.3 | #N/A
Halo | RL4099BLE40AWH | 973 | Downlight Retrofit | 89.3 | 2019-07-03 | 2019-07-12 | Low | 3 | #N/A | #N/A | 89.3 | #N/A
TCP | LED11DR5627K | 850 | Downlight Retrofit | 89.5 | 2018-12-03 | 2016-08-02 | Low | 3 | #N/A | #N/A | 89.5 | #N/A
Halo | LTSS56069FS351EWHW* | 645 | Downlight Retrofit | 89.6 | 2020-12-16 | 2020-12-27 | Low | 3 | #N/A | #N/A | 89.6 | #N/A
Halo | LTSS56069FS351EWHW* | 645 | Downlight Retrofit | 89.6 | 2021-10-30 | 2021-12-14 | Low | 3 | #N/A | #N/A | 89.6 | #N/A
Halo | LTSS56069FS351EWHW*-* | 645 | Downlight Retrofit | 89.6 | 2021-10-30 | 2021-12-14 | Low | 3 | #N/A | #N/A | 89.6 | #N/A
Halo | LTSS56069FS351EWHW*-#* | 645 | Downlight Retrofit | 89.6 | 2021-10-30 | 2021-12-14 | Low | 3 | #N/A | #N/A | 89.6 | #N/A
Halo | LT56069FS231EWH* | 610 | Downlight Retrofit | 89.7 | 2021-10-30 | 2021-12-14 | Low | 3 | #N/A | #N/A | 89.7 | #N/A
Halo | LT56069FS231EWH*-* | 610 | Downlight Retrofit | 89.7 | 2021-10-30 | 2021-12-14 | Low | 3 | #N/A | #N/A | 89.7 | #N/A
Halo | LT56069FS231EWH*-#* | 610 | Downlight Retrofit | 89.7 | 2021-10-30 | 2021-12-14 | Low | 3 | #N/A | #N/A | 89.7 | #N/A
Sylvania | 65114 | 915 | Downlight Retrofit | 89.7 | 2020-07-23 | 2020-07-23 | Low | 3 | #N/A | #N/A | 89.7 | #N/A
OKT Lighting | RO6-10W-XFEX | 899 | Downlight Retrofit | 89.9 | 2016-04-20 | 2016-04-22 | Low | 3 | #N/A | #N/A | 89.9 | #N/A
Halo | RL4099S1EWH* | 926 | Downlight Retrofit | 89.9 | 2021-03-01 | 2021-03-03 | Low | 3 | #N/A | #N/A | 89.9 | #N/A
Halo | RL4099S1EWH*-* | 926 | Downlight Retrofit | 89.9 | 2021-03-01 | 2021-03-03 | Low | 3 | #N/A | #N/A | 89.9 | #N/A
Halo | RA56069S1EWH*-* | 630 | Downlight Retrofit | 90 | 2020-06-22 | 2020-06-25 | Low | 3 | #N/A | #N/A | 90 | #N/A
Halo | RA56069S1EWHR | 630 | Downlight Retrofit | 90 | 2018-05-13 | 2018-05-14 | Low | 3 | #N/A | #N/A | 90 | #N/A
Amazon Commercial | AC DL48W720LUM930DIM6PKBX | 720 | Downlight Retrofit | 90 | 2018-12-11 | 2019-09-26 | Low | 3 | #N/A | #N/A | 90 | #N/A
HD SUPPLY | L11-DL4DGWP-8W | 720 | Downlight Retrofit | 90 | 2019-04-15 | 2019-04-22 | Low | 3 | #N/A | #N/A | 90 | #N/A
EiKO | RDR4-72-8W-9CCT3-120DT-WH-B | 720 | Downlight Retrofit | 90 | 2020-06-09 | 2020-07-13 | Low | 3 | #N/A | #N/A | 90 | #N/A
FEIT ELECTRIC | LEDR4/RGBW/AG | 720 | Downlight Retrofit | 90 | 2019-12-26 | 2020-01-07 | Low | 3 | #N/A | #N/A | 90 | #N/A
FEIT ELECTRIC | LEDR4SCP/6WYCA | 720 | Downlight Retrofit | 90 | 2019-11-15 | 2019-12-11 | Low | 3 | #N/A | #N/A | 90 | #N/A
FEIT ELECTRIC | LEDR4SCP/930CA/SP(C) | 720 | Downlight Retrofit | 90 | 2020-04-15 | 2020-04-09 | Low | 3 | #N/A | #N/A | 90 | #N/A
Topaz | RTL/630WH/8W/D-46 | 720 | Downlight Retrofit | 90 | 2019-04-29 | 2019-05-22 | Low | 3 | #N/A | #N/A | 90 | #N/A
Topaz | RTL/640WH/8W/D-46 | 720 | Downlight Retrofit | 90 | 2019-04-29 | 2019-05-22 | Low | 3 | #N/A | #N/A | 90 | #N/A
Topaz | RTL/650WH/8W/D-46 | 720 | Downlight Retrofit | 90 | 2019-04-29 | 2019-05-22 | Low | 3 | #N/A | #N/A | 90 | #N/A
American Lighting | ST4-30-WH | 729 | Downlight Retrofit | 90 | 2016-05-26 | 2016-07-21 | Low | 3 | #N/A | #N/A | 90 | #N/A
Sylvania | 74290-4 | 756 | Downlight Retrofit | 90 | 2020-04-24 | 2020-04-24 | Low | 3 | #N/A | #N/A | 90 | #N/A
HENGTE | HT-US-G2EAD6-909-27AP-##1 | 810 | Downlight Retrofit | 90 | 2019-11-29 | 2019-12-03 | Low | 3 | #N/A | #N/A | 90 | #N/A
HENGTE | HT-US-G2EAD6-909-30AP-##1 | 810 | Downlight Retrofit | 90 | 2019-11-29 | 2019-12-03 | Low | 3 | #N/A | #N/A | 90 | #N/A
HENGTE | HT-US-G2EAD6-909-35AP-##1 | 810 | Downlight Retrofit | 90 | 2019-11-29 | 2019-12-03 | Low | 3 | #N/A | #N/A | 90 | #N/A
HENGTE | HT-US-G2EAD6-909-40AP-##1 | 810 | Downlight Retrofit | 90 | 2019-11-29 | 2019-12-03 | Low | 3 | #N/A | #N/A | 90 | #N/A
HENGTE | HT-US-G2EAD6-909-50AP-##1 | 810 | Downlight Retrofit | 90 | 2019-11-29 | 2019-12-03 | Low | 3 | #N/A | #N/A | 90 | #N/A
ProLED | 99741 | 810 | Downlight Retrofit | 90 | 2020-03-09 | 2020-03-11 | Low | 3 | #N/A | #N/A | 90 | #N/A
ProLED | 99742 | 810 | Downlight Retrofit | 90 | 2020-03-09 | 2020-03-11 | Low | 3 | #N/A | #N/A | 90 | #N/A
ProLED | 99743 | 810 | Downlight Retrofit | 90 | 2020-03-09 | 2020-03-11 | Low | 3 | #N/A | #N/A | 90 | #N/A
ProLED | 99744 | 810 | Downlight Retrofit | 90 | 2020-03-09 | 2020-03-11 | Low | 3 | #N/A | #N/A | 90 | #N/A
American Lighting | E4-B30-WH | 855 | Downlight Retrofit | 90 | 2016-05-26 | 2016-07-21 | Low | 3 | #N/A | #N/A | 90 | #N/A
American Lighting | ST56-30-WH | 864 | Downlight Retrofit | 90 | 2016-05-26 | 2016-07-21 | Low | 3 | #N/A | #N/A | 90 | #N/A
Amazon Commercial | AC DL610W900LUM930DIM6PKBX | 900 | Downlight Retrofit | 90 | 2018-12-11 | 2019-09-26 | Low | 3 | #N/A | #N/A | 90 | #N/A
USGL | L/DL6/10/D1/827/L011J | 900 | Downlight Retrofit | 90 | 2022-05-25 | 2022-06-10 | Low | 3 | #N/A | #N/A | 90 | #N/A
Contractors' Warehouse | L11-DL6DGWP-10W | 900 | Downlight Retrofit | 90 | 2022-06-20 | 2022-06-29 | Low | 3 | #N/A | #N/A | 90 | #N/A
EiKO | RDR6-72-10W-9CCT3-120DT-WH-B | 900 | Downlight Retrofit | 90 | 2020-06-09 | 2020-07-13 | Low | 3 | #N/A | #N/A | 90 | #N/A
ELITE LIGHTING | RL664-900L-DIMTR-120-27K-90-WH | 900 | Downlight Retrofit | 90 | 2017-07-07 | 2017-07-20 | Low | 3 | #N/A | #N/A | 90 | #N/A
ELITE LIGHTING | RL664-900L-DIMTR-120-30K-90-WH | 900 | Downlight Retrofit | 90 | 2017-07-07 | 2017-07-20 | Low | 3 | #N/A | #N/A | 90 | #N/A
ELITE LIGHTING | RL664-900L-DIMTR-120-35K-90-WH | 900 | Downlight Retrofit | 90 | 2017-07-07 | 2017-07-20 | Low | 3 | #N/A | #N/A | 90 | #N/A
ELITE LIGHTING | RL664-900L-DIMTR-120-40K-90-WH | 900 | Downlight Retrofit | 90 | 2017-07-07 | 2017-07-20 | Low | 3 | #N/A | #N/A | 90 | #N/A
ELITE LIGHTING | RL664-900L-DIMTR-120-50K-90-WH | 900 | Downlight Retrofit | 90 | 2017-07-07 | 2017-07-20 | Low | 3 | #N/A | #N/A | 90 | #N/A
Halco | 83987 | 900 | Downlight Retrofit | 90 | 2021-01-19 | 2021-01-18 | Low | 3 | #N/A | #N/A | 90 | #N/A
LEDVANCE | 62870 | 900 | Downlight Retrofit | 90 | 2022-08-15 | 2022-09-19 | Low | 3 | #N/A | #N/A | 90 | #N/A
Sylvania | LED/RT56G/900/SC3 | 900 | Downlight Retrofit | 90 | 2020-07-20 | 2020-07-27 | Low | 3 | #N/A | #N/A | 90 | #N/A
MAXXIMA | MSL-18100W | 900 | Downlight Retrofit | 90 | 2019-07-12 | 2019-08-02 | Low | 3 | #N/A | #N/A | 90 | #N/A
MaxLite | RRA6109CSW | 900 | Downlight Retrofit | 90 | 2021-01-30 | 2021-01-19 | Low | 3 | #N/A | #N/A | 90 | #N/A
RAB | DLR0080 | 900 | Downlight Retrofit | 90 | 2019-10-29 | 2019-10-31 | Low | 3 | #N/A | #N/A | 90 | #N/A
RAB | DLR0081 | 900 | Downlight Retrofit | 90 | 2019-10-29 | 2019-10-31 | Low | 3 | #N/A | #N/A | 90 | #N/A
RAB | DLR0082 | 900 | Downlight Retrofit | 90 | 2019-10-29 | 2019-10-31 | Low | 3 | #N/A | #N/A | 90 | #N/A
RAB | DLR0107 | 900 | Downlight Retrofit | 90 | 2019-10-29 | 2019-10-31 | Low | 3 | #N/A | #N/A | 90 | #N/A
RAB | DLR0113(R6S10950120WB) | 900 | Downlight Retrofit | 90 | 2019-10-29 | 2019-10-31 | Low | 3 | #N/A | #N/A | 90 | #N/A
RAB | DLG0011(RA6R109FA120WS) | 900 | Downlight Retrofit | 90 | 2020-11-05 | 2020-11-04 | Low | 3 | #N/A | #N/A | 90 | #N/A
Lightolier | RD6R99301W | 900 | Downlight Retrofit | 90 | 2022-06-13 | 2022-07-07 | Low | 3 | #N/A | #N/A | 90 | #N/A
TCP | LEDDR4CCT2 | 900 | Downlight Retrofit | 90 | 2021-02-26 | 2021-04-27 | Low | 3 | #N/A | #N/A | 90 | #N/A
Great Value | GVDL6DG10WP27 | 900 | Downlight Retrofit | 90 | 2021-10-25 | 2021-12-28 | Low | 3 | #N/A | #N/A | 90 | #N/A
Halo | LT460WH6927*-CA | 640 | Downlight Retrofit | 90.1 | 2020-02-26 | 2020-03-03 | Low | 3 | #N/A | #N/A | 90.1 | #N/A
Halo | LTSS4069FS351EWHW* | 640 | Downlight Retrofit | 90.1 | 2020-12-16 | 2020-12-30 | Low | 3 | #N/A | #N/A | 90.1 | #N/A
Halo | LTSS4069FS351EWHW* | 640 | Downlight Retrofit | 90.1 | 2021-10-30 | 2021-12-14 | Low | 3 | #N/A | #N/A | 90.1 | #N/A
Halo | LTSS4069FS351EWHW*-* | 640 | Downlight Retrofit | 90.1 | 2021-10-30 | 2021-12-14 | Low | 3 | #N/A | #N/A | 90.1 | #N/A
Halo | LTSS4069FS351EWHW*-#* | 640 | Downlight Retrofit | 90.1 | 2021-10-30 | 2021-12-14 | Low | 3 | #N/A | #N/A | 90.1 | #N/A
EnviroLite | EVL6730P**27 | 743 | Downlight Retrofit | 90.1 | 2022-04-01 | 2022-05-16 | Low | 3 | #N/A | #N/A | 90.1 | #N/A
EnviroLite | EVL6730P**30 | 743 | Downlight Retrofit | 90.1 | 2022-04-01 | 2022-05-16 | Low | 3 | #N/A | #N/A | 90.1 | #N/A
EnviroLite | EVL6730P**35 | 743 | Downlight Retrofit | 90.1 | 2022-04-01 | 2022-05-16 | Low | 3 | #N/A | #N/A | 90.1 | #N/A
EnviroLite | EVL6730P**40 | 743 | Downlight Retrofit | 90.1 | 2022-04-01 | 2022-05-16 | Low | 3 | #N/A | #N/A | 90.1 | #N/A
EnviroLite | EVL6730P**50 | 743 | Downlight Retrofit | 90.1 | 2022-04-01 | 2022-05-16 | Low | 3 | #N/A | #N/A | 90.1 | #N/A
Commercial Electric | CER6730P**27 | 743 | Downlight Retrofit | 90.1 | 2022-04-01 | 2022-05-16 | Low | 3 | #N/A | #N/A | 90.1 | #N/A
FEIT ELECTRIC | LEDR4HO/950CA (C) | 775 | Downlight Retrofit | 90.1 | 2020-05-10 | 2020-06-15 | Low | 3 | #N/A | #N/A | 90.1 | #N/A
FEIT ELECTRIC | LEDR4HO/6WYCA | 775 | Downlight Retrofit | 90.1 | 2019-11-20 | 2019-12-11 | Low | 3 | #N/A | #N/A | 90.1 | #N/A
FEIT ELECTRIC | LEDR4HO/930CA (C) | 775 | Downlight Retrofit | 90.1 | 2020-05-10 | 2020-06-15 | Low | 3 | #N/A | #N/A | 90.1 | #N/A
Halo | LT460WH6930*-CA | 650 | Downlight Retrofit | 90.3 | 2020-02-26 | 2020-03-03 | Low | 3 | #N/A | #N/A | 90.3 | #N/A
FEIT ELECTRIC | LEDR4/NL/5CCTCA | 650 | Downlight Retrofit | 90.3 | 2020-10-15 | 2020-12-23 | Low | 3 | #N/A | #N/A | 90.3 | #N/A
FEIT ELECTRIC | LEDG2R4/927CA | 650 | Downlight Retrofit | 90.3 | 2019-11-15 | 2019-11-14 | Low | 3 | #N/A | #N/A | 90.3 | #N/A
FEIT ELECTRIC | LEDG2R4/930CA | 650 | Downlight Retrofit | 90.3 | 2019-10-15 | 2019-10-25 | Low | 3 | #N/A | #N/A | 90.3 | #N/A
FEIT ELECTRIC | LEDG2R4/950CA | 650 | Downlight Retrofit | 90.3 | 2019-11-15 | 2019-11-14 | Low | 3 | #N/A | #N/A | 90.3 | #N/A
Utilitech | LLEDR4/5CCTCA | 650 | Downlight Retrofit | 90.3 | 2022-09-16 | 2022-09-16 | Low | 3 | #N/A | #N/A | 90.3 | #N/A
Utilitech | LLEDR4/5CCTCA/6 | 650 | Downlight Retrofit | 90.3 | 2022-09-16 | 2022-09-16 | Low | 3 | #N/A | #N/A | 90.3 | #N/A
Commercial Electric | NS01cA07ER1-259 | 650 | Downlight Retrofit | 90.3 | 2021-12-30 | 2022-01-07 | Low | 3 | #N/A | #N/A | 90.3 | #N/A
EcoSmart | 1003459912 | 650 | Downlight Retrofit | 90.3 | 2019-03-12 | 2019-03-12 | Low | 3 | #N/A | #N/A | 90.3 | #N/A
EcoSmart | 1003459914 | 650 | Downlight Retrofit | 90.3 | 2019-03-12 | 2019-03-12 | Low | 3 | #N/A | #N/A | 90.3 | #N/A
EcoSmart | NB01bA07FR1-309 | 650 | Downlight Retrofit | 90.3 | 2020-11-04 | 2020-11-06 | Low | 3 | #N/A | #N/A | 90.3 | #N/A
Commercial Electric | 1004325342 | 650 | Downlight Retrofit | 90.3 | 2019-04-19 | 2019-04-22 | Low | 3 | #N/A | #N/A | 90.3 | #N/A
RP Lighting | 8723**-90-3K | 813 | Downlight Retrofit | 90.3 | 2022-02-24 | 2022-05-13 | Low | 3 | #N/A | #N/A | 90.3 | #N/A
PHILIPS | 9290022670 | 750 | Downlight Retrofit | 90.4 | 2019-07-25 | 2019-08-12 | Low | 3 | #N/A | #N/A | 90.4 | #N/A
PHILIPS | 9290022671 | 750 | Downlight Retrofit | 90.4 | 2019-07-25 | 2019-08-12 | Low | 3 | #N/A | #N/A | 90.4 | #N/A
PHILIPS | 9290030816 | 750 | Downlight Retrofit | 90.4 | 2021-06-07 | 2021-06-24 | Low | 3 | #N/A | #N/A | 90.4 | #N/A
WiZ | 9290030816 | 750 | Downlight Retrofit | 90.4 | 2020-11-15 | 2021-12-08 | Low | 3 | #N/A | #N/A | 90.4 | #N/A
FEIT ELECTRIC | LEDR56/4WYCA(C) | 850 | Downlight Retrofit | 90.4 | 2020-01-05 | 2020-02-21 | Low | 3 | #N/A | #N/A | 90.4 | #N/A
FEIT ELECTRIC | LEDR56/927CA/MED (C) | 850 | Downlight Retrofit | 90.4 | 2020-12-10 | 2021-01-21 | Low | 3 | #N/A | #N/A | 90.4 | #N/A
FEIT ELECTRIC | LEDR56/950CA/MED/2 (C) | 850 | Downlight Retrofit | 90.4 | 2019-01-05 | 2020-01-09 | Low | 3 | #N/A | #N/A | 90.4 | #N/A
FEIT ELECTRIC | LEDR56SCP/6WYCA | 850 | Downlight Retrofit | 90.4 | 2019-11-20 | 2019-12-11 | Low | 3 | #N/A | #N/A | 90.4 | #N/A
FEIT ELECTRIC | LEDR56SCP/930CA/SP (C) | 850 | Downlight Retrofit | 90.4 | 2021-03-15 | 2021-04-29 | Low | 3 | #N/A | #N/A | 90.4 | #N/A
FEIT ELECTRIC | LEDRSQ6/930CA (C) | 850 | Downlight Retrofit | 90.4 | 2021-03-10 | 2021-03-26 | Low | 3 | #N/A | #N/A | 90.4 | #N/A
FEIT ELECTRIC | CELEDR6/927/2 | 850 | Downlight Retrofit | 90.4 | 2018-03-01 | 2018-03-01 | Low | 3 | #N/A | #N/A | 90.4 | #N/A
FEIT ELECTRIC | CELEDR6/927/2 (C) | 850 | Downlight Retrofit | 90.4 | 2019-11-15 | 2019-11-21 | Low | 3 | #N/A | #N/A | 90.4 | #N/A
FEIT ELECTRIC | CELEDR6/950/2 | 850 | Downlight Retrofit | 90.4 | 2018-03-08 | 2018-03-19 | Low | 3 | #N/A | #N/A | 90.4 | #N/A
FEIT ELECTRIC | LEDR56DB/6WYCA | 950 | Downlight Retrofit | 90.5 | 2020-10-30 | 2020-12-23 | Low | 3 | #N/A | #N/A | 90.5 | #N/A
Halo | RL460WH935*-* | 652 | Downlight Retrofit | 90.6 | 2020-04-08 | 2020-04-08 | Low | 3 | #N/A | #N/A | 90.6 | #N/A
LEDVANCE | 62868 | 725 | Downlight Retrofit | 90.6 | 2022-08-15 | 2022-09-19 | Low | 3 | #N/A | #N/A | 90.6 | #N/A
Sylvania | LED/RT56G/725/SC3 | 725 | Downlight Retrofit | 90.6 | 2020-07-20 | 2020-07-27 | Low | 3 | #N/A | #N/A | 90.6 | #N/A
Levior Lighting | LLUL-RDL6S-8W-ES-4 | 725 | Downlight Retrofit | 90.6 | 2021-01-10 | 2021-01-12 | Low | 3 | #N/A | #N/A | 90.6 | #N/A
Keystone | KT-LED8RD-6C-9CSF-DIM | 725 | Downlight Retrofit | 90.6 | 2021-08-12 | 2021-09-28 | Low | 3 | #N/A | #N/A | 90.6 | #N/A
RAB | DLR0111(R6R8950120WS) | 725 | Downlight Retrofit | 90.6 | 2019-10-29 | 2019-10-31 | Low | 3 | #N/A | #N/A | 90.6 | #N/A
RAB | DLR0112(R6R8950120WB) | 725 | Downlight Retrofit | 90.6 | 2019-10-29 | 2019-10-31 | Low | 3 | #N/A | #N/A | 90.6 | #N/A
RAB | DLR0119(R6R89FA120WB) | 725 | Downlight Retrofit | 90.6 | 2019-10-29 | 2019-10-30 | Low | 3 | #N/A | #N/A | 90.6 | #N/A
RAB | DLR0122(R6R89FA120WS) | 725 | Downlight Retrofit | 90.6 | 2019-10-29 | 2019-10-30 | Low | 3 | #N/A | #N/A | 90.6 | #N/A
RAB | DLR0056 | 725 | Downlight Retrofit | 90.6 | 2019-10-29 | 2019-10-31 | Low | 3 | #N/A | #N/A | 90.6 | #N/A
RAB | DLR0057 | 725 | Downlight Retrofit | 90.6 | 2019-10-29 | 2019-10-31 | Low | 3 | #N/A | #N/A | 90.6 | #N/A
RAB | DLR0058 | 725 | Downlight Retrofit | 90.6 | 2019-10-29 | 2019-10-31 | Low | 3 | #N/A | #N/A | 90.6 | #N/A
RAB | DLR0059 | 725 | Downlight Retrofit | 90.6 | 2019-10-29 | 2019-10-31 | Low | 3 | #N/A | #N/A | 90.6 | #N/A
RAB | DLR0069 | 725 | Downlight Retrofit | 90.6 | 2019-10-29 | 2019-10-30 | Low | 3 | #N/A | #N/A | 90.6 | #N/A
RAB | DLR0021 | 725 | Downlight Retrofit | 90.6 | 2019-10-29 | 2019-10-31 | Low | 3 | #N/A | #N/A | 90.6 | #N/A
RAB | DLR0022 | 725 | Downlight Retrofit | 90.6 | 2019-10-29 | 2019-10-31 | Low | 3 | #N/A | #N/A | 90.6 | #N/A
RAB | DLR0023 | 725 | Downlight Retrofit | 90.6 | 2019-10-29 | 2019-10-31 | Low | 3 | #N/A | #N/A | 90.6 | #N/A
RAB | DLR0024 | 725 | Downlight Retrofit | 90.6 | 2019-10-29 | 2019-10-31 | Low | 3 | #N/A | #N/A | 90.6 | #N/A
Progress Lighting | P800022-###-CS | 725 | Downlight Retrofit | 90.6 | 2022-04-29 | 2022-05-13 | Low | 3 | #N/A | #N/A | 90.6 | #N/A
Halo | RL56099S1EWH*-* | 915 | Downlight Retrofit | 90.6 | 2020-02-05 | 2020-02-06 | Low | 3 | #N/A | #N/A | 90.6 | #N/A
Halo | RA56069S1EWH* | 653 | Downlight Retrofit | 90.7 | 2020-12-31 | 2021-01-17 | Low | 3 | #N/A | #N/A | 90.7 | #N/A
Halo | RA56069S1EWH* | 653 | Downlight Retrofit | 90.7 | 2022-03-25 | 2022-03-25 | Low | 3 | #N/A | #N/A | 90.7 | #N/A
Halo | RA56069S1EWH*-* | 653 | Downlight Retrofit | 90.7 | 2020-12-31 | 2021-01-17 | Low | 3 | #N/A | #N/A | 90.7 | #N/A
Halo | RA56069S1EWH*-* | 653 | Downlight Retrofit | 90.7 | 2022-03-25 | 2022-03-25 | Low | 3 | #N/A | #N/A | 90.7 | #N/A
Halo | RA56069S1EWH*-#* | 653 | Downlight Retrofit | 90.7 | 2022-03-25 | 2022-03-25 | Low | 3 | #N/A | #N/A | 90.7 | #N/A
FEIT ELECTRIC | LEDR56/927CA(C) | 925 | Downlight Retrofit | 90.7 | 2019-11-15 | 2019-12-12 | Low | 3 | #N/A | #N/A | 90.7 | #N/A
FEIT ELECTRIC | LEDR56/927CA (N) | 925 | Downlight Retrofit | 90.7 | 2021-07-12 | 2021-07-18 | Low | 3 | #N/A | #N/A | 90.7 | #N/A
FEIT ELECTRIC | LEDR56/927CA (N1) | 925 | Downlight Retrofit | 90.7 | 2022-08-09 | 2022-08-09 | Low | 3 | #N/A | #N/A | 90.7 | #N/A
FEIT ELECTRIC | LEDR56/930CA(C) | 925 | Downlight Retrofit | 90.7 | 2019-10-20 | 2019-10-28 | Low | 3 | #N/A | #N/A | 90.7 | #N/A
FEIT ELECTRIC | LEDR56/930CA (N) | 925 | Downlight Retrofit | 90.7 | 2021-07-12 | 2021-07-18 | Low | 3 | #N/A | #N/A | 90.7 | #N/A
FEIT ELECTRIC | LEDR56/930CA (N1) | 925 | Downlight Retrofit | 90.7 | 2022-08-09 | 2022-08-09 | Low | 3 | #N/A | #N/A | 90.7 | #N/A
FEIT ELECTRIC | LEDR56/950CA (C) | 925 | Downlight Retrofit | 90.7 | 2019-11-25 | 2019-12-05 | Low | 3 | #N/A | #N/A | 90.7 | #N/A
FEIT ELECTRIC | LEDR56/950CA (N) | 925 | Downlight Retrofit | 90.7 | 2021-07-12 | 2021-07-18 | Low | 3 | #N/A | #N/A | 90.7 | #N/A
FEIT ELECTRIC | LEDR56/950CA (N1) | 925 | Downlight Retrofit | 90.7 | 2022-08-09 | 2022-08-09 | Low | 3 | #N/A | #N/A | 90.7 | #N/A
Utilitech | LLEDR6/5CCTCA | 925 | Downlight Retrofit | 90.7 | 2022-09-16 | 2022-09-16 | Low | 3 | #N/A | #N/A | 90.7 | #N/A
Utilitech | LLEDR6/5CCTCA/6 | 925 | Downlight Retrofit | 90.7 | 2022-09-16 | 2022-09-16 | Low | 3 | #N/A | #N/A | 90.7 | #N/A
Halo | LT56069FS351EWH* | 645 | Downlight Retrofit | 90.8 | 2020-12-16 | 2020-12-20 | Low | 3 | #N/A | #N/A | 90.8 | #N/A
Halo | LT56069FS351EWH* | 645 | Downlight Retrofit | 90.8 | 2021-10-30 | 2021-12-14 | Low | 3 | #N/A | #N/A | 90.8 | #N/A
Halo | LT56069FS351EWH*-* | 645 | Downlight Retrofit | 90.8 | 2021-10-30 | 2021-12-14 | Low | 3 | #N/A | #N/A | 90.8 | #N/A
Halo | LT56069FS351EWH*-#* | 645 | Downlight Retrofit | 90.8 | 2021-10-30 | 2021-12-14 | Low | 3 | #N/A | #N/A | 90.8 | #N/A
OKT Lighting | RO6-10W-XFEX | 908 | Downlight Retrofit | 90.8 | 2016-04-20 | 2016-04-22 | Low | 3 | #N/A | #N/A | 90.8 | #N/A
FEIT ELECTRIC | LEDR4FP/927 | 500 | Downlight Retrofit | 90.9 | 2019-08-15 | 2019-09-13 | Low | 3 | #N/A | #N/A | 90.9 | #N/A
Halo | RA5606927NFLWH | 627 | Downlight Retrofit | 90.9 | 2018-05-09 | 2018-05-08 | Low | 3 | #N/A | #N/A | 90.9 | #N/A
Halo | RA5606927WH | 627 | Downlight Retrofit | 90.9 | 2018-05-09 | 2018-05-08 | Low | 3 | #N/A | #N/A | 90.9 | #N/A
FEIT ELECTRIC | LEDRSQ4/930CA(C) | 700 | Downlight Retrofit | 90.9 | 2020-01-05 | 2020-01-08 | Low | 3 | #N/A | #N/A | 90.9 | #N/A
FEIT ELECTRIC | LEDR4DB/6WYCA | 700 | Downlight Retrofit | 90.9 | 2020-10-30 | 2020-12-23 | Low | 3 | #N/A | #N/A | 90.9 | #N/A
Commercial Electric | NS01cA08FR1-259 | 700 | Downlight Retrofit | 90.9 | 2021-12-30 | 2022-01-07 | Low | 3 | #N/A | #N/A | 90.9 | #N/A
Commercial Electric | 1004325346 | 700 | Downlight Retrofit | 90.9 | 2019-04-19 | 2019-04-22 | Low | 3 | #N/A | #N/A | 90.9 | #N/A
Halo | LT560WH6930*-CA | 729 | Downlight Retrofit | 91.1 | 2020-02-26 | 2020-03-09 | Low | 3 | #N/A | #N/A | 91.1 | #N/A
Halo | RL560WH6940*-* | 748 | Downlight Retrofit | 91.2 | 2020-04-08 | 2020-04-08 | Low | 3 | #N/A | #N/A | 91.2 | #N/A
OKT Lighting | RO6-10W-XFEX | 912 | Downlight Retrofit | 91.2 | 2016-04-20 | 2016-04-22 | Low | 3 | #N/A | #N/A | 91.2 | #N/A
CREE, Inc. | LR6-10L-27K-GU24 | 984 | Downlight Retrofit | 91.6 | 2015-07-30 | 2016-12-08 | Low | 3 | #N/A | #N/A | 91.6 | #N/A
Halo | RL560WH6935*-* | 752 | Downlight Retrofit | 91.7 | 2020-04-08 | 2020-04-08 | Low | 3 | #N/A | #N/A | 91.7 | #N/A
Halo | LTSS56069FS231EWHW* | 625 | Downlight Retrofit | 91.9 | 2021-10-30 | 2021-12-14 | Low | 3 | #N/A | #N/A | 91.9 | #N/A
Halo | LTSS56069FS231EWHW*-* | 625 | Downlight Retrofit | 91.9 | 2021-10-30 | 2021-12-14 | Low | 3 | #N/A | #N/A | 91.9 | #N/A
Halo | LTSS56069FS231EWHW*-#* | 625 | Downlight Retrofit | 91.9 | 2021-10-30 | 2021-12-14 | Low | 3 | #N/A | #N/A | 91.9 | #N/A
Halo | BLD606930WH* | 735 | Downlight Retrofit | 91.9 | 2020-06-24 | 2020-06-30 | Low | 3 | #N/A | #N/A | 91.9 | #N/A
Halo | BLD606930WH* | 735 | Downlight Retrofit | 91.9 | 2022-04-08 | 2022-05-06 | Low | 3 | #N/A | #N/A | 91.9 | #N/A
Halo | BLD606930WH*-* | 735 | Downlight Retrofit | 91.9 | 2022-04-08 | 2022-05-06 | Low | 3 | #N/A | #N/A | 91.9 | #N/A
Halo | BLD606930WH*-C | 735 | Downlight Retrofit | 91.9 | 2020-06-24 | 2020-06-30 | Low | 3 | #N/A | #N/A | 91.9 | #N/A
American Lighting | E3-30-WH | 828 | Downlight Retrofit | 92 | 2016-05-26 | 2016-07-21 | Low | 3 | #N/A | #N/A | 92 | #N/A
American Lighting | E4-30-WH | 828 | Downlight Retrofit | 92 | 2016-05-26 | 2016-07-21 | Low | 3 | #N/A | #N/A | 92 | #N/A
Satco | S11820 | 600 | Downlight Retrofit | 92.3 | 2020-06-18 | 2020-06-25 | Low | 3 | #N/A | #N/A | 92.3 | #N/A
Halo | RL4099S1EWH*-* | 941 | Downlight Retrofit | 92.3 | 2020-02-05 | 2020-02-06 | Low | 3 | #N/A | #N/A | 92.3 | #N/A
LEDVANCE | 62866 | 650 | Downlight Retrofit | 92.9 | 2022-08-15 | 2022-09-19 | Low | 3 | #N/A | #N/A | 92.9 | #N/A
LED ONE | LOC-4RDL-7WMCCT(27/30/35/40/50)D | 650 | Downlight Retrofit | 92.9 | 2021-12-23 | 2022-09-19 | Low | 3 | #N/A | #N/A | 92.9 | #N/A
Keystone | KT-LED7DL-4C-9CSH-DIM | 650 | Downlight Retrofit | 92.9 | 2021-08-12 | 2021-09-28 | Low | 3 | #N/A | #N/A | 92.9 | #N/A
MaxLite | DL6079CSWH | 650 | Downlight Retrofit | 92.9 | 2020-03-01 | 2020-04-17 | Low | 3 | #N/A | #N/A | 92.9 | #N/A
RAB | DLS0059(DSK4R79FA120WS) | 650 | Downlight Retrofit | 92.9 | 2020-11-05 | 2020-11-04 | Low | 3 | #N/A | #N/A | 92.9 | #N/A
American Lighting | E4-B40-WH | 884 | Downlight Retrofit | 93.1 | 2016-05-26 | 2016-07-21 | Low | 3 | #N/A | #N/A | 93.1 | #N/A
Halo | RA406930WH | 644 | Downlight Retrofit | 93.3 | 2018-05-10 | 2018-05-08 | Low | 3 | #N/A | #N/A | 93.3 | #N/A
Halo | RA406930WH*-* | 644 | Downlight Retrofit | 93.3 | 2020-06-22 | 2020-06-25 | Low | 3 | #N/A | #N/A | 93.3 | #N/A
OKT Lighting | RO6-10W-XFEX | 937 | Downlight Retrofit | 93.7 | 2016-04-20 | 2016-04-22 | Low | 3 | #N/A | #N/A | 93.7 | #N/A
Progress Lighting | P800018-028-CS | 750 | Downlight Retrofit | 93.8 | 2021-01-18 | 2021-01-24 | Low | 3 | #N/A | #N/A | 93.8 | #N/A
Progress Lighting | P800019-028-CS | 750 | Downlight Retrofit | 93.8 | 2021-01-18 | 2021-01-24 | Low | 3 | #N/A | #N/A | 93.8 | #N/A
OKT Lighting | RO6-10W-XFEX | 941 | Downlight Retrofit | 94.1 | 2016-04-20 | 2016-04-22 | Low | 3 | #N/A | #N/A | 94.1 | #N/A
EarthBulb | LRT69CCTD | 850 | Downlight Retrofit | 94.4 | 2022-08-24 | 2022-11-14 | Low | 3 | #N/A | #N/A | 94.4 | #N/A
LED ONE | LOC-56RDL-9WMCCT(27/30/35/40/50)D | 850 | Downlight Retrofit | 94.4 | 2022-06-23 | 2022-09-20 | Low | 3 | #N/A | #N/A | 94.4 | #N/A
MegaLight | LDL600930 | 850 | Downlight Retrofit | 94.4 | 2022-06-29 | 2022-11-09 | Low | 3 | #N/A | #N/A | 94.4 | #N/A
Juno | J6RLE G4 06LM 27K 90CRI 120 FRPC WH | 982 | Downlight Retrofit | 94.4 | 2011-12-01 | 2017-02-15 | Low | 3 | #N/A | #N/A | 94.4 | #N/A
Halo | ML5609927 - ###[WB¦H¦SC¦WW¦TBZB¦SNB] | 890 | Downlight Retrofit | 94.7 | 2018-08-28 | 2018-08-28 | Low | 3 | #N/A | #N/A | 94.7 | #N/A
Halo Commercial | PD56R10D010B[REM¦IEM] PDM6B8## 69#[SC¦H¦W¦WB¦BB¦SNB¦TBZB] | 950 | Downlight Retrofit | 95 | 2018-01-09 | 2018-01-09 | Low | 3 | #N/A | #N/A | 95 | #N/A
Halo | RL3059FSD2W1EWH* | 610 | Downlight Retrofit | 95.3 | 2022-10-10 | 2022-10-12 | Low | 3 | #N/A | #N/A | 95.3 | #N/A
Halo | RL3059FSD2W1EWH*-* | 610 | Downlight Retrofit | 95.3 | 2022-10-10 | 2022-10-12 | Low | 3 | #N/A | #N/A | 95.3 | #N/A
Halo | RL3059FSD2W1EWH*-#* | 610 | Downlight Retrofit | 95.3 | 2022-10-10 | 2022-10-12 | Low | 3 | #N/A | #N/A | 95.3 | #N/A
Sylvania | 74294-6 | 916 | Downlight Retrofit | 96.4 | 2020-04-24 | 2020-04-24 | Low | 3 | #N/A | #N/A | 96.4 | #N/A
EnviroLite | EVL6733DK50** | 769 | Downlight Retrofit | 96.5 | 2022-06-01 | 2022-07-05 | Low | 3 | #N/A | #N/A | 96.5 | #N/A
FEIT ELECTRIC | LEDR56FP/927 | 850 | Downlight Retrofit | 96.6 | 2019-08-15 | 2020-04-09 | Low | 3 | #N/A | #N/A | 96.6 | #N/A
FEIT ELECTRIC | LEDR56FP/927 | 850 | Downlight Retrofit | 96.6 | 2020-04-20 | 2020-04-16 | Low | 3 | #N/A | #N/A | 96.6 | #N/A
WiZ | 9290025794 | 630 | Downlight Retrofit | 96.9 | 2020-11-15 | 2020-12-03 | Low | 3 | #N/A | #N/A | 96.9 | #N/A
Halo | RA406930NFLWH | 671 | Downlight Retrofit | 97.2 | 2018-05-10 | 2018-05-08 | Low | 3 | #N/A | #N/A | 97.2 | #N/A
Topaz | RTL6-8W-30K-WH-S | 730 | Downlight Retrofit | 97.3 | 2021-12-10 | 2021-12-10 | Low | 3 | #N/A | #N/A | 97.3 | #N/A
Halo | LT4069FS231EWH* | 665 | Downlight Retrofit | 97.8 | 2020-12-16 | 2020-12-20 | Low | 3 | #N/A | #N/A | 97.8 | #N/A
Halo | LTSS4069FS231EWHW* | 665 | Downlight Retrofit | 97.8 | 2020-12-16 | 2020-12-27 | Low | 3 | #N/A | #N/A | 97.8 | #N/A
Halo | RA5606930WH | 676 | Downlight Retrofit | 98 | 2018-05-09 | 2018-05-08 | Low | 3 | #N/A | #N/A | 98 | #N/A
Halo | RA5606930WH*-* | 676 | Downlight Retrofit | 98 | 2020-06-22 | 2020-06-25 | Low | 3 | #N/A | #N/A | 98 | #N/A
Halo | LT56069FS231EWH* | 670 | Downlight Retrofit | 98.5 | 2020-12-16 | 2020-12-20 | Low | 3 | #N/A | #N/A | 98.5 | #N/A
Halo | RA5606930NFLWH | 685 | Downlight Retrofit | 99.3 | 2018-05-09 | 2018-05-08 | Low | 3 | #N/A | #N/A | 99.3 | #N/A
Halo | LT560WH6950*-CA | 805 | Downlight Retrofit | 99.4 | 2020-02-26 | 2020-03-09 | Low | 3 | #N/A | #N/A | 99.4 | #N/A
FEIT ELECTRIC | LEDR4/4WYCA (C) | 600 | Downlight Retrofit | 100 | 2020-08-25 | 2020-09-21 | Low | 3 | #N/A | #N/A | 100 | #N/A
LEDVANCE | 65737 | 700 | Downlight Retrofit | 100 | 2022-04-01 | 2022-05-31 | Low | 3 | #N/A | #N/A | 100 | #N/A
RAB | DLR0094 | 700 | Downlight Retrofit | 100 | 2019-10-29 | 2019-10-31 | Low | 3 | #N/A | #N/A | 100 | #N/A
RAB | DLR0104 | 700 | Downlight Retrofit | 100 | 2019-10-29 | 2019-10-31 | Low | 3 | #N/A | #N/A | 100 | #N/A
RAB | DLR0071 | 700 | Downlight Retrofit | 100 | 2019-10-29 | 2019-10-31 | Low | 3 | #N/A | #N/A | 100 | #N/A
RAB | DLR0072 | 700 | Downlight Retrofit | 100 | 2019-10-29 | 2019-10-31 | Low | 3 | #N/A | #N/A | 100 | #N/A
RAB | DLR0073 | 700 | Downlight Retrofit | 100 | 2019-10-29 | 2019-10-31 | Low | 3 | #N/A | #N/A | 100 | #N/A
Sunlite | 89213 | 700 | Downlight Retrofit | 100 | 2020-11-23 | 2020-11-22 | Low | 3 | #N/A | #N/A | 100 | #N/A
Sunlite | 89215 | 700 | Downlight Retrofit | 100 | 2020-11-23 | 2020-11-22 | Low | 3 | #N/A | #N/A | 100 | #N/A
Sunlite | 89216 | 700 | Downlight Retrofit | 100 | 2020-11-23 | 2020-11-22 | Low | 3 | #N/A | #N/A | 100 | #N/A
Sunlite | 89217 | 700 | Downlight Retrofit | 100 | 2020-11-23 | 2020-11-22 | Low | 3 | #N/A | #N/A | 100 | #N/A
RAB | DLR0086 | 800 | Downlight Retrofit | 100 | 2019-10-29 | 2019-10-31 | Low | 3 | #N/A | #N/A | 100 | #N/A
RAB | DLR0090 | 800 | Downlight Retrofit | 100 | 2019-10-29 | 2019-10-31 | Low | 3 | #N/A | #N/A | 100 | #N/A
RAB | DLR0036 | 800 | Downlight Retrofit | 100 | 2019-10-29 | 2019-10-31 | Low | 3 | #N/A | #N/A | 100 | #N/A
RAB | DLR0037 | 800 | Downlight Retrofit | 100 | 2019-10-29 | 2019-10-31 | Low | 3 | #N/A | #N/A | 100 | #N/A
RAB | DLR0038 | 800 | Downlight Retrofit | 100 | 2019-10-29 | 2019-10-31 | Low | 3 | #N/A | #N/A | 100 | #N/A
RAB | DLR0039 | 800 | Downlight Retrofit | 100 | 2019-10-29 | 2019-10-31 | Low | 3 | #N/A | #N/A | 100 | #N/A
Progress Lighting | P800022-028-CS | 800 | Downlight Retrofit | 100 | 2021-10-20 | 2021-11-19 | Low | 3 | #N/A | #N/A | 100 | #N/A
RAB | DLR0001 | 800 | Downlight Retrofit | 100 | 2019-10-29 | 2019-10-31 | Low | 3 | #N/A | #N/A | 100 | #N/A
RAB | DLR0002 | 800 | Downlight Retrofit | 100 | 2019-10-29 | 2019-10-31 | Low | 3 | #N/A | #N/A | 100 | #N/A
RAB | DLR0003 | 800 | Downlight Retrofit | 100 | 2019-10-29 | 2019-10-31 | Low | 3 | #N/A | #N/A | 100 | #N/A
RAB | DLR0004 | 800 | Downlight Retrofit | 100 | 2019-10-29 | 2019-10-31 | Low | 3 | #N/A | #N/A | 100 | #N/A
Halo | LT460WH6950*-CA | 735 | Downlight Retrofit | 100.7 | 2020-02-26 | 2020-03-03 | Low | 3 | #N/A | #N/A | 100.7 | #N/A
ALSET | 51504 | 609 | Downlight Retrofit | 101.5 | 2015-12-20 | 2015-12-22 | Low | 3 | #N/A | #N/A | 101.5 | #N/A
ALSET | 51550 | 609 | Downlight Retrofit | 101.5 | 2016-02-18 | 2016-02-19 | Low | 3 | #N/A | #N/A | 101.5 | #N/A
ALSET | 51612 | 610 | Downlight Retrofit | 101.7 | 2015-12-20 | 2015-12-22 | Low | 3 | #N/A | #N/A | 101.7 | #N/A
ALSET | 51650 | 610 | Downlight Retrofit | 101.7 | 2016-02-18 | 2016-02-19 | Low | 3 | #N/A | #N/A | 101.7 | #N/A
Halo | LTSS56069FS231EWHW* | 695 | Downlight Retrofit | 102.2 | 2020-12-16 | 2020-12-27 | Low | 3 | #N/A | #N/A | 102.2 | #N/A
Halo | RL56069FSD2W1EWH* | 700 | Downlight Retrofit | 102.9 | 2022-10-10 | 2022-10-12 | Low | 3 | #N/A | #N/A | 102.9 | #N/A
Halo | RL56069FSD2W1EWH*-* | 700 | Downlight Retrofit | 102.9 | 2022-10-10 | 2022-10-12 | Low | 3 | #N/A | #N/A | 102.9 | #N/A
Halo | RL56069FSD2W1EWH*-#* | 700 | Downlight Retrofit | 102.9 | 2022-10-10 | 2022-10-12 | Low | 3 | #N/A | #N/A | 102.9 | #N/A
Best Lighting Products | BRK-4-BW-8L-27K | 825 | Downlight Retrofit | 103.1 | 2020-11-28 | 2020-12-03 | Low | 3 | #N/A | #N/A | 103.1 | #N/A
Best Lighting Products | BRK-4-BW-8L-35K | 825 | Downlight Retrofit | 103.1 | 2020-11-28 | 2020-12-03 | Low | 3 | #N/A | #N/A | 103.1 | #N/A
Best Lighting Products | BRK-4-BW-8L-3K | 825 | Downlight Retrofit | 103.1 | 2020-11-28 | 2020-12-03 | Low | 3 | #N/A | #N/A | 103.1 | #N/A
Best Lighting Products | BRK-4-BW-8L-4K | 825 | Downlight Retrofit | 103.1 | 2020-11-28 | 2020-12-03 | Low | 3 | #N/A | #N/A | 103.1 | #N/A
Best Lighting Products | BRK-4-BW-8L-5K | 825 | Downlight Retrofit | 103.1 | 2020-11-28 | 2020-12-03 | Low | 3 | #N/A | #N/A | 103.1 | #N/A
CREE LIGHTING | CR6T-G-825L-27K-1227 | 868 | Downlight Retrofit | 103.3 | 2020-01-15 | 2020-02-07 | Low | 3 | #N/A | #N/A | 103.3 | #N/A
ALSET | 51505 | 627 | Downlight Retrofit | 104.5 | 2015-12-20 | 2015-12-22 | Low | 3 | #N/A | #N/A | 104.5 | #N/A
ALSET | 51551 | 627 | Downlight Retrofit | 104.5 | 2016-02-18 | 2016-02-19 | Low | 3 | #N/A | #N/A | 104.5 | #N/A
RAB | DLR0087 | 850 | Downlight Retrofit | 106.3 | 2019-10-29 | 2019-10-31 | Low | 3 | #N/A | #N/A | 106.3 | #N/A
RAB | DLR0091 | 850 | Downlight Retrofit | 106.3 | 2019-10-29 | 2019-10-31 | Low | 3 | #N/A | #N/A | 106.3 | #N/A
RAB | DLR0040 | 850 | Downlight Retrofit | 106.3 | 2019-10-29 | 2019-10-31 | Low | 3 | #N/A | #N/A | 106.3 | #N/A
RAB | DLR0041 | 850 | Downlight Retrofit | 106.3 | 2019-10-29 | 2019-10-31 | Low | 3 | #N/A | #N/A | 106.3 | #N/A
RAB | DLR0042 | 850 | Downlight Retrofit | 106.3 | 2019-10-29 | 2019-10-31 | Low | 3 | #N/A | #N/A | 106.3 | #N/A
RAB | DLR0043 | 850 | Downlight Retrofit | 106.3 | 2019-10-29 | 2019-10-31 | Low | 3 | #N/A | #N/A | 106.3 | #N/A
RAB | DLR0007 | 850 | Downlight Retrofit | 106.3 | 2019-10-29 | 2019-10-31 | Low | 3 | #N/A | #N/A | 106.3 | #N/A
RAB | DLR0008 | 850 | Downlight Retrofit | 106.3 | 2019-10-29 | 2019-10-31 | Low | 3 | #N/A | #N/A | 106.3 | #N/A
RAB | DLR0005 | 850 | Downlight Retrofit | 106.3 | 2019-10-29 | 2019-10-31 | Low | 3 | #N/A | #N/A | 106.3 | #N/A
RAB | DLR0006 | 850 | Downlight Retrofit | 106.3 | 2019-10-29 | 2019-10-31 | Low | 3 | #N/A | #N/A | 106.3 | #N/A
CREE LIGHTING | CR6T-G-825L-30K-1227 | 929 | Downlight Retrofit | 106.8 | 2020-01-15 | 2020-02-07 | Low | 3 | #N/A | #N/A | 106.8 | #N/A
Best Lighting Products | BRK-56-BW-9L-27K | 860 | Downlight Retrofit | 107.5 | 2020-11-28 | 2020-12-03 | Low | 3 | #N/A | #N/A | 107.5 | #N/A
Best Lighting Products | BRK-56-BW-9L-35K | 860 | Downlight Retrofit | 107.5 | 2020-11-28 | 2020-12-03 | Low | 3 | #N/A | #N/A | 107.5 | #N/A
Best Lighting Products | BRK-56-BW-9L-3K | 860 | Downlight Retrofit | 107.5 | 2020-11-28 | 2020-12-03 | Low | 3 | #N/A | #N/A | 107.5 | #N/A
Best Lighting Products | BRK-56-BW-9L-4K | 860 | Downlight Retrofit | 107.5 | 2020-11-28 | 2020-12-03 | Low | 3 | #N/A | #N/A | 107.5 | #N/A
Best Lighting Products | BRK-56-BW-9L-5K | 860 | Downlight Retrofit | 107.5 | 2020-11-28 | 2020-12-03 | Low | 3 | #N/A | #N/A | 107.5 | #N/A
ALSET | 51613 | 654 | Downlight Retrofit | 109 | 2015-12-20 | 2015-12-22 | Low | 3 | #N/A | #N/A | 109 | #N/A
ALSET | 51651 | 654 | Downlight Retrofit | 109 | 2016-02-18 | 2016-02-19 | Low | 3 | #N/A | #N/A | 109 | #N/A
CREE LIGHTING | CR6T-G-825L-35K-1227 | 978 | Downlight Retrofit | 115.1 | 2020-01-15 | 2020-02-07 | Low | 3 | #N/A | #N/A | 115.1 | #N/A
CREE LIGHTING | CR6T-G-825L-40K-1227 | 980 | Downlight Retrofit | 115.3 | 2020-01-15 | 2020-02-07 | Low | 3 | #N/A | #N/A | 115.3 | #N/A
MaxLite | RR82327W | 1360 | Downlight Retrofit | 59.1 | 2016-07-03 | 2016-07-28 | High | 4 | #N/A | #N/A | #N/A | 59.1
Stanpro | CRK9-S18W-A-30WH | 1080 | Downlight Retrofit | 60 | 2021-02-28 | 2021-05-24 | High | 4 | #N/A | #N/A | #N/A | 60
Stanpro | CRK9-S18W-A-40WH | 1080 | Downlight Retrofit | 60 | 2021-02-28 | 2021-05-24 | High | 4 | #N/A | #N/A | #N/A | 60
Utilitech | DNL90905650-27 | 1200 | Downlight Retrofit | 60 | 2017-02-28 | 2017-02-15 | High | 4 | #N/A | #N/A | #N/A | 60
Sunlite | 81218 | 1200 | Downlight Retrofit | 60 | 2019-06-18 | 2019-12-31 | High | 4 | #N/A | #N/A | #N/A | 60
FEIT ELECTRIC | LEDRT56/927/1250 | 1290 | Downlight Retrofit | 60 | 2016-06-15 | 2016-07-19 | High | 4 | #N/A | #N/A | #N/A | 60
FEIT ELECTRIC | RT56LED/827 | 1290 | Downlight Retrofit | 60 | 2016-05-06 | 2016-07-08 | High | 4 | #N/A | #N/A | #N/A | 60
FEIT ELECTRIC | RTLED56HO/8XX | 1290 | Downlight Retrofit | 60 | 2016-03-20 | 2016-04-11 | High | 4 | #N/A | #N/A | #N/A | 60
Lithonia Lighting | LDN[7¦8¦9¦10]RV [27¦30¦35¦40¦50]/30 [LR¦LRW][7¦8¦9¦10]AR [LD¦LSS¦LS] [MVOLT¦120¦277] DIM[1¦10] | 2149 | Downlight Retrofit | 60.4 | 2017-12-08 | 2017-12-19 | High | 4 | #N/A | #N/A | #N/A | 60.4
Lithonia Lighting | LDN[4¦6¦7¦8¦9¦10]RV [27¦30¦35¦40¦50]/15 [LR¦LRW][4¦6¦7¦8¦9¦10]AR [LD¦LSS¦LS] [MVOLT¦120¦277] DIM[1¦10] | 1240 | Downlight Retrofit | 60.5 | 2017-12-08 | 2017-12-19 | High | 4 | #N/A | #N/A | #N/A | 60.5
R2ARM | R2ARM3[12D,27D]-UMOD[27K,30K,35K,40K][M,F]-[C2302,C2304,C2302SQ,C2304SQ][-BLK,-CLR,-PL,-WHT] | 1458 | Downlight Retrofit | 60.8 | 2015-05-01 | 2015-07-21 | High | 4 | #N/A | #N/A | #N/A | 60.8
Lithonia | LBR4 30LM [30¦35¦40¦50]K [AR¦WR¦MS] [ ¦TRW¦TRBL] LSS [MWD¦WD] [MVOLT¦347] UGZ[ ¦1] [ ¦90CRI] [ ¦ETS] [ ¦AT] [ ¦WL] | 2419 | Downlight Retrofit | 60.9 | 2020-08-01 | 2020-08-18 | High | 4 | #N/A | #N/A | #N/A | 60.9
KOK | KOK-6HVCTLR05** | 1098 | Downlight Retrofit | 61 | 2020-05-01 | 2020-06-30 | High | 4 | #N/A | #N/A | #N/A | 61
FEIT ELECTRIC | LEDG2R56HO/830(C) | 1250 | Downlight Retrofit | 61 | 2018-01-10 | 2018-01-17 | High | 4 | #N/A | #N/A | #N/A | 61
Verbatim | 98943 | 1500 | Downlight Retrofit | 61 | 2015-01-01 | 2016-07-11 | High | 4 | #N/A | #N/A | #N/A | 61
Halo | ML5612D2W930-XXX | 1200 | Downlight Retrofit | 61.5 | 2016-05-26 | 2016-05-26 | High | 4 | #N/A | #N/A | #N/A | 61.5
Royal | 8041-20-30 | 1245 | Downlight Retrofit | 61.6 | 2018-03-02 | 2019-12-19 | High | 4 | #N/A | #N/A | #N/A | 61.6
Royal | 8041-20-35 | 1245 | Downlight Retrofit | 61.6 | 2018-03-02 | 2019-12-19 | High | 4 | #N/A | #N/A | #N/A | 61.6
Royal | 8041-20-40 | 1245 | Downlight Retrofit | 61.6 | 2018-03-02 | 2019-12-19 | High | 4 | #N/A | #N/A | #N/A | 61.6
Royal | 8061-20-30 | 1245 | Downlight Retrofit | 61.6 | 2018-03-02 | 2019-12-19 | High | 4 | #N/A | #N/A | #N/A | 61.6
Royal | 8061-20-35 | 1245 | Downlight Retrofit | 61.6 | 2018-03-02 | 2019-12-19 | High | 4 | #N/A | #N/A | #N/A | 61.6
Royal | 8061-20-40 | 1245 | Downlight Retrofit | 61.6 | 2018-03-02 | 2019-12-19 | High | 4 | #N/A | #N/A | #N/A | 61.6
Royal | 8081-20-30 | 1245 | Downlight Retrofit | 61.6 | 2018-03-02 | 2019-12-19 | High | 4 | #N/A | #N/A | #N/A | 61.6
Royal | 8081-20-35 | 1245 | Downlight Retrofit | 61.6 | 2018-03-02 | 2019-12-19 | High | 4 | #N/A | #N/A | #N/A | 61.6
Royal | 8081-20-40 | 1245 | Downlight Retrofit | 61.6 | 2018-03-02 | 2019-12-19 | High | 4 | #N/A | #N/A | #N/A | 61.6
Lithonia Lighting | LDN6RV 27/30 MVOLT GZ10 HSG | 2468 | Downlight Retrofit | 61.7 | 2019-08-01 | 2019-08-14 | High | 4 | #N/A | #N/A | #N/A | 61.7
RAB | DLS0054(DSK34-6R16927120WS) | 1000 | Downlight Retrofit | 62.5 | 2020-09-04 | 2020-09-15 | High | 4 | #N/A | #N/A | #N/A | 62.5
RAB | DLS0055(DSK34-6R16930120WS) | 1000 | Downlight Retrofit | 62.5 | 2020-09-04 | 2020-09-15 | High | 4 | #N/A | #N/A | #N/A | 62.5
RAB | DLS0056(DSK34-6R16935120WS) | 1000 | Downlight Retrofit | 62.5 | 2020-09-04 | 2020-09-15 | High | 4 | #N/A | #N/A | #N/A | 62.5
RAB | DLS0057(DSK34-6R16940120WS) | 1000 | Downlight Retrofit | 62.5 | 2020-09-04 | 2020-09-15 | High | 4 | #N/A | #N/A | #N/A | 62.5
RAB | DLS0058(DSK34-6R16950120WS) | 1000 | Downlight Retrofit | 62.5 | 2020-09-04 | 2020-09-15 | High | 4 | #N/A | #N/A | #N/A | 62.5
LIGHT THE FUTURE | D526-A | 1000 | Downlight Retrofit | 62.5 | 2016-02-24 | 2016-02-19 | High | 4 | #N/A | #N/A | #N/A | 62.5
Juno | JCLR6* 20LM [27¦30¦35¦40]K 90CRI [120 FRPC¦347 ZT¦MVOLT ZT] [HZWH¦WWH] | 1719 | Downlight Retrofit | 62.5 | 2016-08-01 | 2017-02-15 | High | 4 | #N/A | #N/A | #N/A | 62.5
ConTech Lighting | RF6M327KCE-PLH | 1130 | Downlight Retrofit | 62.8 | 2017-02-28 | 2017-03-03 | High | 4 | #N/A | #N/A | #N/A | 62.8
PORTFOLIO | LDRT4B40[D010¦D010TR] EU4B304090[27¦30¦35¦40¦50] 4LB[M¦W¦S]#[LI¦MW¦WMH¦WH¦H] | 2594 | Downlight Retrofit | 62.8 | 2017-06-30 | 2017-07-10 | High | 4 | #N/A | #N/A | #N/A | 62.8
Progress Lighting | P8022-xx/yyK-AC1-L10 | 1032 | Downlight Retrofit | 62.9 | 2014-10-28 | 2016-06-20 | High | 4 | #N/A | #N/A | #N/A | 62.9
Progress Lighting | P8027-xx/yyK9-AC1-L10 | 1032 | Downlight Retrofit | 62.9 | 2014-10-28 | 2016-06-20 | High | 4 | #N/A | #N/A | #N/A | 62.9
Best Lighting | BL56LED-DMV | 1069 | Downlight Retrofit | 62.9 | 2019-01-25 | 2019-01-31 | High | 4 | #N/A | #N/A | #N/A | 62.9
Halo | ML5615LSVWFL9FS1E* | 1075 | Downlight Retrofit | 62.9 | 2022-12-15 | 2022-12-15 | High | 4 | #N/A | #N/A | #N/A | 62.9
Halo | ML5615LSVWFL9FS1E*-* | 1075 | Downlight Retrofit | 62.9 | 2022-12-15 | 2022-12-15 | High | 4 | #N/A | #N/A | #N/A | 62.9
Halo | ML5615LSVWFL9FS1E*-#* | 1075 | Downlight Retrofit | 62.9 | 2022-12-15 | 2022-12-15 | High | 4 | #N/A | #N/A | #N/A | 62.9
MAXXIMA | MRL-61900W-A | 1200 | Downlight Retrofit | 63.2 | 2016-04-10 | 2016-10-17 | High | 4 | #N/A | #N/A | #N/A | 63.2
Royal | 8061-30-27 | 1915 | Downlight Retrofit | 63.8 | 2018-03-15 | 2019-12-19 | High | 4 | #N/A | #N/A | #N/A | 63.8
Royal | 8061-30-30 | 1915 | Downlight Retrofit | 63.8 | 2018-03-15 | 2019-12-19 | High | 4 | #N/A | #N/A | #N/A | 63.8
Royal | 8061-30-35 | 1915 | Downlight Retrofit | 63.8 | 2018-03-15 | 2019-12-19 | High | 4 | #N/A | #N/A | #N/A | 63.8
Royal | 8061-30-40 | 1915 | Downlight Retrofit | 63.8 | 2018-03-15 | 2019-12-19 | High | 4 | #N/A | #N/A | #N/A | 63.8
Royal | 8081-30-30 | 1915 | Downlight Retrofit | 63.8 | 2018-03-15 | 2019-12-19 | High | 4 | #N/A | #N/A | #N/A | 63.8
Royal | 8081-30-35 | 1915 | Downlight Retrofit | 63.8 | 2018-03-15 | 2019-12-19 | High | 4 | #N/A | #N/A | #N/A | 63.8
Royal | 8081-30-40 | 1915 | Downlight Retrofit | 63.8 | 2018-03-15 | 2019-12-19 | High | 4 | #N/A | #N/A | #N/A | 63.8
Recesso by Dolan Designs | 10920-27-05 | 1150 | Downlight Retrofit | 63.9 | 2017-11-30 | 2017-12-13 | High | 4 | #N/A | #N/A | #N/A | 63.9
Portor Lighting | PT-DLR-B-6I-5C3P | 1150 | Downlight Retrofit | 63.9 | 2022-02-01 | 2022-07-19 | High | 4 | #N/A | #N/A | #N/A | 63.9
Portor Lighting | PT-DLR-S-6I-5C3P | 1150 | Downlight Retrofit | 63.9 | 2022-02-01 | 2022-07-19 | High | 4 | #N/A | #N/A | #N/A | 63.9
HLE | KDN-BA-19X-M18W-90-T (2700K) | 1150 | Downlight Retrofit | 63.9 | 2017-05-05 | 2017-05-24 | High | 4 | #N/A | #N/A | #N/A | 63.9
Westgate | RDL6-BF-27K | 1150 | Downlight Retrofit | 63.9 | 2018-07-10 | 2018-08-15 | High | 4 | #N/A | #N/A | #N/A | 63.9
Royal | 8081-40-30 | 2565 | Downlight Retrofit | 64.1 | 2018-03-02 | 2019-12-19 | High | 4 | #N/A | #N/A | #N/A | 64.1
Royal | 8081-40-40 | 2565 | Downlight Retrofit | 64.1 | 2018-03-02 | 2019-12-19 | High | 4 | #N/A | #N/A | #N/A | 64.1
Halo | PR6FS24D010 PR6M24[MD¦WD] 9FS[MW¦MMS¦BZ] | 3216 | Downlight Retrofit | 64.1 | 2019-08-23 | 2019-08-23 | High | 4 | #N/A | #N/A | #N/A | 64.1
Lithonia Lighting | LDN4[27¦30¦35¦40¦50]/15 LW[4¦6]AR LD EZ10 CRI90 | 1092 | Downlight Retrofit | 64.2 | 2020-01-01 | 2020-04-03 | High | 4 | #N/A | #N/A | #N/A | 64.2
National Specialty Lighting | LVLDL2C10-WW | 1210 | Downlight Retrofit | 64.4 | 2018-01-01 | 2016-04-17 | High | 4 | #N/A | #N/A | #N/A | 64.4
Hampton Bay | 1000860762 | 1000 | Downlight Retrofit | 64.5 | 2018-03-10 | 2018-03-09 | High | 4 | #N/A | #N/A | #N/A | 64.5
EnviroLite | EVL6041Y30 | 1025 | Downlight Retrofit | 64.5 | 2013-11-05 | 2016-05-02 | High | 4 | #N/A | #N/A | #N/A | 64.5
EnviroLite | EVL6041Y40 | 1025 | Downlight Retrofit | 64.5 | 2013-11-05 | 2016-05-02 | High | 4 | #N/A | #N/A | #N/A | 64.5
Commercial Electric | CER6041Y30 | 1025 | Downlight Retrofit | 64.5 | 2013-11-05 | 2016-05-02 | High | 4 | #N/A | #N/A | #N/A | 64.5
Progress Lighting | P8027-xx/yyK9-AC1-L10 | 1077 | Downlight Retrofit | 64.5 | 2014-02-28 | 2016-06-20 | High | 4 | #N/A | #N/A | #N/A | 64.5
ETI | 538011##(##=01-10) | 1100 | Downlight Retrofit | 64.7 | 2017-12-22 | 2018-12-10 | High | 4 | #N/A | #N/A | #N/A | 64.7
Rayon Lighting Group | RFL6-11L | 1100 | Downlight Retrofit | 64.7 | 2016-08-16 | 2016-08-15 | High | 4 | #N/A | #N/A | #N/A | 64.7
Commercial Electric | 538011##(##=01-10) | 1100 | Downlight Retrofit | 64.7 | 2017-12-22 | 2018-12-10 | High | 4 | #N/A | #N/A | #N/A | 64.7
energy efficient lighting | UTLED-8-S33W-3KWH | 2140 | Downlight Retrofit | 64.8 | 2016-06-25 | 2016-06-28 | High | 4 | #N/A | #N/A | #N/A | 64.8
energy efficient lighting | UTLED-8-S33W-4KWH | 2140 | Downlight Retrofit | 64.8 | 2016-06-25 | 2016-06-28 | High | 4 | #N/A | #N/A | #N/A | 64.8
PORTFOLIO | LDRT6B40[D010¦D010TR] EU6B305090[27¦30¦35¦40¦50] 6LB[M¦W¦N¦S]#[LI¦MW¦WMH¦WH¦H] | 2687 | Downlight Retrofit | 64.9 | 2017-06-06 | 2017-06-06 | High | 4 | #N/A | #N/A | #N/A | 64.9
LIGHT THE FUTURE | D536-90-##K | 1300 | Downlight Retrofit | 65 | 2020-01-20 | 2020-05-20 | High | 4 | #N/A | #N/A | #N/A | 65
Lithonia Lighting | LDN[4¦6¦7¦8¦9¦10]RV [27¦30¦35¦40¦50]/20 [LR¦LRW][4¦6¦7¦8¦9¦10]AR [LD¦LSS¦LS] [MVOLT¦120¦277] DIM[1¦10] | 1495 | Downlight Retrofit | 65.2 | 2017-12-08 | 2017-12-19 | High | 4 | #N/A | #N/A | #N/A | 65.2
HLE | KDY-CA-19J-M16.5W-P-90-T (2700K) | 1080 | Downlight Retrofit | 65.5 | 2017-05-05 | 2017-05-24 | High | 4 | #N/A | #N/A | #N/A | 65.5
Liteharbor | BL6-XXX | 1050 | Downlight Retrofit | 65.6 | 2022-04-12 | 2016-06-14 | High | 4 | #N/A | #N/A | #N/A | 65.6
LIGHT THE FUTURE | D526-A | 1050 | Downlight Retrofit | 65.6 | 2016-02-24 | 2016-02-19 | High | 4 | #N/A | #N/A | #N/A | 65.6
YDJ Light | LR30ND-U077-19-27 | 1250 | Downlight Retrofit | 65.8 | 2016-12-20 | 2017-01-03 | High | 4 | #N/A | #N/A | #N/A | 65.8
Nora Lighting | NOXTW-563** | 1022 | Downlight Retrofit | 65.9 | 2022-10-01 | 2022-10-11 | High | 4 | #N/A | #N/A | #N/A | 65.9
luxrite | LR23835 | 1650 | Downlight Retrofit | 66 | 2020-09-22 | 2020-08-19 | High | 4 | #N/A | #N/A | #N/A | 66
OREiN | OL0900277 | 1050 | Downlight Retrofit | 66.5 | 2021-10-14 | 2021-11-24 | High | 4 | #N/A | #N/A | #N/A | 66.5
American Lighting | AD56-5CCT-BK | 1000 | Downlight Retrofit | 66.7 | 2022-03-03 | 2022-08-30 | High | 4 | #N/A | #N/A | #N/A | 66.7
American Lighting | AD56-5CCT-WH | 1000 | Downlight Retrofit | 66.7 | 2019-12-20 | 2020-04-16 | High | 4 | #N/A | #N/A | #N/A | 66.7
American Lighting | AD56B-5CCT-WH | 1000 | Downlight Retrofit | 66.7 | 2019-12-20 | 2020-04-16 | High | 4 | #N/A | #N/A | #N/A | 66.7
American Lighting | AD56V2-30-WH | 1000 | Downlight Retrofit | 66.7 | 2019-11-20 | 2019-12-03 | High | 4 | #N/A | #N/A | #N/A | 66.7
ASD | ASD-LRKR-6D15AC-WH | 1000 | Downlight Retrofit | 66.7 | 2022-05-01 | 2022-05-18 | High | 4 | #N/A | #N/A | #N/A | 66.7
ASD | ASD-LRKS-6D15AC-WH | 1000 | Downlight Retrofit | 66.7 | 2022-05-01 | 2022-05-10 | High | 4 | #N/A | #N/A | #N/A | 66.7
ConTech Lighting | RF6L127KCE-WHT | 1000 | Downlight Retrofit | 66.7 | 2016-01-15 | 2016-01-20 | High | 4 | #N/A | #N/A | #N/A | 66.7
energy efficient lighting | FBLED-7-S15W-27KWH | 1000 | Downlight Retrofit | 66.7 | 2018-03-30 | 2018-03-28 | High | 4 | #N/A | #N/A | #N/A | 66.7
Elite Lighting Co. | RL677-1000L-DIMTR-120-27K-90-WH | 1000 | Downlight Retrofit | 66.7 | 2018-07-09 | 2018-07-18 | High | 4 | #N/A | #N/A | #N/A | 66.7
FDL | FDFM-15W-LED-3K-120V-D | 1000 | Downlight Retrofit | 66.7 | 2018-03-30 | 2018-01-29 | High | 4 | #N/A | #N/A | #N/A | 66.7
ETI | 538021##(##=01-10) | 1000 | Downlight Retrofit | 66.7 | 2017-12-22 | 2018-12-10 | High | 4 | #N/A | #N/A | #N/A | 66.7
Impulse Lighting | IL-D836-2700K | 1000 | Downlight Retrofit | 66.7 | 2018-10-10 | 2019-11-15 | High | 4 | #N/A | #N/A | #N/A | 66.7
Impulse Lighting | IL-D836-3000K | 1000 | Downlight Retrofit | 66.7 | 2018-10-10 | 2019-11-15 | High | 4 | #N/A | #N/A | #N/A | 66.7
Impulse Lighting | IL-D836-3500K | 1000 | Downlight Retrofit | 66.7 | 2018-10-10 | 2019-11-15 | High | 4 | #N/A | #N/A | #N/A | 66.7
Impulse Lighting | IL-D836-4000K | 1000 | Downlight Retrofit | 66.7 | 2018-10-10 | 2019-11-15 | High | 4 | #N/A | #N/A | #N/A | 66.7
LEDone | LOD-DL56-15W27K | 1000 | Downlight Retrofit | 66.7 | 2018-05-14 | 2018-05-16 | High | 4 | #N/A | #N/A | #N/A | 66.7
LEDone | LOD-DL6EB-15W27K | 1000 | Downlight Retrofit | 66.7 | 2018-05-14 | 2018-05-16 | High | 4 | #N/A | #N/A | #N/A | 66.7
MORRIS | 72619 | 1000 | Downlight Retrofit | 66.7 | 2019-01-14 | 2019-08-16 | High | 4 | #N/A | #N/A | #N/A | 66.7
MORRIS | 72623 | 1000 | Downlight Retrofit | 66.7 | 2018-05-14 | 2018-05-08 | High | 4 | #N/A | #N/A | #N/A | 66.7
MORRIS | 72633 | 1000 | Downlight Retrofit | 66.7 | 2019-01-14 | 2019-08-20 | High | 4 | #N/A | #N/A | #N/A | 66.7
MORRIS | 72762 | 1000 | Downlight Retrofit | 66.7 | 2022-06-30 | 2022-08-22 | High | 4 | #N/A | #N/A | #N/A | 66.7
Satco | S29772 | 1000 | Downlight Retrofit | 66.7 | 2017-12-22 | 2017-12-25 | High | 4 | #N/A | #N/A | #N/A | 66.7
Satco | S29773 | 1000 | Downlight Retrofit | 66.7 | 2017-12-22 | 2017-12-25 | High | 4 | #N/A | #N/A | #N/A | 66.7
Satco | S29770 | 1000 | Downlight Retrofit | 66.7 | 2017-12-22 | 2017-12-25 | High | 4 | #N/A | #N/A | #N/A | 66.7
Satco | S29771 | 1000 | Downlight Retrofit | 66.7 | 2017-12-22 | 2017-12-25 | High | 4 | #N/A | #N/A | #N/A | 66.7
Sarin Energy Solutions | SES-DL836-15-3000 | 1000 | Downlight Retrofit | 66.7 | 2018-06-11 | 2019-07-29 | High | 4 | #N/A | #N/A | #N/A | 66.7
Sarin Energy Solutions | SES-DL836-15-4000 | 1000 | Downlight Retrofit | 66.7 | 2018-06-11 | 2019-07-29 | High | 4 | #N/A | #N/A | #N/A | 66.7
Sarin Energy Solutions | SES-DL836-15-CCT | 1000 | Downlight Retrofit | 66.7 | 2019-01-14 | 2019-10-25 | High | 4 | #N/A | #N/A | #N/A | 66.7
Sarin Energy Solutions | SES-DLSM90-2700-15 | 1000 | Downlight Retrofit | 66.7 | 2018-07-31 | 2018-08-01 | High | 4 | #N/A | #N/A | #N/A | 66.7
Superior Life | 90898 | 1000 | Downlight Retrofit | 66.7 | 2022-06-01 | 2022-04-13 | High | 4 | #N/A | #N/A | #N/A | 66.7
Superior LifeÂ® | 90922 | 1000 | Downlight Retrofit | 66.7 | 2017-03-21 | 2017-05-23 | High | 4 | #N/A | #N/A | #N/A | 66.7
Superior LifeÂ® | 90928 | 1000 | Downlight Retrofit | 66.7 | 2017-05-22 | 2017-06-20 | High | 4 | #N/A | #N/A | #N/A | 66.7
Signcomplex | HTH6-015-AL-935K-#BD | 1000 | Downlight Retrofit | 66.7 | 2019-03-04 | 2019-03-18 | High | 4 | #N/A | #N/A | #N/A | 66.7
Signcomplex | HTH6-015-AL-935K-#D | 1000 | Downlight Retrofit | 66.7 | 2019-03-04 | 2019-03-18 | High | 4 | #N/A | #N/A | #N/A | 66.7
Signcomplex | HTL6-015-AL-927K-#*D | 1000 | Downlight Retrofit | 66.7 | 2022-03-03 | 2022-08-18 | High | 4 | #N/A | #N/A | #N/A | 66.7
Signcomplex | HML6-015-AL-5CCT-#*D | 1000 | Downlight Retrofit | 66.7 | 2022-03-03 | 2022-08-18 | High | 4 | #N/A | #N/A | #N/A | 66.7
Signcomplex | HTB6-015-AL-5CCT-#*D | 1000 | Downlight Retrofit | 66.7 | 2022-03-03 | 2022-08-18 | High | 4 | #N/A | #N/A | #N/A | 66.7
LIGHT THE FUTURE | D266-90-2700 | 1000 | Downlight Retrofit | 66.7 | 2019-01-14 | 2019-06-21 | High | 4 | #N/A | #N/A | #N/A | 66.7
Topaz Lighting | RTL/62SQ/$$/90/D | 1000 | Downlight Retrofit | 66.7 | 2016-06-28 | 2016-07-14 | High | 4 | #N/A | #N/A | #N/A | 66.7
Topaz Lighting | RTL/63SQ/$$/90/D | 1000 | Downlight Retrofit | 66.7 | 2016-06-28 | 2016-07-14 | High | 4 | #N/A | #N/A | #N/A | 66.7
Topaz Lighting | RTL/64SQ/$$/90/D | 1000 | Downlight Retrofit | 66.7 | 2016-06-28 | 2016-07-14 | High | 4 | #N/A | #N/A | #N/A | 66.7
LIGHT THE FUTURE | D534-90-##K | 1000 | Downlight Retrofit | 66.7 | 2020-01-20 | 2020-05-20 | High | 4 | #N/A | #N/A | #N/A | 66.7
LIGHT THE FUTURE | D726-CCT-90-**-* | 1000 | Downlight Retrofit | 66.7 | 2022-05-30 | 2022-04-11 | High | 4 | #N/A | #N/A | #N/A | 66.7
LIGHT THE FUTURE | D826-90-3000 | 1000 | Downlight Retrofit | 66.7 | 2018-05-04 | 2018-05-16 | High | 4 | #N/A | #N/A | #N/A | 66.7
LIGHT THE FUTURE | D826-90-3500 | 1000 | Downlight Retrofit | 66.7 | 2018-05-04 | 2018-05-16 | High | 4 | #N/A | #N/A | #N/A | 66.7
LIGHT THE FUTURE | D826-B | 1000 | Downlight Retrofit | 66.7 | 2019-01-14 | 2019-05-22 | High | 4 | #N/A | #N/A | #N/A | 66.7
LIGHT THE FUTURE | D826-S-90-2700 | 1000 | Downlight Retrofit | 66.7 | 2019-01-14 | 2019-07-09 | High | 4 | #N/A | #N/A | #N/A | 66.7
LIGHT THE FUTURE | D836-90-2700 | 1000 | Downlight Retrofit | 66.7 | 2018-05-04 | 2018-05-16 | High | 4 | #N/A | #N/A | #N/A | 66.7
LIGHT THE FUTURE | D836-90-3000 | 1000 | Downlight Retrofit | 66.7 | 2018-05-04 | 2018-05-16 | High | 4 | #N/A | #N/A | #N/A | 66.7
Commercial Electric | 538021##(##=01-10) | 1000 | Downlight Retrofit | 66.7 | 2017-12-22 | 2018-12-10 | High | 4 | #N/A | #N/A | #N/A | 66.7
LIGHT THE FUTURE | D836-90-3500 | 1000 | Downlight Retrofit | 66.7 | 2018-05-04 | 2018-05-16 | High | 4 | #N/A | #N/A | #N/A | 66.7
LIGHT THE FUTURE | D836-90-4000 | 1000 | Downlight Retrofit | 66.7 | 2018-05-04 | 2018-05-16 | High | 4 | #N/A | #N/A | #N/A | 66.7
LIGHT THE FUTURE | D836-B | 1000 | Downlight Retrofit | 66.7 | 2019-01-14 | 2019-06-17 | High | 4 | #N/A | #N/A | #N/A | 66.7
LIGHT THE FUTURE | D836-B-90-2700 | 1000 | Downlight Retrofit | 66.7 | 2019-01-14 | 2019-07-09 | High | 4 | #N/A | #N/A | #N/A | 66.7
LIGHT THE FUTURE | D836-CCT-90 | 1000 | Downlight Retrofit | 66.7 | 2019-01-14 | 2019-06-25 | High | 4 | #N/A | #N/A | #N/A | 66.7
LIGHT THE FUTURE | D836-CCT-90-**-* | 1000 | Downlight Retrofit | 66.7 | 2022-05-30 | 2022-04-11 | High | 4 | #N/A | #N/A | #N/A | 66.7
LIGHT THE FUTURE | D836-W-C-90-**-* | 1000 | Downlight Retrofit | 66.7 | 2022-09-21 | 2022-09-21 | High | 4 | #N/A | #N/A | #N/A | 66.7
LIGHT THE FUTURE | D836-W-R-90-**-* | 1000 | Downlight Retrofit | 66.7 | 2022-09-21 | 2022-09-21 | High | 4 | #N/A | #N/A | #N/A | 66.7
Commercial Electric | 538111##(##=01-10) | 1000 | Downlight Retrofit | 66.7 | 2018-07-02 | 2018-07-02 | High | 4 | #N/A | #N/A | #N/A | 66.7
LIGHT THE FUTURE | D416-N-KT-2700 | 1000 | Downlight Retrofit | 66.7 | 2017-01-03 | 2016-12-29 | High | 4 | #N/A | #N/A | #N/A | 66.7
Wen Lighting | WEN-D516-KT-2700 | 1000 | Downlight Retrofit | 66.7 | 2018-07-13 | 2018-07-13 | High | 4 | #N/A | #N/A | #N/A | 66.7
Wen Lighting | WEN-D836-90-2700 | 1000 | Downlight Retrofit | 66.7 | 2018-07-13 | 2018-07-13 | High | 4 | #N/A | #N/A | #N/A | 66.7
Wen Lighting | WEN-D836-90-3000 | 1000 | Downlight Retrofit | 66.7 | 2018-07-13 | 2018-07-13 | High | 4 | #N/A | #N/A | #N/A | 66.7
Wen Lighting | WEN-D836-90-4000 | 1000 | Downlight Retrofit | 66.7 | 2018-07-13 | 2018-07-13 | High | 4 | #N/A | #N/A | #N/A | 66.7
Elite LED Lighting | RL665-1100L-DIMTR-120-##K-90-MD-** | 1100 | Downlight Retrofit | 66.7 | 2017-07-05 | 2017-07-12 | High | 4 | #N/A | #N/A | #N/A | 66.7
Amazon Commercial | AC DL618W1200LUM830DIM6PKBX | 1200 | Downlight Retrofit | 66.7 | 2018-12-11 | 2019-09-26 | High | 4 | #N/A | #N/A | #N/A | 66.7
EiKO | DK6-18W/12.5/927-D-120-W/B | 1200 | Downlight Retrofit | 66.7 | 2018-09-17 | 2018-10-05 | High | 4 | #N/A | #N/A | #N/A | 66.7
NICOR LED | DLR565121202KWH | 1200 | Downlight Retrofit | 66.7 | 2019-03-01 | 2019-05-20 | High | 4 | #N/A | #N/A | #N/A | 66.7
NICOR LED | DLS56-3012-120-2K-** | 1200 | Downlight Retrofit | 66.7 | 2017-01-02 | 2016-10-24 | High | 4 | #N/A | #N/A | #N/A | 66.7
MaxLite | RR61827WC-L7 | 1200 | Downlight Retrofit | 66.7 | 2016-11-12 | 2016-12-04 | High | 4 | #N/A | #N/A | #N/A | 66.7
MaxLite | RR61827W-L7 | 1200 | Downlight Retrofit | 66.7 | 2016-11-12 | 2016-12-04 | High | 4 | #N/A | #N/A | #N/A | 66.7
MaxLite | RR61827W-L9 | 1200 | Downlight Retrofit | 66.7 | 2019-08-07 | 2019-09-23 | High | 4 | #N/A | #N/A | #N/A | 66.7
Verbatim | 99967 | 1200 | Downlight Retrofit | 66.7 | 2017-06-10 | 2017-06-15 | High | 4 | #N/A | #N/A | #N/A | 66.7
Green Creative | 48CDL9.5G4DIM/830/277V | 3200 | Downlight Retrofit | 66.7 | 2015-06-20 | 2016-05-31 | High | 4 | #N/A | #N/A | #N/A | 66.7
Green Creative | 48CDL9.5G4DIM/835/277V | 3200 | Downlight Retrofit | 66.7 | 2015-06-20 | 2016-05-31 | High | 4 | #N/A | #N/A | #N/A | 66.7
LIGHT THE FUTURE | D106-90-XXXX | 1000 | Downlight Retrofit | 67.1 | 2016-02-24 | 2016-02-19 | High | 4 | #N/A | #N/A | #N/A | 67.1
LEDone | LOD-DL6EB-15W30K | 1010 | Downlight Retrofit | 67.3 | 2018-05-14 | 2018-05-16 | High | 4 | #N/A | #N/A | #N/A | 67.3
Wen Lighting | WEN-D516-KT-3000 | 1010 | Downlight Retrofit | 67.3 | 2018-07-13 | 2018-07-13 | High | 4 | #N/A | #N/A | #N/A | 67.3
National Specialty Lighting | LVLDL2C10-NW | 1260 | Downlight Retrofit | 67.4 | 2018-01-01 | 2016-04-17 | High | 4 | #N/A | #N/A | #N/A | 67.4
LIGHT THE FUTURE | D416(2700K) | 1000 | Downlight Retrofit | 67.6 | 2016-02-24 | 2016-02-19 | High | 4 | #N/A | #N/A | #N/A | 67.6
LIGHT THE FUTURE | D416(3000K) | 1000 | Downlight Retrofit | 67.6 | 2016-02-24 | 2016-02-19 | High | 4 | #N/A | #N/A | #N/A | 67.6
LIGHT THE FUTURE | D416(4000K) | 1000 | Downlight Retrofit | 67.6 | 2016-02-24 | 2016-02-19 | High | 4 | #N/A | #N/A | #N/A | 67.6
LIGHT THE FUTURE | D416(5000K) | 1000 | Downlight Retrofit | 67.6 | 2016-02-24 | 2016-02-19 | High | 4 | #N/A | #N/A | #N/A | 67.6
Progress Lighting | P8022-##30K | 1170 | Downlight Retrofit | 67.6 | 2016-10-30 | 2016-11-23 | High | 4 | #N/A | #N/A | #N/A | 67.6
Nora Lighting | NOX-636##WW/12 | 1190 | Downlight Retrofit | 67.6 | 2018-05-01 | 2018-06-04 | High | 4 | #N/A | #N/A | #N/A | 67.6
HLE | F6XB05CCT15W-** | 1015 | Downlight Retrofit | 67.7 | 2022-10-31 | 2022-11-21 | High | 4 | #N/A | #N/A | #N/A | 67.7
PORTFOLIO | LDRT6B30[D010¦D010TR] EU6B305090[27¦30¦35¦40¦50] 6LB[M¦W¦N¦S]#[LI¦MW¦WMH¦WH¦H] | 1788 | Downlight Retrofit | 67.7 | 2017-06-06 | 2017-06-06 | High | 4 | #N/A | #N/A | #N/A | 67.7
OKT Lighting | C4-D27W-XXE | 1863 | Downlight Retrofit | 67.7 | 2016-06-28 | 2016-07-14 | High | 4 | #N/A | #N/A | #N/A | 67.7
OKT Lighting | C4-D27W-XXE | 1863 | Downlight Retrofit | 67.7 | 2016-06-28 | 2016-07-14 | High | 4 | #N/A | #N/A | #N/A | 67.7
Lithonia Lighting | LDN7RV [27¦30¦35¦40¦50]/50 [LR¦LRW]7AR [LD¦LSS¦LS] [MVOLT¦120¦277] DIM[1¦10] | 3747 | Downlight Retrofit | 67.7 | 2017-12-08 | 2017-12-20 | High | 4 | #N/A | #N/A | #N/A | 67.7
Lithonia Lighting | LDN[6¦7¦8¦9¦10]RV [27¦30¦35¦40¦50]/25 [LR¦LRW][6¦7¦8¦9¦10]AR [LD¦LSS¦LS] [MVOLT¦120¦277] DIM[1¦10] | 1824 | Downlight Retrofit | 67.8 | 2017-12-08 | 2017-12-19 | High | 4 | #N/A | #N/A | #N/A | 67.8
Recesso by Dolan Designs | 10900-## (2700K) | 1060 | Downlight Retrofit | 67.9 | 2017-09-30 | 2017-09-27 | High | 4 | #N/A | #N/A | #N/A | 67.9
Signcomplex | HTL6-015-AL-930K-#*D | 1020 | Downlight Retrofit | 68 | 2022-03-03 | 2022-08-18 | High | 4 | #N/A | #N/A | #N/A | 68
PORTFOLIO | LDRT6B50D010TE EU6B305090[27¦30¦35¦40¦50] 6LB[M¦W¦N¦S]#[LI¦MW¦WMH¦WH¦H] | 3871 | Downlight Retrofit | 68.3 | 2017-06-06 | 2017-06-06 | High | 4 | #N/A | #N/A | #N/A | 68.3
MAXXIMA | MRL-61900NW-A | 1300 | Downlight Retrofit | 68.4 | 2018-04-01 | 2018-04-03 | High | 4 | #N/A | #N/A | #N/A | 68.4
Lithonia Lighting | LDN6RV [35¦40¦50]/30 [LR¦LRW]6AR [LD¦LSS¦LS] [MVOLT¦120¦277] EZ[1¦10] | 2454 | Downlight Retrofit | 68.5 | 2017-10-26 | 2019-08-21 | High | 4 | #N/A | #N/A | #N/A | 68.5
Lightolier | P4R**15###WH*Z10UR | 1063 | Downlight Retrofit | 68.6 | 2019-04-01 | 2019-04-11 | High | 4 | #N/A | #N/A | #N/A | 68.6
Utilitech | DLS30-06F27D1E-WH-F1 | 1200 | Downlight Retrofit | 68.6 | 2017-12-10 | 2017-12-07 | High | 4 | #N/A | #N/A | #N/A | 68.6
Commercial Electric | CER61431S**30 | 1440 | Downlight Retrofit | 68.6 | 2017-04-01 | 2016-10-03 | High | 4 | #N/A | #N/A | #N/A | 68.6
OKT Lighting | C4-D27W-XXE | 1886 | Downlight Retrofit | 68.6 | 2016-06-28 | 2016-07-14 | High | 4 | #N/A | #N/A | #N/A | 68.6
OKT Lighting | C4-D27W-XXE | 1886 | Downlight Retrofit | 68.6 | 2016-06-28 | 2016-07-14 | High | 4 | #N/A | #N/A | #N/A | 68.6
NOXTW | NOXTW-563#WW | 1019 | Downlight Retrofit | 68.7 | 2019-10-10 | 2019-10-24 | High | 4 | #N/A | #N/A | #N/A | 68.7
LIGHT THE FUTURE | D106-6 | 1030 | Downlight Retrofit | 68.7 | 2016-05-30 | 2016-06-01 | High | 4 | #N/A | #N/A | #N/A | 68.7
LIGHT THE FUTURE | D106-6 | 1030 | Downlight Retrofit | 68.7 | 2016-05-30 | 2016-06-01 | High | 4 | #N/A | #N/A | #N/A | 68.7
LIGHT THE FUTURE | D106-6 | 1030 | Downlight Retrofit | 68.7 | 2016-05-30 | 2016-06-01 | High | 4 | #N/A | #N/A | #N/A | 68.7
LIGHT THE FUTURE | D106-6 | 1030 | Downlight Retrofit | 68.7 | 2016-05-30 | 2016-06-01 | High | 4 | #N/A | #N/A | #N/A | 68.7
LIGHT THE FUTURE | D106-6 | 1030 | Downlight Retrofit | 68.7 | 2016-05-30 | 2016-06-01 | High | 4 | #N/A | #N/A | #N/A | 68.7
LIGHT THE FUTURE | D256-XXXX | 1030 | Downlight Retrofit | 68.7 | 2016-08-29 | 2016-08-29 | High | 4 | #N/A | #N/A | #N/A | 68.7
HLE | KDY-CA-19J-M16.5W-P-90-T-27** | 1134 | Downlight Retrofit | 68.7 | 2020-10-11 | 2020-11-23 | High | 4 | #N/A | #N/A | #N/A | 68.7
Cree | SRDL6-1102700FH-12DE26-1 | 1100 | Downlight Retrofit | 68.8 | 2016-06-30 | 2016-07-12 | High | 4 | #N/A | #N/A | #N/A | 68.8
Halo | ML5615LSVWFL9FSE010* | 1100 | Downlight Retrofit | 68.8 | 2022-12-15 | 2022-12-15 | High | 4 | #N/A | #N/A | #N/A | 68.8
Halo | ML5615LSVWFL9FSE010*-* | 1100 | Downlight Retrofit | 68.8 | 2022-12-15 | 2022-12-15 | High | 4 | #N/A | #N/A | #N/A | 68.8
Halo | ML5615LSVWFL9FSE010*-#* | 1100 | Downlight Retrofit | 68.8 | 2022-12-15 | 2022-12-15 | High | 4 | #N/A | #N/A | #N/A | 68.8
LIGHT THE FUTURE | D526-A | 1100 | Downlight Retrofit | 68.8 | 2016-02-24 | 2016-02-19 | High | 4 | #N/A | #N/A | #N/A | 68.8
YOTI;ECOELER | LAC616-###***-02 | 1100 | Downlight Retrofit | 68.8 | 2020-11-01 | 2020-12-10 | High | 4 | #N/A | #N/A | #N/A | 68.8
MaxLite | RR[4¦6¦8¦9]C15U[27¦30¦35¦40¦50] | 1033 | Downlight Retrofit | 68.9 | 2018-06-05 | 2018-07-03 | High | 4 | #N/A | #N/A | #N/A | 68.9
PORTFOLIO | LDRT6B70D010TE EU6B607090[27¦30¦35¦40¦50] 6LB[M¦W¦N¦S]#[LI¦MW¦WMH¦WH¦H] | 5145 | Downlight Retrofit | 68.9 | 2017-06-06 | 2017-06-07 | High | 4 | #N/A | #N/A | #N/A | 68.9
ETI | 530811## | 1800 | Downlight Retrofit | 69.2 | 2017-01-28 | 2018-01-26 | High | 4 | #N/A | #N/A | #N/A | 69.2
ETI | 530811XX | 1800 | Downlight Retrofit | 69.2 | 2016-03-28 | 2016-03-31 | High | 4 | #N/A | #N/A | #N/A | 69.2
LEDone | LOD-DL6EB-15W40K | 1040 | Downlight Retrofit | 69.3 | 2018-05-14 | 2018-05-16 | High | 4 | #N/A | #N/A | #N/A | 69.3
Signcomplex | HTL6-015-AL-935K-#*D | 1040 | Downlight Retrofit | 69.3 | 2022-03-03 | 2022-08-18 | High | 4 | #N/A | #N/A | #N/A | 69.3
Wen Lighting | WEN-D516-KT-4000 | 1040 | Downlight Retrofit | 69.3 | 2018-07-13 | 2018-07-13 | High | 4 | #N/A | #N/A | #N/A | 69.3
OKT Lighting | C4-D27W-XXE | 1905 | Downlight Retrofit | 69.3 | 2016-06-28 | 2016-07-14 | High | 4 | #N/A | #N/A | #N/A | 69.3
OKT Lighting | C4-D27W-XXE | 1905 | Downlight Retrofit | 69.3 | 2016-06-28 | 2016-07-14 | High | 4 | #N/A | #N/A | #N/A | 69.3
Lithonia Lighting | LDN7RV [27¦30¦35¦40¦50]/40 [LR¦LRW]7AR [LD¦LSS¦LS] [MVOLT¦120¦277] DIM[1¦10] | 3014 | Downlight Retrofit | 69.3 | 2017-12-08 | 2017-12-20 | High | 4 | #N/A | #N/A | #N/A | 69.3
MAXXIMA | MRL-61900W-A | 1250 | Downlight Retrofit | 69.4 | 2019-11-04 | 2019-11-15 | High | 4 | #N/A | #N/A | #N/A | 69.4
MaxLite | RR[4¦6¦8¦9]C15U[27¦30¦35¦40¦50]Z | 1042 | Downlight Retrofit | 69.5 | 2017-12-01 | 2017-12-20 | High | 4 | #N/A | #N/A | #N/A | 69.5
MAXXIMA | MRL-61600WS | 1150 | Downlight Retrofit | 69.7 | 2018-02-09 | 2018-02-22 | High | 4 | #N/A | #N/A | #N/A | 69.7
HLE | KDN-DA-17X-M16W-90-T (2700K) | 1150 | Downlight Retrofit | 69.7 | 2017-05-05 | 2017-05-24 | High | 4 | #N/A | #N/A | #N/A | 69.7
Halo | PR6FS24D010 PR6M24[MD¦WD] 8FS[MW¦MMS¦BZ] | 3318 | Downlight Retrofit | 69.7 | 2019-08-23 | 2019-08-23 | High | 4 | #N/A | #N/A | #N/A | 69.7
Halo | HLS9129301EWH*-* | 1245 | Downlight Retrofit | 69.9 | 2022-09-05 | 2022-09-06 | High | 4 | #N/A | #N/A | #N/A | 69.9
Halo | HLS9129301EWH* | 1245 | Downlight Retrofit | 69.9 | 2022-09-05 | 2022-09-06 | High | 4 | #N/A | #N/A | #N/A | 69.9
ESL Vision | ESL-DSK-6-15W-327 | 1050 | Downlight Retrofit | 70 | 2018-02-12 | 2018-02-08 | High | 4 | #N/A | #N/A | #N/A | 70
Impulse Lighting | IL-D826-27K | 1050 | Downlight Retrofit | 70 | 2018-07-10 | 2019-10-11 | High | 4 | #N/A | #N/A | #N/A | 70
LEDone | LOD-DL6SM-15W27K | 1050 | Downlight Retrofit | 70 | 2018-05-14 | 2018-05-16 | High | 4 | #N/A | #N/A | #N/A | 70
MORRIS | 72612T | 1050 | Downlight Retrofit | 70 | 2020-01-04 | 2020-04-16 | High | 4 | #N/A | #N/A | #N/A | 70
MORRIS | 72613T | 1050 | Downlight Retrofit | 70 | 2020-01-04 | 2020-04-16 | High | 4 | #N/A | #N/A | #N/A | 70
MORRIS | 72614T | 1050 | Downlight Retrofit | 70 | 2020-01-04 | 2020-04-16 | High | 4 | #N/A | #N/A | #N/A | 70
Signcomplex | HTH6-015-AL-940K-#BD | 1050 | Downlight Retrofit | 70 | 2019-03-04 | 2019-03-18 | High | 4 | #N/A | #N/A | #N/A | 70
Signcomplex | HTH6-015-AL-940K-#D | 1050 | Downlight Retrofit | 70 | 2019-03-04 | 2019-03-18 | High | 4 | #N/A | #N/A | #N/A | 70
KILI-LED | DKA-06-15-27K | 1050 | Downlight Retrofit | 70 | 2020-01-15 | 2020-03-04 | High | 4 | #N/A | #N/A | #N/A | 70
KILI-LED | DKA-06-15-30K | 1050 | Downlight Retrofit | 70 | 2020-01-15 | 2020-03-04 | High | 4 | #N/A | #N/A | #N/A | 70
KILI-LED | DKA-06-15-40K | 1050 | Downlight Retrofit | 70 | 2020-01-15 | 2020-03-04 | High | 4 | #N/A | #N/A | #N/A | 70
KILI-LED | DKA-06-15-50K | 1050 | Downlight Retrofit | 70 | 2020-01-15 | 2020-03-04 | High | 4 | #N/A | #N/A | #N/A | 70
Signcomplex | HTL6-015-AL-940K-#*D | 1050 | Downlight Retrofit | 70 | 2022-03-03 | 2022-08-18 | High | 4 | #N/A | #N/A | #N/A | 70
KOK | KOK-6CT15##/##/##LR** | 1050 | Downlight Retrofit | 70 | 2019-01-05 | 2019-02-04 | High | 4 | #N/A | #N/A | #N/A | 70
Sunco Lighting | DL_DK56-15W-27K-#PK | 1050 | Downlight Retrofit | 70 | 2022-09-16 | 2022-10-28 | High | 4 | #N/A | #N/A | #N/A | 70
Sunco Lighting | DL_DK56-15W-3K_65K-#PK | 1050 | Downlight Retrofit | 70 | 2022-06-29 | 2022-08-08 | High | 4 | #N/A | #N/A | #N/A | 70
Sunco Lighting | DL_DK56-15W-3K_65K-#PK | 1050 | Downlight Retrofit | 70 | 2022-09-16 | 2022-10-28 | High | 4 | #N/A | #N/A | #N/A | 70
LIGHT THE FUTURE | D236-XXXX | 1050 | Downlight Retrofit | 70 | 2016-08-10 | 2016-08-09 | High | 4 | #N/A | #N/A | #N/A | 70
LIGHT THE FUTURE | D236-XXXX | 1050 | Downlight Retrofit | 70 | 2016-08-10 | 2016-08-09 | High | 4 | #N/A | #N/A | #N/A | 70
LIGHT THE FUTURE | D236-XXXX | 1050 | Downlight Retrofit | 70 | 2016-08-10 | 2016-08-09 | High | 4 | #N/A | #N/A | #N/A | 70
LIGHT THE FUTURE | D236-XXXX | 1050 | Downlight Retrofit | 70 | 2016-08-10 | 2016-08-09 | High | 4 | #N/A | #N/A | #N/A | 70
LIGHT THE FUTURE | D236-XXXX | 1050 | Downlight Retrofit | 70 | 2016-08-10 | 2016-08-09 | High | 4 | #N/A | #N/A | #N/A | 70
LIGHT THE FUTURE | D256-XXXX | 1050 | Downlight Retrofit | 70 | 2016-08-29 | 2016-08-29 | High | 4 | #N/A | #N/A | #N/A | 70
LIGHT THE FUTURE | D256-XXXX | 1050 | Downlight Retrofit | 70 | 2016-08-29 | 2016-08-29 | High | 4 | #N/A | #N/A | #N/A | 70
LIGHT THE FUTURE | D256-XXXX | 1050 | Downlight Retrofit | 70 | 2016-08-29 | 2016-08-29 | High | 4 | #N/A | #N/A | #N/A | 70
Sunlite | 87744 | 1050 | Downlight Retrofit | 70 | 2021-10-13 | 2021-10-22 | High | 4 | #N/A | #N/A | #N/A | 70
LIGHT THE FUTURE | D556-90-CCT-**-MS | 1050 | Downlight Retrofit | 70 | 2022-06-15 | 2022-06-23 | High | 4 | #N/A | #N/A | #N/A | 70
LIGHT THE FUTURE | D716-90-2700 | 1050 | Downlight Retrofit | 70 | 2018-11-13 | 2018-11-08 | High | 4 | #N/A | #N/A | #N/A | 70
LIGHT THE FUTURE | D826-80-2700 | 1050 | Downlight Retrofit | 70 | 2018-07-10 | 2018-07-10 | High | 4 | #N/A | #N/A | #N/A | 70
LIGHT THE FUTURE | D836-80-2700 | 1050 | Downlight Retrofit | 70 | 2018-07-10 | 2018-07-10 | High | 4 | #N/A | #N/A | #N/A | 70
Wen | WEN-D236-2700 | 1050 | Downlight Retrofit | 70 | 2017-06-05 | 2017-06-06 | High | 4 | #N/A | #N/A | #N/A | 70
Wen | WEN-D236-5000 | 1050 | Downlight Retrofit | 70 | 2017-06-05 | 2017-06-06 | High | 4 | #N/A | #N/A | #N/A | 70
YONGYAO | YLXDR-A2-15T-2700K | 1050 | Downlight Retrofit | 70 | 2022-01-31 | 2022-01-19 | High | 4 | #N/A | #N/A | #N/A | 70
YONGYAO | YLXDR-A2-15T-3000K | 1050 | Downlight Retrofit | 70 | 2022-01-31 | 2022-01-19 | High | 4 | #N/A | #N/A | #N/A | 70
YONGYAO | YLXDR-A2-15T-4000K | 1050 | Downlight Retrofit | 70 | 2022-01-31 | 2022-01-19 | High | 4 | #N/A | #N/A | #N/A | 70
YONGYAO | YLXDR-A2-15T-5000K | 1050 | Downlight Retrofit | 70 | 2022-01-31 | 2022-01-19 | High | 4 | #N/A | #N/A | #N/A | 70
Euri lighting | DLC-5020e | 1260 | Downlight Retrofit | 70 | 2018-06-25 | 2018-08-09 | High | 4 | #N/A | #N/A | #N/A | 70
GREENCREATIVE | 18DL6DIM/927 | 1260 | Downlight Retrofit | 70 | 2017-09-07 | 2017-09-08 | High | 4 | #N/A | #N/A | #N/A | 70
MaxLED | DLR63030 | 2800 | Downlight Retrofit | 70 | 2015-12-30 | 2016-01-11 | High | 4 | #N/A | #N/A | #N/A | 70
Lightolier | CP6RB10930W | 1113 | Downlight Retrofit | 70.4 | 2016-02-19 | 2016-02-09 | High | 4 | #N/A | #N/A | #N/A | 70.4
LIGHT THE FUTURE | D106-90-XXXX | 1050 | Downlight Retrofit | 70.5 | 2016-02-24 | 2016-02-19 | High | 4 | #N/A | #N/A | #N/A | 70.5
EATON | RL560WH12930 | 1240 | Downlight Retrofit | 70.5 | 2016-11-30 | 2016-12-14 | High | 4 | #N/A | #N/A | #N/A | 70.5
EATON | RL560WH12930R | 1240 | Downlight Retrofit | 70.5 | 2016-11-30 | 2016-12-14 | High | 4 | #N/A | #N/A | #N/A | 70.5
Halo | RL560WH12930 | 1240 | Downlight Retrofit | 70.5 | 2016-11-30 | 2016-12-14 | High | 4 | #N/A | #N/A | #N/A | 70.5
Halo | RL560WH12930R | 1240 | Downlight Retrofit | 70.5 | 2016-11-30 | 2016-12-14 | High | 4 | #N/A | #N/A | #N/A | 70.5
Lithonia | LBR4 25LM [30¦35¦40¦50]K [AR¦WR¦MS] [ ¦TRW¦TRBL] LSS [MWD¦WD] [MVOLT¦347] UGZ[ ¦1] [ ¦90CRI] [ ¦ETS] [ ¦AT] [ ¦WL] | 2143 | Downlight Retrofit | 70.5 | 2020-08-01 | 2020-08-18 | High | 4 | #N/A | #N/A | #N/A | 70.5
EiKO | RDR6-120-17W-830-120DT-WH-B | 1200 | Downlight Retrofit | 70.6 | 2020-06-09 | 2020-07-13 | High | 4 | #N/A | #N/A | #N/A | 70.6
LEDone | LOD-DL6EB-15W50K | 1060 | Downlight Retrofit | 70.7 | 2018-05-14 | 2018-05-16 | High | 4 | #N/A | #N/A | #N/A | 70.7
Signcomplex | HTH6-015-AL-950K-#BD | 1060 | Downlight Retrofit | 70.7 | 2019-03-04 | 2019-03-18 | High | 4 | #N/A | #N/A | #N/A | 70.7
Signcomplex | HTH6-015-AL-950K-#D | 1060 | Downlight Retrofit | 70.7 | 2019-03-04 | 2019-03-18 | High | 4 | #N/A | #N/A | #N/A | 70.7
Wen Lighting | WEN-D516-KT-5000 | 1060 | Downlight Retrofit | 70.7 | 2018-07-13 | 2018-07-13 | High | 4 | #N/A | #N/A | #N/A | 70.7
US Green Lighting | L/DL6/14/XU/827/TJ02 | 1050 | Downlight Retrofit | 70.9 | 2018-03-10 | 2018-04-03 | High | 4 | #N/A | #N/A | #N/A | 70.9
LIGHT THE FUTURE | D616(2700K) | 1050 | Downlight Retrofit | 70.9 | 2016-10-25 | 2016-12-12 | High | 4 | #N/A | #N/A | #N/A | 70.9
Lithonia | LBR4 20LM [30¦35¦40¦50]K [AR¦WR¦MS] [ ¦TRW¦TRBL] LSS [MWD¦WD] [MVOLT¦347] UGZ[ ¦1] [ ¦90CRI] [ ¦ETS] [ ¦AT] [ ¦WL] | 1756 | Downlight Retrofit | 70.9 | 2020-08-01 | 2020-08-18 | High | 4 | #N/A | #N/A | #N/A | 70.9
EATON | RL560WH12927 | 1230 | Downlight Retrofit | 71.1 | 2016-11-30 | 2016-12-14 | High | 4 | #N/A | #N/A | #N/A | 71.1
EATON | RL560WH12927R | 1230 | Downlight Retrofit | 71.1 | 2016-11-30 | 2016-12-14 | High | 4 | #N/A | #N/A | #N/A | 71.1
Halo | RL560WH12927 | 1230 | Downlight Retrofit | 71.1 | 2016-11-30 | 2016-12-14 | High | 4 | #N/A | #N/A | #N/A | 71.1
Halo | RL560WH12927R | 1230 | Downlight Retrofit | 71.1 | 2016-11-30 | 2016-12-14 | High | 4 | #N/A | #N/A | #N/A | 71.1
KILI-LED | DLA-06-15-5CT | 1070 | Downlight Retrofit | 71.3 | 2022-07-01 | 2022-07-06 | High | 4 | #N/A | #N/A | #N/A | 71.3
Lightolier | P4R**20###WH*LUR | 1476 | Downlight Retrofit | 71.3 | 2019-04-01 | 2019-04-11 | High | 4 | #N/A | #N/A | #N/A | 71.3
Lightolier | P4R**20###WH*Z10UR | 1476 | Downlight Retrofit | 71.3 | 2019-04-01 | 2019-04-11 | High | 4 | #N/A | #N/A | #N/A | 71.3
ELCO LIGHTING | EL6##* | 1000 | Downlight Retrofit | 71.4 | 2017-03-31 | 2017-05-22 | High | 4 | #N/A | #N/A | #N/A | 71.4
Elite LED | RL670-1000L-DIMTR-120-27K-90-W-WH | 1000 | Downlight Retrofit | 71.4 | 2016-04-20 | 2016-06-13 | High | 4 | #N/A | #N/A | #N/A | 71.4
ETI | 538021## | 1000 | Downlight Retrofit | 71.4 | 2019-05-20 | 2019-07-09 | High | 4 | #N/A | #N/A | #N/A | 71.4
MegaLight | LDL601450 | 1000 | Downlight Retrofit | 71.4 | 2020-02-25 | 2020-03-06 | High | 4 | #N/A | #N/A | #N/A | 71.4
MW LED | MW-D06M01-D-27E | 1000 | Downlight Retrofit | 71.4 | 2015-09-30 | 2015-09-30 | High | 4 | #N/A | #N/A | #N/A | 71.4
MegaLight | LDL601427 | 1000 | Downlight Retrofit | 71.4 | 2020-02-25 | 2020-03-06 | High | 4 | #N/A | #N/A | #N/A | 71.4
MegaLight | LDL601430 | 1000 | Downlight Retrofit | 71.4 | 2020-02-25 | 2020-03-06 | High | 4 | #N/A | #N/A | #N/A | 71.4
MegaLight | LDL601435 | 1000 | Downlight Retrofit | 71.4 | 2020-02-25 | 2020-03-06 | High | 4 | #N/A | #N/A | #N/A | 71.4
MegaLight | LDL601440 | 1000 | Downlight Retrofit | 71.4 | 2020-02-25 | 2020-03-06 | High | 4 | #N/A | #N/A | #N/A | 71.4
Sunlite | 88996-SU | 1000 | Downlight Retrofit | 71.4 | 2018-04-27 | 2018-05-01 | High | 4 | #N/A | #N/A | #N/A | 71.4
Sunlite | 88997-SU | 1000 | Downlight Retrofit | 71.4 | 2018-04-27 | 2018-05-01 | High | 4 | #N/A | #N/A | #N/A | 71.4
Sunlite | 88998-SU | 1000 | Downlight Retrofit | 71.4 | 2018-04-27 | 2018-05-01 | High | 4 | #N/A | #N/A | #N/A | 71.4
Commercial Electric | 538021## | 1000 | Downlight Retrofit | 71.4 | 2019-05-20 | 2019-07-02 | High | 4 | #N/A | #N/A | #N/A | 71.4
Halo | HLSMS9129301EWH* | 1265 | Downlight Retrofit | 71.5 | 2022-09-05 | 2022-09-06 | High | 4 | #N/A | #N/A | #N/A | 71.5
Halo | HLSMS9129301EWH*-* | 1265 | Downlight Retrofit | 71.5 | 2022-09-05 | 2022-09-06 | High | 4 | #N/A | #N/A | #N/A | 71.5
Juno | 6RLS [ ¦G2] 10LM [27¦30]K 90CRI 120 FRPC WH | 1072 | Downlight Retrofit | 71.9 | 2018-01-01 | 2018-04-24 | High | 4 | #N/A | #N/A | #N/A | 71.9
LIGHT THE FUTURE | D526-A | 1150 | Downlight Retrofit | 71.9 | 2016-02-24 | 2016-02-19 | High | 4 | #N/A | #N/A | #N/A | 71.9
Halo | HLS9129401EWH* | 1295 | Downlight Retrofit | 71.9 | 2022-09-05 | 2022-09-06 | High | 4 | #N/A | #N/A | #N/A | 71.9
Halo | HLS9129401EWH*-* | 1295 | Downlight Retrofit | 71.9 | 2022-09-05 | 2022-09-06 | High | 4 | #N/A | #N/A | #N/A | 71.9
Green Creative | CLK6HO/927/DIM120V | 1080 | Downlight Retrofit | 72 | 2019-10-05 | 2019-10-10 | High | 4 | #N/A | #N/A | #N/A | 72
Topaz Lighting | RTL/623$$/90/D | 1155 | Downlight Retrofit | 72.2 | 2016-06-28 | 2016-07-14 | High | 4 | #N/A | #N/A | #N/A | 72.2
Topaz Lighting | RTL/633$$/90/D | 1155 | Downlight Retrofit | 72.2 | 2016-06-28 | 2016-07-14 | High | 4 | #N/A | #N/A | #N/A | 72.2
Topaz Lighting | RTL/643$$/90/D | 1155 | Downlight Retrofit | 72.2 | 2016-06-28 | 2016-07-14 | High | 4 | #N/A | #N/A | #N/A | 72.2
ETI | 531791XX | 1300 | Downlight Retrofit | 72.2 | 2016-04-07 | 2016-04-17 | High | 4 | #N/A | #N/A | #N/A | 72.2
ETI | 531791XX | 1300 | Downlight Retrofit | 72.2 | 2016-04-07 | 2016-04-17 | High | 4 | #N/A | #N/A | #N/A | 72.2
ETI | 531791XX | 1300 | Downlight Retrofit | 72.2 | 2016-04-07 | 2016-04-17 | High | 4 | #N/A | #N/A | #N/A | 72.2
ETI | 531791XX | 1300 | Downlight Retrofit | 72.2 | 2016-04-07 | 2016-04-17 | High | 4 | #N/A | #N/A | #N/A | 72.2
MAXXIMA | MCL-6091800W | 1300 | Downlight Retrofit | 72.2 | 2018-08-22 | 2018-08-21 | High | 4 | #N/A | #N/A | #N/A | 72.2
Stanpro | CRK-9-27-1 | 1300 | Downlight Retrofit | 72.2 | 2020-04-01 | 2020-04-14 | High | 4 | #N/A | #N/A | #N/A | 72.2
Stanpro | CRK-9-30-1 | 1300 | Downlight Retrofit | 72.2 | 2020-04-01 | 2020-04-14 | High | 4 | #N/A | #N/A | #N/A | 72.2
Stanpro | CRK-9-35-1 | 1300 | Downlight Retrofit | 72.2 | 2020-04-01 | 2020-04-14 | High | 4 | #N/A | #N/A | #N/A | 72.2
Stanpro | CRK-9-40-1 | 1300 | Downlight Retrofit | 72.2 | 2020-04-01 | 2020-04-14 | High | 4 | #N/A | #N/A | #N/A | 72.2
Stanpro | CRK-9-50-1 | 1300 | Downlight Retrofit | 72.2 | 2020-04-01 | 2020-04-14 | High | 4 | #N/A | #N/A | #N/A | 72.2
Elite Lighting | HHJ4-LED-1200L-DIM10-[120,277]V-[N,M,W]D-[27,30,35,40,50]K-90 | 1207 | Downlight Retrofit | 72.3 | 2016-09-21 | 2016-12-20 | High | 4 | #N/A | #N/A | #N/A | 72.3
EATON | RL560WH12935 | 1280 | Downlight Retrofit | 72.3 | 2016-11-30 | 2016-12-14 | High | 4 | #N/A | #N/A | #N/A | 72.3
EATON | RL560WH12935R | 1280 | Downlight Retrofit | 72.3 | 2016-11-30 | 2016-12-14 | High | 4 | #N/A | #N/A | #N/A | 72.3
Halo | RL560WH12935 | 1280 | Downlight Retrofit | 72.3 | 2016-11-30 | 2016-12-14 | High | 4 | #N/A | #N/A | #N/A | 72.3
Halo | RL560WH12935R | 1280 | Downlight Retrofit | 72.3 | 2016-11-30 | 2016-12-14 | High | 4 | #N/A | #N/A | #N/A | 72.3
Lightolier | P6R**25###WH*LUR | 1815 | Downlight Retrofit | 72.6 | 2019-04-01 | 2019-04-11 | High | 4 | #N/A | #N/A | #N/A | 72.6
Lightolier | P6R**25###WH*Z10UR | 1815 | Downlight Retrofit | 72.6 | 2019-04-01 | 2019-04-11 | High | 4 | #N/A | #N/A | #N/A | 72.6
Elite Lighting | HHJ4-LED-2000L-DIM10-[120,277]V-[N,M,W]D-[27,30,35,40,50]K-80 | 1959 | Downlight Retrofit | 72.6 | 2016-09-21 | 2016-12-23 | High | 4 | #N/A | #N/A | #N/A | 72.6
MaxLED | DLR62040 | 2141 | Downlight Retrofit | 72.6 | 2015-12-30 | 2016-01-11 | High | 4 | #N/A | #N/A | #N/A | 72.6
Sarin Energy Solutions | SES-DLSM90-4000-15 | 1090 | Downlight Retrofit | 72.7 | 2018-07-31 | 2018-08-01 | High | 4 | #N/A | #N/A | #N/A | 72.7
EnviroLite | EVL6041B**27 | 1115 | Downlight Retrofit | 72.7 | 2017-06-01 | 2017-05-16 | High | 4 | #N/A | #N/A | #N/A | 72.7
Designers Fountain | MS6WHWH9B1030 | 1115 | Downlight Retrofit | 72.7 | 2017-06-01 | 2017-05-16 | High | 4 | #N/A | #N/A | #N/A | 72.7
Commercial Electric | CER6041B**27 | 1115 | Downlight Retrofit | 72.7 | 2017-06-01 | 2017-05-16 | High | 4 | #N/A | #N/A | #N/A | 72.7
NLCB2 | NLCB2-6512027HZW | 2054 | Downlight Retrofit | 72.7 | 2019-06-28 | 2019-07-02 | High | 4 | #N/A | #N/A | #N/A | 72.7
Nora Lighting | NOX-5631##WW/12 | 1250 | Downlight Retrofit | 72.8 | 2018-05-01 | 2018-06-04 | High | 4 | #N/A | #N/A | #N/A | 72.8
Halo | HLS9129501EWH* | 1310 | Downlight Retrofit | 72.8 | 2022-09-05 | 2022-09-06 | High | 4 | #N/A | #N/A | #N/A | 72.8
Halo | HLS9129501EWH*-* | 1310 | Downlight Retrofit | 72.8 | 2022-09-05 | 2022-09-06 | High | 4 | #N/A | #N/A | #N/A | 72.8
Impulse Lighting | IL-D536-2700K | 1455 | Downlight Retrofit | 72.8 | 2018-07-10 | 2019-10-15 | High | 4 | #N/A | #N/A | #N/A | 72.8
MORRIS | 72659 | 1455 | Downlight Retrofit | 72.8 | 2018-08-13 | 2018-08-10 | High | 4 | #N/A | #N/A | #N/A | 72.8
PORTFOLIO | LDRT6B60D010TE EU6B607090[27¦30¦35¦40¦50] 6LB[M¦W¦N¦S]#[LI¦MW¦WMH¦WH¦H] | 4341 | Downlight Retrofit | 73 | 2017-06-06 | 2017-06-06 | High | 4 | #N/A | #N/A | #N/A | 73
ASD | ASD-LRK-GBR-6D15AC-WH | 1100 | Downlight Retrofit | 73.3 | 2022-05-01 | 2022-05-10 | High | 4 | #N/A | #N/A | #N/A | 73.3
CREE, Inc. | DRDL6-11027009-12DE26-1C100 | 1100 | Downlight Retrofit | 73.3 | 2015-02-01 | 2017-02-23 | High | 4 | #N/A | #N/A | #N/A | 73.3
ESL Vision | ESL-DSK-6-15W-330 | 1100 | Downlight Retrofit | 73.3 | 2018-02-12 | 2018-02-08 | High | 4 | #N/A | #N/A | #N/A | 73.3
Elite Lighting | REL437-1100L-DIMTR-120-30K-90-W-WH | 1100 | Downlight Retrofit | 73.3 | 2016-10-30 | 2016-11-01 | High | 4 | #N/A | #N/A | #N/A | 73.3
ESL Vision | ESL-ODSK-6-15W-227-DA-**-RF | 1100 | Downlight Retrofit | 73.3 | 2021-04-26 | 2021-03-15 | High | 4 | #N/A | #N/A | #N/A | 73.3
ESL Vision | ESL-ODSK-6-15W-230-DA-**-RF | 1100 | Downlight Retrofit | 73.3 | 2021-04-26 | 2021-03-15 | High | 4 | #N/A | #N/A | #N/A | 73.3
ESL Vision | ESL-ODSK-6-15W-235-DA-**-RF | 1100 | Downlight Retrofit | 73.3 | 2021-04-26 | 2021-03-15 | High | 4 | #N/A | #N/A | #N/A | 73.3
ESL Vision | ESL-ODSK-6-15W-240-DA-**-RF | 1100 | Downlight Retrofit | 73.3 | 2021-04-26 | 2021-03-15 | High | 4 | #N/A | #N/A | #N/A | 73.3
ESL Vision | ESL-ODSK-6-15W-250-DA-**-RF | 1100 | Downlight Retrofit | 73.3 | 2021-04-26 | 2021-03-15 | High | 4 | #N/A | #N/A | #N/A | 73.3
Elitco Lighting by Elegant | RN61527RF | 1100 | Downlight Retrofit | 73.3 | 2017-09-05 | 2017-09-28 | High | 4 | #N/A | #N/A | #N/A | 73.3
Earthtronics | DK011100306 | 1100 | Downlight Retrofit | 73.3 | 2017-01-01 | 2017-11-23 | High | 4 | #N/A | #N/A | #N/A | 73.3
Globalux Lighting | LRT2-S-6-15-120D-MCT-WH | 1100 | Downlight Retrofit | 73.3 | 2022-12-09 | 2022-12-09 | High | 4 | #N/A | #N/A | #N/A | 73.3
ETI | 538011## | 1100 | Downlight Retrofit | 73.3 | 2019-05-20 | 2019-07-09 | High | 4 | #N/A | #N/A | #N/A | 73.3
Impulse Lighting | IL-D826-30K | 1100 | Downlight Retrofit | 73.3 | 2018-07-10 | 2019-10-11 | High | 4 | #N/A | #N/A | #N/A | 73.3
Impulse Lighting | IL-D836-5000K | 1100 | Downlight Retrofit | 73.3 | 2018-10-10 | 2019-11-15 | High | 4 | #N/A | #N/A | #N/A | 73.3
LEDone | LOD-DL56G-15WD50K | 1100 | Downlight Retrofit | 73.3 | 2017-08-03 | 2017-08-04 | High | 4 | #N/A | #N/A | #N/A | 73.3
MORRIS | 72601 | 1100 | Downlight Retrofit | 73.3 | 2016-11-04 | 2017-06-28 | High | 4 | #N/A | #N/A | #N/A | 73.3
MORRIS | 72602 | 1100 | Downlight Retrofit | 73.3 | 2016-11-04 | 2017-06-28 | High | 4 | #N/A | #N/A | #N/A | 73.3
MORRIS | 72603 | 1100 | Downlight Retrofit | 73.3 | 2016-11-04 | 2017-06-28 | High | 4 | #N/A | #N/A | #N/A | 73.3
MORRIS | 72609 | 1100 | Downlight Retrofit | 73.3 | 2016-11-04 | 2017-06-28 | High | 4 | #N/A | #N/A | #N/A | 73.3
MORRIS | 72610 | 1100 | Downlight Retrofit | 73.3 | 2016-11-04 | 2017-06-28 | High | 4 | #N/A | #N/A | #N/A | 73.3
MORRIS | 72611 | 1100 | Downlight Retrofit | 73.3 | 2016-11-04 | 2017-06-28 | High | 4 | #N/A | #N/A | #N/A | 73.3
MORRIS | 72612 | 1100 | Downlight Retrofit | 73.3 | 2018-04-27 | 2018-04-25 | High | 4 | #N/A | #N/A | #N/A | 73.3
MORRIS | 72613 | 1100 | Downlight Retrofit | 73.3 | 2018-04-27 | 2018-04-25 | High | 4 | #N/A | #N/A | #N/A | 73.3
MORRIS | 72614 | 1100 | Downlight Retrofit | 73.3 | 2018-04-27 | 2018-04-25 | High | 4 | #N/A | #N/A | #N/A | 73.3
MORRIS | 72764 | 1100 | Downlight Retrofit | 73.3 | 2022-06-30 | 2022-09-08 | High | 4 | #N/A | #N/A | #N/A | 73.3
Solna | 8561 | 1100 | Downlight Retrofit | 73.3 | 2016-01-07 | 2016-03-23 | High | 4 | #N/A | #N/A | #N/A | 73.3
Sarin Energy Solutions | SES-DL836-15-5000 | 1100 | Downlight Retrofit | 73.3 | 2018-06-11 | 2019-07-29 | High | 4 | #N/A | #N/A | #N/A | 73.3
Sarin Energy Solutions | SES-DLSM90-5000-15 | 1100 | Downlight Retrofit | 73.3 | 2018-07-31 | 2018-08-01 | High | 4 | #N/A | #N/A | #N/A | 73.3
NaturaLED | LED6RL15-110L927 | 1100 | Downlight Retrofit | 73.3 | 2017-07-25 | 2017-07-27 | High | 4 | #N/A | #N/A | #N/A | 73.3
KILI-LED | DLA-06-15-30K | 1100 | Downlight Retrofit | 73.3 | 2020-01-15 | 2020-03-04 | High | 4 | #N/A | #N/A | #N/A | 73.3
Signcomplex | HTL6-015-AL-950K-#*D | 1100 | Downlight Retrofit | 73.3 | 2022-03-03 | 2022-08-18 | High | 4 | #N/A | #N/A | #N/A | 73.3
KILI-LED | DLA-06-15-40K | 1100 | Downlight Retrofit | 73.3 | 2020-01-15 | 2020-03-04 | High | 4 | #N/A | #N/A | #N/A | 73.3
KILI-LED | DLA-06-15-50K | 1100 | Downlight Retrofit | 73.3 | 2020-01-15 | 2020-03-04 | High | 4 | #N/A | #N/A | #N/A | 73.3
90+ LIGHTING | SE-350.063 | 1100 | Downlight Retrofit | 73.3 | 2018-09-02 | 2018-09-05 | High | 4 | #N/A | #N/A | #N/A | 73.3
HOMI | HM05-DL06-15W120-30K-*RA | 1100 | Downlight Retrofit | 73.3 | 2019-08-02 | 2019-08-07 | High | 4 | #N/A | #N/A | #N/A | 73.3
LIGHT THE FUTURE | D206-90-2700-* | 1100 | Downlight Retrofit | 73.3 | 2020-01-04 | 2020-03-11 | High | 4 | #N/A | #N/A | #N/A | 73.3
LIGHT THE FUTURE | D206-90-3000-* | 1100 | Downlight Retrofit | 73.3 | 2020-01-04 | 2020-03-11 | High | 4 | #N/A | #N/A | #N/A | 73.3
LIGHT THE FUTURE | D206-90-3500-* | 1100 | Downlight Retrofit | 73.3 | 2020-01-04 | 2020-03-11 | High | 4 | #N/A | #N/A | #N/A | 73.3
LIGHT THE FUTURE | D206-90-4000-* | 1100 | Downlight Retrofit | 73.3 | 2020-01-04 | 2020-03-11 | High | 4 | #N/A | #N/A | #N/A | 73.3
LIGHT THE FUTURE | D206-90-5000-* | 1100 | Downlight Retrofit | 73.3 | 2020-01-04 | 2020-03-11 | High | 4 | #N/A | #N/A | #N/A | 73.3
LIGHT THE FUTURE | D2111-15W-90-2700-* | 1100 | Downlight Retrofit | 73.3 | 2020-01-04 | 2020-03-09 | High | 4 | #N/A | #N/A | #N/A | 73.3
LIGHT THE FUTURE | D2111-15W-90-3000-* | 1100 | Downlight Retrofit | 73.3 | 2020-01-04 | 2020-03-09 | High | 4 | #N/A | #N/A | #N/A | 73.3
LIGHT THE FUTURE | D2111-15W-90-3500-* | 1100 | Downlight Retrofit | 73.3 | 2020-01-04 | 2020-03-09 | High | 4 | #N/A | #N/A | #N/A | 73.3
LIGHT THE FUTURE | D2111-15W-90-4000-* | 1100 | Downlight Retrofit | 73.3 | 2020-01-04 | 2020-03-09 | High | 4 | #N/A | #N/A | #N/A | 73.3
LIGHT THE FUTURE | D2111-15W-90-5000-* | 1100 | Downlight Retrofit | 73.3 | 2020-01-04 | 2020-03-09 | High | 4 | #N/A | #N/A | #N/A | 73.3
LIGHT THE FUTURE | D218-15W-90-2700-* | 1100 | Downlight Retrofit | 73.3 | 2020-01-04 | 2020-03-06 | High | 4 | #N/A | #N/A | #N/A | 73.3
LIGHT THE FUTURE | D218-15W-90-3000-* | 1100 | Downlight Retrofit | 73.3 | 2020-01-04 | 2020-03-06 | High | 4 | #N/A | #N/A | #N/A | 73.3
LIGHT THE FUTURE | D218-15W-90-3500-* | 1100 | Downlight Retrofit | 73.3 | 2020-01-04 | 2020-03-06 | High | 4 | #N/A | #N/A | #N/A | 73.3
LIGHT THE FUTURE | D218-15W-90-4000-* | 1100 | Downlight Retrofit | 73.3 | 2020-01-04 | 2020-03-06 | High | 4 | #N/A | #N/A | #N/A | 73.3
LIGHT THE FUTURE | D218-15W-90-5000-* | 1100 | Downlight Retrofit | 73.3 | 2020-01-04 | 2020-03-06 | High | 4 | #N/A | #N/A | #N/A | 73.3
LIGHT THE FUTURE | D236D-90-CCT-** | 1100 | Downlight Retrofit | 73.3 | 2022-06-15 | 2022-06-23 | High | 4 | #N/A | #N/A | #N/A | 73.3
LIGHT THE FUTURE | D256-XXXX | 1100 | Downlight Retrofit | 73.3 | 2016-08-29 | 2016-08-29 | High | 4 | #N/A | #N/A | #N/A | 73.3
Sunlite | 87791 | 1100 | Downlight Retrofit | 73.3 | 2021-10-13 | 2021-10-13 | High | 4 | #N/A | #N/A | #N/A | 73.3
Sunlite | 87793 | 1100 | Downlight Retrofit | 73.3 | 2021-10-13 | 2021-10-13 | High | 4 | #N/A | #N/A | #N/A | 73.3
LIGHT THE FUTURE | D228-15W-90-2700-** | 1100 | Downlight Retrofit | 73.3 | 2021-03-22 | 2021-03-16 | High | 4 | #N/A | #N/A | #N/A | 73.3
LIGHT THE FUTURE | D228-15W-90-3000-** | 1100 | Downlight Retrofit | 73.3 | 2021-03-22 | 2021-03-16 | High | 4 | #N/A | #N/A | #N/A | 73.3
LIGHT THE FUTURE | D228-15W-90-3500-** | 1100 | Downlight Retrofit | 73.3 | 2021-03-22 | 2021-03-16 | High | 4 | #N/A | #N/A | #N/A | 73.3
LIGHT THE FUTURE | D228-15W-90-4000-** | 1100 | Downlight Retrofit | 73.3 | 2021-03-22 | 2021-03-16 | High | 4 | #N/A | #N/A | #N/A | 73.3
LIGHT THE FUTURE | D228-15W-90-5000-** | 1100 | Downlight Retrofit | 73.3 | 2021-03-22 | 2021-03-16 | High | 4 | #N/A | #N/A | #N/A | 73.3
Stanpro | RDL6R-15A-5CWH | 1100 | Downlight Retrofit | 73.3 | 2022-03-07 | 2022-04-01 | High | 4 | #N/A | #N/A | #N/A | 73.3
LIGHT THE FUTURE | D556-90-2700-** | 1100 | Downlight Retrofit | 73.3 | 2021-03-21 | 2021-03-15 | High | 4 | #N/A | #N/A | #N/A | 73.3
LIGHT THE FUTURE | D556-90-3000-** | 1100 | Downlight Retrofit | 73.3 | 2021-03-21 | 2021-03-15 | High | 4 | #N/A | #N/A | #N/A | 73.3
LIGHT THE FUTURE | D556-90-3500-** | 1100 | Downlight Retrofit | 73.3 | 2021-03-21 | 2021-03-15 | High | 4 | #N/A | #N/A | #N/A | 73.3
LIGHT THE FUTURE | D556-90-4000-** | 1100 | Downlight Retrofit | 73.3 | 2021-03-21 | 2021-03-15 | High | 4 | #N/A | #N/A | #N/A | 73.3
LIGHT THE FUTURE | D556-90-5000-** | 1100 | Downlight Retrofit | 73.3 | 2021-03-21 | 2021-03-15 | High | 4 | #N/A | #N/A | #N/A | 73.3
LIGHT THE FUTURE | D556-90-CCT-** | 1100 | Downlight Retrofit | 73.3 | 2021-03-22 | 2021-03-15 | High | 4 | #N/A | #N/A | #N/A | 73.3
LIGHT THE FUTURE | D556-90-CCT-**-NMS | 1100 | Downlight Retrofit | 73.3 | 2022-06-15 | 2022-06-09 | High | 4 | #N/A | #N/A | #N/A | 73.3
LIGHT THE FUTURE | D566-90-2700-** | 1100 | Downlight Retrofit | 73.3 | 2021-03-22 | 2021-03-17 | High | 4 | #N/A | #N/A | #N/A | 73.3
LIGHT THE FUTURE | D566-90-3000-** | 1100 | Downlight Retrofit | 73.3 | 2021-03-22 | 2021-03-17 | High | 4 | #N/A | #N/A | #N/A | 73.3
LIGHT THE FUTURE | D566-90-3500-** | 1100 | Downlight Retrofit | 73.3 | 2021-03-22 | 2021-03-17 | High | 4 | #N/A | #N/A | #N/A | 73.3
LIGHT THE FUTURE | D566-90-4000-** | 1100 | Downlight Retrofit | 73.3 | 2021-03-22 | 2021-03-17 | High | 4 | #N/A | #N/A | #N/A | 73.3
LIGHT THE FUTURE | D566-90-5000-** | 1100 | Downlight Retrofit | 73.3 | 2021-03-22 | 2021-03-17 | High | 4 | #N/A | #N/A | #N/A | 73.3
LIGHT THE FUTURE | D716-90-3000 | 1100 | Downlight Retrofit | 73.3 | 2018-11-13 | 2018-11-08 | High | 4 | #N/A | #N/A | #N/A | 73.3
LIGHT THE FUTURE | D716-CCT-90-WH,D716-CCT-90-BL,D716-CCT-90-BR, D716-CCT-90-NI | 1100 | Downlight Retrofit | 73.3 | 2020-01-20 | 2020-05-12 | High | 4 | #N/A | #N/A | #N/A | 73.3
LIGHT THE FUTURE | D726-CCT-90-WH,D726-CCT-90-BL, D726-CCT-90-BR, D726-CCT-90-NI | 1100 | Downlight Retrofit | 73.3 | 2020-01-20 | 2020-05-18 | High | 4 | #N/A | #N/A | #N/A | 73.3
LIGHT THE FUTURE | D746-CCT-90-** | 1100 | Downlight Retrofit | 73.3 | 2021-03-26 | 2021-03-20 | High | 4 | #N/A | #N/A | #N/A | 73.3
LIGHT THE FUTURE | D826-80-3000 | 1100 | Downlight Retrofit | 73.3 | 2018-07-10 | 2018-07-10 | High | 4 | #N/A | #N/A | #N/A | 73.3
LIGHT THE FUTURE | D826-90-4000 | 1100 | Downlight Retrofit | 73.3 | 2018-05-04 | 2018-05-16 | High | 4 | #N/A | #N/A | #N/A | 73.3
LIGHT THE FUTURE | D826-90-5000 | 1100 | Downlight Retrofit | 73.3 | 2018-05-04 | 2018-05-16 | High | 4 | #N/A | #N/A | #N/A | 73.3
LIGHT THE FUTURE | D826-CCT-90-WH,D826-CCT-90-NI, D826-CCT-90-BR, D826-CCT-90-BL | 1100 | Downlight Retrofit | 73.3 | 2020-01-20 | 2020-05-18 | High | 4 | #N/A | #N/A | #N/A | 73.3
LIGHT THE FUTURE | D826-S-90-4000 | 1100 | Downlight Retrofit | 73.3 | 2019-01-14 | 2019-07-09 | High | 4 | #N/A | #N/A | #N/A | 73.3
LIGHT THE FUTURE | D836-80-3000 | 1100 | Downlight Retrofit | 73.3 | 2018-07-10 | 2018-07-10 | High | 4 | #N/A | #N/A | #N/A | 73.3
Commercial Electric | 538011## | 1100 | Downlight Retrofit | 73.3 | 2019-05-20 | 2019-07-02 | High | 4 | #N/A | #N/A | #N/A | 73.3
Commercial Electric | 538011##-B(##=00-99) | 1100 | Downlight Retrofit | 73.3 | 2021-10-28 | 2021-11-17 | High | 4 | #N/A | #N/A | #N/A | 73.3
LIGHT THE FUTURE | D836-90-5000 | 1100 | Downlight Retrofit | 73.3 | 2018-05-04 | 2018-05-16 | High | 4 | #N/A | #N/A | #N/A | 73.3
LIGHT THE FUTURE | D836-B-90-4000 | 1100 | Downlight Retrofit | 73.3 | 2019-01-14 | 2019-07-09 | High | 4 | #N/A | #N/A | #N/A | 73.3
LIGHT THE FUTURE | D516-KT-CCT-90-** | 1100 | Downlight Retrofit | 73.3 | 2021-12-30 | 2022-02-11 | High | 4 | #N/A | #N/A | #N/A | 73.3
Westinghouse | 31055 | 1100 | Downlight Retrofit | 73.3 | 2017-05-07 | 2017-05-08 | High | 4 | #N/A | #N/A | #N/A | 73.3
Westinghouse | 31056 | 1100 | Downlight Retrofit | 73.3 | 2017-05-07 | 2017-05-08 | High | 4 | #N/A | #N/A | #N/A | 73.3
Wen | WEN-D236-3000 | 1100 | Downlight Retrofit | 73.3 | 2017-06-05 | 2017-06-06 | High | 4 | #N/A | #N/A | #N/A | 73.3
Wen Lighting | WEN-D836-90-5000 | 1100 | Downlight Retrofit | 73.3 | 2018-07-13 | 2018-07-13 | High | 4 | #N/A | #N/A | #N/A | 73.3
Elite Lighting | HHJ6-LED-4000L-DIM10-[120,277]V-[N,M,W]D-[27,30,35,40,50]K-90 | 4047 | Downlight Retrofit | 73.3 | 2016-09-21 | 2016-12-27 | High | 4 | #N/A | #N/A | #N/A | 73.3
Elite Lighting | HHJ4-LED-2000L-DIM10-[120,277]V-[N,M,W]D-[27,30,35,40,50]K-90 | 1955 | Downlight Retrofit | 73.5 | 2016-09-21 | 2016-11-29 | High | 4 | #N/A | #N/A | #N/A | 73.5
EATON | RL560WH12940 | 1330 | Downlight Retrofit | 73.9 | 2016-11-30 | 2016-12-14 | High | 4 | #N/A | #N/A | #N/A | 73.9
EATON | RL560WH12940R | 1330 | Downlight Retrofit | 73.9 | 2016-11-30 | 2016-12-14 | High | 4 | #N/A | #N/A | #N/A | 73.9
Halo | RL560WH12940 | 1330 | Downlight Retrofit | 73.9 | 2016-11-30 | 2016-12-14 | High | 4 | #N/A | #N/A | #N/A | 73.9
Halo | RL560WH12940R | 1330 | Downlight Retrofit | 73.9 | 2016-11-30 | 2016-12-14 | High | 4 | #N/A | #N/A | #N/A | 73.9
American Lighting | E56-B40-DB | 1000 | Downlight Retrofit | 74.1 | 2016-05-26 | 2016-07-21 | High | 4 | #N/A | #N/A | #N/A | 74.1
Prescolite | LBRA-6RD-T-10LCS9-WH | 1000 | Downlight Retrofit | 74.1 | 2021-11-30 | 2021-12-16 | High | 4 | #N/A | #N/A | #N/A | 74.1
Commercial Electric | CER61431B**27 | 1433 | Downlight Retrofit | 74.1 | 2018-08-21 | 2018-08-28 | High | 4 | #N/A | #N/A | #N/A | 74.1
HLE | KDY-CA-19J-M16.5W-T-90-T(2700K) | 1227 | Downlight Retrofit | 74.4 | 2018-03-25 | 2018-03-27 | High | 4 | #N/A | #N/A | #N/A | 74.4
Ortech | 2225-3KWH | 1340 | Downlight Retrofit | 74.4 | 2017-07-20 | 2017-07-31 | High | 4 | #N/A | #N/A | #N/A | 74.4
HOMI | PR225R-PL023UKF-18W80-120(2700K) | 1340 | Downlight Retrofit | 74.4 | 2017-02-26 | 2017-03-06 | High | 4 | #N/A | #N/A | #N/A | 74.4
Halo | HLSMS9129401EWH* | 1330 | Downlight Retrofit | 74.7 | 2022-09-05 | 2022-09-06 | High | 4 | #N/A | #N/A | #N/A | 74.7
Halo | HLSMS9129401EWH*-* | 1330 | Downlight Retrofit | 74.7 | 2022-09-05 | 2022-09-06 | High | 4 | #N/A | #N/A | #N/A | 74.7
Lightolier | P6R**20###WH*LUR | 1531 | Downlight Retrofit | 74.7 | 2019-04-01 | 2019-04-11 | High | 4 | #N/A | #N/A | #N/A | 74.7
Lightolier | P6R**20###WH*Z10UR | 1531 | Downlight Retrofit | 74.7 | 2019-04-01 | 2019-04-11 | High | 4 | #N/A | #N/A | #N/A | 74.7
Green Creative | 3N1/7/90/CCTS/DIM010UNV | 1050 | Downlight Retrofit | 75 | 2020-10-01 | 2020-11-03 | High | 4 | #N/A | #N/A | #N/A | 75
Green Creative | 3N1/7/90/CCTS/DIM120V | 1050 | Downlight Retrofit | 75 | 2020-10-01 | 2020-11-03 | High | 4 | #N/A | #N/A | #N/A | 75
HLE | KDN-BA-19X-M15W-90-20AP-** | 1125 | Downlight Retrofit | 75 | 2022-10-31 | 2022-11-21 | High | 4 | #N/A | #N/A | #N/A | 75
LIGHT THE FUTURE | D316-I-90-2700 | 1125 | Downlight Retrofit | 75 | 2019-01-14 | 2019-06-24 | High | 4 | #N/A | #N/A | #N/A | 75
LEDVANCE | 62447 | 1200 | Downlight Retrofit | 75 | 2022-04-15 | 2022-05-02 | High | 4 | #N/A | #N/A | #N/A | 75
LEDVANCE LLC | LED/RT5/6/1200/927 | 1200 | Downlight Retrofit | 75 | 2018-08-07 | 2018-08-14 | High | 4 | #N/A | #N/A | #N/A | 75
LEDVANCE LLC | LED/RT5/6/1200/930 | 1200 | Downlight Retrofit | 75 | 2018-08-07 | 2018-08-14 | High | 4 | #N/A | #N/A | #N/A | 75
LEDVANCE LLC | LED/RT5/6/1200/930/RP | 1200 | Downlight Retrofit | 75 | 2018-08-07 | 2018-08-14 | High | 4 | #N/A | #N/A | #N/A | 75
LEDVANCE LLC | LED/RT5/6/1200/940 | 1200 | Downlight Retrofit | 75 | 2018-08-07 | 2018-08-14 | High | 4 | #N/A | #N/A | #N/A | 75
LEDVANCE LLC | LED/RT5/6/1200/950 | 1200 | Downlight Retrofit | 75 | 2018-08-07 | 2018-08-14 | High | 4 | #N/A | #N/A | #N/A | 75
Osram | LED/RT5/6/1200/927 | 1200 | Downlight Retrofit | 75 | 2018-08-07 | 2018-08-14 | High | 4 | #N/A | #N/A | #N/A | 75
Osram | LED/RT5/6/1200/930 | 1200 | Downlight Retrofit | 75 | 2018-08-07 | 2018-08-14 | High | 4 | #N/A | #N/A | #N/A | 75
Osram | LED/RT5/6/1200/930/RP | 1200 | Downlight Retrofit | 75 | 2018-08-07 | 2018-08-14 | High | 4 | #N/A | #N/A | #N/A | 75
Osram | LED/RT5/6/1200/940 | 1200 | Downlight Retrofit | 75 | 2018-08-07 | 2018-08-14 | High | 4 | #N/A | #N/A | #N/A | 75
Osram | LED/RT5/6/1200/950 | 1200 | Downlight Retrofit | 75 | 2018-08-07 | 2018-08-14 | High | 4 | #N/A | #N/A | #N/A | 75
Sylvania | 79750 | 1200 | Downlight Retrofit | 75 | 2016-09-15 | 2016-09-15 | High | 4 | #N/A | #N/A | #N/A | 75
Sylvania | 79751 | 1200 | Downlight Retrofit | 75 | 2016-09-15 | 2016-09-15 | High | 4 | #N/A | #N/A | #N/A | 75
Sylvania | 79753 | 1200 | Downlight Retrofit | 75 | 2016-09-15 | 2016-09-15 | High | 4 | #N/A | #N/A | #N/A | 75
Sylvania | LED/RT5/6/1200/927 | 1200 | Downlight Retrofit | 75 | 2018-08-07 | 2018-08-14 | High | 4 | #N/A | #N/A | #N/A | 75
Sylvania | LED/RT5/6/1200/930 | 1200 | Downlight Retrofit | 75 | 2018-08-07 | 2018-08-14 | High | 4 | #N/A | #N/A | #N/A | 75
Sylvania | LED/RT5/6/1200/930/RP | 1200 | Downlight Retrofit | 75 | 2018-08-07 | 2018-08-14 | High | 4 | #N/A | #N/A | #N/A | 75
Sylvania | LED/RT5/6/1200/940 | 1200 | Downlight Retrofit | 75 | 2018-08-07 | 2018-08-14 | High | 4 | #N/A | #N/A | #N/A | 75
Sylvania | LED/RT5/6/1200/950 | 1200 | Downlight Retrofit | 75 | 2018-08-07 | 2018-08-14 | High | 4 | #N/A | #N/A | #N/A | 75
Tamlite Lighting | RFJ654-3 | 1200 | Downlight Retrofit | 75 | 2017-12-05 | 2017-12-01 | High | 4 | #N/A | #N/A | #N/A | 75
FEIT ELECTRIC | LEDR56HO/927CA | 1290 | Downlight Retrofit | 75 | 2018-04-27 | 2018-05-01 | High | 4 | #N/A | #N/A | #N/A | 75
FEIT ELECTRIC | LEDR56HO/950CA | 1290 | Downlight Retrofit | 75 | 2018-03-06 | 2018-03-29 | High | 4 | #N/A | #N/A | #N/A | 75
ASD | ASD-LDS-9.5D2027-BK | 1500 | Downlight Retrofit | 75 | 2020-01-04 | 2020-09-15 | High | 4 | #N/A | #N/A | #N/A | 75
ASD | ASD-LDS-9.5D2027-BZ | 1500 | Downlight Retrofit | 75 | 2020-01-04 | 2020-09-15 | High | 4 | #N/A | #N/A | #N/A | 75
ASD | ASD-LDS-9.5D2027-NK | 1500 | Downlight Retrofit | 75 | 2020-01-04 | 2020-09-15 | High | 4 | #N/A | #N/A | #N/A | 75
ASD | ASD-LDS-9.5D2027-WH | 1500 | Downlight Retrofit | 75 | 2020-01-04 | 2020-09-15 | High | 4 | #N/A | #N/A | #N/A | 75
ASD | ASD-LDS-9.5D2030-BK | 1500 | Downlight Retrofit | 75 | 2020-01-04 | 2020-09-15 | High | 4 | #N/A | #N/A | #N/A | 75
ASD | ASD-LDS-9.5D2030-BZ | 1500 | Downlight Retrofit | 75 | 2020-01-04 | 2020-09-15 | High | 4 | #N/A | #N/A | #N/A | 75
ASD | ASD-LDS-9.5D2030-NK | 1500 | Downlight Retrofit | 75 | 2020-01-04 | 2020-09-15 | High | 4 | #N/A | #N/A | #N/A | 75
ASD | ASD-LDS-9.5D2030-WH | 1500 | Downlight Retrofit | 75 | 2020-01-04 | 2020-09-15 | High | 4 | #N/A | #N/A | #N/A | 75
ASD | ASD-LDS-9.5D2040-BK | 1500 | Downlight Retrofit | 75 | 2020-01-04 | 2020-09-15 | High | 4 | #N/A | #N/A | #N/A | 75
ASD | ASD-LDS-9.5D2040-BZ | 1500 | Downlight Retrofit | 75 | 2020-01-04 | 2020-09-15 | High | 4 | #N/A | #N/A | #N/A | 75
ASD | ASD-LDS-9.5D2040-NK | 1500 | Downlight Retrofit | 75 | 2020-01-04 | 2020-09-15 | High | 4 | #N/A | #N/A | #N/A | 75
ASD | ASD-LDS-9.5D2040-WH | 1500 | Downlight Retrofit | 75 | 2020-01-04 | 2020-09-15 | High | 4 | #N/A | #N/A | #N/A | 75
ASD | ASD-LDS-9.5D2050-BK | 1500 | Downlight Retrofit | 75 | 2020-01-04 | 2020-09-15 | High | 4 | #N/A | #N/A | #N/A | 75
ASD | ASD-LDS-9.5D2050-BZ | 1500 | Downlight Retrofit | 75 | 2020-01-04 | 2020-09-15 | High | 4 | #N/A | #N/A | #N/A | 75
ASD | ASD-LDS-9.5D2050-NK | 1500 | Downlight Retrofit | 75 | 2020-01-04 | 2020-09-15 | High | 4 | #N/A | #N/A | #N/A | 75
ASD | ASD-LDS-9.5D2050-WH | 1500 | Downlight Retrofit | 75 | 2020-01-04 | 2020-09-15 | High | 4 | #N/A | #N/A | #N/A | 75
LIGHT THE FUTURE | D2111-20W-90-2700-* | 1500 | Downlight Retrofit | 75 | 2020-01-04 | 2020-03-09 | High | 4 | #N/A | #N/A | #N/A | 75
LIGHT THE FUTURE | D2111-20W-90-3000-* | 1500 | Downlight Retrofit | 75 | 2020-01-04 | 2020-03-09 | High | 4 | #N/A | #N/A | #N/A | 75
LIGHT THE FUTURE | D2111-20W-90-3500-* | 1500 | Downlight Retrofit | 75 | 2020-01-04 | 2020-03-09 | High | 4 | #N/A | #N/A | #N/A | 75
LIGHT THE FUTURE | D2111-20W-90-4000-* | 1500 | Downlight Retrofit | 75 | 2020-01-04 | 2020-03-09 | High | 4 | #N/A | #N/A | #N/A | 75
LIGHT THE FUTURE | D2111-20W-90-5000-* | 1500 | Downlight Retrofit | 75 | 2020-01-04 | 2020-03-09 | High | 4 | #N/A | #N/A | #N/A | 75
LIGHT THE FUTURE | D218-20W-90-2700-* | 1500 | Downlight Retrofit | 75 | 2020-01-04 | 2020-03-06 | High | 4 | #N/A | #N/A | #N/A | 75
LIGHT THE FUTURE | D218-20W-90-3000-* | 1500 | Downlight Retrofit | 75 | 2020-01-04 | 2020-03-06 | High | 4 | #N/A | #N/A | #N/A | 75
LIGHT THE FUTURE | D218-20W-90-3500-* | 1500 | Downlight Retrofit | 75 | 2020-01-04 | 2020-03-06 | High | 4 | #N/A | #N/A | #N/A | 75
LIGHT THE FUTURE | D218-20W-90-4000-* | 1500 | Downlight Retrofit | 75 | 2020-01-04 | 2020-03-06 | High | 4 | #N/A | #N/A | #N/A | 75
LIGHT THE FUTURE | D218-20W-90-5000-* | 1500 | Downlight Retrofit | 75 | 2020-01-04 | 2020-03-06 | High | 4 | #N/A | #N/A | #N/A | 75
Elite Lighting | HHJ4-LED-1500L-DIM10-[120,277]V-[N,M,W]D-[27,30,35,40,50]K-90 | 1561 | Downlight Retrofit | 75 | 2016-09-21 | 2016-12-20 | High | 4 | #N/A | #N/A | #N/A | 75
Green Creative | 3N1/12/90/CCTS/DIM120V | 1800 | Downlight Retrofit | 75 | 2020-10-01 | 2020-11-03 | High | 4 | #N/A | #N/A | #N/A | 75
MAXXIMA | MCL-6122400W | 1800 | Downlight Retrofit | 75 | 2018-08-22 | 2018-08-21 | High | 4 | #N/A | #N/A | #N/A | 75
Stanpro | CRK12-S24W-A-30WH | 1800 | Downlight Retrofit | 75 | 2021-02-28 | 2021-05-24 | High | 4 | #N/A | #N/A | #N/A | 75
Stanpro | CRK12-S24W-A-40WH | 1800 | Downlight Retrofit | 75 | 2021-02-28 | 2021-05-24 | High | 4 | #N/A | #N/A | #N/A | 75
LIGHT THE FUTURE | D2111-30W-90-2700-* | 2250 | Downlight Retrofit | 75 | 2020-01-04 | 2020-03-04 | High | 4 | #N/A | #N/A | #N/A | 75
LIGHT THE FUTURE | D2111-30W-90-3000-* | 2250 | Downlight Retrofit | 75 | 2020-01-04 | 2020-03-04 | High | 4 | #N/A | #N/A | #N/A | 75
LIGHT THE FUTURE | D2111-30W-90-3500-* | 2250 | Downlight Retrofit | 75 | 2020-01-04 | 2020-03-04 | High | 4 | #N/A | #N/A | #N/A | 75
LIGHT THE FUTURE | D2111-30W-90-4000-* | 2250 | Downlight Retrofit | 75 | 2020-01-04 | 2020-03-04 | High | 4 | #N/A | #N/A | #N/A | 75
LIGHT THE FUTURE | D2111-30W-90-5000-* | 2250 | Downlight Retrofit | 75 | 2020-01-04 | 2020-03-04 | High | 4 | #N/A | #N/A | #N/A | 75
LIGHT THE FUTURE | D218-30W-90-2700-* | 2250 | Downlight Retrofit | 75 | 2020-01-04 | 2020-03-06 | High | 4 | #N/A | #N/A | #N/A | 75
LIGHT THE FUTURE | D218-30W-90-3000-* | 2250 | Downlight Retrofit | 75 | 2020-01-04 | 2020-03-06 | High | 4 | #N/A | #N/A | #N/A | 75
LIGHT THE FUTURE | D218-30W-90-3500-* | 2250 | Downlight Retrofit | 75 | 2020-01-04 | 2020-03-06 | High | 4 | #N/A | #N/A | #N/A | 75
LIGHT THE FUTURE | D218-30W-90-4000-* | 2250 | Downlight Retrofit | 75 | 2020-01-04 | 2020-03-06 | High | 4 | #N/A | #N/A | #N/A | 75
LIGHT THE FUTURE | D218-30W-90-5000-* | 2250 | Downlight Retrofit | 75 | 2020-01-04 | 2020-03-06 | High | 4 | #N/A | #N/A | #N/A | 75
Halo | RL560WH9827 | 1021 | Downlight Retrofit | 75.1 | 2014-10-15 | 2016-10-17 | High | 4 | #N/A | #N/A | #N/A | 75.1
Elite Lighting | HHJ6-LED-3000L-DIM10-[120,277]V-[N,M,W]D-[27,30,35,40,50]K-90 | 3079 | Downlight Retrofit | 75.1 | 2016-09-21 | 2016-12-27 | High | 4 | #N/A | #N/A | #N/A | 75.1
Impulse Lighting | IL-D534-2700K | 1130 | Downlight Retrofit | 75.3 | 2018-07-10 | 2019-10-15 | High | 4 | #N/A | #N/A | #N/A | 75.3
Halo | HLSMS9129501EWH* | 1340 | Downlight Retrofit | 75.3 | 2022-09-05 | 2022-09-06 | High | 4 | #N/A | #N/A | #N/A | 75.3
Halo | HLSMS9129501EWH*-* | 1340 | Downlight Retrofit | 75.3 | 2022-09-05 | 2022-09-06 | High | 4 | #N/A | #N/A | #N/A | 75.3
Lithonia | LBR4 50LM [30¦35¦40¦50]K [AR¦WR¦MS] [ ¦TRW¦TRBL] LSS [MWD¦WD] [MVOLT¦347] UGZ[ ¦1] [ ¦90CRI] [ ¦ETS] [ ¦AT] [ ¦WL] | 1711 | Downlight Retrofit | 75.3 | 2020-08-01 | 2020-08-18 | High | 4 | #N/A | #N/A | #N/A | 75.3
Lithonia | LBR4 15LM [30¦35¦40¦50]K [AR¦WR¦MS] [ ¦TRW¦TRBL] LSS [MWD¦WD] [MVOLT¦347] UGZ[ ¦1] [ ¦90CRI] [ ¦ETS] [ ¦AT] [ ¦WL] | 1396 | Downlight Retrofit | 75.4 | 2020-08-01 | 2020-08-18 | High | 4 | #N/A | #N/A | #N/A | 75.4
Nora Lighting | NOXAC-563#27WW/HL | 1181 | Downlight Retrofit | 75.7 | 2021-02-01 | 2021-02-04 | High | 4 | #N/A | #N/A | #N/A | 75.7
Nora Lighting | NOXAC-563#30WW/HL | 1181 | Downlight Retrofit | 75.7 | 2021-02-01 | 2021-02-04 | High | 4 | #N/A | #N/A | #N/A | 75.7
Nora Lighting | NOXAC-563#35WW/HL | 1181 | Downlight Retrofit | 75.7 | 2021-02-01 | 2021-02-04 | High | 4 | #N/A | #N/A | #N/A | 75.7
Nora Lighting | NOXAC-563#40WW/HL | 1181 | Downlight Retrofit | 75.7 | 2021-02-01 | 2021-02-04 | High | 4 | #N/A | #N/A | #N/A | 75.7
Nora Lighting | NOXAC-563#50WW/HL | 1181 | Downlight Retrofit | 75.7 | 2021-02-01 | 2021-02-04 | High | 4 | #N/A | #N/A | #N/A | 75.7
EATON | RL560WH9940 | 1000 | Downlight Retrofit | 75.8 | 2016-11-30 | 2016-12-19 | High | 4 | #N/A | #N/A | #N/A | 75.8
EATON | RL560WH9940-C | 1000 | Downlight Retrofit | 75.8 | 2016-03-31 | 2017-04-14 | High | 4 | #N/A | #N/A | #N/A | 75.8
EATON | RL560WH9940R | 1000 | Downlight Retrofit | 75.8 | 2016-11-30 | 2016-12-19 | High | 4 | #N/A | #N/A | #N/A | 75.8
Halo | RL560WH9940 | 1000 | Downlight Retrofit | 75.8 | 2016-11-30 | 2016-12-19 | High | 4 | #N/A | #N/A | #N/A | 75.8
Halo | RL560WH9940-C | 1000 | Downlight Retrofit | 75.8 | 2016-03-31 | 2017-04-14 | High | 4 | #N/A | #N/A | #N/A | 75.8
Halo | RL560WH9940R | 1000 | Downlight Retrofit | 75.8 | 2016-11-30 | 2016-12-19 | High | 4 | #N/A | #N/A | #N/A | 75.8
MORRIS | 72656 | 1137 | Downlight Retrofit | 75.8 | 2018-08-13 | 2018-08-10 | High | 4 | #N/A | #N/A | #N/A | 75.8
Green Creative | 3N1/9/90/CCTS/DIM010UNV | 1250 | Downlight Retrofit | 75.8 | 2020-10-01 | 2020-11-03 | High | 4 | #N/A | #N/A | #N/A | 75.8
Green Creative | 3N1/9/90/CCTS/DIM120V | 1250 | Downlight Retrofit | 75.8 | 2020-10-01 | 2020-11-03 | High | 4 | #N/A | #N/A | #N/A | 75.8
Cree | CR6T-1100L-27K-12-E26GU24 | 1100 | Downlight Retrofit | 75.9 | 2018-07-01 | 2018-07-18 | High | 4 | #N/A | #N/A | #N/A | 75.9
Cree | CR6T-1100L-30K-12-E26GU24 | 1100 | Downlight Retrofit | 75.9 | 2018-07-01 | 2018-07-18 | High | 4 | #N/A | #N/A | #N/A | 75.9
Cree | CR6T-1100L-35K-12-E26GU24 | 1100 | Downlight Retrofit | 75.9 | 2018-07-01 | 2018-07-18 | High | 4 | #N/A | #N/A | #N/A | 75.9
Cree | CR6T-1100L-40K-12-E26GU24 | 1100 | Downlight Retrofit | 75.9 | 2018-07-01 | 2018-07-18 | High | 4 | #N/A | #N/A | #N/A | 75.9
Cree | TRDL6-1102700FH50-12DE26-1-11 | 1100 | Downlight Retrofit | 75.9 | 2018-03-20 | 2018-03-23 | High | 4 | #N/A | #N/A | #N/A | 75.9
Cree | TRDL6-1104000FH50-12DE26-1-11 | 1100 | Downlight Retrofit | 75.9 | 2018-03-20 | 2018-03-23 | High | 4 | #N/A | #N/A | #N/A | 75.9
MORRIS | 72614 | 1100 | Downlight Retrofit | 75.9 | 2016-09-01 | 2016-11-02 | High | 4 | #N/A | #N/A | #N/A | 75.9
Halo | SMD6S129SWH* | 1177 | Downlight Retrofit | 75.9 | 2020-08-31 | 2020-09-08 | High | 4 | #N/A | #N/A | #N/A | 75.9
Halo | SMD6S129SWH*-* | 1177 | Downlight Retrofit | 75.9 | 2020-08-31 | 2020-09-08 | High | 4 | #N/A | #N/A | #N/A | 75.9
RZ lighting | DL347-6-15W-P5(CRI 90) | 1140 | Downlight Retrofit | 76 | 2022-12-02 | 2022-12-09 | High | 4 | #N/A | #N/A | #N/A | 76
Halo | SMD6R129SWH* | 1156 | Downlight Retrofit | 76.1 | 2020-08-31 | 2020-09-08 | High | 4 | #N/A | #N/A | #N/A | 76.1
Halo | SMD6R129SWH*-* | 1156 | Downlight Retrofit | 76.1 | 2020-08-31 | 2020-09-08 | High | 4 | #N/A | #N/A | #N/A | 76.1
EATON | RL560WH12950 | 1325 | Downlight Retrofit | 76.1 | 2016-11-30 | 2016-12-14 | High | 4 | #N/A | #N/A | #N/A | 76.1
EATON | RL560WH12950R | 1325 | Downlight Retrofit | 76.1 | 2016-11-30 | 2016-12-14 | High | 4 | #N/A | #N/A | #N/A | 76.1
Halo | RL560WH12950 | 1325 | Downlight Retrofit | 76.1 | 2016-11-30 | 2016-12-14 | High | 4 | #N/A | #N/A | #N/A | 76.1
Halo | RL560WH12950R | 1325 | Downlight Retrofit | 76.1 | 2016-11-30 | 2016-12-14 | High | 4 | #N/A | #N/A | #N/A | 76.1
Cree | CR6T-1600L-27K-12-E26GU24 | 1600 | Downlight Retrofit | 76.2 | 2018-07-01 | 2018-07-18 | High | 4 | #N/A | #N/A | #N/A | 76.2
Cree | CR6T-1600L-30K-12-E26GU24 | 1600 | Downlight Retrofit | 76.2 | 2018-07-01 | 2018-07-18 | High | 4 | #N/A | #N/A | #N/A | 76.2
Cree | CR6T-1600L-35K-12-E26GU24 | 1600 | Downlight Retrofit | 76.2 | 2018-07-01 | 2018-07-18 | High | 4 | #N/A | #N/A | #N/A | 76.2
Cree | CR6T-1600L-40K-12-E26GU24 | 1600 | Downlight Retrofit | 76.2 | 2018-07-01 | 2018-07-18 | High | 4 | #N/A | #N/A | #N/A | 76.2
Cree | TRDL6-1602700FH50-12DE26-1-11 | 1600 | Downlight Retrofit | 76.2 | 2018-03-20 | 2018-03-23 | High | 4 | #N/A | #N/A | #N/A | 76.2
Cree | TRDL6-1604000FH50-12DE26-1-11 | 1600 | Downlight Retrofit | 76.2 | 2018-03-20 | 2018-03-23 | High | 4 | #N/A | #N/A | #N/A | 76.2
Lightolier | P6R**15###WH*LUR | 1147 | Downlight Retrofit | 76.3 | 2019-04-01 | 2019-04-11 | High | 4 | #N/A | #N/A | #N/A | 76.3
Lightolier | P6R**15###WH*Z10UR | 1147 | Downlight Retrofit | 76.3 | 2019-04-01 | 2019-04-11 | High | 4 | #N/A | #N/A | #N/A | 76.3
Liton | LREBLD5602##-T[27,30,35,40] | 1176 | Downlight Retrofit | 76.4 | 2016-09-09 | 2016-12-07 | High | 4 | #N/A | #N/A | #N/A | 76.4
ESL Vision | ESL-DSK-6-15W-340 | 1150 | Downlight Retrofit | 76.7 | 2018-02-12 | 2018-02-08 | High | 4 | #N/A | #N/A | #N/A | 76.7
PQL | 90998 | 1150 | Downlight Retrofit | 76.7 | 2022-08-31 | 2022-07-25 | High | 4 | #N/A | #N/A | #N/A | 76.7
LIGHT THE FUTURE | D716-90-4000 | 1150 | Downlight Retrofit | 76.7 | 2018-11-13 | 2018-11-08 | High | 4 | #N/A | #N/A | #N/A | 76.7
LIGHT THE FUTURE | D716-90-5000 | 1150 | Downlight Retrofit | 76.7 | 2018-11-13 | 2018-11-08 | High | 4 | #N/A | #N/A | #N/A | 76.7
Wen | WEN-D236-4000 | 1150 | Downlight Retrofit | 76.7 | 2017-06-05 | 2017-06-06 | High | 4 | #N/A | #N/A | #N/A | 76.7
GE Current, a Daintree company | 20037 | 1000 | Downlight Retrofit | 76.9 | 2017-06-22 | 2017-08-18 | High | 4 | #N/A | #N/A | #N/A | 76.9
GE Current, a Daintree company | 20048 | 1000 | Downlight Retrofit | 76.9 | 2017-06-22 | 2017-08-18 | High | 4 | #N/A | #N/A | #N/A | 76.9
EiKO | DSD6/13W/830/120DTWH | 1000 | Downlight Retrofit | 76.9 | 2022-05-07 | 2022-05-17 | High | 4 | #N/A | #N/A | #N/A | 76.9
HENGTE | HT-US-SDLG2F-Y6C13W950-RGBCWS2B-##1 | 1000 | Downlight Retrofit | 76.9 | 2020-08-07 | 2020-10-14 | High | 4 | #N/A | #N/A | #N/A | 76.9
HENGTE | HT-US-SDLG2F-Y6C13W950-RGBCWS2W-##1 | 1000 | Downlight Retrofit | 76.9 | 2020-08-07 | 2020-10-14 | High | 4 | #N/A | #N/A | #N/A | 76.9
Prescolite | LBRA-6RD-T-10L27K9-** / LB-SKT | 1000 | Downlight Retrofit | 76.9 | 2021-05-06 | 2021-05-02 | High | 4 | #N/A | #N/A | #N/A | 76.9
Prescolite | LBRA-6RD-T-10L30K9-** / LB-SKT | 1000 | Downlight Retrofit | 76.9 | 2021-05-06 | 2021-05-02 | High | 4 | #N/A | #N/A | #N/A | 76.9
Prescolite | LBRA-6RD-T-10L35K9-** / LB-SKT | 1000 | Downlight Retrofit | 76.9 | 2021-05-06 | 2021-05-02 | High | 4 | #N/A | #N/A | #N/A | 76.9
Prescolite | LBRA-6RD-T-10L40K9-** / LB-SKT | 1000 | Downlight Retrofit | 76.9 | 2021-05-06 | 2021-05-02 | High | 4 | #N/A | #N/A | #N/A | 76.9
MaxLite | ML2LA07SWH139CS2 | 1000 | Downlight Retrofit | 76.9 | 2022-09-28 | 2022-09-28 | High | 4 | #N/A | #N/A | #N/A | 76.9
MaxLite | ML2LA07SWH139CS2MS | 1000 | Downlight Retrofit | 76.9 | 2022-09-28 | 2022-09-28 | High | 4 | #N/A | #N/A | #N/A | 76.9
MaxLite | RR613UCSW | 1000 | Downlight Retrofit | 76.9 | 2020-07-01 | 2020-07-17 | High | 4 | #N/A | #N/A | #N/A | 76.9
Tamlite Lighting | TRR4RF-5CCTA | 1000 | Downlight Retrofit | 76.9 | 2022-07-01 | 2022-07-07 | High | 4 | #N/A | #N/A | #N/A | 76.9
Commercial Electric | 538021##-B(##=00-99) | 1000 | Downlight Retrofit | 76.9 | 2021-10-28 | 2021-11-17 | High | 4 | #N/A | #N/A | #N/A | 76.9
Satco | S29740 | 1200 | Downlight Retrofit | 77.4 | 2018-05-10 | 2018-05-14 | High | 4 | #N/A | #N/A | #N/A | 77.4
Halo | ML4D10FL9FS1E* | 1000 | Downlight Retrofit | 77.5 | 2022-07-15 | 2022-07-18 | High | 4 | #N/A | #N/A | #N/A | 77.5
Halo | ML4D10FL9FS1E*-* | 1000 | Downlight Retrofit | 77.5 | 2022-07-15 | 2022-07-18 | High | 4 | #N/A | #N/A | #N/A | 77.5
Halo | ML4D10FL9FS1E*-#* | 1000 | Downlight Retrofit | 77.5 | 2022-07-15 | 2022-07-18 | High | 4 | #N/A | #N/A | #N/A | 77.5
MaxLite | RR[6¦8¦9]C20U[27¦30¦35¦40¦50]Z | 1552 | Downlight Retrofit | 77.6 | 2017-12-01 | 2017-12-20 | High | 4 | #N/A | #N/A | #N/A | 77.6
MaxLite | ML2LA12SWH189CS2 | 1400 | Downlight Retrofit | 77.8 | 2022-09-28 | 2022-09-28 | High | 4 | #N/A | #N/A | #N/A | 77.8
MaxLite | ML2LA12SWH189CS2MS | 1400 | Downlight Retrofit | 77.8 | 2022-09-28 | 2022-09-28 | High | 4 | #N/A | #N/A | #N/A | 77.8
JAYKAL | JLS-CE10-40W-30E | 3110 | Downlight Retrofit | 77.8 | 2021-08-03 | 2021-08-31 | High | 4 | #N/A | #N/A | #N/A | 77.8
JAYKAL | JLS-CE10-40W-35E | 3110 | Downlight Retrofit | 77.8 | 2021-08-03 | 2021-08-31 | High | 4 | #N/A | #N/A | #N/A | 77.8
JAYKAL | JLS-CE10-40W-40E | 3110 | Downlight Retrofit | 77.8 | 2021-08-03 | 2021-08-31 | High | 4 | #N/A | #N/A | #N/A | 77.8
JAYKAL | JLS-CE10-40W-50E | 3110 | Downlight Retrofit | 77.8 | 2021-08-03 | 2021-08-31 | High | 4 | #N/A | #N/A | #N/A | 77.8
JAYKAL | JLS-CE6-40W-30E | 3110 | Downlight Retrofit | 77.8 | 2021-08-03 | 2021-08-31 | High | 4 | #N/A | #N/A | #N/A | 77.8
JAYKAL | JLS-CE6-40W-35E | 3110 | Downlight Retrofit | 77.8 | 2021-08-03 | 2021-08-31 | High | 4 | #N/A | #N/A | #N/A | 77.8
JAYKAL | JLS-CE6-40W-40E | 3110 | Downlight Retrofit | 77.8 | 2021-08-03 | 2021-08-31 | High | 4 | #N/A | #N/A | #N/A | 77.8
JAYKAL | JLS-CE6-40W-50E | 3110 | Downlight Retrofit | 77.8 | 2021-08-03 | 2021-08-31 | High | 4 | #N/A | #N/A | #N/A | 77.8
JAYKAL | JLS-CE8-40W-30E | 3110 | Downlight Retrofit | 77.8 | 2021-08-03 | 2021-08-31 | High | 4 | #N/A | #N/A | #N/A | 77.8
JAYKAL | JLS-CE8-40W-35E | 3110 | Downlight Retrofit | 77.8 | 2021-08-03 | 2021-08-31 | High | 4 | #N/A | #N/A | #N/A | 77.8
JAYKAL | JLS-CE8-40W-40E | 3110 | Downlight Retrofit | 77.8 | 2021-08-03 | 2021-08-31 | High | 4 | #N/A | #N/A | #N/A | 77.8
JAYKAL | JLS-CE8-40W-50E | 3110 | Downlight Retrofit | 77.8 | 2021-08-03 | 2021-08-31 | High | 4 | #N/A | #N/A | #N/A | 77.8
Halo | HLBC6LS9FSD2WE010MW* | 1280 | Downlight Retrofit | 78 | 2023-01-06 | 2023-01-06 | High | 4 | #N/A | #N/A | #N/A | 78
Halo | HLBC6LS9FSD2WE010MW*-* | 1280 | Downlight Retrofit | 78 | 2023-01-06 | 2023-01-06 | High | 4 | #N/A | #N/A | #N/A | 78
Halo | HLBC6LS9FSD2WE010MW*-#* | 1280 | Downlight Retrofit | 78 | 2023-01-06 | 2023-01-06 | High | 4 | #N/A | #N/A | #N/A | 78
Halo | HLBC6LS9FSD2W1EMW* | 1230 | Downlight Retrofit | 78.3 | 2023-01-06 | 2023-01-06 | High | 4 | #N/A | #N/A | #N/A | 78.3
Halo | HLBC6LS9FSD2W1EMW*-* | 1230 | Downlight Retrofit | 78.3 | 2023-01-06 | 2023-01-06 | High | 4 | #N/A | #N/A | #N/A | 78.3
Halo | HLBC6LS9FSD2W1EMW*-#* | 1230 | Downlight Retrofit | 78.3 | 2023-01-06 | 2023-01-06 | High | 4 | #N/A | #N/A | #N/A | 78.3
MaxLite | ML2LA12SWH239CS2 | 1800 | Downlight Retrofit | 78.3 | 2022-09-28 | 2022-09-28 | High | 4 | #N/A | #N/A | #N/A | 78.3
MaxLite | ML2LA12SWH239CS2MS | 1800 | Downlight Retrofit | 78.3 | 2022-09-28 | 2022-09-28 | High | 4 | #N/A | #N/A | #N/A | 78.3
LIGHT THE FUTURE | D844-90-** | 1020 | Downlight Retrofit | 78.5 | 2021-03-26 | 2021-03-20 | High | 4 | #N/A | #N/A | #N/A | 78.5
Nora Lighting | NIR-4XXXXXXXXX | 1022 | Downlight Retrofit | 78.6 | 2016-01-01 | 2016-02-11 | High | 4 | #N/A | #N/A | #N/A | 78.6
luxrite | LR23788 | 1100 | Downlight Retrofit | 78.6 | 2020-08-24 | 2020-08-25 | High | 4 | #N/A | #N/A | #N/A | 78.6
luxrite | LR23789 | 1100 | Downlight Retrofit | 78.6 | 2020-08-24 | 2020-08-25 | High | 4 | #N/A | #N/A | #N/A | 78.6
luxrite | LR23795 | 1100 | Downlight Retrofit | 78.6 | 2020-04-03 | 2020-04-06 | High | 4 | #N/A | #N/A | #N/A | 78.6
luxrite | LR23796 | 1100 | Downlight Retrofit | 78.6 | 2020-04-03 | 2020-04-06 | High | 4 | #N/A | #N/A | #N/A | 78.6
Archipelago Lighting | LDRR6-14-S5-B | 1100 | Downlight Retrofit | 78.6 | 2021-09-24 | 2021-10-26 | High | 4 | #N/A | #N/A | #N/A | 78.6
ELCO LIGHTING | EL611#* | 1100 | Downlight Retrofit | 78.6 | 2017-03-31 | 2017-05-22 | High | 4 | #N/A | #N/A | #N/A | 78.6
BULBRITE | LED14REC/5/6/927/WHRD/D | 1100 | Downlight Retrofit | 78.6 | 2020-07-08 | 2020-07-15 | High | 4 | #N/A | #N/A | #N/A | 78.6
HENGTE | HT-G3DDL6C14W279F#B-V# | 1100 | Downlight Retrofit | 78.6 | 2020-12-09 | 2020-12-15 | High | 4 | #N/A | #N/A | #N/A | 78.6
HENGTE | HT-G3DDL6C14W279P#B-V# | 1100 | Downlight Retrofit | 78.6 | 2020-12-09 | 2020-12-15 | High | 4 | #N/A | #N/A | #N/A | 78.6
HENGTE | HT-G3DDL6C14W309F#B-V# | 1100 | Downlight Retrofit | 78.6 | 2020-12-09 | 2020-12-15 | High | 4 | #N/A | #N/A | #N/A | 78.6
HENGTE | HT-G3DDL6C14W309P#B-V# | 1100 | Downlight Retrofit | 78.6 | 2020-12-09 | 2020-12-15 | High | 4 | #N/A | #N/A | #N/A | 78.6
HENGTE | HT-G3DDL6C14W359F#B-V# | 1100 | Downlight Retrofit | 78.6 | 2020-12-09 | 2020-12-15 | High | 4 | #N/A | #N/A | #N/A | 78.6
HENGTE | HT-G3DDL6C14W359P#B-V# | 1100 | Downlight Retrofit | 78.6 | 2020-12-09 | 2020-12-15 | High | 4 | #N/A | #N/A | #N/A | 78.6
HENGTE | HT-G3DDL6C14W409F#B-V# | 1100 | Downlight Retrofit | 78.6 | 2020-12-09 | 2020-12-15 | High | 4 | #N/A | #N/A | #N/A | 78.6
HENGTE | HT-G3DDL6C14W409P#B-V# | 1100 | Downlight Retrofit | 78.6 | 2020-12-09 | 2020-12-15 | High | 4 | #N/A | #N/A | #N/A | 78.6
HENGTE | HT-G3DDL6C14W509F#B-V# | 1100 | Downlight Retrofit | 78.6 | 2020-12-09 | 2020-12-15 | High | 4 | #N/A | #N/A | #N/A | 78.6
HENGTE | HT-G3DDL6C14W509P#B-V# | 1100 | Downlight Retrofit | 78.6 | 2020-12-09 | 2020-12-15 | High | 4 | #N/A | #N/A | #N/A | 78.6
HENGTE | HT-G35CDEL6-914-275TL-##1 | 1100 | Downlight Retrofit | 78.6 | 2020-07-30 | 2020-08-01 | High | 4 | #N/A | #N/A | #N/A | 78.6
HENGTE | HT-G35CDEL6-914-27BGL-##1 | 1100 | Downlight Retrofit | 78.6 | 2020-07-30 | 2020-08-01 | High | 4 | #N/A | #N/A | #N/A | 78.6
Run Bison | YMX-DL-0001-6-12 | 1100 | Downlight Retrofit | 78.6 | 2021-06-29 | 2021-07-06 | High | 4 | #N/A | #N/A | #N/A | 78.6
Run Bison | YMX-DL-0001-6-6 | 1100 | Downlight Retrofit | 78.6 | 2021-06-29 | 2021-07-06 | High | 4 | #N/A | #N/A | #N/A | 78.6
HENGTE | HT-G25CD6-914-27AP-##1 | 1100 | Downlight Retrofit | 78.6 | 2019-10-03 | 2019-10-04 | High | 4 | #N/A | #N/A | #N/A | 78.6
HENGTE | HT-G25CD6-914-27EP-##1 | 1100 | Downlight Retrofit | 78.6 | 2019-10-03 | 2019-10-04 | High | 4 | #N/A | #N/A | #N/A | 78.6
HENGTE | HT-G35CDEL6-914-275GL-##1 | 1100 | Downlight Retrofit | 78.6 | 2020-07-30 | 2020-08-01 | High | 4 | #N/A | #N/A | #N/A | 78.6
LGI | ELD56-14W-5CCT | 1100 | Downlight Retrofit | 78.6 | 2019-09-12 | 2019-09-17 | High | 4 | #N/A | #N/A | #N/A | 78.6
Genesis | MW-RD614BA-27/30/35/40/50K | 1100 | Downlight Retrofit | 78.6 | 2019-10-04 | 2019-10-03 | High | 4 | #N/A | #N/A | #N/A | 78.6
Genesis | MW-RD614SM-27/30/35/40/50K | 1100 | Downlight Retrofit | 78.6 | 2019-10-04 | 2019-10-03 | High | 4 | #N/A | #N/A | #N/A | 78.6
MW LIGHTING | MRD614BA-5CCT | 1100 | Downlight Retrofit | 78.6 | 2021-08-04 | 2021-08-25 | High | 4 | #N/A | #N/A | #N/A | 78.6
MW LIGHTING | MSD614SM-5CCT | 1100 | Downlight Retrofit | 78.6 | 2021-08-04 | 2021-08-25 | High | 4 | #N/A | #N/A | #N/A | 78.6
MW LIGHTING | MW-SD614SM-27/30/35/40/50K | 1100 | Downlight Retrofit | 78.6 | 2020-12-21 | 2020-12-27 | High | 4 | #N/A | #N/A | #N/A | 78.6
Sarin Energy Solutions | SES-SDL6-CCT-14 | 1100 | Downlight Retrofit | 78.6 | 2021-01-20 | 2021-01-19 | High | 4 | #N/A | #N/A | #N/A | 78.6
NaturaLED | LED6RL14-110L930 | 1100 | Downlight Retrofit | 78.6 | 2020-12-31 | 2021-01-20 | High | 4 | #N/A | #N/A | #N/A | 78.6
NaturaLED | LED6RL14-110L9CCT5 | 1100 | Downlight Retrofit | 78.6 | 2020-12-02 | 2020-12-04 | High | 4 | #N/A | #N/A | #N/A | 78.6
Sunlite | LFX/RDL/5/6S/14W/SCT | 1100 | Downlight Retrofit | 78.6 | 2021-09-30 | 2021-10-21 | High | 4 | #N/A | #N/A | #N/A | 78.6
SLG Lighting | DP 6R 11 G1 9FS | 1100 | Downlight Retrofit | 78.6 | 2020-03-27 | 2020-04-01 | High | 4 | #N/A | #N/A | #N/A | 78.6
TCP | LEDDR56BV30K | 1100 | Downlight Retrofit | 78.6 | 2021-08-01 | 2021-09-09 | High | 4 | #N/A | #N/A | #N/A | 78.6
TCP | LEDDR56FL30K | 1100 | Downlight Retrofit | 78.6 | 2021-08-01 | 2021-08-23 | High | 4 | #N/A | #N/A | #N/A | 78.6
TCP | LEDDR56SF30K | 1100 | Downlight Retrofit | 78.6 | 2021-09-20 | 2022-02-23 | High | 4 | #N/A | #N/A | #N/A | 78.6
Westinghouse | 52440 | 1100 | Downlight Retrofit | 78.6 | 2021-10-06 | 2021-10-06 | High | 4 | #N/A | #N/A | #N/A | 78.6
ILP | DLR6-15WLED-1DIM-27 | 1179 | Downlight Retrofit | 78.6 | 2016-07-28 | 2016-07-28 | High | 4 | #N/A | #N/A | #N/A | 78.6
ILP | DLR6-15WLED-1DIM-40 | 1179 | Downlight Retrofit | 78.6 | 2016-07-28 | 2016-07-28 | High | 4 | #N/A | #N/A | #N/A | 78.6
EATON | RL560WH9950 | 1015 | Downlight Retrofit | 78.7 | 2016-11-30 | 2016-12-19 | High | 4 | #N/A | #N/A | #N/A | 78.7
EATON | RL560WH9950R | 1015 | Downlight Retrofit | 78.7 | 2016-11-30 | 2016-12-19 | High | 4 | #N/A | #N/A | #N/A | 78.7
Halo | RL560WH9950 | 1015 | Downlight Retrofit | 78.7 | 2016-11-30 | 2016-12-19 | High | 4 | #N/A | #N/A | #N/A | 78.7
Halo | RL560WH9950R | 1015 | Downlight Retrofit | 78.7 | 2016-11-30 | 2016-12-19 | High | 4 | #N/A | #N/A | #N/A | 78.7
Topaz Lighting | RTL/627$$/90/D | 1025 | Downlight Retrofit | 78.8 | 2016-06-28 | 2016-07-14 | High | 4 | #N/A | #N/A | #N/A | 78.8
Topaz Lighting | RTL/637$$/90/D | 1025 | Downlight Retrofit | 78.8 | 2016-06-28 | 2016-07-14 | High | 4 | #N/A | #N/A | #N/A | 78.8
Topaz Lighting | RTL/647$$/90/D | 1025 | Downlight Retrofit | 78.8 | 2016-06-28 | 2016-07-14 | High | 4 | #N/A | #N/A | #N/A | 78.8
Elite Lighting | HHJ4-LED-1500L-DIM10-[120,277]V-[N,M,W]D-[27,30,35,40,50]K-80 | 1618 | Downlight Retrofit | 78.9 | 2016-09-21 | 2016-12-20 | High | 4 | #N/A | #N/A | #N/A | 78.9
MaxLite | RR[6¦8¦9]C20U[27¦30¦35¦40¦50] | 1593 | Downlight Retrofit | 79.3 | 2018-06-05 | 2018-06-28 | High | 4 | #N/A | #N/A | #N/A | 79.3
CREE, Inc. | LR6-18L-27K-GU24 | 1633 | Downlight Retrofit | 79.3 | 2015-07-30 | 2016-11-30 | High | 4 | #N/A | #N/A | #N/A | 79.3
PORTFOLIO | LDART601D010TE ER8A60840 8L[M¦W]0H | 5977 | Downlight Retrofit | 79.8 | 2014-07-30 | 2017-11-03 | High | 4 | #N/A | #N/A | #N/A | 79.8
Prescolite | LB6A10LDM30K9** | 1000 | Downlight Retrofit | 80 | 2020-04-20 | 2020-04-21 | High | 4 | #N/A | #N/A | #N/A | 80
Prescolite | LB6A10LDM35K9** | 1000 | Downlight Retrofit | 80 | 2020-04-20 | 2020-04-21 | High | 4 | #N/A | #N/A | #N/A | 80
Prescolite | LB6A10LDM50K9GD | 1000 | Downlight Retrofit | 80 | 2020-04-20 | 2020-04-21 | High | 4 | #N/A | #N/A | #N/A | 80
RAYON | RFL3-11L-27 | 1000 | Downlight Retrofit | 80 | 2018-07-25 | 2018-08-27 | High | 4 | #N/A | #N/A | #N/A | 80
RAYON | RFL4-11L-27 | 1000 | Downlight Retrofit | 80 | 2018-07-25 | 2018-08-27 | High | 4 | #N/A | #N/A | #N/A | 80
RAYON | RFL6-11L-27 | 1000 | Downlight Retrofit | 80 | 2018-07-25 | 2018-08-27 | High | 4 | #N/A | #N/A | #N/A | 80
Contractors' Warehouse | L11-DL6DGFWP-13W | 1040 | Downlight Retrofit | 80 | 2021-10-15 | 2021-11-30 | High | 4 | #N/A | #N/A | #N/A | 80
EiKO | RDR4/PS13/9FCCT/120DTWHB | 1040 | Downlight Retrofit | 80 | 2021-11-19 | 2021-12-14 | High | 4 | #N/A | #N/A | #N/A | 80
EiKO | RDR6/13W9CCT5/120DTWHB | 1040 | Downlight Retrofit | 80 | 2020-09-24 | 2020-10-19 | High | 4 | #N/A | #N/A | #N/A | 80
PLT SOLUTIONS | PLTLNF11C123 | 1040 | Downlight Retrofit | 80 | 2022-10-27 | 2022-11-09 | High | 4 | #N/A | #N/A | #N/A | 80
PLT SOLUTIONS | PLTLNQ11C | 1040 | Downlight Retrofit | 80 | 2022-06-23 | 2022-08-01 | High | 4 | #N/A | #N/A | #N/A | 80
PLT SOLUTIONS | PLTLNQ11C1 | 1040 | Downlight Retrofit | 80 | 2022-06-23 | 2022-08-01 | High | 4 | #N/A | #N/A | #N/A | 80
HOMI | PR225R-PL30UKF-13W80-120 | 1040 | Downlight Retrofit | 80 | 2018-04-16 | 2018-05-16 | High | 4 | #N/A | #N/A | #N/A | 80
Great Value | DL6D3C13W27-4P | 1040 | Downlight Retrofit | 80 | 2021-10-25 | 2021-12-28 | High | 4 | #N/A | #N/A | #N/A | 80
Westgate | RDPF4-MCTP | 1040 | Downlight Retrofit | 80 | 2022-05-30 | 2022-06-15 | High | 4 | #N/A | #N/A | #N/A | 80
Westgate | RDPF6-MCT5 | 1040 | Downlight Retrofit | 80 | 2020-08-10 | 2020-09-18 | High | 4 | #N/A | #N/A | #N/A | 80
EiKO | DK6-15W/12.5/827-D-120-W/B | 1200 | Downlight Retrofit | 80 | 2018-09-17 | 2018-10-05 | High | 4 | #N/A | #N/A | #N/A | 80
Elite Lighting | RL685-1200L-DIMTR-120-27K/30K/35K/40K/50K-90-W-WH | 1200 | Downlight Retrofit | 80 | 2019-11-27 | 2019-11-27 | High | 4 | #N/A | #N/A | #N/A | 80
Elite Lighting | RL687-1200L-DIMTR-120-27K/30K/35K/40K/50K-90-W-WH | 1200 | Downlight Retrofit | 80 | 2019-11-27 | 2019-11-27 | High | 4 | #N/A | #N/A | #N/A | 80
E ENERGETIC LIGHTING | E3DL6B-92750 | 1200 | Downlight Retrofit | 80 | 2022-10-10 | 2022-10-20 | High | 4 | #N/A | #N/A | #N/A | 80
E ENERGETIC LIGHTING | MQTL1158-LED15K9027 | 1200 | Downlight Retrofit | 80 | 2020-09-25 | 2020-10-11 | High | 4 | #N/A | #N/A | #N/A | 80
Energetic Lighting | E3DL15P56-92765 | 1200 | Downlight Retrofit | 80 | 2019-01-10 | 2020-02-18 | High | 4 | #N/A | #N/A | #N/A | 80
MEEK, Twinkle, Twcctcorp | CDL-15X-ETL-5CCT | 1200 | Downlight Retrofit | 80 | 2022-06-14 | 2022-07-27 | High | 4 | #N/A | #N/A | #N/A | 80
HENGTE | HT-G15CDEL6-915-27FG-## | 1200 | Downlight Retrofit | 80 | 2019-11-26 | 2019-12-02 | High | 4 | #N/A | #N/A | #N/A | 80
HENGTE | HT-G15CDEL6-915-27FT-## | 1200 | Downlight Retrofit | 80 | 2019-11-26 | 2019-12-02 | High | 4 | #N/A | #N/A | #N/A | 80
Impulse Lighting | IL-D826-40K | 1200 | Downlight Retrofit | 80 | 2018-07-10 | 2019-10-11 | High | 4 | #N/A | #N/A | #N/A | 80
Sylvania | 65524 | 1200 | Downlight Retrofit | 80 | 2020-09-15 | 2020-11-04 | High | 4 | #N/A | #N/A | #N/A | 80
Utilitech | MQTL1117-LED15K9027 | 1200 | Downlight Retrofit | 80 | 2019-09-18 | 2019-10-25 | High | 4 | #N/A | #N/A | #N/A | 80
RZ lighting | DL347-6-15W-P5 | 1200 | Downlight Retrofit | 80 | 2022-07-07 | 2022-08-30 | High | 4 | #N/A | #N/A | #N/A | 80
Superior Life | 90902 | 1200 | Downlight Retrofit | 80 | 2019-01-14 | 2020-04-01 | High | 4 | #N/A | #N/A | #N/A | 80
EPHAN | EPDL-15X-ETL-5CCT | 1200 | Downlight Retrofit | 80 | 2022-06-20 | 2022-07-18 | High | 4 | #N/A | #N/A | #N/A | 80
LIGHT THE FUTURE | D236-90-2700 | 1200 | Downlight Retrofit | 80 | 2019-01-09 | 2019-01-09 | High | 4 | #N/A | #N/A | #N/A | 80
LIGHT THE FUTURE | D236-90-3000 | 1200 | Downlight Retrofit | 80 | 2019-01-09 | 2019-01-09 | High | 4 | #N/A | #N/A | #N/A | 80
Philips Hue | 9290034792 | 1200 | Downlight Retrofit | 80 | 2022-06-08 | 2022-07-21 | High | 4 | #N/A | #N/A | #N/A | 80
Topaz | RTL/633WH/15W/D-61 | 1200 | Downlight Retrofit | 80 | 2017-11-20 | 2017-11-17 | High | 4 | #N/A | #N/A | #N/A | 80
Verbatim | 71143 | 1200 | Downlight Retrofit | 80 | 2021-11-05 | 2021-11-03 | High | 4 | #N/A | #N/A | #N/A | 80
UPSHINE | DL347-6-15W-P3 | 1200 | Downlight Retrofit | 80 | 2021-12-10 | 2021-12-17 | High | 4 | #N/A | #N/A | #N/A | 80
LIGHT THE FUTURE | D826-80-4000 | 1200 | Downlight Retrofit | 80 | 2018-07-10 | 2018-07-10 | High | 4 | #N/A | #N/A | #N/A | 80
LIGHT THE FUTURE | D228-20W-90-2700-** | 1600 | Downlight Retrofit | 80 | 2021-03-22 | 2021-03-16 | High | 4 | #N/A | #N/A | #N/A | 80
LIGHT THE FUTURE | D228-20W-90-3000-** | 1600 | Downlight Retrofit | 80 | 2021-03-22 | 2021-03-16 | High | 4 | #N/A | #N/A | #N/A | 80
LIGHT THE FUTURE | D228-20W-90-3500-** | 1600 | Downlight Retrofit | 80 | 2021-03-22 | 2021-03-16 | High | 4 | #N/A | #N/A | #N/A | 80
LIGHT THE FUTURE | D228-20W-90-4000-** | 1600 | Downlight Retrofit | 80 | 2021-03-22 | 2021-03-16 | High | 4 | #N/A | #N/A | #N/A | 80
LIGHT THE FUTURE | D228-20W-90-5000-** | 1600 | Downlight Retrofit | 80 | 2021-03-22 | 2021-03-16 | High | 4 | #N/A | #N/A | #N/A | 80
Superior Life | 91440 | 2000 | Downlight Retrofit | 80 | 2018-01-05 | 2018-01-08 | High | 4 | #N/A | #N/A | #N/A | 80
UP-SHINE | UP-DL60-5&6-14W-D(2700K) | 1130 | Downlight Retrofit | 80.7 | 2016-03-10 | 2016-03-09 | High | 4 | #N/A | #N/A | #N/A | 80.7
UP-SHINE | UP-DL60A-5&6-14W-D(2700K) | 1130 | Downlight Retrofit | 80.7 | 2016-03-10 | 2016-03-09 | High | 4 | #N/A | #N/A | #N/A | 80.7
MAXXIMA | MRL-61350W | 1050 | Downlight Retrofit | 80.8 | 2019-10-14 | 2019-10-28 | High | 4 | #N/A | #N/A | #N/A | 80.8
Sunco Lighting | DL_BFWR56-13W-27K_5K-#PK | 1050 | Downlight Retrofit | 80.8 | 2022-03-16 | 2022-04-25 | High | 4 | #N/A | #N/A | #N/A | 80.8
Sunco Lighting | DL_BFWR56-13W-27K_5K-#PK | 1050 | Downlight Retrofit | 80.8 | 2022-06-08 | 2022-07-01 | High | 4 | #N/A | #N/A | #N/A | 80.8
Sunco Lighting | DL_BFWR56-13W-27K-#PK | 1050 | Downlight Retrofit | 80.8 | 2022-06-08 | 2022-07-08 | High | 4 | #N/A | #N/A | #N/A | 80.8
Verbatim | D7-L1050-5CCT-SM | 1050 | Downlight Retrofit | 80.8 | 2022-08-01 | 2022-08-22 | High | 4 | #N/A | #N/A | #N/A | 80.8
LIGHT THE FUTURE | D844-CCT-90-DM-**-* | 1050 | Downlight Retrofit | 80.8 | 2021-03-26 | 2021-03-20 | High | 4 | #N/A | #N/A | #N/A | 80.8
Halo | SLD612827WH | 1180 | Downlight Retrofit | 80.8 | 2015-04-15 | 2016-06-16 | High | 4 | #N/A | #N/A | #N/A | 80.8
Lightolier | CR10R309##UW | 3064 | Downlight Retrofit | 80.8 | 2019-03-04 | 2019-03-07 | High | 4 | #N/A | #N/A | #N/A | 80.8
Lightolier | CR8R239##UW | 2085 | Downlight Retrofit | 80.9 | 2019-03-04 | 2019-03-07 | High | 4 | #N/A | #N/A | #N/A | 80.9
Lightolier | CR4R109##UW | 1015 | Downlight Retrofit | 81.1 | 2019-03-04 | 2019-03-07 | High | 4 | #N/A | #N/A | #N/A | 81.1
Halo | ML4D10FL9FS1E010* | 1000 | Downlight Retrofit | 81.3 | 2022-07-15 | 2022-07-19 | High | 4 | #N/A | #N/A | #N/A | 81.3
Halo | ML4D10FL9FS1E010*-* | 1000 | Downlight Retrofit | 81.3 | 2022-07-15 | 2022-07-19 | High | 4 | #N/A | #N/A | #N/A | 81.3
Halo | ML4D10FL9FS1E010*-#* | 1000 | Downlight Retrofit | 81.3 | 2022-07-15 | 2022-07-19 | High | 4 | #N/A | #N/A | #N/A | 81.3
National Specialty Lighting | LVLDL2C08-NW | 1040 | Downlight Retrofit | 81.3 | 2018-01-01 | 2016-04-17 | High | 4 | #N/A | #N/A | #N/A | 81.3
Westgate | RDL6-MCT5-WP | 1140 | Downlight Retrofit | 81.4 | 2020-10-30 | 2021-01-15 | High | 4 | #N/A | #N/A | #N/A | 81.4
TCP | LEDDR56BVCCT1 | 1100 | Downlight Retrofit | 81.5 | 2021-08-01 | 2021-09-09 | High | 4 | #N/A | #N/A | #N/A | 81.5
TCP | LEDDR56SFCCT1 | 1100 | Downlight Retrofit | 81.5 | 2021-09-20 | 2022-02-23 | High | 4 | #N/A | #N/A | #N/A | 81.5
Halo | PR6FS12D010 PR6M12[MD¦WD] 9FS[MW¦MMS¦BZ] | 1793 | Downlight Retrofit | 81.5 | 2019-08-26 | 2019-08-26 | High | 4 | #N/A | #N/A | #N/A | 81.5
GE Lighting | 93121711 | 2200 | Downlight Retrofit | 81.5 | 2020-03-26 | 2020-04-07 | High | 4 | #N/A | #N/A | #N/A | 81.5
GE Lighting | 93128889 | 2200 | Downlight Retrofit | 81.5 | 2020-03-26 | 2020-07-20 | High | 4 | #N/A | #N/A | #N/A | 81.5
Elite Lighting | HHJ8-LED-6000L-DIM10-[120,277]V-[N,M,W]D-[27,30,35,40,50]K-80 | 6148 | Downlight Retrofit | 81.5 | 2016-09-21 | 2016-12-27 | High | 4 | #N/A | #N/A | #N/A | 81.5
Elite LED | RL631-950L-DIMTR-120-27K-90-W-WH | 1063 | Downlight Retrofit | 81.8 | 2015-10-02 | 2015-10-02 | High | 4 | #N/A | #N/A | #N/A | 81.8
SATCO/NUVO | 62-1192 | 2453 | Downlight Retrofit | 81.8 | 2018-07-09 | 2018-07-09 | High | 4 | #N/A | #N/A | #N/A | 81.8
Halo | SLD6129SE010MW* | 1270 | Downlight Retrofit | 81.9 | 2021-01-19 | 2021-01-24 | High | 4 | #N/A | #N/A | #N/A | 81.9
Halo | SLD6129SE010MW*-* | 1270 | Downlight Retrofit | 81.9 | 2021-01-19 | 2021-01-24 | High | 4 | #N/A | #N/A | #N/A | 81.9
Archipelago Lighting | LLDR6-14-27-B | 1150 | Downlight Retrofit | 82.1 | 2021-09-24 | 2021-10-29 | High | 4 | #N/A | #N/A | #N/A | 82.1
Archipelago Lighting | LLDR6-14-30-B | 1150 | Downlight Retrofit | 82.1 | 2021-09-24 | 2021-10-29 | High | 4 | #N/A | #N/A | #N/A | 82.1
Archipelago Lighting | LLDR6-14-35-B | 1150 | Downlight Retrofit | 82.1 | 2021-09-24 | 2021-10-29 | High | 4 | #N/A | #N/A | #N/A | 82.1
Archipelago Lighting | LLDR6-14-40-B | 1150 | Downlight Retrofit | 82.1 | 2021-09-24 | 2021-10-29 | High | 4 | #N/A | #N/A | #N/A | 82.1
Archipelago Lighting | LLDR6-14-50-B | 1150 | Downlight Retrofit | 82.1 | 2021-09-24 | 2021-10-29 | High | 4 | #N/A | #N/A | #N/A | 82.1
Origin | 626569 | 1150 | Downlight Retrofit | 82.1 | 2016-08-01 | 2016-10-20 | High | 4 | #N/A | #N/A | #N/A | 82.1
Origin | 626570 | 1150 | Downlight Retrofit | 82.1 | 2016-08-01 | 2016-10-20 | High | 4 | #N/A | #N/A | #N/A | 82.1
Origin | 626576 | 1150 | Downlight Retrofit | 82.1 | 2016-08-01 | 2016-10-20 | High | 4 | #N/A | #N/A | #N/A | 82.1
Origin | 626577 | 1150 | Downlight Retrofit | 82.1 | 2016-08-01 | 2016-10-20 | High | 4 | #N/A | #N/A | #N/A | 82.1
UP-SHINE | UP-DL60-5&6-14W-D(3000K) | 1150 | Downlight Retrofit | 82.1 | 2016-03-10 | 2016-03-09 | High | 4 | #N/A | #N/A | #N/A | 82.1
UP-SHINE | UP-DL60A-5&6-14W-D(3000K) | 1150 | Downlight Retrofit | 82.1 | 2016-03-10 | 2016-03-09 | High | 4 | #N/A | #N/A | #N/A | 82.1
EiKO | RDR6/PS17/9FCCT/120DTWHB | 1400 | Downlight Retrofit | 82.4 | 2021-11-19 | 2021-12-14 | High | 4 | #N/A | #N/A | #N/A | 82.4
Westgate | RDPF6-MCTP | 1400 | Downlight Retrofit | 82.4 | 2022-05-30 | 2022-06-15 | High | 4 | #N/A | #N/A | #N/A | 82.4
Origin | 626608 | 2720 | Downlight Retrofit | 82.4 | 2016-08-01 | 2016-10-20 | High | 4 | #N/A | #N/A | #N/A | 82.4
Origin | 626609 | 2720 | Downlight Retrofit | 82.4 | 2016-08-01 | 2016-10-20 | High | 4 | #N/A | #N/A | #N/A | 82.4
Origin | 626611 | 2720 | Downlight Retrofit | 82.4 | 2016-08-01 | 2016-10-20 | High | 4 | #N/A | #N/A | #N/A | 82.4
EiKO | CDR-8-33/85/827-SSW-DIM-U | 3300 | Downlight Retrofit | 82.5 | 2018-04-20 | 2018-04-24 | High | 4 | #N/A | #N/A | #N/A | 82.5
Lightolier | RD5R129301W | 1467 | Downlight Retrofit | 82.6 | 2017-09-22 | 2017-09-20 | High | 4 | #N/A | #N/A | #N/A | 82.6
PHILIPS | PRD5R129301W | 1467 | Downlight Retrofit | 82.6 | 2017-09-22 | 2017-09-20 | High | 4 | #N/A | #N/A | #N/A | 82.6
Elite Lighting | HHJ8-LED-6000L-DIM10-[120,277]V-[N,M,W]D-[27,30,35,40,50]K-80 | 6882 | Downlight Retrofit | 82.6 | 2016-09-21 | 2016-12-27 | High | 4 | #N/A | #N/A | #N/A | 82.6
Halo | ML4D09NFL927E | 1019 | Downlight Retrofit | 82.8 | 2016-06-01 | 2016-06-10 | High | 4 | #N/A | #N/A | #N/A | 82.8
NICOR LED | DCR562121202KWH | 1200 | Downlight Retrofit | 82.8 | 2020-08-03 | 2020-08-06 | High | 4 | #N/A | #N/A | #N/A | 82.8
Halo | SMD6S129SWHE* | 1251 | Downlight Retrofit | 82.8 | 2020-08-31 | 2020-09-08 | High | 4 | #N/A | #N/A | #N/A | 82.8
Halo | SMD6S129SWHE*-* | 1251 | Downlight Retrofit | 82.8 | 2020-08-31 | 2020-09-08 | High | 4 | #N/A | #N/A | #N/A | 82.8
ETI | 538191## | 1014 | Downlight Retrofit | 83.1 | 2019-05-20 | 2019-07-09 | High | 4 | #N/A | #N/A | #N/A | 83.1
Commercial Electric | 538191##(##=00-99) | 1014 | Downlight Retrofit | 83.1 | 2019-05-20 | 2019-06-27 | High | 4 | #N/A | #N/A | #N/A | 83.1
EiKO | DSD6/13W/9FCCT/120DTWH | 1080 | Downlight Retrofit | 83.1 | 2022-05-07 | 2022-05-17 | High | 4 | #N/A | #N/A | #N/A | 83.1
Great Value | DL6DG3C13WP274P | 1080 | Downlight Retrofit | 83.1 | 2021-10-25 | 2021-12-28 | High | 4 | #N/A | #N/A | #N/A | 83.1
JAYKAL | JLS-CE10-27W-30E | 2247 | Downlight Retrofit | 83.2 | 2021-08-03 | 2021-08-31 | High | 4 | #N/A | #N/A | #N/A | 83.2
JAYKAL | JLS-CE10-27W-35E | 2247 | Downlight Retrofit | 83.2 | 2021-08-03 | 2021-08-31 | High | 4 | #N/A | #N/A | #N/A | 83.2
JAYKAL | JLS-CE10-27W-40E | 2247 | Downlight Retrofit | 83.2 | 2021-08-03 | 2021-08-31 | High | 4 | #N/A | #N/A | #N/A | 83.2
JAYKAL | JLS-CE10-27W-50E | 2247 | Downlight Retrofit | 83.2 | 2021-08-03 | 2021-08-31 | High | 4 | #N/A | #N/A | #N/A | 83.2
JAYKAL | JLS-CE6-27W-30E | 2247 | Downlight Retrofit | 83.2 | 2021-08-03 | 2021-08-31 | High | 4 | #N/A | #N/A | #N/A | 83.2
JAYKAL | JLS-CE6-27W-35E | 2247 | Downlight Retrofit | 83.2 | 2021-08-03 | 2021-08-31 | High | 4 | #N/A | #N/A | #N/A | 83.2
JAYKAL | JLS-CE6-27W-40E | 2247 | Downlight Retrofit | 83.2 | 2021-08-03 | 2021-08-31 | High | 4 | #N/A | #N/A | #N/A | 83.2
JAYKAL | JLS-CE6-27W-50E | 2247 | Downlight Retrofit | 83.2 | 2021-08-03 | 2021-08-31 | High | 4 | #N/A | #N/A | #N/A | 83.2
JAYKAL | JLS-CE8-27W-30E | 2247 | Downlight Retrofit | 83.2 | 2021-08-03 | 2021-08-31 | High | 4 | #N/A | #N/A | #N/A | 83.2
JAYKAL | JLS-CE8-27W-35E | 2247 | Downlight Retrofit | 83.2 | 2021-08-03 | 2021-08-31 | High | 4 | #N/A | #N/A | #N/A | 83.2
JAYKAL | JLS-CE8-27W-40E | 2247 | Downlight Retrofit | 83.2 | 2021-08-03 | 2021-08-31 | High | 4 | #N/A | #N/A | #N/A | 83.2
JAYKAL | JLS-CE8-27W-50E | 2247 | Downlight Retrofit | 83.2 | 2021-08-03 | 2021-08-31 | High | 4 | #N/A | #N/A | #N/A | 83.2
Juno | 4RLD G4 09LM 30K*** | 1000 | Downlight Retrofit | 83.3 | 2020-11-20 | 2020-11-25 | High | 4 | #N/A | #N/A | #N/A | 83.3
Juno | 6RLD G4 10LM 27K*** | 1000 | Downlight Retrofit | 83.3 | 2020-11-20 | 2020-11-25 | High | 4 | #N/A | #N/A | #N/A | 83.3
Juno | 6RLD G4 10LM 30K*** | 1000 | Downlight Retrofit | 83.3 | 2020-11-20 | 2020-11-25 | High | 4 | #N/A | #N/A | #N/A | 83.3
US Green Lighting | L/DL6/12/X1/930/TJ02 | 1000 | Downlight Retrofit | 83.3 | 2018-10-29 | 2018-11-01 | High | 4 | #N/A | #N/A | #N/A | 83.3
US Green Lighting | L/DL6/12/X1/940/TJ02 | 1000 | Downlight Retrofit | 83.3 | 2018-10-29 | 2018-11-01 | High | 4 | #N/A | #N/A | #N/A | 83.3
US Green Lighting | L/DL6/12/X1/950/TJ02 | 1000 | Downlight Retrofit | 83.3 | 2018-10-29 | 2018-11-01 | High | 4 | #N/A | #N/A | #N/A | 83.3
ASD | ASD-LDLRK-1BR-6D1230-WH | 1000 | Downlight Retrofit | 83.3 | 2020-08-20 | 2020-09-14 | High | 4 | #N/A | #N/A | #N/A | 83.3
ASD | ASD-LDLRK-1BR-6D1240-WH | 1000 | Downlight Retrofit | 83.3 | 2020-08-20 | 2020-09-14 | High | 4 | #N/A | #N/A | #N/A | 83.3
ASD | ASD-LDLRK-1BR-6D1250-WH | 1000 | Downlight Retrofit | 83.3 | 2020-08-20 | 2020-09-14 | High | 4 | #N/A | #N/A | #N/A | 83.3
EiKO | CDR-6-10/85/827-SSW-DIM-U | 1000 | Downlight Retrofit | 83.3 | 2018-04-20 | 2018-04-24 | High | 4 | #N/A | #N/A | #N/A | 83.3
EiKO | CDR-8-10/85/827-SSW-DIM-U | 1000 | Downlight Retrofit | 83.3 | 2018-04-20 | 2018-04-24 | High | 4 | #N/A | #N/A | #N/A | 83.3
EiKO | DK6-12W/10/827-D-120-W/B | 1000 | Downlight Retrofit | 83.3 | 2018-09-17 | 2018-10-05 | High | 4 | #N/A | #N/A | #N/A | 83.3
MORRIS | 72610 | 1000 | Downlight Retrofit | 83.3 | 2018-05-14 | 2018-05-08 | High | 4 | #N/A | #N/A | #N/A | 83.3
MORRIS | 72611 | 1000 | Downlight Retrofit | 83.3 | 2018-05-14 | 2018-05-08 | High | 4 | #N/A | #N/A | #N/A | 83.3
LIGHT THE FUTURE | D636-90-3000-# | 1000 | Downlight Retrofit | 83.3 | 2018-04-25 | 2018-04-25 | High | 4 | #N/A | #N/A | #N/A | 83.3
LIGHT THE FUTURE | D636-90-3500-# | 1000 | Downlight Retrofit | 83.3 | 2018-04-25 | 2018-04-25 | High | 4 | #N/A | #N/A | #N/A | 83.3
LIGHT THE FUTURE | D636-90-4000-# | 1000 | Downlight Retrofit | 83.3 | 2018-04-25 | 2018-04-25 | High | 4 | #N/A | #N/A | #N/A | 83.3
LIGHT THE FUTURE | D636-90-5000-# | 1000 | Downlight Retrofit | 83.3 | 2018-04-25 | 2018-04-25 | High | 4 | #N/A | #N/A | #N/A | 83.3
ETI | 538201## | 1100 | Downlight Retrofit | 83.3 | 2019-05-20 | 2019-07-09 | High | 4 | #N/A | #N/A | #N/A | 83.3
Commercial Electric | 538201##(##=00-99) | 1100 | Downlight Retrofit | 83.3 | 2019-05-20 | 2019-06-27 | High | 4 | #N/A | #N/A | #N/A | 83.3
Impulse Lighting | IL-D826-50K | 1250 | Downlight Retrofit | 83.3 | 2018-07-10 | 2019-10-11 | High | 4 | #N/A | #N/A | #N/A | 83.3
LIGHT THE FUTURE | D826-80-5000 | 1250 | Downlight Retrofit | 83.3 | 2018-07-10 | 2018-07-10 | High | 4 | #N/A | #N/A | #N/A | 83.3
LIGHT THE FUTURE | D836-80-4000 | 1250 | Downlight Retrofit | 83.3 | 2018-07-10 | 2018-07-10 | High | 4 | #N/A | #N/A | #N/A | 83.3
LIGHT THE FUTURE | D836-80-5000 | 1250 | Downlight Retrofit | 83.3 | 2018-07-10 | 2018-07-10 | High | 4 | #N/A | #N/A | #N/A | 83.3
EiKO | CDR-6-15/85/827-SSW-DIM-U | 1500 | Downlight Retrofit | 83.3 | 2018-04-20 | 2018-04-24 | High | 4 | #N/A | #N/A | #N/A | 83.3
EiKO | CDR-8-15/85/827-SSW-DIM-U | 1500 | Downlight Retrofit | 83.3 | 2018-04-20 | 2018-04-24 | High | 4 | #N/A | #N/A | #N/A | 83.3
EiKO | DK6-18W/15/827-D-120-W/B | 1500 | Downlight Retrofit | 83.3 | 2018-09-17 | 2018-10-05 | High | 4 | #N/A | #N/A | #N/A | 83.3
Tamlite Lighting | TRR56RF-5CCTA | 1500 | Downlight Retrofit | 83.3 | 2022-07-01 | 2022-07-07 | High | 4 | #N/A | #N/A | #N/A | 83.3
EiKO | CDR-8-20/85/827-SSW-DIM-U | 2000 | Downlight Retrofit | 83.3 | 2018-04-20 | 2018-04-24 | High | 4 | #N/A | #N/A | #N/A | 83.3
Stanpro | CRK-12-27-1 | 2000 | Downlight Retrofit | 83.3 | 2020-04-01 | 2020-04-14 | High | 4 | #N/A | #N/A | #N/A | 83.3
Stanpro | CRK-12-30-1 | 2000 | Downlight Retrofit | 83.3 | 2020-04-01 | 2020-04-14 | High | 4 | #N/A | #N/A | #N/A | 83.3
Stanpro | CRK-12-35-1 | 2000 | Downlight Retrofit | 83.3 | 2020-04-01 | 2020-04-14 | High | 4 | #N/A | #N/A | #N/A | 83.3
Stanpro | CRK-12-40-1 | 2000 | Downlight Retrofit | 83.3 | 2020-04-01 | 2020-04-14 | High | 4 | #N/A | #N/A | #N/A | 83.3
Stanpro | CRK-12-50-1 | 2000 | Downlight Retrofit | 83.3 | 2020-04-01 | 2020-04-14 | High | 4 | #N/A | #N/A | #N/A | 83.3
Tamlite | CH-6-WSCS-WH-UZTD-G2 | 2000 | Downlight Retrofit | 83.3 | 2022-10-10 | 2022-10-10 | High | 4 | #N/A | #N/A | #N/A | 83.3
Juno Lighting | 65XEYY HL SWW5 90CRI #& | 1160 | Downlight Retrofit | 83.5 | 2020-06-23 | 2020-06-23 | High | 4 | #N/A | #N/A | #N/A | 83.5
UP-SHINE | UP-DL60-5&6-14W-D(4000K) | 1170 | Downlight Retrofit | 83.6 | 2016-03-10 | 2016-03-09 | High | 4 | #N/A | #N/A | #N/A | 83.6
UP-SHINE | UP-DL60A-5&6-14W-D(4000K) | 1170 | Downlight Retrofit | 83.6 | 2016-03-10 | 2016-03-09 | High | 4 | #N/A | #N/A | #N/A | 83.6
Halo | SLD6129S1EMW* | 1304 | Downlight Retrofit | 83.6 | 2021-01-19 | 2021-01-24 | High | 4 | #N/A | #N/A | #N/A | 83.6
Halo | SLD6129S1EMW*-* | 1304 | Downlight Retrofit | 83.6 | 2021-01-19 | 2021-01-24 | High | 4 | #N/A | #N/A | #N/A | 83.6
Vantage | [RET¦RMD]-[A¦V][4¦6¦8¦10][OFCR¦VEFLED¦VOFLED]-40[30K¦35K¦40K¦50K]-[F4060¦F6015¦F6060¦F8015¦F8060¦F4015¦F1015¦F1060]-[SCL-R¦SGC-R¦WHT-R]-[GR-4-xx¦GR-6¦GR-8-xx¦GR-10-xx¦REM] | 3549 | Downlight Retrofit | 83.7 | 2019-02-20 | 2020-07-24 | High | 4 | #N/A | #N/A | #N/A | 83.7
LRX | LR4X-10L-35K | 1050 | Downlight Retrofit | 84 | 2019-10-15 | 2019-10-23 | High | 4 | #N/A | #N/A | #N/A | 84
LRX | LR4X-10L-40K | 1050 | Downlight Retrofit | 84 | 2019-10-15 | 2019-10-23 | High | 4 | #N/A | #N/A | #N/A | 84
LRX | LR6X-10L-27K | 1050 | Downlight Retrofit | 84 | 2019-10-15 | 2019-10-23 | High | 4 | #N/A | #N/A | #N/A | 84
LRX | LR6X-10L-30K | 1050 | Downlight Retrofit | 84 | 2019-10-15 | 2019-10-23 | High | 4 | #N/A | #N/A | #N/A | 84
LRX | LR6X-10L-35K | 1050 | Downlight Retrofit | 84 | 2019-10-15 | 2019-10-23 | High | 4 | #N/A | #N/A | #N/A | 84
LRX | LR6X-10L-40K | 1050 | Downlight Retrofit | 84 | 2019-10-15 | 2019-10-23 | High | 4 | #N/A | #N/A | #N/A | 84
LRX | LR4X-10L-27K | 1050 | Downlight Retrofit | 84 | 2019-10-15 | 2019-10-23 | High | 4 | #N/A | #N/A | #N/A | 84
LRX | LR4X-10L-30K | 1050 | Downlight Retrofit | 84 | 2019-10-15 | 2019-10-23 | High | 4 | #N/A | #N/A | #N/A | 84
HENGTE | HT-US-G2EAD4-912.5-27AP-##1 | 1050 | Downlight Retrofit | 84 | 2019-11-29 | 2019-12-03 | High | 4 | #N/A | #N/A | #N/A | 84
HENGTE | HT-US-G2EAD4-912.5-30AP-##1 | 1050 | Downlight Retrofit | 84 | 2019-11-29 | 2019-12-03 | High | 4 | #N/A | #N/A | #N/A | 84
HENGTE | HT-US-G2EAD4-912.5-35AP-##1 | 1050 | Downlight Retrofit | 84 | 2019-11-29 | 2019-12-03 | High | 4 | #N/A | #N/A | #N/A | 84
HENGTE | HT-US-G2EAD4-912.5-40AP-##1 | 1050 | Downlight Retrofit | 84 | 2019-11-29 | 2019-12-03 | High | 4 | #N/A | #N/A | #N/A | 84
HENGTE | HT-US-G2EAD4-912.5-50AP-##1 | 1050 | Downlight Retrofit | 84 | 2019-11-29 | 2019-12-03 | High | 4 | #N/A | #N/A | #N/A | 84
EiKO | CDR-5C-8XXK-U | 4200 | Downlight Retrofit | 84 | 2016-03-28 | 2016-05-10 | High | 4 | #N/A | #N/A | #N/A | 84
EiKO | CDR-5C-8XXK-U | 4200 | Downlight Retrofit | 84 | 2016-03-28 | 2016-05-10 | High | 4 | #N/A | #N/A | #N/A | 84
EiKO | CDR-5C-8XXK-U | 4200 | Downlight Retrofit | 84 | 2016-03-28 | 2016-05-10 | High | 4 | #N/A | #N/A | #N/A | 84
EiKO | CDR-5C-8XXK-U | 4200 | Downlight Retrofit | 84 | 2016-03-28 | 2016-05-10 | High | 4 | #N/A | #N/A | #N/A | 84
EiKO | CDR-5C-8XXK-U | 4200 | Downlight Retrofit | 84 | 2016-03-28 | 2016-05-10 | High | 4 | #N/A | #N/A | #N/A | 84
UP-SHINE | UP-DL60-4-12W-D(4000K) | 1010 | Downlight Retrofit | 84.2 | 2016-03-10 | 2016-03-09 | High | 4 | #N/A | #N/A | #N/A | 84.2
UP-SHINE | UP-DL60A-4-12W-D(4000K) | 1010 | Downlight Retrofit | 84.2 | 2016-03-10 | 2016-03-09 | High | 4 | #N/A | #N/A | #N/A | 84.2
Vantage | [RET¦RMD]-[A¦V][4¦6¦8¦10][OFCR¦VEFLED¦VOFLED]-20[30K¦35K¦40K¦50K]-[F4060¦F6015¦F6060¦F8015¦F8060¦F4015¦F1015¦F1060]-[SCL-R¦SGC-R¦WHT-R]-[GR-4-xx¦GR-6¦GR-8-xx¦GR-10-xx¦REM] | 2046 | Downlight Retrofit | 84.4 | 2019-02-20 | 2020-05-13 | High | 4 | #N/A | #N/A | #N/A | 84.4
EiKO | DK4-13W/11/827-D-120-W/B | 1100 | Downlight Retrofit | 84.6 | 2018-09-17 | 2018-10-05 | High | 4 | #N/A | #N/A | #N/A | 84.6
EiKO | RDR4/13W830/120DTWHB | 1100 | Downlight Retrofit | 84.6 | 2021-11-19 | 2021-12-16 | High | 4 | #N/A | #N/A | #N/A | 84.6
HENGTE | HT-G3D4-913-277X9-##1 | 1100 | Downlight Retrofit | 84.6 | 2020-07-30 | 2020-08-01 | High | 4 | #N/A | #N/A | #N/A | 84.6
HENGTE | HT-G3D4-913-307X9-##1 | 1100 | Downlight Retrofit | 84.6 | 2020-07-30 | 2020-08-01 | High | 4 | #N/A | #N/A | #N/A | 84.6
HENGTE | HT-G3D4-913-357X9-##1 | 1100 | Downlight Retrofit | 84.6 | 2020-07-30 | 2020-08-01 | High | 4 | #N/A | #N/A | #N/A | 84.6
HENGTE | HT-G3D4-913-407X9-##1 | 1100 | Downlight Retrofit | 84.6 | 2020-07-30 | 2020-08-01 | High | 4 | #N/A | #N/A | #N/A | 84.6
HENGTE | HT-G3D4-913-507X9-##1 | 1100 | Downlight Retrofit | 84.6 | 2020-07-30 | 2020-08-01 | High | 4 | #N/A | #N/A | #N/A | 84.6
LEDVANCE LLC | LED/LD/1100/950/FL120/RP | 1100 | Downlight Retrofit | 84.6 | 2018-08-07 | 2018-08-14 | High | 4 | #N/A | #N/A | #N/A | 84.6
Osram | LED/LD/1100/950/FL120/RP | 1100 | Downlight Retrofit | 84.6 | 2018-08-07 | 2018-08-14 | High | 4 | #N/A | #N/A | #N/A | 84.6
Sylvania | LED/LD/1100/950/FL120/RP | 1100 | Downlight Retrofit | 84.6 | 2018-08-07 | 2018-08-14 | High | 4 | #N/A | #N/A | #N/A | 84.6
Commercial Electric | 1007995253 | 1100 | Downlight Retrofit | 84.6 | 2022-06-13 | 2022-10-12 | High | 4 | #N/A | #N/A | #N/A | 84.6
TCP | LEDDR56FLCCT1 | 1100 | Downlight Retrofit | 84.6 | 2021-08-01 | 2021-09-09 | High | 4 | #N/A | #N/A | #N/A | 84.6
TCP | L120DR56D3527K | 1400 | Downlight Retrofit | 84.8 | 2018-09-01 | 2018-11-19 | High | 4 | #N/A | #N/A | #N/A | 84.8
Origin | 626592 | 1950 | Downlight Retrofit | 84.8 | 2016-08-01 | 2016-10-20 | High | 4 | #N/A | #N/A | #N/A | 84.8
Origin | 626595 | 1950 | Downlight Retrofit | 84.8 | 2016-08-01 | 2016-10-20 | High | 4 | #N/A | #N/A | #N/A | 84.8
Origin | 626596 | 1950 | Downlight Retrofit | 84.8 | 2016-08-01 | 2016-10-20 | High | 4 | #N/A | #N/A | #N/A | 84.8
Origin | 626602 | 1950 | Downlight Retrofit | 84.8 | 2016-08-01 | 2016-10-20 | High | 4 | #N/A | #N/A | #N/A | 84.8
Origin | 626603 | 1950 | Downlight Retrofit | 84.8 | 2016-08-01 | 2016-10-20 | High | 4 | #N/A | #N/A | #N/A | 84.8
Origin | 626605 | 1950 | Downlight Retrofit | 84.8 | 2016-08-01 | 2016-10-20 | High | 4 | #N/A | #N/A | #N/A | 84.8
UP-SHINE | UP-DL60-4-12W-D(5000K) | 1020 | Downlight Retrofit | 85 | 2016-03-10 | 2016-03-09 | High | 4 | #N/A | #N/A | #N/A | 85
UP-SHINE | UP-DL60-5&6-12W-D(2700K) | 1020 | Downlight Retrofit | 85 | 2016-03-10 | 2016-03-09 | High | 4 | #N/A | #N/A | #N/A | 85
UP-SHINE | UP-DL60A-4-12W-D(5000K) | 1020 | Downlight Retrofit | 85 | 2016-03-10 | 2016-03-09 | High | 4 | #N/A | #N/A | #N/A | 85
UP-SHINE | UP-DL60A-5&6-12W-D(2700K) | 1020 | Downlight Retrofit | 85 | 2016-03-10 | 2016-03-09 | High | 4 | #N/A | #N/A | #N/A | 85
American Lighting | E56-27-WH | 1105 | Downlight Retrofit | 85 | 2016-05-26 | 2016-07-21 | High | 4 | #N/A | #N/A | #N/A | 85
PORTFOLIO | LD1M1021[D010TR¦D010] ED1M102[30¦50¦WW]90[MW¦MMS¦SC¦SB][MI¦1MB¦1MW¦1MMS] | 1958 | Downlight Retrofit | 85.1 | 2020-07-14 | 2020-07-23 | High | 4 | #N/A | #N/A | #N/A | 85.1
PORTFOLIO | LD1M521[D010TR¦D010] ED1M52[30¦50¦WW]90[MW¦MMS¦SC¦SB][MI¦1MB¦1MW¦1MMS] | 1026 | Downlight Retrofit | 85.5 | 2020-07-14 | 2020-07-23 | High | 4 | #N/A | #N/A | #N/A | 85.5
Lightolier | CR6R159##UW | 1569 | Downlight Retrofit | 85.5 | 2019-03-04 | 2019-03-07 | High | 4 | #N/A | #N/A | #N/A | 85.5
Elite | RL528-1200L-DIMTR-120-27K/30K/35K/40K/50K-90-W-WH | 1200 | Downlight Retrofit | 85.7 | 2021-07-22 | 2021-08-07 | High | 4 | #N/A | #N/A | #N/A | 85.7
HENGTE | HT-UL-G35CDEL-914-2757X9-##1 | 1200 | Downlight Retrofit | 85.7 | 2021-01-11 | 2021-01-17 | High | 4 | #N/A | #N/A | #N/A | 85.7
HENGTE | HT-UL-G35CDEL-914-2759X9-##1 | 1200 | Downlight Retrofit | 85.7 | 2021-01-11 | 2021-02-02 | High | 4 | #N/A | #N/A | #N/A | 85.7
HENGTE | HT-UL-G35CDEL-914-2759Y9-##1 | 1200 | Downlight Retrofit | 85.7 | 2021-01-11 | 2021-01-17 | High | 4 | #N/A | #N/A | #N/A | 85.7
HENGTE | HT-UL-G35CDEL-914-2767X9-##1 | 1200 | Downlight Retrofit | 85.7 | 2021-01-11 | 2021-01-17 | High | 4 | #N/A | #N/A | #N/A | 85.7
HENGTE | HT-UL-G35CDEL-914-2769X9-##1 | 1200 | Downlight Retrofit | 85.7 | 2021-01-11 | 2021-01-17 | High | 4 | #N/A | #N/A | #N/A | 85.7
HENGTE | HT-UL-G35CDEL-914-2769Y9-##1 | 1200 | Downlight Retrofit | 85.7 | 2021-01-11 | 2021-01-17 | High | 4 | #N/A | #N/A | #N/A | 85.7
HENGTE | HT-UL-G35CDEL-914-XX6FG9-##1 | 1200 | Downlight Retrofit | 85.7 | 2020-09-04 | 2020-09-10 | High | 4 | #N/A | #N/A | #N/A | 85.7
HENGTE | HT-UL-G35CDEL-914-XX6FT9-##1 | 1200 | Downlight Retrofit | 85.7 | 2020-09-04 | 2020-09-10 | High | 4 | #N/A | #N/A | #N/A | 85.7
HENGTE | HT-G3D6-914-277X9-##1 | 1200 | Downlight Retrofit | 85.7 | 2020-07-30 | 2020-08-01 | High | 4 | #N/A | #N/A | #N/A | 85.7
HENGTE | HT-G3D6-914-307X9-##1 | 1200 | Downlight Retrofit | 85.7 | 2020-07-30 | 2020-08-01 | High | 4 | #N/A | #N/A | #N/A | 85.7
HENGTE | HT-G3D6-914-357X9-##1 | 1200 | Downlight Retrofit | 85.7 | 2020-07-30 | 2020-08-01 | High | 4 | #N/A | #N/A | #N/A | 85.7
HENGTE | HT-G3D6-914-407X9-##1 | 1200 | Downlight Retrofit | 85.7 | 2020-07-30 | 2020-08-01 | High | 4 | #N/A | #N/A | #N/A | 85.7
HENGTE | HT-G3D6-914-507X9-##1 | 1200 | Downlight Retrofit | 85.7 | 2020-07-30 | 2020-08-01 | High | 4 | #N/A | #N/A | #N/A | 85.7
Halco | 87985 | 1200 | Downlight Retrofit | 85.7 | 2021-04-27 | 2021-05-14 | High | 4 | #N/A | #N/A | #N/A | 85.7
Halco | 87988 | 1200 | Downlight Retrofit | 85.7 | 2021-04-27 | 2021-05-14 | High | 4 | #N/A | #N/A | #N/A | 85.7
HENGTE | HT-G3D5-914-277X9-##1 | 1200 | Downlight Retrofit | 85.7 | 2020-07-30 | 2020-08-01 | High | 4 | #N/A | #N/A | #N/A | 85.7
HENGTE | HT-G3D5-914-307X9-##1 | 1200 | Downlight Retrofit | 85.7 | 2020-07-30 | 2020-08-01 | High | 4 | #N/A | #N/A | #N/A | 85.7
HENGTE | HT-G3D5-914-357X9-##1 | 1200 | Downlight Retrofit | 85.7 | 2020-07-30 | 2020-08-01 | High | 4 | #N/A | #N/A | #N/A | 85.7
HENGTE | HT-G3D5-914-407X9-##1 | 1200 | Downlight Retrofit | 85.7 | 2020-07-30 | 2020-08-01 | High | 4 | #N/A | #N/A | #N/A | 85.7
HENGTE | HT-G3D5-914-507X9-##1 | 1200 | Downlight Retrofit | 85.7 | 2020-07-30 | 2020-08-01 | High | 4 | #N/A | #N/A | #N/A | 85.7
Sylvania | 40638 | 1200 | Downlight Retrofit | 85.7 | 2019-08-29 | 2019-08-29 | High | 4 | #N/A | #N/A | #N/A | 85.7
Sylvania | 62012 | 1200 | Downlight Retrofit | 85.7 | 2021-06-15 | 2021-09-20 | High | 4 | #N/A | #N/A | #N/A | 85.7
Sylvania | 62123 | 1200 | Downlight Retrofit | 85.7 | 2020-10-15 | 2020-11-10 | High | 4 | #N/A | #N/A | #N/A | 85.7
Sylvania | 62387 | 1200 | Downlight Retrofit | 85.7 | 2021-09-15 | 2021-11-03 | High | 4 | #N/A | #N/A | #N/A | 85.7
Sylvania | 62391 | 1200 | Downlight Retrofit | 85.7 | 2021-09-15 | 2021-11-11 | High | 4 | #N/A | #N/A | #N/A | 85.7
Keystone | KT-LED14PSRD-6C-9CSF-DIM | 1200 | Downlight Retrofit | 85.7 | 2021-10-25 | 2021-11-29 | High | 4 | #N/A | #N/A | #N/A | 85.7
Keystone | KT-LED14PSRD-6CB-9CSF-DIM | 1200 | Downlight Retrofit | 85.7 | 2021-12-17 | 2022-01-28 | High | 4 | #N/A | #N/A | #N/A | 85.7
Keystone | KT-LED14RD-6C-9CSF-DIM | 1200 | Downlight Retrofit | 85.7 | 2021-10-25 | 2021-11-29 | High | 4 | #N/A | #N/A | #N/A | 85.7
NICOR LED | DLR566121202KWH | 1200 | Downlight Retrofit | 85.7 | 2021-11-18 | 2022-01-14 | High | 4 | #N/A | #N/A | #N/A | 85.7
NICOR LED | DLR566121203KWH | 1200 | Downlight Retrofit | 85.7 | 2021-11-18 | 2022-01-14 | High | 4 | #N/A | #N/A | #N/A | 85.7
NICOR LED | DLR566121204KWH | 1200 | Downlight Retrofit | 85.7 | 2021-11-18 | 2022-01-14 | High | 4 | #N/A | #N/A | #N/A | 85.7
NICOR LED | DLR566121205KWH | 1200 | Downlight Retrofit | 85.7 | 2021-11-18 | 2022-01-14 | High | 4 | #N/A | #N/A | #N/A | 85.7
NICOR LED | DLR56612120SWH | 1200 | Downlight Retrofit | 85.7 | 2021-11-18 | 2022-01-14 | High | 4 | #N/A | #N/A | #N/A | 85.7
MAXXIMA | MSL-24140W | 1200 | Downlight Retrofit | 85.7 | 2019-07-12 | 2019-08-02 | High | 4 | #N/A | #N/A | #N/A | 85.7
MaxLite | RR6149CSW | 1200 | Downlight Retrofit | 85.7 | 2020-07-01 | 2020-07-20 | High | 4 | #N/A | #N/A | #N/A | 85.7
RAB | DLR0100 | 1200 | Downlight Retrofit | 85.7 | 2020-01-03 | 2020-03-19 | High | 4 | #N/A | #N/A | #N/A | 85.7
RAB | DLR0116(R6R14950120WS) | 1200 | Downlight Retrofit | 85.7 | 2019-10-29 | 2019-10-31 | High | 4 | #N/A | #N/A | #N/A | 85.7
RAB | DLR0117(R6R14950120WB) | 1200 | Downlight Retrofit | 85.7 | 2019-10-29 | 2019-10-31 | High | 4 | #N/A | #N/A | #N/A | 85.7
RAB | DLR0125(R6R149FA120WB) | 1200 | Downlight Retrofit | 85.7 | 2021-11-17 | 2021-12-02 | High | 4 | #N/A | #N/A | #N/A | 85.7
RAB | DLR0030 | 1200 | Downlight Retrofit | 85.7 | 2019-10-29 | 2019-10-31 | High | 4 | #N/A | #N/A | #N/A | 85.7
RAB | DLR0031 | 1200 | Downlight Retrofit | 85.7 | 2019-10-29 | 2019-10-31 | High | 4 | #N/A | #N/A | #N/A | 85.7
RAB | DLR0032 | 1200 | Downlight Retrofit | 85.7 | 2019-10-29 | 2019-10-31 | High | 4 | #N/A | #N/A | #N/A | 85.7
RAB | DLR0064 | 1200 | Downlight Retrofit | 85.7 | 2019-10-29 | 2019-10-31 | High | 4 | #N/A | #N/A | #N/A | 85.7
RAB | DLR0065 | 1200 | Downlight Retrofit | 85.7 | 2019-10-29 | 2019-10-31 | High | 4 | #N/A | #N/A | #N/A | 85.7
RAB | DLR0066 | 1200 | Downlight Retrofit | 85.7 | 2019-10-29 | 2019-10-31 | High | 4 | #N/A | #N/A | #N/A | 85.7
RAB | DLR0067 | 1200 | Downlight Retrofit | 85.7 | 2019-10-29 | 2019-10-31 | High | 4 | #N/A | #N/A | #N/A | 85.7
RAB | DLR0029 | 1200 | Downlight Retrofit | 85.7 | 2019-10-29 | 2019-10-31 | High | 4 | #N/A | #N/A | #N/A | 85.7
VOTATEC | VO-RR56W14-120-D-4Way | 1200 | Downlight Retrofit | 85.7 | 2022-04-27 | 2022-06-08 | High | 4 | #N/A | #N/A | #N/A | 85.7
EiKO | CDR-4C-8XXK-U | 3000 | Downlight Retrofit | 85.7 | 2016-03-28 | 2016-05-10 | High | 4 | #N/A | #N/A | #N/A | 85.7
EiKO | CDR-4C-8XXK-U | 3000 | Downlight Retrofit | 85.7 | 2016-03-28 | 2016-05-10 | High | 4 | #N/A | #N/A | #N/A | 85.7
EiKO | CDR-4C-8XXK-U | 3000 | Downlight Retrofit | 85.7 | 2016-03-28 | 2016-05-10 | High | 4 | #N/A | #N/A | #N/A | 85.7
EiKO | CDR-4C-8XXK-U | 3000 | Downlight Retrofit | 85.7 | 2016-03-28 | 2016-05-10 | High | 4 | #N/A | #N/A | #N/A | 85.7
EiKO | CDR-4C-8XXK-U | 3000 | Downlight Retrofit | 85.7 | 2016-03-28 | 2016-05-10 | High | 4 | #N/A | #N/A | #N/A | 85.7
Elite Lighting Co. | RL632-950L-DIMTR-120-30K-90-W-WH | 1030 | Downlight Retrofit | 85.8 | 2017-07-10 | 2017-03-29 | High | 4 | #N/A | #N/A | #N/A | 85.8
Elite Lighting Co. | RL632-950L-DIMTR-120-35K-90-W-WH | 1030 | Downlight Retrofit | 85.8 | 2017-07-10 | 2017-03-29 | High | 4 | #N/A | #N/A | #N/A | 85.8
Elite Lighting Co. | RL632-950L-DIMTR-120-40K-90-W-WH | 1030 | Downlight Retrofit | 85.8 | 2017-07-10 | 2017-03-29 | High | 4 | #N/A | #N/A | #N/A | 85.8
Elite Lighting Co. | RL632-950L-DIMTR-120-50K-90-W-WH | 1030 | Downlight Retrofit | 85.8 | 2017-07-10 | 2017-03-29 | High | 4 | #N/A | #N/A | #N/A | 85.8
UP-SHINE | UP-DL60-5&6-12W-D(3000K) | 1030 | Downlight Retrofit | 85.8 | 2016-03-10 | 2016-03-09 | High | 4 | #N/A | #N/A | #N/A | 85.8
UP-SHINE | UP-DL60A-5&6-12W-D(3000K) | 1030 | Downlight Retrofit | 85.8 | 2016-03-10 | 2016-03-09 | High | 4 | #N/A | #N/A | #N/A | 85.8
Halo | SMD6R129SWHE* | 1262 | Downlight Retrofit | 85.9 | 2020-08-31 | 2020-09-08 | High | 4 | #N/A | #N/A | #N/A | 85.9
Halo | SMD6R129SWHE*-* | 1262 | Downlight Retrofit | 85.9 | 2020-08-31 | 2020-09-08 | High | 4 | #N/A | #N/A | #N/A | 85.9
Vantage | [RET¦RMD]-[A¦V][4¦6¦8¦10][OFCR¦VEFLED¦VOFLED]-50[30K¦35K¦40K¦50K]-[F4060¦F6015¦F6060¦F8015¦F8060¦F4015¦F1015¦F1060]-[SCL-R¦SGC-R¦WHT-R]-[GR-4-xx¦GR-6¦GR-8-xx¦GR-10-xx¦REM] | 4703 | Downlight Retrofit | 85.9 | 2019-02-20 | 2020-07-24 | High | 4 | #N/A | #N/A | #N/A | 85.9
Halo | ML5612827- ###[WB¦W¦H¦SC¦WW¦TBZB¦SNB] | 1479 | Downlight Retrofit | 86 | 2017-02-14 | 2017-02-15 | High | 4 | #N/A | #N/A | #N/A | 86
Vantage | [RET¦RMD]V[40¦60¦80¦100]FCR-15[30K¦35K¦40K]-[F4060¦F6015¦F6060¦F8015¦F8060¦F4015¦F1015¦F1060]-[SCL-R¦SGC-R¦WHT-R]-[GR-4-xx¦GR-6¦GR-8-xx¦GR-10-xx¦REM] | 1735 | Downlight Retrofit | 86.2 | 2019-02-20 | 2020-05-13 | High | 4 | #N/A | #N/A | #N/A | 86.2
UP-SHINE | UP-DL60-5&6-12W-D(4000K) | 1040 | Downlight Retrofit | 86.7 | 2016-03-10 | 2016-03-09 | High | 4 | #N/A | #N/A | #N/A | 86.7
UP-SHINE | UP-DL60A-5&6-12W-D(4000K) | 1040 | Downlight Retrofit | 86.7 | 2016-03-10 | 2016-03-09 | High | 4 | #N/A | #N/A | #N/A | 86.7
LIGHT THE FUTURE | D236-90-4000 | 1300 | Downlight Retrofit | 86.7 | 2019-01-09 | 2019-01-09 | High | 4 | #N/A | #N/A | #N/A | 86.7
LIGHT THE FUTURE | D236-90-5000 | 1300 | Downlight Retrofit | 86.7 | 2019-01-09 | 2019-01-09 | High | 4 | #N/A | #N/A | #N/A | 86.7
HOMI | PR300R-PL023UKF-24W80-120(2700K) | 2080 | Downlight Retrofit | 86.7 | 2017-02-26 | 2017-03-06 | High | 4 | #N/A | #N/A | #N/A | 86.7
Westgate | CRL6-27W-30K | 2341 | Downlight Retrofit | 86.7 | 2017-12-07 | 2016-10-14 | High | 4 | #N/A | #N/A | #N/A | 86.7
National Specialty Lighting | LV-DL13-30-WW | 1060 | Downlight Retrofit | 86.9 | 2017-09-01 | 2016-04-08 | High | 4 | #N/A | #N/A | #N/A | 86.9
Elite Lighting | HHJ6-LED-3000L-DIM10-[120,277]V-[N,M,W]D-[27,30,35,40,50]K-80 | 3772 | Downlight Retrofit | 86.9 | 2016-09-21 | 2016-12-01 | High | 4 | #N/A | #N/A | #N/A | 86.9
Satco | S39770 | 1000 | Downlight Retrofit | 87 | 2019-05-12 | 2019-05-14 | High | 4 | #N/A | #N/A | #N/A | 87
Satco | S11821 | 1000 | Downlight Retrofit | 87 | 2020-06-18 | 2020-06-25 | High | 4 | #N/A | #N/A | #N/A | 87
Progress Lighting | P8071-28/35K-L10-STR2 | 1018 | Downlight Retrofit | 87 | 2014-03-03 | 2014-01-21 | High | 4 | #N/A | #N/A | #N/A | 87
Lithonia Lighting | 65BEMW HL LED 27K 90CRI MX | 1200 | Downlight Retrofit | 87 | 2019-05-29 | 2019-05-29 | High | 4 | #N/A | #N/A | #N/A | 87
Lithonia Lighting | 65BEMW HL LED 30K 90CRI MX | 1200 | Downlight Retrofit | 87 | 2019-05-29 | 2019-05-29 | High | 4 | #N/A | #N/A | #N/A | 87
Lithonia Lighting | 65BEMW HL LED 35K 90CRI MX | 1200 | Downlight Retrofit | 87 | 2019-05-29 | 2019-05-29 | High | 4 | #N/A | #N/A | #N/A | 87
Lithonia Lighting | 65BEMW HL LED 40K 90CRI MX | 1200 | Downlight Retrofit | 87 | 2019-05-29 | 2019-05-29 | High | 4 | #N/A | #N/A | #N/A | 87
Lithonia Lighting | 65BEMW HL LED 50K 90CRI MX | 1200 | Downlight Retrofit | 87 | 2019-05-29 | 2019-05-29 | High | 4 | #N/A | #N/A | #N/A | 87
Lithonia Lighting | 65SEMW HL LED 27K 90CRI MX | 1200 | Downlight Retrofit | 87 | 2019-05-29 | 2019-05-29 | High | 4 | #N/A | #N/A | #N/A | 87
Lithonia Lighting | 65SEMW HL LED 30K 90CRI MX | 1200 | Downlight Retrofit | 87 | 2019-05-29 | 2019-05-29 | High | 4 | #N/A | #N/A | #N/A | 87
Lithonia Lighting | 65SEMW HL LED 35K 90CRI MX | 1200 | Downlight Retrofit | 87 | 2019-05-29 | 2019-05-29 | High | 4 | #N/A | #N/A | #N/A | 87
Lithonia Lighting | 65SEMW HL LED 40K 90CRI MX | 1200 | Downlight Retrofit | 87 | 2019-05-29 | 2019-05-29 | High | 4 | #N/A | #N/A | #N/A | 87
Lithonia Lighting | 65SEMW HL LED 50K 90CRI MX | 1200 | Downlight Retrofit | 87 | 2019-05-29 | 2019-05-29 | High | 4 | #N/A | #N/A | #N/A | 87
Sylvania | LED/RT8/8000/830US | 8000 | Downlight Retrofit | 87 | 2022-09-09 | 2022-09-09 | High | 4 | #N/A | #N/A | #N/A | 87
Sylvania | LED/RT8/8000/835US | 8000 | Downlight Retrofit | 87 | 2022-09-09 | 2022-09-09 | High | 4 | #N/A | #N/A | #N/A | 87
Sylvania | LED/RT8/8000/840US | 8000 | Downlight Retrofit | 87 | 2022-09-09 | 2022-09-09 | High | 4 | #N/A | #N/A | #N/A | 87
UP-SHINE | UP-DL60-5&6-14W-D(5000K) | 1220 | Downlight Retrofit | 87.1 | 2016-03-10 | 2016-03-09 | High | 4 | #N/A | #N/A | #N/A | 87.1
UP-SHINE | UP-DL60A-5&6-14W-D(5000K) | 1220 | Downlight Retrofit | 87.1 | 2016-03-10 | 2016-03-09 | High | 4 | #N/A | #N/A | #N/A | 87.1
Halo | RL56129S1EWH*-* | 1221 | Downlight Retrofit | 87.2 | 2020-02-05 | 2020-02-06 | High | 4 | #N/A | #N/A | #N/A | 87.2
Halo | RL56129S1EWHR | 1221 | Downlight Retrofit | 87.2 | 2018-06-01 | 2018-06-19 | High | 4 | #N/A | #N/A | #N/A | 87.2
RAB | DLS0129(SM3N1-6R-12-9CCT-120-W-EL) | 1050 | Downlight Retrofit | 87.5 | 2022-03-30 | 2022-04-28 | High | 4 | #N/A | #N/A | #N/A | 87.5
EPHAN | EPCL-12X-ETL-4CCT | 1050 | Downlight Retrofit | 87.5 | 2022-07-11 | 2022-07-28 | High | 4 | #N/A | #N/A | #N/A | 87.5
Halo | RL56129BLE40AWH | 1242 | Downlight Retrofit | 87.5 | 2019-07-03 | 2019-07-12 | High | 4 | #N/A | #N/A | #N/A | 87.5
Vantage | [RET¦RMD]-[A¦V][4¦6¦8¦10][OFCR¦VEFLED¦VOFLED]-30[30K¦35K¦40K¦50K]-[F4060¦F6015¦F6060¦F8015¦F8060¦F4015¦F1015¦F1060]-[SCL-R¦SGC-R¦WHT-R]-[GR-4-xx¦GR-6¦GR-8-xx¦GR-10-xx¦REM] | 2803 | Downlight Retrofit | 87.5 | 2019-02-20 | 2020-07-24 | High | 4 | #N/A | #N/A | #N/A | 87.5
Westgate | CRL6-27W-40K | 2366 | Downlight Retrofit | 87.6 | 2017-12-07 | 2016-10-14 | High | 4 | #N/A | #N/A | #N/A | 87.6
Elite Lighting | HHJ6-LED-4000L-DIM10-[120,277]V-[N,M,W]D-[27,30,35,40,50]K-80 | 4620 | Downlight Retrofit | 87.7 | 2016-09-21 | 2016-12-27 | High | 4 | #N/A | #N/A | #N/A | 87.7
LRX | LR4X-18L-27K | 1800 | Downlight Retrofit | 87.8 | 2019-10-15 | 2019-10-23 | High | 4 | #N/A | #N/A | #N/A | 87.8
LRX | LR4X-18L-30K | 1800 | Downlight Retrofit | 87.8 | 2019-10-15 | 2019-10-23 | High | 4 | #N/A | #N/A | #N/A | 87.8
LRX | LR4X-18L-35K | 1800 | Downlight Retrofit | 87.8 | 2019-10-15 | 2019-10-23 | High | 4 | #N/A | #N/A | #N/A | 87.8
LRX | LR4X-18L-40K | 1800 | Downlight Retrofit | 87.8 | 2019-10-15 | 2019-10-23 | High | 4 | #N/A | #N/A | #N/A | 87.8
LRX | LR6X-18L-27K | 1800 | Downlight Retrofit | 87.8 | 2019-10-15 | 2019-10-23 | High | 4 | #N/A | #N/A | #N/A | 87.8
LRX | LR6X-18L-30K | 1800 | Downlight Retrofit | 87.8 | 2019-10-15 | 2019-10-23 | High | 4 | #N/A | #N/A | #N/A | 87.8
LRX | LR6X-18L-35K | 1800 | Downlight Retrofit | 87.8 | 2019-10-15 | 2019-10-23 | High | 4 | #N/A | #N/A | #N/A | 87.8
LRX | LR6X-18L-40K | 1800 | Downlight Retrofit | 87.8 | 2019-10-15 | 2019-10-23 | High | 4 | #N/A | #N/A | #N/A | 87.8
Halo | RA56109S1EWH* | 1030 | Downlight Retrofit | 88 | 2021-08-02 | 2021-08-17 | High | 4 | #N/A | #N/A | #N/A | 88
Halo | RA56109S1EWH*-* | 1030 | Downlight Retrofit | 88 | 2021-08-02 | 2021-08-17 | High | 4 | #N/A | #N/A | #N/A | 88
Halo | RA56109S1EWH*-#* | 1030 | Downlight Retrofit | 88 | 2021-08-02 | 2021-08-17 | High | 4 | #N/A | #N/A | #N/A | 88
HENGTE | HT-US-G2EAD6-912.5-27AP-##1 | 1100 | Downlight Retrofit | 88 | 2019-11-29 | 2019-12-03 | High | 4 | #N/A | #N/A | #N/A | 88
HENGTE | HT-US-G2EAD6-912.5-30AP-##1 | 1100 | Downlight Retrofit | 88 | 2019-11-29 | 2019-12-03 | High | 4 | #N/A | #N/A | #N/A | 88
HENGTE | HT-US-G2EAD6-912.5-35AP-##1 | 1100 | Downlight Retrofit | 88 | 2019-11-29 | 2019-12-03 | High | 4 | #N/A | #N/A | #N/A | 88
HENGTE | HT-US-G2EAD6-912.5-40AP-##1 | 1100 | Downlight Retrofit | 88 | 2019-11-29 | 2019-12-03 | High | 4 | #N/A | #N/A | #N/A | 88
HENGTE | HT-US-G2EAD6-912.5-50AP-##1 | 1100 | Downlight Retrofit | 88 | 2019-11-29 | 2019-12-03 | High | 4 | #N/A | #N/A | #N/A | 88
ProLED | 99745 | 1100 | Downlight Retrofit | 88 | 2020-03-09 | 2020-03-11 | High | 4 | #N/A | #N/A | #N/A | 88
ProLED | 99747 | 1100 | Downlight Retrofit | 88 | 2020-03-09 | 2020-03-11 | High | 4 | #N/A | #N/A | #N/A | 88
ProLED | 99747 | 1100 | Downlight Retrofit | 88 | 2020-03-09 | 2020-03-11 | High | 4 | #N/A | #N/A | #N/A | 88
ProLED | 99748 | 1100 | Downlight Retrofit | 88 | 2020-03-09 | 2020-03-11 | High | 4 | #N/A | #N/A | #N/A | 88
American Lighting | E56-B40-WH | 1232 | Downlight Retrofit | 88 | 2016-05-26 | 2016-07-21 | High | 4 | #N/A | #N/A | #N/A | 88
EiKO | CDR-3C-8XXK-U | 2200 | Downlight Retrofit | 88 | 2016-04-07 | 2016-05-10 | High | 4 | #N/A | #N/A | #N/A | 88
EiKO | CDR-3C-8XXK-U | 2200 | Downlight Retrofit | 88 | 2016-04-07 | 2016-05-10 | High | 4 | #N/A | #N/A | #N/A | 88
EiKO | CDR-3C-8XXK-U | 2200 | Downlight Retrofit | 88 | 2016-04-07 | 2016-05-10 | High | 4 | #N/A | #N/A | #N/A | 88
EiKO | CDR-3C-8XXK-U | 2200 | Downlight Retrofit | 88 | 2016-04-07 | 2016-05-10 | High | 4 | #N/A | #N/A | #N/A | 88
EiKO | CDR-3C-8XXK-U | 2200 | Downlight Retrofit | 88 | 2016-04-07 | 2016-05-10 | High | 4 | #N/A | #N/A | #N/A | 88
GE Lighting | 93130106 | 2200 | Downlight Retrofit | 88 | 2021-11-20 | 2022-11-03 | High | 4 | #N/A | #N/A | #N/A | 88
UP-SHINE | UP-DL60-5&6-12W-D(5000K) | 1060 | Downlight Retrofit | 88.3 | 2016-03-10 | 2016-03-09 | High | 4 | #N/A | #N/A | #N/A | 88.3
UP-SHINE | UP-DL60A-5&6-12W-D(5000K) | 1060 | Downlight Retrofit | 88.3 | 2016-03-10 | 2016-03-09 | High | 4 | #N/A | #N/A | #N/A | 88.3
Vantage | [RET¦RMD]-[A¦V][4¦6¦8¦10][OFCR¦VEFLED¦VOFLED]-11[30K¦35K¦40K¦50K]-[F4060¦F6015¦F6060¦F8015¦F8060¦F4015¦F1015¦F1060]-[SCL-R¦SGC-R¦WHT-R]-[GR-4-xx¦GR-6¦GR-8-xx¦GR-10-xx¦REM] | 1258 | Downlight Retrofit | 88.3 | 2019-02-20 | 2020-03-16 | High | 4 | #N/A | #N/A | #N/A | 88.3
Westgate | CRL6-27W-50K | 2387 | Downlight Retrofit | 88.4 | 2017-12-07 | 2016-10-14 | High | 4 | #N/A | #N/A | #N/A | 88.4
Satco | S39740 | 1200 | Downlight Retrofit | 88.9 | 2019-05-12 | 2019-05-13 | High | 4 | #N/A | #N/A | #N/A | 88.9
Satco | S11825 | 1200 | Downlight Retrofit | 88.9 | 2020-06-18 | 2020-06-25 | High | 4 | #N/A | #N/A | #N/A | 88.9
Satco | S11825 | 1200 | Downlight Retrofit | 88.9 | 2021-11-20 | 2021-11-26 | High | 4 | #N/A | #N/A | #N/A | 88.9
American Lighting | E56-B27-WH | 1202 | Downlight Retrofit | 89 | 2016-05-26 | 2016-07-21 | High | 4 | #N/A | #N/A | #N/A | 89
Halo | ML4D09NFL930E | 1025 | Downlight Retrofit | 89.3 | 2016-06-01 | 2016-06-10 | High | 4 | #N/A | #N/A | #N/A | 89.3
American Lighting | E56H-B30-WH | 1613 | Downlight Retrofit | 89.6 | 2016-05-26 | 2016-07-21 | High | 4 | #N/A | #N/A | #N/A | 89.6
Sylvania | 65123 | 1220 | Downlight Retrofit | 89.7 | 2020-01-01 | 2020-03-12 | High | 4 | #N/A | #N/A | #N/A | 89.7
Standard Products | LCR/DL8/40W/40K/2/DD1/STD | 3587 | Downlight Retrofit | 89.7 | 2016-11-17 | 2016-11-17 | High | 4 | #N/A | #N/A | #N/A | 89.7
American Lighting | E56-B30-WH | 1215 | Downlight Retrofit | 90 | 2016-05-26 | 2016-07-21 | High | 4 | #N/A | #N/A | #N/A | 90
Amazon Commercial | AC DL614W1260LUM930DIM6PKBX | 1260 | Downlight Retrofit | 90 | 2018-12-11 | 2019-09-26 | High | 4 | #N/A | #N/A | #N/A | 90
American Lighting | E56H-30-WH-277 | 1575 | Downlight Retrofit | 90 | 2016-05-26 | 2016-07-21 | High | 4 | #N/A | #N/A | #N/A | 90
HOMI | PR300R-PL30UKF-18W80-120 | 1620 | Downlight Retrofit | 90 | 2018-04-16 | 2018-05-16 | High | 4 | #N/A | #N/A | #N/A | 90
Superior Life | 91449 | 3600 | Downlight Retrofit | 90 | 2018-01-02 | 2018-01-03 | High | 4 | #N/A | #N/A | #N/A | 90
Superior Life | 91454 | 3600 | Downlight Retrofit | 90 | 2018-01-05 | 2018-01-08 | High | 4 | #N/A | #N/A | #N/A | 90
LIGHT THE FUTURE | D508-40W-##K,D510-40W-##K | 3600 | Downlight Retrofit | 90 | 2020-01-20 | 2020-05-12 | High | 4 | #N/A | #N/A | #N/A | 90
FEIT ELECTRIC | LEDR4XHO/930CA | 1000 | Downlight Retrofit | 90.1 | 2019-11-15 | 2019-11-14 | High | 4 | #N/A | #N/A | #N/A | 90.1
FEIT ELECTRIC | LEDR4XHO/950CA | 1000 | Downlight Retrofit | 90.1 | 2019-11-15 | 2019-11-14 | High | 4 | #N/A | #N/A | #N/A | 90.1
FEIT ELECTRIC | LEDR56/NL/5CCTCA | 1000 | Downlight Retrofit | 90.1 | 2020-10-15 | 2020-12-23 | High | 4 | #N/A | #N/A | #N/A | 90.1
FEIT ELECTRIC | LEDR6/RGBW/AG(C) | 1000 | Downlight Retrofit | 90.1 | 2022-03-20 | 2022-03-24 | High | 4 | #N/A | #N/A | #N/A | 90.1
FEIT ELECTRIC | LEDR56HO/6WYCA | 1290 | Downlight Retrofit | 90.2 | 2019-11-15 | 2019-11-21 | High | 4 | #N/A | #N/A | #N/A | 90.2
FEIT ELECTRIC | LEDR56HO/927CA(C) | 1290 | Downlight Retrofit | 90.2 | 2020-02-07 | 2020-05-04 | High | 4 | #N/A | #N/A | #N/A | 90.2
FEIT ELECTRIC | LEDR56HO/930CA (C) | 1290 | Downlight Retrofit | 90.2 | 2019-12-01 | 2019-12-05 | High | 4 | #N/A | #N/A | #N/A | 90.2
FEIT ELECTRIC | LEDR56HO/950CA (C) | 1290 | Downlight Retrofit | 90.2 | 2019-11-15 | 2019-11-22 | High | 4 | #N/A | #N/A | #N/A | 90.2
American Lighting | E56H-B40-WH | 1650 | Downlight Retrofit | 90.7 | 2016-05-26 | 2016-07-21 | High | 4 | #N/A | #N/A | #N/A | 90.7
Keystone | KT-LED11DL-6C-9CSH-DIM | 1000 | Downlight Retrofit | 90.9 | 2021-08-12 | 2021-09-28 | High | 4 | #N/A | #N/A | #N/A | 90.9
MaxLite | DL7119CSWH | 1000 | Downlight Retrofit | 90.9 | 2020-03-01 | 2020-04-17 | High | 4 | #N/A | #N/A | #N/A | 90.9
Topaz | RTL/600WH/11W/CTS-46 | 1000 | Downlight Retrofit | 90.9 | 2019-09-25 | 2019-10-17 | High | 4 | #N/A | #N/A | #N/A | 90.9
Westinghouse | 51411 | 1000 | Downlight Retrofit | 90.9 | 2019-10-20 | 2019-11-18 | High | 4 | #N/A | #N/A | #N/A | 90.9
Entegrity | ENLED-8RCC-024W-CCT | 2000 | Downlight Retrofit | 90.9 | 2022-09-09 | 2022-09-09 | High | 4 | #N/A | #N/A | #N/A | 90.9
FEIT ELECTRIC | LEDR56XHO/930CA | 2000 | Downlight Retrofit | 90.9 | 2020-02-15 | 2020-02-19 | High | 4 | #N/A | #N/A | #N/A | 90.9
FEIT ELECTRIC | LEDR56XHO/930CA (N) | 2000 | Downlight Retrofit | 90.9 | 2022-10-26 | 2022-10-26 | High | 4 | #N/A | #N/A | #N/A | 90.9
FEIT ELECTRIC | LEDR56XHO/950CA | 2000 | Downlight Retrofit | 90.9 | 2020-02-15 | 2020-02-19 | High | 4 | #N/A | #N/A | #N/A | 90.9
FEIT ELECTRIC | LEDR56XHO/950CA (N) | 2000 | Downlight Retrofit | 90.9 | 2022-10-26 | 2022-10-26 | High | 4 | #N/A | #N/A | #N/A | 90.9
Sylvania | 65709 | 2000 | Downlight Retrofit | 90.9 | 2021-09-15 | 2022-03-15 | High | 4 | #N/A | #N/A | #N/A | 90.9
RAB | DLS0110(DSK8R229FA120WS) | 2000 | Downlight Retrofit | 90.9 | 2021-11-17 | 2021-12-02 | High | 4 | #N/A | #N/A | #N/A | 90.9
Lithonia Lighting | 65BEMW HL LED ##K | 1047 | Downlight Retrofit | 91 | 2017-01-02 | 2016-12-19 | High | 4 | #N/A | #N/A | #N/A | 91
Sylvania | 65115 | 1217 | Downlight Retrofit | 91.5 | 2020-07-23 | 2020-07-23 | High | 4 | #N/A | #N/A | #N/A | 91.5
Halo | RL56129S1EWH* | 1300 | Downlight Retrofit | 91.5 | 2020-06-23 | 2020-06-30 | High | 4 | #N/A | #N/A | #N/A | 91.5
Halo | RL56129S1EWH*-C | 1300 | Downlight Retrofit | 91.5 | 2020-06-23 | 2020-06-30 | High | 4 | #N/A | #N/A | #N/A | 91.5
GE Current, a Daintree company | 93162556 | 1100 | Downlight Retrofit | 91.7 | 2022-09-25 | 2022-11-04 | High | 4 | #N/A | #N/A | #N/A | 91.7
Halo | LT560WH12927 | 1100 | Downlight Retrofit | 91.7 | 2019-01-30 | 2019-01-31 | High | 4 | #N/A | #N/A | #N/A | 91.7
Ensenior | Ens-AI-BT-6I-5CCT | 1100 | Downlight Retrofit | 91.7 | 2022-01-11 | 2022-04-21 | High | 4 | #N/A | #N/A | #N/A | 91.7
EPHAN | EPDL-12X-ETL-5CCT | 1100 | Downlight Retrofit | 91.7 | 2022-03-03 | 2022-04-01 | High | 4 | #N/A | #N/A | #N/A | 91.7
Halo | PR8R20D010 - PR8M12[MD¦WD][MW¦MB¦MMS] | 2000 | Downlight Retrofit | 91.7 | 2017-01-13 | 2017-01-30 | High | 4 | #N/A | #N/A | #N/A | 91.7
National Specialty Lighting | LV-DL13-30-NW | 1120 | Downlight Retrofit | 91.8 | 2017-09-01 | 2016-04-08 | High | 4 | #N/A | #N/A | #N/A | 91.8
PHILIPS | 9290025732 | 1150 | Downlight Retrofit | 92 | 2020-06-01 | 2020-06-14 | High | 4 | #N/A | #N/A | #N/A | 92
PHILIPS | 9290026178 | 1150 | Downlight Retrofit | 92 | 2020-12-31 | 2021-02-09 | High | 4 | #N/A | #N/A | #N/A | 92
WiZ | 9290026178 | 1150 | Downlight Retrofit | 92 | 2020-11-15 | 2021-12-08 | High | 4 | #N/A | #N/A | #N/A | 92
Sylvania | 79750-4 | 1215 | Downlight Retrofit | 92 | 2020-04-24 | 2020-04-24 | High | 4 | #N/A | #N/A | #N/A | 92
Halo | ML4D09NFL935E | 1100 | Downlight Retrofit | 92.1 | 2016-06-01 | 2016-06-10 | High | 4 | #N/A | #N/A | #N/A | 92.1
LEDVANCE | 62872 | 1200 | Downlight Retrofit | 92.3 | 2022-08-15 | 2022-09-19 | High | 4 | #N/A | #N/A | #N/A | 92.3
LRX | LR6X-24L-27K | 2400 | Downlight Retrofit | 92.3 | 2019-10-15 | 2019-10-23 | High | 4 | #N/A | #N/A | #N/A | 92.3
LRX | LR6X-24L-30K | 2400 | Downlight Retrofit | 92.3 | 2019-10-15 | 2019-10-23 | High | 4 | #N/A | #N/A | #N/A | 92.3
LRX | LR6X-24L-35K | 2400 | Downlight Retrofit | 92.3 | 2019-10-15 | 2019-10-23 | High | 4 | #N/A | #N/A | #N/A | 92.3
LRX | LR6X-24L-40K | 2400 | Downlight Retrofit | 92.3 | 2019-10-15 | 2019-10-23 | High | 4 | #N/A | #N/A | #N/A | 92.3
LRX | LR6X-30L-27K | 3000 | Downlight Retrofit | 92.3 | 2019-10-15 | 2019-10-23 | High | 4 | #N/A | #N/A | #N/A | 92.3
LRX | LR6X-30L-30K | 3000 | Downlight Retrofit | 92.3 | 2019-10-15 | 2019-10-23 | High | 4 | #N/A | #N/A | #N/A | 92.3
LRX | LR6X-30L-35K | 3000 | Downlight Retrofit | 92.3 | 2019-10-15 | 2019-10-23 | High | 4 | #N/A | #N/A | #N/A | 92.3
LRX | LR6X-30L-40K | 3000 | Downlight Retrofit | 92.3 | 2019-10-15 | 2019-10-23 | High | 4 | #N/A | #N/A | #N/A | 92.3
PORTFOLIO | LD1M1521[D010TR¦D010] ED1M152[30¦50¦WW]90[MW¦MMS¦SC¦SB][MI¦1MB¦1MW¦1MMS] | 3158 | Downlight Retrofit | 92.3 | 2020-07-14 | 2020-07-23 | High | 4 | #N/A | #N/A | #N/A | 92.3
MaxLite | RR[8¦9]C50U[27¦30¦35¦40¦50]Z | 4128 | Downlight Retrofit | 92.5 | 2019-01-03 | 2019-01-30 | High | 4 | #N/A | #N/A | #N/A | 92.5
Halo | PR8R40D010 - PR8M34[MD¦WD][MW¦MB¦MMS] | 4000 | Downlight Retrofit | 92.6 | 2017-01-13 | 2017-01-31 | High | 4 | #N/A | #N/A | #N/A | 92.6
LEDVANCE | 65738 | 1300 | Downlight Retrofit | 92.9 | 2022-04-01 | 2022-05-31 | High | 4 | #N/A | #N/A | #N/A | 92.9
CREE LIGHTING | CR6T-1200L-27K-1227 | 1275 | Downlight Retrofit | 93.8 | 2020-01-15 | 2020-02-10 | High | 4 | #N/A | #N/A | #N/A | 93.8
EiKO | RDR6/16W830/120DTWHB | 1500 | Downlight Retrofit | 93.8 | 2021-11-19 | 2021-12-16 | High | 4 | #N/A | #N/A | #N/A | 93.8
Topaz | RTL/633WH/16W/D-61 | 1500 | Downlight Retrofit | 93.8 | 2017-12-25 | 2017-12-27 | High | 4 | #N/A | #N/A | #N/A | 93.8
Tamlite | CH-8-WSCS-WH-UZTD-G2 | 3300 | Downlight Retrofit | 94.3 | 2022-10-10 | 2022-10-10 | High | 4 | #N/A | #N/A | #N/A | 94.3
Commercial Electric | JJU3011LS-4/*** | 1133 | Downlight Retrofit | 94.4 | 2020-01-01 | 2019-10-25 | High | 4 | #N/A | #N/A | #N/A | 94.4
Halo | RL56LS9FSD2W1EWH* | 1355 | Downlight Retrofit | 94.8 | 2022-10-10 | 2022-10-12 | High | 4 | #N/A | #N/A | #N/A | 94.8
Halo | RL56LS9FSD2W1EWH*-* | 1355 | Downlight Retrofit | 94.8 | 2022-10-10 | 2022-10-12 | High | 4 | #N/A | #N/A | #N/A | 94.8
Halo | RL56LS9FSD2W1EWH*-#* | 1355 | Downlight Retrofit | 94.8 | 2022-10-10 | 2022-10-12 | High | 4 | #N/A | #N/A | #N/A | 94.8
CREE LIGHTING | CR6T-1650L-27K-1227 | 1711 | Downlight Retrofit | 95.1 | 2020-01-15 | 2020-02-10 | High | 4 | #N/A | #N/A | #N/A | 95.1
PHILIPS | 9290032595 | 1000 | Downlight Retrofit | 95.2 | 2022-09-22 | 2022-09-22 | High | 4 | #N/A | #N/A | #N/A | 95.2
Halo | ML4D09NFL940E | 1151 | Downlight Retrofit | 95.4 | 2016-06-01 | 2016-06-10 | High | 4 | #N/A | #N/A | #N/A | 95.4
MaxLite | RR[8¦9]C30U[27¦30¦35¦40¦50]Z | 2769 | Downlight Retrofit | 95.4 | 2019-01-03 | 2019-01-30 | High | 4 | #N/A | #N/A | #N/A | 95.4
Halo | LT560WH12930 | 1140 | Downlight Retrofit | 95.8 | 2019-01-30 | 2019-01-31 | High | 4 | #N/A | #N/A | #N/A | 95.8
CREE LIGHTING | CR6T-1200L-40K-1227 | 1294 | Downlight Retrofit | 95.9 | 2020-01-15 | 2020-02-10 | High | 4 | #N/A | #N/A | #N/A | 95.9
American Lighting | E56-30-WH | 1248 | Downlight Retrofit | 96 | 2016-05-26 | 2016-07-21 | High | 4 | #N/A | #N/A | #N/A | 96
TCP | L120DR56DCCT1 | 1400 | Downlight Retrofit | 96.6 | 2021-07-20 | 2021-08-13 | High | 4 | #N/A | #N/A | #N/A | 96.6
TCP | L120DR56DCCT2 | 1400 | Downlight Retrofit | 96.6 | 2021-02-26 | 2021-04-27 | High | 4 | #N/A | #N/A | #N/A | 96.6
TCP | LEDWSDR56CCT1 | 1400 | Downlight Retrofit | 96.6 | 2021-07-20 | 2021-08-17 | High | 4 | #N/A | #N/A | #N/A | 96.6
TCP | LEDWSDR56CCT2 | 1400 | Downlight Retrofit | 96.6 | 2021-02-26 | 2021-04-27 | High | 4 | #N/A | #N/A | #N/A | 96.6
LIGHT THE FUTURE | D508-30W-##K,D510-30W-##K | 2900 | Downlight Retrofit | 96.7 | 2020-01-20 | 2020-05-12 | High | 4 | #N/A | #N/A | #N/A | 96.7
Sylvania | 65125 | 1256 | Downlight Retrofit | 97.4 | 2020-01-01 | 2020-03-12 | High | 4 | #N/A | #N/A | #N/A | 97.4
National Specialty Lighting | LV-DL13-60-WW | 1170 | Downlight Retrofit | 97.5 | 2017-09-01 | 2016-04-08 | High | 4 | #N/A | #N/A | #N/A | 97.5
Halo | PR8R10D010- PR8M12 [MD¦WD][MW¦MB¦MMS] | 1000 | Downlight Retrofit | 98 | 2017-01-13 | 2017-01-29 | High | 4 | #N/A | #N/A | #N/A | 98
Halo | LT560WH12950 | 1170 | Downlight Retrofit | 98.3 | 2019-01-30 | 2019-01-31 | High | 4 | #N/A | #N/A | #N/A | 98.3
Halo | LT560WH12935 | 1180 | Downlight Retrofit | 98.3 | 2019-01-30 | 2019-01-31 | High | 4 | #N/A | #N/A | #N/A | 98.3
CREE LIGHTING | CR6T-1200L-35K-1227 | 1300 | Downlight Retrofit | 98.5 | 2020-01-15 | 2020-02-10 | High | 4 | #N/A | #N/A | #N/A | 98.5
CREE LIGHTING | CR6T-1650L-40K-1227 | 1783 | Downlight Retrofit | 98.5 | 2020-01-15 | 2020-02-10 | High | 4 | #N/A | #N/A | #N/A | 98.5
Halo | PR8R20D010 - PR8M12827[MD¦WD][MW¦MB¦MMS] | 2000 | Downlight Retrofit | 98.5 | 2017-01-13 | 2017-01-30 | High | 4 | #N/A | #N/A | #N/A | 98.5
CREE LIGHTING | CR6T-1200L-30K-1227 | 1292 | Downlight Retrofit | 98.6 | 2020-01-15 | 2020-02-10 | High | 4 | #N/A | #N/A | #N/A | 98.6
CREE LIGHTING | CR6T-1650L-35K-1227 | 1776 | Downlight Retrofit | 98.7 | 2020-01-15 | 2020-02-10 | High | 4 | #N/A | #N/A | #N/A | 98.7
Halo | LT560WH12940 | 1180 | Downlight Retrofit | 99.2 | 2019-01-30 | 2019-01-31 | High | 4 | #N/A | #N/A | #N/A | 99.2
Halo | PR6FS12D010 PR6M12[MD¦WD] 8FS[MW¦MMS¦BZ] | 2063 | Downlight Retrofit | 99.2 | 2019-08-26 | 2019-08-27 | High | 4 | #N/A | #N/A | #N/A | 99.2
CREE LIGHTING | CR6T-1650L-30K-1227 | 1787 | Downlight Retrofit | 99.3 | 2020-01-15 | 2020-02-10 | High | 4 | #N/A | #N/A | #N/A | 99.3
CREE LIGHTING | CR6T-G-1600L-27K-1227 | 1791 | Downlight Retrofit | 99.5 | 2020-01-15 | 2020-02-07 | High | 4 | #N/A | #N/A | #N/A | 99.5
EnviroLite | EVL69093DK50** | 1096 | Downlight Retrofit | 99.7 | 2022-06-01 | 2022-07-05 | High | 4 | #N/A | #N/A | #N/A | 99.7
RAB | DLR0131(R4R109FA120WB) | 1000 | Downlight Retrofit | 100 | 2022-06-22 | 2022-09-02 | High | 4 | #N/A | #N/A | #N/A | 100
RAB | DLR0088 | 1050 | Downlight Retrofit | 100 | 2019-10-29 | 2019-10-31 | High | 4 | #N/A | #N/A | #N/A | 100
RAB | DLR0092 | 1050 | Downlight Retrofit | 100 | 2019-10-29 | 2019-10-31 | High | 4 | #N/A | #N/A | #N/A | 100
RAB | DLR0044 | 1050 | Downlight Retrofit | 100 | 2019-10-29 | 2019-10-31 | High | 4 | #N/A | #N/A | #N/A | 100
RAB | DLR0045 | 1050 | Downlight Retrofit | 100 | 2019-10-29 | 2019-10-31 | High | 4 | #N/A | #N/A | #N/A | 100
RAB | DLR0046 | 1050 | Downlight Retrofit | 100 | 2019-10-29 | 2019-10-31 | High | 4 | #N/A | #N/A | #N/A | 100
RAB | DLR0047 | 1050 | Downlight Retrofit | 100 | 2019-10-29 | 2019-10-31 | High | 4 | #N/A | #N/A | #N/A | 100
RAB | DLR0009 | 1050 | Downlight Retrofit | 100 | 2019-10-29 | 2019-10-31 | High | 4 | #N/A | #N/A | #N/A | 100
RAB | DLR0010 | 1050 | Downlight Retrofit | 100 | 2019-10-29 | 2019-10-31 | High | 4 | #N/A | #N/A | #N/A | 100
RAB | DLR0011 | 1050 | Downlight Retrofit | 100 | 2019-10-29 | 2019-10-31 | High | 4 | #N/A | #N/A | #N/A | 100
RAB | DLR0012 | 1050 | Downlight Retrofit | 100 | 2019-10-29 | 2019-10-31 | High | 4 | #N/A | #N/A | #N/A | 100
luxrite | LR23043 | 1100 | Downlight Retrofit | 100 | 2021-07-14 | 2021-07-20 | High | 4 | #N/A | #N/A | #N/A | 100
Halco | 83988 | 1100 | Downlight Retrofit | 100 | 2021-01-19 | 2021-01-18 | High | 4 | #N/A | #N/A | #N/A | 100
Keystone | KT-LED11RD-6C-9CSF-DIM-G | 1100 | Downlight Retrofit | 100 | 2021-10-25 | 2021-11-29 | High | 4 | #N/A | #N/A | #N/A | 100
RAB | DLR0126(RA6R119FA120WS) | 1100 | Downlight Retrofit | 100 | 2021-11-17 | 2021-12-02 | High | 4 | #N/A | #N/A | #N/A | 100
Sunlite | 82084-SU | 1100 | Downlight Retrofit | 100 | 2021-12-03 | 2021-12-03 | High | 4 | #N/A | #N/A | #N/A | 100
National Specialty Lighting | LV-DL13-60-NW | 1210 | Downlight Retrofit | 100 | 2017-09-01 | 2016-04-08 | High | 4 | #N/A | #N/A | #N/A | 100
Progress Lighting | P800021-028-30 | 1300 | Downlight Retrofit | 100 | 2021-11-05 | 2021-11-19 | High | 4 | #N/A | #N/A | #N/A | 100
RAB | DLR0089 | 1400 | Downlight Retrofit | 100 | 2019-10-29 | 2019-10-31 | High | 4 | #N/A | #N/A | #N/A | 100
RAB | DLR0093 | 1400 | Downlight Retrofit | 100 | 2019-10-29 | 2019-10-31 | High | 4 | #N/A | #N/A | #N/A | 100
RAB | DLR0048 | 1400 | Downlight Retrofit | 100 | 2019-10-29 | 2019-10-31 | High | 4 | #N/A | #N/A | #N/A | 100
RAB | DLR0049 | 1400 | Downlight Retrofit | 100 | 2019-10-29 | 2019-10-31 | High | 4 | #N/A | #N/A | #N/A | 100
RAB | DLR0050 | 1400 | Downlight Retrofit | 100 | 2019-10-29 | 2019-10-31 | High | 4 | #N/A | #N/A | #N/A | 100
RAB | DLR0051 | 1400 | Downlight Retrofit | 100 | 2019-10-29 | 2019-10-31 | High | 4 | #N/A | #N/A | #N/A | 100
RAB | DLR0013 | 1400 | Downlight Retrofit | 100 | 2019-10-29 | 2019-10-31 | High | 4 | #N/A | #N/A | #N/A | 100
RAB | DLR0014 | 1400 | Downlight Retrofit | 100 | 2019-10-29 | 2019-10-31 | High | 4 | #N/A | #N/A | #N/A | 100
RAB | DLR0015 | 1400 | Downlight Retrofit | 100 | 2019-10-29 | 2019-10-31 | High | 4 | #N/A | #N/A | #N/A | 100
RAB | DLR0016 | 1400 | Downlight Retrofit | 100 | 2019-10-29 | 2019-10-31 | High | 4 | #N/A | #N/A | #N/A | 100
Halo | PR8R15D010 - PR8M12 [MD¦WD][MW¦MB¦MMS] | 1500 | Downlight Retrofit | 102 | 2017-01-13 | 2017-01-30 | High | 4 | #N/A | #N/A | #N/A | 102
Halo | PR8R10D010- PR8M12827 [MD¦WD][MW¦MB¦MMS] | 1000 | Downlight Retrofit | 103.1 | 2017-01-13 | 2017-01-29 | High | 4 | #N/A | #N/A | #N/A | 103.1
CREE LIGHTING | CR6T-G-1100L-27K-1227 | 1270 | Downlight Retrofit | 103.3 | 2020-01-15 | 2020-02-07 | High | 4 | #N/A | #N/A | #N/A | 103.3
ESL | ESL-OPT-8-1129W-23050K | 3000 | Downlight Retrofit | 103.4 | 2022-12-06 | 2022-12-06 | High | 4 | #N/A | #N/A | #N/A | 103.4
TCP | LED14DR5627K | 1250 | Downlight Retrofit | 104.2 | 2018-12-03 | 2016-06-14 | High | 4 | #N/A | #N/A | #N/A | 104.2
CREE LIGHTING | CR6T-G-1600L-30K-1227 | 1817 | Downlight Retrofit | 104.4 | 2020-01-15 | 2020-02-07 | High | 4 | #N/A | #N/A | #N/A | 104.4
Halo | PR8R30D010 - PR8M34[MD¦WD][MW¦MB¦MMS] | 3000 | Downlight Retrofit | 105.3 | 2017-01-13 | 2017-01-30 | High | 4 | #N/A | #N/A | #N/A | 105.3
ALSET | 51614 | 1002 | Downlight Retrofit | 105.5 | 2015-12-20 | 2015-12-22 | High | 4 | #N/A | #N/A | #N/A | 105.5
ALSET | 51652 | 1002 | Downlight Retrofit | 105.5 | 2016-02-18 | 2016-02-19 | High | 4 | #N/A | #N/A | #N/A | 105.5
EnviroLite | EVL61433DK50** | 1465 | Downlight Retrofit | 105.9 | 2022-06-01 | 2022-07-05 | High | 4 | #N/A | #N/A | #N/A | 105.9
Best Lighting Products | BRK-56-BW-15L-27K | 1490 | Downlight Retrofit | 106.4 | 2020-11-28 | 2020-12-03 | High | 4 | #N/A | #N/A | #N/A | 106.4
Best Lighting Products | BRK-56-BW-15L-35K | 1490 | Downlight Retrofit | 106.4 | 2020-11-28 | 2020-12-03 | High | 4 | #N/A | #N/A | #N/A | 106.4
Best Lighting Products | BRK-56-BW-15L-3K | 1490 | Downlight Retrofit | 106.4 | 2020-11-28 | 2020-12-03 | High | 4 | #N/A | #N/A | #N/A | 106.4
Best Lighting Products | BRK-56-BW-15L-4K | 1490 | Downlight Retrofit | 106.4 | 2020-11-28 | 2020-12-03 | High | 4 | #N/A | #N/A | #N/A | 106.4
Best Lighting Products | BRK-56-BW-15L-5K | 1490 | Downlight Retrofit | 106.4 | 2020-11-28 | 2020-12-03 | High | 4 | #N/A | #N/A | #N/A | 106.4
CREE LIGHTING | CR6T-G-1100L-30K-1227 | 1295 | Downlight Retrofit | 107.9 | 2020-01-15 | 2020-02-07 | High | 4 | #N/A | #N/A | #N/A | 107.9
ALSET | 51616 | 1407 | Downlight Retrofit | 108.2 | 2015-12-20 | 2015-12-22 | High | 4 | #N/A | #N/A | #N/A | 108.2
ALSET | 51654 | 1407 | Downlight Retrofit | 108.2 | 2016-02-18 | 2016-02-19 | High | 4 | #N/A | #N/A | #N/A | 108.2
ALSET | 51615 | 1047 | Downlight Retrofit | 110.2 | 2015-12-20 | 2015-12-22 | High | 4 | #N/A | #N/A | #N/A | 110.2
ALSET | 51653 | 1047 | Downlight Retrofit | 110.2 | 2016-02-18 | 2016-02-19 | High | 4 | #N/A | #N/A | #N/A | 110.2
CREE LIGHTING | CR6T-G-1600L-35K-1227 | 1909 | Downlight Retrofit | 110.3 | 2020-01-15 | 2020-02-07 | High | 4 | #N/A | #N/A | #N/A | 110.3
ESL | ESL-OPT-10-1836W-23050K | 4000 | Downlight Retrofit | 111.1 | 2022-12-06 | 2022-12-06 | High | 4 | #N/A | #N/A | #N/A | 111.1
CREE LIGHTING | CR6T-G-1600L-40K-1227 | 2024 | Downlight Retrofit | 111.8 | 2020-01-15 | 2020-02-07 | High | 4 | #N/A | #N/A | #N/A | 111.8
Halo | PR8R30D010 - PR8M34827[MD¦WD][MW¦MB¦MMS] | 3000 | Downlight Retrofit | 111.9 | 2017-01-13 | 2017-01-30 | High | 4 | #N/A | #N/A | #N/A | 111.9
Halo | PR8R15D010 - PR8M12827[MD¦WD][MW¦MB¦MMS] | 1563 | Downlight Retrofit | 112.4 | 2017-01-13 | 2017-01-30 | High | 4 | #N/A | #N/A | #N/A | 112.4
ALSET | 51617 | 1463 | Downlight Retrofit | 112.5 | 2015-12-20 | 2015-12-22 | High | 4 | #N/A | #N/A | #N/A | 112.5
ALSET | 51655 | 1463 | Downlight Retrofit | 112.5 | 2016-02-18 | 2016-02-19 | High | 4 | #N/A | #N/A | #N/A | 112.5
CREE LIGHTING | CR6T-G-1100L-35K-1227 | 1424 | Downlight Retrofit | 115.8 | 2020-01-15 | 2020-02-07 | High | 4 | #N/A | #N/A | #N/A | 115.8
CREE LIGHTING | CR6T-G-1100L-40K-1227 | 1439 | Downlight Retrofit | 116 | 2020-01-15 | 2020-02-07 | High | 4 | #N/A | #N/A | #N/A | 116