## Input Data Summary
LBNL Energy Modeling Data Inputs and Sources* |  |  | House Characteristics for Energy Modeling
|  | Sources | PNNL's single-family residential building prototype characteristics.
Version of EnergyPlus | 8.9 |  | Source: | https://doi.org/10.1080/19401493.2018.1477833
Weather Data Source | TMY3, class I or II
RECS data (source) | 2015 RECS survey data | https://www.eia.gov/consumption/residential/data/2015/
Energy cost data (source) | D+R International | 2019 EIA Energy Cost Data
House used for analysis | Single family detached house, 2006 IECC | https://www.energycodes.gov/development/residential/iecc_models
Window area used - and number of 3'x5' windows that represents | 33.075 square meters # of windows = 8 Window size = 2.72m x1.52m Equates to 23.8 windows of 3' x 5' dimensions per house |  | Parameter | Assumption | Notes
Shading assumed | 4 west windows with shading overhangs |  | Conditioned floor area | 221 m2 (plus 110.5 m2 of conditioned basement, where applicable) | Characteristics of New Housing, US
HVAC systems considered - weighted averages | 1. Natural gas furnace 2. Heat Pump 3. Electric Furnace 4. Oil Furnace | LBNL consolidated heating system approach | Census Bureau
Foundation systems considered - weighted averages | 1. Slab 2. Heated Basement 3. Unheated Basement 4. Crawl Space | LBNL consolidated foundation approach | Footprint and height | 16.5-m-by-6.7 m, two-story, 6.7-m-highceilings | Over a vented crawlspace or unconditioned basement
*Energy usage is on an annual basis per home with characteristics described to the right. |  |  | Area above unconditioned space | 110.5m2 | Under a conditioned attic unless specific roof/ceiling measures warrant other (or multiple) roof/ceiling types
|  |  | Area below roof/ceilings | 110.5m2
Key for Energy & Cost Data Column Headers |  |  | Perimeter length | 46.3m
Version | Refers to a unique U-Factor and SHGC combination |  | Gross exterior wall area | 240m2
Market Baseline | Refers to window baseline of 0.35 U-Factor and 0.30 SHGC |  | Window area (relative to
Code Baseline | Refers to window baseline of 0.30 U-Factor and 0.30 SHGC |  | conditioned floor area) | 15% equally distributed to the four cardinal directions (or as required to evaluate glazing-specific code changes)
<1/2 Lite Door Baseline | Refers to swinging door baseline of 0.30 U-Factor and 0.17 SHGC |  | Door area | 3.9m2
>1/2 Lite Door Northern & North/Central Baseline | Refers to swinging door baseline of 0.35 U-Factor and 0.30 SHGC for ENERGY STAR Northern and /North Central Zones |  | Internal gains | 91537.71 kJ/day | 2015 IECC, Table R405.5.2(1), assuming three bedrooms. May vary if homes of different size than the standard prototype are analysed
>1/2 Lite Door Southern & South/Central Baseline | Refers to swinging door baseline of 0.35 U-Factor and 0.25 SHGC for ENERGY STAR Southern and /South Central Zones |  | Heating system | Natural gas furnace, heat pump, electric furnace. | Efficiencies will be based on prevailing federal minimum manufacturing standards
|  |  | Cooling system | Central electric air conditioning | Efficiency will be based on prevailing federal minimum manufacturing standards
|  |  | Water heating | Same as fuel used for space heating, or as required to evaluate domestic hot water-specific code changes
|  |  | Heating Setpoint | 22.2°C | No setback
|  |  | Cooling Setpoint | 23.9°C | No setback

## Energy & Cost Data
Version | U-factor | SHGC | ENERGY STARTAR Zone | State | CitiENERGY STAR | IECC Zone | Population | Total Heating Energy (GJ) | Total Cooling Energy (GJ) - no Fan | Total Energy (GJ) | Total Gas Energy (GJ) | Total Electrical Energy (GJ) | Total Price | Total Energy Savings vs. Market Baseline | Cost Savings vs Market Baseline | Gas Energy Savings vs Market Baseline | Electrical Energy Savings vs Market Baseline | Regionalized Cost Savings vs Market Baseline | Total Energy Savings vs Code Baseline | Cost Savings vs Code Baseline | Gas Energy Savings vs Code Baseline | Electrical Energy Savings vs Code Baseline | Regionalized Cost Savings vs Code Baseline | Swinging Door Total Energy Savings vs <1/2 Lite Door Baseline | Swinging Door Cost Savings vs <1/2 Lite Door Baseline | Swinging Door Gas Energy Savings vs <1/2 Lite Door Baseline | Swinging Door Electrical Energy Savings vs <1/2 Lite Door Baseline | Swinging Door Regionalized Cost Savings vs <1/2 Lite Door Baseline | Swinging Door Total Energy Savings vs >1/2 Lite Door Northern & North/Central Baseline | Swinging Door Cost Savings vs >1/2 Lite Door Northern & North/Central Baseline | Swinging Door Gas Energy Savings vs >1/2 Lite Door Northern & North/Central Baseline | Swinging Door Electrical Energy Savings vs >1/2 Lite Door Northern & North/Central Baseline | Swinging Door Regionalized Cost Savings vs >1/2 Lite Door Northern & North/Central Baseline | Swinging Door Total Energy Savings vs >1/2 Lite Door Southern & South/Central Baseline | Swinging Door Cost Savings vs >1/2 Lite Door Southern & South/Central Baseline | Swinging Door Gas Energy Savings vs >1/2 Lite Door Southern & South/Central Baseline | Swinging Door Electrical Energy Savings vs >1/2 Lite Door Southern & South/Central Baseline | Swinging Door Regionalized Cost Savings vs >1/2 Lite Door Southern & South/Central Baseline | Pop/IECC Total | IECC Pop.-Weighted Heating Energy (GJ) | IECC Pop.-Weighted Cooling Energy (GJ) | IECC Pop.-Wieghted Total Energy (GJ) | IECC Pop.-Weighted Price | IECC Pop.-Weighted Total Energy Savings vs Market Baseline | IECC Pop.-Weighted Total Energy Savings vs Code Baseline | IECC Pop.-Weighted Swinging Door Total Energy Savings vs <1/2 Lite Door Baseline | IECC Pop.-Weighted Swinging Door Total Energy Savings vs >1/2 Lite Door Northern & North/Central Baseline | IECC Pop.-Weighted Swinging Door Total Energy Savings vs >1/2 Lite Door Southern & South/Central Baseline | IECC Pop.-Weighted $ Savings vs Market Baseline | IECC Pop.-Weighted $ Savings vs Code Baseline | IECC Pop.-Weighted Swinging Door $ Savings vs <1/2 Lite Baseline | IECC Pop.-Weighted Swinging Door $ Savings vs >1/2 Lite Northern & North/Central Baseline | IECC Pop.-Weighted Swinging Door $ Savings vs >1/2 Lite Southern & South/Central Baseline | IECC Pop.-Weighted Reg $ Savings vs Market Baseline | IECC Pop.-Weighted Reg $ Savings vs Code Baseline | IECC Pop.-Weighted Swinging Door Reg $ Savings vs <1/2 Lite Baseline | IECC Pop.-Weighted Swinging Door Reg $ Savings vs >1/2 Lite Northern & North/Central Baseline | IECC Pop.-Weighted Swinging Door Reg $ Savings vs >1/2 Lite Southern & South/Central Baseline | Pop/ENERGY STARTAR Total | ENERGY STAR Pop.-Weighted Heating Energy (GJ) | ENERGY STAR Pop.-Weighted Cooling Energy (GJ) | ENERGY STAR Pop.-Weighted Total Energy (GJ) | ENERGY STAR Pop.-Weighted Price | ENERGY STAR Pop.-Weighted Total Energy Savings vs Market Baseline | ENERGY STAR Pop.-Weighted Total Energy Savings vs Code Baseline | ENERGY STAR Pop.-Weighted Swinging Door Total Energy Savings vs <1/2 Lite Door Baseline | ENERGY STAR Pop.-Weighted Swinging Door Total Energy Savings vs >1/2 Lite Door Northern & North/Central Baseline | ENERGY STAR Pop.-Weighted Swinging Door Total Energy Savings vs >1/2 Lite Door Southern & South/Central Baseline | ENERGY STAR Pop.-Weighted $ Savings vs Market Baseline | ENERGY STAR Pop.-Weighted $ Savings vs Code Baseline | ENERGY STAR Pop.-Weighted Swinging Door $ Savings vs <1/2 Lite Baseline | ENERGY STAR Pop.-Weighted Swinging Door $ Savings vs >1/2 Lite Northern & North/Central Baseline | ENERGY STAR Pop.-Weighted Swinging Door $ Savings vs >1/2 Lite Southern & South/Central Baseline | ENERGY STAR Pop.-Weighted Reg $ Savings vs Market Baseline | ENERGY STAR Pop.-Weighted Reg $ Savings vs Code Baseline | ENERGY STAR Pop.-Weighted Swinging Door Reg $ Savings vs <1/2 Lite Baseline | ENERGY STAR Pop.-Weighted Swinging Door Reg $ Savings vs >1/2 Lite Northern & North/Central Baseline | ENERGY STAR Pop.-Weighted Swinging Door Reg $ Savings vs >1/2 Lite Southern & South/Central Baseline
1 | 0.35 | 0.47 | South/Central | GA | Atlanta-Hartsfield-Jackson.Intl.AP.722190 | 3 | 4874954 | 43.5891 | 12.3277 | 61.2387 | 43.4862 | 17.7524 | 1141.46 | 0.91825 | -32.6 | 3.579 | -2.6607 | -60.5398 | -0.75324 | -54.18 | 1.8809 | -2.6341 | -81.3824 | 0.073218 | -67.95 | 4.1782 | -4.105 | -110.7363 | 0.91825 | -32.6 | 3.579 | -2.6607 | -60.5398 | 1.0195 | -33.2 | 3.791 | -2.7715 | -62.2459 | 0.066587 | 2.9025 | 0.82086 | 4.0777 | 76.0062 | 0.061143 | -0.050156 | 0.0048754 | 0.061143 | 0.067884 | -2.1707 | -3.6077 | -4.5246 | -2.1707 | -2.2107 | -4.0312 | -5.419 | -7.3736 | -4.0312 | -4.1448 | 0.066587 | 2.9025 | 0.82086 | 4.0777 | 76.0062 | 0.061143 | -0.050156 | 0.0048754 | 0.061143 | 0.067884 | -2.1707 | -3.6077 | -4.5246 | -2.1707 | -2.2107 | -4.0312 | -5.419 | -7.3736 | -4.0312 | -4.1448
2 | 0.35 | 0.42 | South/Central | GA | Atlanta-Hartsfield-Jackson.Intl.AP.722190 | 3 | 4874954 | 44.6038 | 11.6863 | 61.3916 | 44.4986 | 16.893 | 1129.04 | 0.76535 | -20.18 | 2.5666 | -1.8013 | -39.1294 | -0.90614 | -41.76 | 0.86847 | -1.7746 | -59.972 | -0.079684 | -55.53 | 3.1658 | -3.2455 | -89.3259 | 0.76535 | -20.18 | 2.5666 | -1.8013 | -39.1294 | 0.86659 | -20.78 | 2.7786 | -1.912 | -40.8355 | 0.066587 | 2.97 | 0.77816 | 4.0879 | 75.1792 | 0.050962 | -0.060337 | -0.0053059 | 0.050962 | 0.057703 | -1.3437 | -2.7807 | -3.6976 | -1.3437 | -1.3837 | -2.6055 | -3.9933 | -5.9479 | -2.6055 | -2.7191 | 0.066587 | 2.97 | 0.77816 | 4.0879 | 75.1792 | 0.050962 | -0.060337 | -0.0053059 | 0.050962 | 0.057703 | -1.3437 | -2.7807 | -3.6976 | -1.3437 | -1.3837 | -2.6055 | -3.9933 | -5.9479 | -2.6055 | -2.7191
3 | 0.35 | 0.37 | South/Central | GA | Atlanta-Hartsfield-Jackson.Intl.AP.722190 | 3 | 4874954 | 45.6 | 11.1239 | 61.6348 | 45.4925 | 16.1423 | 1119.61 | 0.52217 | -10.75 | 1.5728 | -1.0506 | -21.8451 | -1.1493 | -32.33 | -0.12535 | -1.024 | -42.6877 | -0.32286 | -46.1 | 2.172 | -2.4949 | -72.0416 | 0.52217 | -10.75 | 1.5728 | -1.0506 | -21.8451 | 0.62341 | -11.35 | 1.7847 | -1.1613 | -23.5512 | 0.066587 | 3.0364 | 0.74071 | 4.1041 | 74.5513 | 0.03477 | -0.076529 | -0.021498 | 0.03477 | 0.041511 | -0.71581 | -2.1528 | -3.0697 | -0.71581 | -0.75576 | -1.4546 | -2.8424 | -4.797 | -1.4546 | -1.5682 | 0.066587 | 3.0364 | 0.74071 | 4.1041 | 74.5513 | 0.03477 | -0.076529 | -0.021498 | 0.03477 | 0.041511 | -0.71581 | -2.1528 | -3.0697 | -0.71581 | -0.75576 | -1.4546 | -2.8424 | -4.797 | -1.4546 | -1.5682
4 | 0.35 | 0.32 | South/Central | GA | Atlanta-Hartsfield-Jackson.Intl.AP.722190 | 3 | 4874954 | 46.7045 | 10.5713 | 61.9864 | 46.5944 | 15.392 | 1111.66 | 0.17056 | -2.8 | 0.47085 | -0.30029 | -5.969 | -1.5009 | -24.38 | -1.2273 | -0.27365 | -26.8116 | -0.67447 | -38.15 | 1.0701 | -1.7446 | -56.1655 | 0.17056 | -2.8 | 0.47085 | -0.30029 | -5.969 | 0.2718 | -3.4 | 0.68282 | -0.41102 | -7.6751 | 0.066587 | 3.1099 | 0.70391 | 4.1275 | 74.0219 | 0.011357 | -0.099942 | -0.044911 | 0.011357 | 0.018098 | -0.18644 | -1.6234 | -2.5403 | -0.18644 | -0.2264 | -0.39746 | -1.7853 | -3.7399 | -0.39746 | -0.51106 | 0.066587 | 3.1099 | 0.70391 | 4.1275 | 74.0219 | 0.011357 | -0.099942 | -0.044911 | 0.011357 | 0.018098 | -0.18644 | -1.6234 | -2.5403 | -0.18644 | -0.2264 | -0.39746 | -1.7853 | -3.7399 | -0.39746 | -0.51106
5 | 0.35 | 0.27 | South/Central | GA | Atlanta-Hartsfield-Jackson.Intl.AP.722190 | 3 | 4874954 | 47.4482 | 10.23 | 62.2474 | 47.3364 | 14.911 | 1107.01 | -0.090444 | 1.85 | -0.27115 | 0.18071 | 3.7494 | -1.7619 | -19.73 | -1.9693 | 0.20735 | -17.0932 | -0.93547 | -33.5 | 0.32809 | -1.2636 | -46.4471 | -0.090444 | 1.85 | -0.27115 | 0.18071 | 3.7494 | 0.010796 | 1.25 | -0.059187 | 0.069983 | 2.0433 | 0.066587 | 3.1594 | 0.68118 | 4.1449 | 73.7123 | -0.0060224 | -0.11732 | -0.06229 | -0.0060224 | 0.0007189 | 0.12319 | -1.3138 | -2.2307 | 0.12319 | 0.083234 | 0.24966 | -1.1382 | -3.0928 | 0.24966 | 0.13605 | 0.066587 | 3.1594 | 0.68118 | 4.1449 | 73.7123 | -0.0060224 | -0.11732 | -0.06229 | -0.0060224 | 0.0007189 | 0.12319 | -1.3138 | -2.2307 | 0.12319 | 0.083234 | 0.24966 | -1.1382 | -3.0928 | 0.24966 | 0.13605
6 | 0.35 | 0.23 | South/Central | GA | Atlanta-Hartsfield-Jackson.Intl.AP.722190 | 3 | 4874954 | 47.8907 | 10.0687 | 62.4287 | 47.7779 | 14.6508 | 1104.99 | -0.27172 | 3.87 | -0.71263 | 0.44091 | 8.4892 | -1.9432 | -17.71 | -2.4108 | 0.46755 | -12.3534 | -1.1168 | -31.48 | -0.11338 | -1.0034 | -41.7073 | -0.27172 | 3.87 | -0.71263 | 0.44091 | 8.4892 | -0.17048 | 3.27 | -0.50066 | 0.33018 | 6.7831 | 0.066587 | 3.1889 | 0.67044 | 4.1569 | 73.5778 | -0.018093 | -0.12939 | -0.074361 | -0.018093 | -0.011352 | 0.25769 | -1.1793 | -2.0962 | 0.25769 | 0.21774 | 0.56527 | -0.82257 | -2.7772 | 0.56527 | 0.45166 | 0.066587 | 3.1889 | 0.67044 | 4.1569 | 73.5778 | -0.018093 | -0.12939 | -0.074361 | -0.018093 | -0.011352 | 0.25769 | -1.1793 | -2.0962 | 0.25769 | 0.21774 | 0.56527 | -0.82257 | -2.7772 | 0.56527 | 0.45166
7 | 0.35 | 0.19 | South/Central | GA | Atlanta-Hartsfield-Jackson.Intl.AP.722190 | 3 | 4874954 | 48.9362 | 9.5866 | 62.8114 | 48.8208 | 13.9905 | 1098.96 | -0.65444 | 9.9 | -1.7556 | 1.1012 | 21.5139 | -2.3259 | -11.68 | -3.4537 | 1.1278 | 0.67134 | -1.4995 | -25.45 | -1.1564 | -0.34311 | -28.6826 | -0.65444 | 9.9 | -1.7556 | 1.1012 | 21.5139 | -0.5532 | 9.3 | -1.5436 | 0.99044 | 19.8078 | 0.066587 | 3.2585 | 0.63834 | 4.1824 | 73.1763 | -0.043577 | -0.15488 | -0.099845 | -0.043577 | -0.036836 | 0.65921 | -0.77773 | -1.6946 | 0.65921 | 0.61926 | 1.4325 | 0.044702 | -1.9099 | 1.4325 | 1.3189 | 0.066587 | 3.2585 | 0.63834 | 4.1824 | 73.1763 | -0.043577 | -0.15488 | -0.099845 | -0.043577 | -0.036836 | 0.65921 | -0.77773 | -1.6946 | 0.65921 | 0.61926 | 1.4325 | 0.044702 | -1.9099 | 1.4325 | 1.3189
8 | 0.35 | 0.17 | South/Central | GA | Atlanta-Hartsfield-Jackson.Intl.AP.722190 | 3 | 4874954 | 49.4891 | 9.3451 | 63.042 | 49.3725 | 13.6695 | 1096.65 | -0.88506 | 12.21 | -2.3072 | 1.4222 | 27.2719 | -2.5565 | -9.37 | -4.0054 | 1.4488 | 6.4293 | -1.7301 | -23.14 | -1.708 | -0.02209 | -22.9246 | -0.88506 | 12.21 | -2.3072 | 1.4222 | 27.2719 | -0.78382 | 11.61 | -2.0953 | 1.3115 | 25.5658 | 0.066587 | 3.2953 | 0.62226 | 4.1978 | 73.0225 | -0.058933 | -0.17023 | -0.1152 | -0.058933 | -0.052192 | 0.81303 | -0.62392 | -1.5408 | 0.81303 | 0.77307 | 1.8159 | 0.42811 | -1.5265 | 1.8159 | 1.7023 | 0.066587 | 3.2953 | 0.62226 | 4.1978 | 73.0225 | -0.058933 | -0.17023 | -0.1152 | -0.058933 | -0.052192 | 0.81303 | -0.62392 | -1.5408 | 0.81303 | 0.77307 | 1.8159 | 0.42811 | -1.5265 | 1.8159 | 1.7023
9 | 0.33 | 0.47 | South/Central | GA | Atlanta-Hartsfield-Jackson.Intl.AP.722190 | 3 | 4874954 | 42.9376 | 12.358 | 60.6077 | 42.8363 | 17.7713 | 1133.45 | 1.5493 | -24.59 | 4.2289 | -2.6796 | -52.9116 | -0.12222 | -46.17 | 2.5308 | -2.653 | -73.7542 | 0.70424 | -59.94 | 4.8282 | -4.1239 | -103.1081 | 1.5493 | -24.59 | 4.2289 | -2.6796 | -52.9116 | 1.6505 | -25.19 | 4.4409 | -2.7904 | -54.6178 | 0.066587 | 2.8591 | 0.82288 | 4.0357 | 75.4729 | 0.10316 | -0.0081381 | 0.046893 | 0.10316 | 0.1099 | -1.6374 | -3.0743 | -3.9912 | -1.6374 | -1.6773 | -3.5232 | -4.9111 | -6.8656 | -3.5232 | -3.6368 | 0.066587 | 2.8591 | 0.82288 | 4.0357 | 75.4729 | 0.10316 | -0.0081381 | 0.046893 | 0.10316 | 0.1099 | -1.6374 | -3.0743 | -3.9912 | -1.6374 | -1.6773 | -3.5232 | -4.9111 | -6.8656 | -3.5232 | -3.6368
10 | 0.33 | 0.42 | South/Central | GA | Atlanta-Hartsfield-Jackson.Intl.AP.722190 | 3 | 4874954 | 43.9426 | 11.7161 | 60.751 | 43.839 | 16.912 | 1120.91 | 1.406 | -12.05 | 3.2263 | -1.8203 | -31.3813 | -0.2655 | -33.63 | 1.5282 | -1.7937 | -52.2239 | 0.56096 | -47.4 | 3.8255 | -3.2646 | -81.5778 | 1.406 | -12.05 | 3.2263 | -1.8203 | -31.3813 | 1.5072 | -12.65 | 3.4382 | -1.931 | -33.0874 | 0.066587 | 2.926 | 0.78014 | 4.0452 | 74.6379 | 0.09362 | -0.017679 | 0.037352 | 0.09362 | 0.10036 | -0.80237 | -2.2393 | -3.1562 | -0.80237 | -0.84232 | -2.0896 | -3.4774 | -5.432 | -2.0896 | -2.2032 | 0.066587 | 2.926 | 0.78014 | 4.0452 | 74.6379 | 0.09362 | -0.017679 | 0.037352 | 0.09362 | 0.10036 | -0.80237 | -2.2393 | -3.1562 | -0.80237 | -0.84232 | -2.0896 | -3.4774 | -5.432 | -2.0896 | -2.2032
11 | 0.33 | 0.37 | South/Central | GA | Atlanta-Hartsfield-Jackson.Intl.AP.722190 | 3 | 4874954 | 44.938 | 11.1446 | 60.9834 | 44.832 | 16.1514 | 1111.19 | 1.1735 | -2.33 | 2.2332 | -1.0597 | -13.6884 | -0.49799 | -23.91 | 0.53506 | -1.0331 | -34.531 | 0.32846 | -37.68 | 2.8324 | -2.504 | -63.8849 | 1.1735 | -2.33 | 2.2332 | -1.0597 | -13.6884 | 1.2747 | -2.93 | 2.4452 | -1.1704 | -15.3946 | 0.066587 | 2.9923 | 0.74208 | 4.0607 | 73.9906 | 0.078139 | -0.03316 | 0.021871 | 0.078139 | 0.084881 | -0.15515 | -1.5921 | -2.509 | -0.15515 | -0.1951 | -0.91147 | -2.2993 | -4.2539 | -0.91147 | -1.0251 | 0.066587 | 2.9923 | 0.74208 | 4.0607 | 73.9906 | 0.078139 | -0.03316 | 0.021871 | 0.078139 | 0.084881 | -0.15515 | -1.5921 | -2.509 | -0.15515 | -0.1951 | -0.91147 | -2.2993 | -4.2539 | -0.91147 | -1.0251
12 | 0.33 | 0.32 | South/Central | GA | Atlanta-Hartsfield-Jackson.Intl.AP.722190 | 3 | 4874954 | 46.0334 | 10.5919 | 61.3259 | 45.9248 | 15.4011 | 1103.11 | 0.83102 | 5.75 | 1.1404 | -0.30939 | 2.3056 | -0.84046 | -15.83 | -0.55772 | -0.28274 | -18.5369 | -0.014008 | -29.6 | 1.7397 | -1.7537 | -47.8909 | 0.83102 | 5.75 | 1.1404 | -0.30939 | 2.3056 | 0.93226 | 5.15 | 1.3524 | -0.42011 | 0.59951 | 0.066587 | 3.0652 | 0.70528 | 4.0835 | 73.4526 | 0.055335 | -0.055964 | -0.00093275 | 0.055335 | 0.062076 | 0.38287 | -1.0541 | -1.971 | 0.38287 | 0.34292 | 0.15352 | -1.2343 | -3.1889 | 0.15352 | 0.03992 | 0.066587 | 3.0652 | 0.70528 | 4.0835 | 73.4526 | 0.055335 | -0.055964 | -0.00093275 | 0.055335 | 0.062076 | 0.38287 | -1.0541 | -1.971 | 0.38287 | 0.34292 | 0.15352 | -1.2343 | -3.1889 | 0.15352 | 0.03992
13 | 0.33 | 0.27 | South/Central | GA | Atlanta-Hartsfield-Jackson.Intl.AP.722190 | 3 | 4874954 | 46.7671 | 10.2505 | 61.5768 | 46.6569 | 14.92 | 1098.33 | 0.58012 | 10.53 | 0.40837 | 0.17175 | 12.1578 | -1.0914 | -11.05 | -1.2898 | 0.19839 | -8.6848 | -0.26491 | -24.82 | 1.0076 | -1.2725 | -38.0387 | 0.58012 | 10.53 | 0.40837 | 0.17175 | 12.1578 | 0.68136 | 9.93 | 0.62034 | 0.061018 | 10.4517 | 0.066587 | 3.1141 | 0.68255 | 4.1002 | 73.1343 | 0.038628 | -0.072671 | -0.01764 | 0.038628 | 0.045369 | 0.70116 | -0.73578 | -1.6527 | 0.70116 | 0.66121 | 0.80955 | -0.57829 | -2.5329 | 0.80955 | 0.69595 | 0.066587 | 3.1141 | 0.68255 | 4.1002 | 73.1343 | 0.038628 | -0.072671 | -0.01764 | 0.038628 | 0.045369 | 0.70116 | -0.73578 | -1.6527 | 0.70116 | 0.66121 | 0.80955 | -0.57829 | -2.5329 | 0.80955 | 0.69595
14 | 0.33 | 0.23 | South/Central | GA | Atlanta-Hartsfield-Jackson.Intl.AP.722190 | 3 | 4874954 | 47.2099 | 10.0885 | 61.7576 | 47.0985 | 14.659 | 1096.29 | 0.39937 | 12.57 | -0.033305 | 0.43268 | 16.9245 | -1.2721 | -9.01 | -1.7314 | 0.45932 | -3.9181 | -0.44566 | -22.78 | 0.56594 | -1.0116 | -33.272 | 0.39937 | 12.57 | -0.033305 | 0.43268 | 16.9245 | 0.50061 | 11.97 | 0.17866 | 0.32195 | 15.2184 | 0.066587 | 3.1436 | 0.67176 | 4.1122 | 72.9985 | 0.026593 | -0.084706 | -0.029675 | 0.026593 | 0.033334 | 0.837 | -0.59995 | -1.5168 | 0.837 | 0.79704 | 1.1269 | -0.26089 | -2.2155 | 1.1269 | 1.0133 | 0.066587 | 3.1436 | 0.67176 | 4.1122 | 72.9985 | 0.026593 | -0.084706 | -0.029675 | 0.026593 | 0.033334 | 0.837 | -0.59995 | -1.5168 | 0.837 | 0.79704 | 1.1269 | -0.26089 | -2.2155 | 1.1269 | 1.0133
15 | 0.33 | 0.19 | South/Central | GA | Atlanta-Hartsfield-Jackson.Intl.AP.722190 | 3 | 4874954 | 48.2554 | 9.5966 | 62.1306 | 48.1416 | 13.989 | 1090 | 0.026329 | 18.86 | -1.0764 | 1.1027 | 30.3399 | -1.6452 | -2.72 | -2.7745 | 1.1293 | 9.4973 | -0.8187 | -16.49 | -0.47713 | -0.34157 | -19.8566 | 0.026329 | 18.86 | -1.0764 | 1.1027 | 30.3399 | 0.12757 | 18.26 | -0.86441 | 0.99198 | 28.6338 | 0.066587 | 3.2132 | 0.63901 | 4.1371 | 72.5797 | 0.0017531 | -0.10955 | -0.054515 | 0.0017531 | 0.0084944 | 1.2558 | -0.18112 | -1.098 | 1.2558 | 1.2159 | 2.0202 | 0.6324 | -1.3222 | 2.0202 | 1.9066 | 0.066587 | 3.2132 | 0.63901 | 4.1371 | 72.5797 | 0.0017531 | -0.10955 | -0.054515 | 0.0017531 | 0.0084944 | 1.2558 | -0.18112 | -1.098 | 1.2558 | 1.2159 | 2.0202 | 0.6324 | -1.3222 | 2.0202 | 1.9066
16 | 0.33 | 0.17 | South/Central | GA | Atlanta-Hartsfield-Jackson.Intl.AP.722190 | 3 | 4874954 | 48.8083 | 9.3458 | 62.3427 | 48.6933 | 13.6495 | 1087.12 | -0.18579 | 21.74 | -1.628 | 1.4422 | 36.8399 | -1.8573 | 0.16 | -3.3262 | 1.4689 | 15.9973 | -1.0308 | -13.61 | -1.0288 | -0.0020483 | -13.3566 | -0.18579 | 21.74 | -1.628 | 1.4422 | 36.8399 | -0.084553 | 21.14 | -1.4161 | 1.3315 | 35.1338 | 0.066587 | 3.25 | 0.62231 | 4.1512 | 72.3879 | -0.012371 | -0.12367 | -0.068639 | -0.012371 | -0.0056301 | 1.4476 | 0.010654 | -0.90625 | 1.4476 | 1.4076 | 2.4531 | 1.0652 | -0.88937 | 2.4531 | 2.3394 | 0.066587 | 3.25 | 0.62231 | 4.1512 | 72.3879 | -0.012371 | -0.12367 | -0.068639 | -0.012371 | -0.0056301 | 1.4476 | 0.010654 | -0.90625 | 1.4476 | 1.4076 | 2.4531 | 1.0652 | -0.88937 | 2.4531 | 2.3394
17 | 0.3 | 0.47 | South/Central | GA | Atlanta-Hartsfield-Jackson.Intl.AP.722190 | 3 | 4874954 | 41.9357 | 12.4078 | 59.6461 | 41.8367 | 17.8094 | 1121.39 | 2.5108 | -12.53 | 5.2285 | -2.7177 | -41.5404 | 0.83932 | -34.11 | 3.5304 | -2.6911 | -62.3829 | 1.6658 | -47.88 | 5.8277 | -4.162 | -91.7369 | 2.5108 | -12.53 | 5.2285 | -2.7177 | -41.5404 | 2.612 | -13.13 | 5.4405 | -2.8284 | -43.2465 | 0.066587 | 2.7924 | 0.82619 | 3.9716 | 74.6698 | 0.16719 | 0.055887 | 0.11092 | 0.16719 | 0.17393 | -0.83433 | -2.2713 | -3.1882 | -0.83433 | -0.87429 | -2.766 | -4.1539 | -6.1085 | -2.766 | -2.8796 | 0.066587 | 2.7924 | 0.82619 | 3.9716 | 74.6698 | 0.16719 | 0.055887 | 0.11092 | 0.16719 | 0.17393 | -0.83433 | -2.2713 | -3.1882 | -0.83433 | -0.87429 | -2.766 | -4.1539 | -6.1085 | -2.766 | -2.8796
18 | 0.3 | 0.42 | South/Central | GA | Atlanta-Hartsfield-Jackson.Intl.AP.722190 | 3 | 4874954 | 42.9316 | 11.7564 | 59.7702 | 42.8302 | 16.94 | 1108.43 | 2.3867 | 0.43 | 4.235 | -1.8483 | -19.4878 | 0.71525 | -21.15 | 2.5369 | -1.8216 | -40.3303 | 1.5417 | -34.92 | 4.8343 | -3.2926 | -69.6843 | 2.3867 | 0.43 | 4.235 | -1.8483 | -19.4878 | 2.488 | -0.17 | 4.447 | -1.959 | -21.1939 | 0.066587 | 2.8587 | 0.78282 | 3.9799 | 73.8069 | 0.15893 | 0.047626 | 0.10266 | 0.15893 | 0.16567 | 0.028632 | -1.4083 | -2.3252 | 0.028632 | -0.01132 | -1.2976 | -2.6855 | -4.6401 | -1.2976 | -1.4112 | 0.066587 | 2.8587 | 0.78282 | 3.9799 | 73.8069 | 0.15893 | 0.047626 | 0.10266 | 0.15893 | 0.16567 | 0.028632 | -1.4083 | -2.3252 | 0.028632 | -0.01132 | -1.2976 | -2.6855 | -4.6401 | -1.2976 | -1.4112
19 | 0.3 | 0.37 | South/Central | GA | Atlanta-Hartsfield-Jackson.Intl.AP.722190 | 3 | 4874954 | 43.917 | 11.1849 | 59.9927 | 43.8133 | 16.1794 | 1098.58 | 2.1642 | 10.28 | 3.2519 | -1.0877 | -1.6672 | 0.49271 | -11.3 | 1.5538 | -1.0611 | -22.5098 | 1.3192 | -25.07 | 3.8511 | -2.532 | -51.8637 | 2.1642 | 10.28 | 3.2519 | -1.0877 | -1.6672 | 2.2654 | 9.68 | 3.4639 | -1.1984 | -3.3733 | 0.066587 | 2.9243 | 0.74477 | 3.9947 | 73.151 | 0.14411 | 0.032808 | 0.087839 | 0.14411 | 0.15085 | 0.68451 | -0.75243 | -1.6693 | 0.68451 | 0.64456 | -0.11101 | -1.4989 | -3.4534 | -0.11101 | -0.22462 | 0.066587 | 2.9243 | 0.74477 | 3.9947 | 73.151 | 0.14411 | 0.032808 | 0.087839 | 0.14411 | 0.15085 | 0.68451 | -0.75243 | -1.6693 | 0.68451 | 0.64456 | -0.11101 | -1.4989 | -3.4534 | -0.11101 | -0.22462
20 | 0.3 | 0.32 | South/Central | GA | Atlanta-Hartsfield-Jackson.Intl.AP.722190 | 3 | 4874954 | 45.0123 | 10.6225 | 60.3253 | 44.906 | 15.4192 | 1090.22 | 1.8317 | 18.64 | 2.1592 | -0.32754 | 14.7233 | 0.16019 | -2.94 | 0.46108 | -0.3009 | -6.1193 | 0.98664 | -16.71 | 2.7585 | -1.7718 | -35.4732 | 1.8317 | 18.64 | 2.1592 | -0.32754 | 14.7233 | 1.9329 | 18.04 | 2.3712 | -0.43827 | 13.0172 | 0.066587 | 2.9972 | 0.70732 | 4.0169 | 72.5943 | 0.12197 | 0.010666 | 0.065697 | 0.12197 | 0.12871 | 1.2412 | -0.19577 | -1.1127 | 1.2412 | 1.2012 | 0.98038 | -0.40746 | -2.362 | 0.98038 | 0.86677 | 0.066587 | 2.9972 | 0.70732 | 4.0169 | 72.5943 | 0.12197 | 0.010666 | 0.065697 | 0.12197 | 0.12871 | 1.2412 | -0.19577 | -1.1127 | 1.2412 | 1.2012 | 0.98038 | -0.40746 | -2.362 | 0.98038 | 0.86677
21 | 0.3 | 0.27 | South/Central | GA | Atlanta-Hartsfield-Jackson.Intl.AP.722190 | 3 | 4874954 | 45.7356 | 10.2808 | 60.5561 | 45.6277 | 14.9285 | 1085.03 | 1.6008 | 23.83 | 1.4376 | 0.16323 | 25.0964 | -0.070674 | 2.25 | -0.26055 | 0.18988 | 4.2539 | 0.75578 | -11.52 | 2.0368 | -1.281 | -25.1001 | 1.6008 | 23.83 | 1.4376 | 0.16323 | 25.0964 | 1.7021 | 23.23 | 1.6495 | 0.052506 | 23.3903 | 0.066587 | 3.0454 | 0.68457 | 4.0322 | 72.2487 | 0.10659 | -0.004706 | 0.050325 | 0.10659 | 0.11333 | 1.5868 | 0.14982 | -0.76708 | 1.5868 | 1.5468 | 1.6711 | 0.28325 | -1.6713 | 1.6711 | 1.5575 | 0.066587 | 3.0454 | 0.68457 | 4.0322 | 72.2487 | 0.10659 | -0.004706 | 0.050325 | 0.10659 | 0.11333 | 1.5868 | 0.14982 | -0.76708 | 1.5868 | 1.5468 | 1.6711 | 0.28325 | -1.6713 | 1.6711 | 1.5575
22 | 0.3 | 0.23 | South/Central | GA | Atlanta-Hartsfield-Jackson.Intl.AP.722190 | 3 | 4874954 | 46.1783 | 10.109 | 60.7362 | 46.0693 | 14.6669 | 1082.96 | 1.4208 | 25.9 | 0.9959 | 0.42485 | 29.8906 | -0.25073 | 4.32 | -0.70223 | 0.45149 | 9.0481 | 0.57572 | -9.45 | 1.5952 | -1.0194 | -20.3059 | 1.4208 | 25.9 | 0.9959 | 0.42485 | 29.8906 | 1.522 | 25.3 | 1.2079 | 0.31412 | 28.1845 | 0.066587 | 3.0749 | 0.67313 | 4.0442 | 72.1109 | 0.094603 | -0.016696 | 0.038336 | 0.094603 | 0.10134 | 1.7246 | 0.28766 | -0.62925 | 1.7246 | 1.6846 | 1.9903 | 0.60248 | -1.3521 | 1.9903 | 1.8767 | 0.066587 | 3.0749 | 0.67313 | 4.0442 | 72.1109 | 0.094603 | -0.016696 | 0.038336 | 0.094603 | 0.10134 | 1.7246 | 0.28766 | -0.62925 | 1.7246 | 1.6846 | 1.9903 | 0.60248 | -1.3521 | 1.9903 | 1.8767
23 | 0.3 | 0.19 | South/Central | GA | Atlanta-Hartsfield-Jackson.Intl.AP.722190 | 3 | 4874954 | 47.2237 | 9.6074 | 61.0903 | 47.1123 | 13.978 | 1076.13 | 1.0666 | 32.73 | -0.047068 | 1.1137 | 44.0628 | -0.60484 | 11.15 | -1.7452 | 1.1404 | 23.2203 | 0.22162 | -2.62 | 0.55218 | -0.33056 | -6.1337 | 1.0666 | 32.73 | -0.047068 | 1.1137 | 44.0628 | 1.1679 | 32.13 | 0.1649 | 1.003 | 42.3567 | 0.066587 | 3.1445 | 0.63972 | 4.0678 | 71.6561 | 0.071025 | -0.040274 | 0.014757 | 0.071025 | 0.077766 | 2.1794 | 0.74244 | -0.17446 | 2.1794 | 2.1394 | 2.934 | 1.5462 | -0.40842 | 2.934 | 2.8204 | 0.066587 | 3.1445 | 0.63972 | 4.0678 | 71.6561 | 0.071025 | -0.040274 | 0.014757 | 0.071025 | 0.077766 | 2.1794 | 0.74244 | -0.17446 | 2.1794 | 2.1394 | 2.934 | 1.5462 | -0.40842 | 2.934 | 2.8204
24 | 0.3 | 0.17 | South/Central | GA | Atlanta-Hartsfield-Jackson.Intl.AP.722190 | 3 | 4874954 | 47.7772 | 9.3661 | 61.3119 | 47.6645 | 13.6474 | 1073.51 | 0.84503 | 35.35 | -0.59925 | 1.4443 | 50.1965 | -0.82646 | 13.77 | -2.2974 | 1.4709 | 29.3539 | 0 | 0 | 0 | 0 | 0 | 0.84503 | 35.35 | -0.59925 | 1.4443 | 50.1965 | 0.94627 | 34.75 | -0.38728 | 1.3335 | 48.4904 | 0.066587 | 3.1813 | 0.62366 | 4.0826 | 71.4817 | 0.056268 | -0.055031 | 0 | 0.056268 | 0.063009 | 2.3538 | 0.9169 | 0 | 2.3538 | 2.3139 | 3.3424 | 1.9546 | 0 | 3.3424 | 3.2288 | 0.066587 | 3.1813 | 0.62366 | 4.0826 | 71.4817 | 0.056268 | -0.055031 | 0 | 0.056268 | 0.063009 | 2.3538 | 0.9169 | 0 | 2.3538 | 2.3139 | 3.3424 | 1.9546 | 0 | 3.3424 | 3.2288
25 | 0.28 | 0.47 | South/Central | GA | Atlanta-Hartsfield-Jackson.Intl.AP.722190 | 3 | 4874954 | 41.4557 | 12.2985 | 59.0169 | 41.3578 | 17.6591 | 1110.56 | 3.14 | -1.7 | 5.7074 | -2.5674 | -29.3316 | 1.4685 | -23.28 | 4.0093 | -2.5407 | -50.1742 | 2.295 | -37.05 | 6.3066 | -4.0116 | -79.5281 | 3.14 | -1.7 | 5.7074 | -2.5674 | -29.3316 | 3.2413 | -2.3 | 5.9194 | -2.6781 | -31.0377 | 0.066587 | 2.7604 | 0.81892 | 3.9298 | 73.9487 | 0.20908 | 0.097785 | 0.15282 | 0.20908 | 0.21583 | -0.1132 | -1.5501 | -2.467 | -0.1132 | -0.15315 | -1.9531 | -3.3409 | -5.2955 | -1.9531 | -2.0667 | 0.066587 | 2.7604 | 0.81892 | 3.9298 | 73.9487 | 0.20908 | 0.097785 | 0.15282 | 0.20908 | 0.21583 | -0.1132 | -1.5501 | -2.467 | -0.1132 | -0.15315 | -1.9531 | -3.3409 | -5.2955 | -1.9531 | -2.0667
26 | 0.28 | 0.42 | South/Central | GA | Atlanta-Hartsfield-Jackson.Intl.AP.722190 | 3 | 4874954 | 42.2913 | 11.7565 | 59.1192 | 42.1914 | 16.9278 | 1099.63 | 3.0377 | 9.23 | 4.8738 | -1.8361 | -10.7563 | 1.3663 | -12.35 | 3.1757 | -1.8094 | -31.5989 | 2.1927 | -26.12 | 5.4731 | -3.2804 | -60.9528 | 3.0377 | 9.23 | 4.8738 | -1.8361 | -10.7563 | 3.139 | 8.63 | 5.0858 | -1.9468 | -12.4624 | 0.066587 | 2.816 | 0.78283 | 3.9366 | 73.2209 | 0.20227 | 0.090974 | 0.14601 | 0.20227 | 0.20901 | 0.6146 | -0.82235 | -1.7392 | 0.6146 | 0.57464 | -0.71623 | -2.1041 | -4.0587 | -0.71623 | -0.82983 | 0.066587 | 2.816 | 0.78283 | 3.9366 | 73.2209 | 0.20227 | 0.090974 | 0.14601 | 0.20227 | 0.20901 | 0.6146 | -0.82235 | -1.7392 | 0.6146 | 0.57464 | -0.71623 | -2.1041 | -4.0587 | -0.71623 | -0.82983
27 | 0.28 | 0.37 | South/Central | GA | Atlanta-Hartsfield-Jackson.Intl.AP.722190 | 3 | 4874954 | 43.1157 | 11.2755 | 59.292 | 43.0139 | 16.2781 | 1091.03 | 2.8649 | 17.83 | 4.0514 | -1.1864 | 4.6882 | 1.1934 | -3.75 | 2.3532 | -1.1598 | -16.1544 | 2.0199 | -17.52 | 4.6506 | -2.6307 | -45.5083 | 2.8649 | 17.83 | 4.0514 | -1.1864 | 4.6882 | 2.9662 | 17.23 | 4.2633 | -1.2972 | 2.9821 | 0.066587 | 2.8709 | 0.7508 | 3.9481 | 72.6483 | 0.19077 | 0.079467 | 0.1345 | 0.19077 | 0.19751 | 1.1872 | -0.2497 | -1.1666 | 1.1872 | 1.1473 | 0.31217 | -1.0757 | -3.0303 | 0.31217 | 0.19857 | 0.066587 | 2.8709 | 0.7508 | 3.9481 | 72.6483 | 0.19077 | 0.079467 | 0.1345 | 0.19077 | 0.19751 | 1.1872 | -0.2497 | -1.1666 | 1.1872 | 1.1473 | 0.31217 | -1.0757 | -3.0303 | 0.31217 | 0.19857
28 | 0.28 | 0.32 | South/Central | GA | Atlanta-Hartsfield-Jackson.Intl.AP.722190 | 3 | 4874954 | 44.0903 | 10.7726 | 59.5734 | 43.9862 | 15.5872 | 1083.13 | 2.5835 | 25.73 | 3.0791 | -0.49553 | 19.854 | 0.91203 | 4.15 | 1.3809 | -0.46889 | -0.98854 | 1.7385 | -9.62 | 3.6783 | -1.9398 | -30.3425 | 2.5835 | 25.73 | 3.0791 | -0.49553 | 19.854 | 2.6848 | 25.13 | 3.291 | -0.60626 | 18.1479 | 0.066587 | 2.9358 | 0.71731 | 3.9668 | 72.1222 | 0.17203 | 0.060729 | 0.11576 | 0.17203 | 0.17877 | 1.7133 | 0.27634 | -0.64057 | 1.7133 | 1.6733 | 1.322 | -0.065824 | -2.0204 | 1.322 | 1.2084 | 0.066587 | 2.9358 | 0.71731 | 3.9668 | 72.1222 | 0.17203 | 0.060729 | 0.11576 | 0.17203 | 0.17877 | 1.7133 | 0.27634 | -0.64057 | 1.7133 | 1.6733 | 1.322 | -0.065824 | -2.0204 | 1.322 | 1.2084
29 | 0.28 | 0.27 | South/Central | GA | Atlanta-Hartsfield-Jackson.Intl.AP.722190 | 3 | 4874954 | 44.854 | 10.4106 | 59.8244 | 44.7481 | 15.0762 | 1077.83 | 2.3326 | 31.03 | 2.3171 | 0.015482 | 30.5189 | 0.6611 | 9.45 | 0.61897 | 0.042126 | 9.6763 | 1.4876 | -4.32 | 2.9163 | -1.4288 | -19.6776 | 2.3326 | 31.03 | 2.3171 | 0.015482 | 30.5189 | 2.4338 | 30.43 | 2.5291 | -0.095245 | 28.8128 | 0.066587 | 2.9867 | 0.69321 | 3.9835 | 71.7693 | 0.15532 | 0.04402 | 0.099052 | 0.15532 | 0.16206 | 2.0662 | 0.62925 | -0.28766 | 2.0662 | 2.0262 | 2.0322 | 0.64432 | -1.3103 | 2.0322 | 1.9186 | 0.066587 | 2.9867 | 0.69321 | 3.9835 | 71.7693 | 0.15532 | 0.04402 | 0.099052 | 0.15532 | 0.16206 | 2.0662 | 0.62925 | -0.28766 | 2.0662 | 2.0262 | 2.0322 | 0.64432 | -1.3103 | 2.0322 | 1.9186
30 | 0.28 | 0.23 | South/Central | GA | Atlanta-Hartsfield-Jackson.Intl.AP.722190 | 3 | 4874954 | 45.4679 | 10.1289 | 60.0359 | 45.3606 | 14.6752 | 1073.87 | 2.1211 | 34.99 | 1.7046 | 0.41647 | 38.6992 | 0.44959 | 13.41 | 0.0064755 | 0.44312 | 17.8566 | 1.2761 | -0.36 | 2.3039 | -1.0278 | -11.4973 | 2.1211 | 34.99 | 1.7046 | 0.41647 | 38.6992 | 2.2223 | 34.39 | 1.9166 | 0.30575 | 36.9931 | 0.066587 | 3.0276 | 0.67445 | 3.9976 | 71.5056 | 0.14124 | 0.029937 | 0.084968 | 0.14124 | 0.14798 | 2.3299 | 0.89293 | -0.023971 | 2.3299 | 2.2899 | 2.5769 | 1.189 | -0.76557 | 2.5769 | 2.4633 | 0.066587 | 3.0276 | 0.67445 | 3.9976 | 71.5056 | 0.14124 | 0.029937 | 0.084968 | 0.14124 | 0.14798 | 2.3299 | 0.89293 | -0.023971 | 2.3299 | 2.2899 | 2.5769 | 1.189 | -0.76557 | 2.5769 | 2.4633
31 | 0.28 | 0.19 | South/Central | GA | Atlanta-Hartsfield-Jackson.Intl.AP.722190 | 3 | 4874954 | 46.5035 | 9.637 | 60.3989 | 46.3937 | 14.0051 | 1067.45 | 1.7581 | 41.41 | 0.6715 | 1.0866 | 52.2457 | 0.086583 | 19.83 | -1.0266 | 1.1132 | 31.4031 | 0.91304 | 6.06 | 1.2708 | -0.35771 | 2.0492 | 1.7581 | 41.41 | 0.6715 | 1.0866 | 52.2457 | 1.8593 | 40.81 | 0.88347 | 0.97584 | 50.5396 | 0.066587 | 3.0965 | 0.6417 | 4.0218 | 71.0781 | 0.11706 | 0.0057653 | 0.060796 | 0.11706 | 0.12381 | 2.7574 | 1.3204 | 0.40352 | 2.7574 | 2.7174 | 3.4789 | 2.091 | 0.13645 | 3.4789 | 3.3653 | 0.066587 | 3.0965 | 0.6417 | 4.0218 | 71.0781 | 0.11706 | 0.0057653 | 0.060796 | 0.11706 | 0.12381 | 2.7574 | 1.3204 | 0.40352 | 2.7574 | 2.7174 | 3.4789 | 2.091 | 0.13645 | 3.4789 | 3.3653
32 | 0.28 | 0.17 | South/Central | GA | Atlanta-Hartsfield-Jackson.Intl.AP.722190 | 3 | 4874954 | 47.0561 | 9.3867 | 60.6111 | 46.9451 | 13.6661 | 1064.6 | 1.5458 | 44.26 | 0.12016 | 1.4256 | 58.7311 | -0.1257 | 22.68 | -1.578 | 1.4523 | 37.8886 | 0.70076 | 8.91 | 0.71941 | -0.018648 | 8.5346 | 1.5458 | 44.26 | 0.12016 | 1.4256 | 58.7311 | 1.647 | 43.66 | 0.33213 | 1.3149 | 57.025 | 0.066587 | 3.1333 | 0.62503 | 4.0359 | 70.8884 | 0.10293 | -0.0083699 | 0.046661 | 0.10293 | 0.10967 | 2.9471 | 1.5102 | 0.59329 | 2.9471 | 2.9072 | 3.9107 | 2.5229 | 0.56829 | 3.9107 | 3.7971 | 0.066587 | 3.1333 | 0.62503 | 4.0359 | 70.8884 | 0.10293 | -0.0083699 | 0.046661 | 0.10293 | 0.10967 | 2.9471 | 1.5102 | 0.59329 | 2.9471 | 2.9072 | 3.9107 | 2.5229 | 0.56829 | 3.9107 | 3.7971
33 | 0.27 | 0.47 | South/Central | GA | Atlanta-Hartsfield-Jackson.Intl.AP.722190 | 3 | 4874954 | 41.156 | 12.2885 | 58.7063 | 41.0587 | 17.6475 | 1106.26 | 3.4507 | 2.6 | 6.0065 | -2.5558 | -25.0099 | 1.7792 | -18.98 | 4.3084 | -2.5292 | -45.8524 | 2.6056 | -32.75 | 6.6057 | -4.0001 | -75.2064 | 3.4507 | 2.6 | 6.0065 | -2.5558 | -25.0099 | 3.5519 | 2 | 6.2185 | -2.6666 | -26.716 | 0.066587 | 2.7404 | 0.81825 | 3.9091 | 73.6624 | 0.22977 | 0.11847 | 0.1735 | 0.22977 | 0.23651 | 0.17313 | -1.2638 | -2.1807 | 0.17313 | 0.13317 | -1.6653 | -3.0532 | -5.0078 | -1.6653 | -1.7789 | 0.066587 | 2.7404 | 0.81825 | 3.9091 | 73.6624 | 0.22977 | 0.11847 | 0.1735 | 0.22977 | 0.23651 | 0.17313 | -1.2638 | -2.1807 | 0.17313 | 0.13317 | -1.6653 | -3.0532 | -5.0078 | -1.6653 | -1.7789
34 | 0.27 | 0.42 | South/Central | GA | Atlanta-Hartsfield-Jackson.Intl.AP.722190 | 3 | 4874954 | 41.9707 | 11.7574 | 58.7895 | 41.8715 | 16.918 | 1095.12 | 3.3674 | 13.74 | 5.1937 | -1.8263 | -6.2351 | 1.6959 | -7.84 | 3.4956 | -1.7996 | -27.0776 | 2.5224 | -21.61 | 5.7929 | -3.2705 | -56.4315 | 3.3674 | 13.74 | 5.1937 | -1.8263 | -6.2351 | 3.4687 | 13.14 | 5.4057 | -1.937 | -7.9412 | 0.066587 | 2.7947 | 0.78289 | 3.9146 | 72.9206 | 0.22423 | 0.11293 | 0.16796 | 0.22423 | 0.23097 | 0.9149 | -0.52204 | -1.4389 | 0.9149 | 0.87495 | -0.41517 | -1.803 | -3.7576 | -0.41517 | -0.52878 | 0.066587 | 2.7947 | 0.78289 | 3.9146 | 72.9206 | 0.22423 | 0.11293 | 0.16796 | 0.22423 | 0.23097 | 0.9149 | -0.52204 | -1.4389 | 0.9149 | 0.87495 | -0.41517 | -1.803 | -3.7576 | -0.41517 | -0.52878
35 | 0.27 | 0.37 | South/Central | GA | Atlanta-Hartsfield-Jackson.Intl.AP.722190 | 3 | 4874954 | 42.6641 | 11.3658 | 58.9416 | 42.5634 | 16.3783 | 1088.07 | 3.2153 | 20.79 | 4.5019 | -1.2866 | 6.4848 | 1.5438 | -0.79 | 2.8037 | -1.2599 | -14.3577 | 2.3703 | -14.56 | 5.1011 | -2.7309 | -43.7117 | 3.2153 | 20.79 | 4.5019 | -1.2866 | 6.4848 | 3.3165 | 20.19 | 4.7138 | -1.3973 | 4.7787 | 0.066587 | 2.8409 | 0.75681 | 3.9247 | 72.4512 | 0.2141 | 0.1028 | 0.15783 | 0.2141 | 0.22084 | 1.3843 | -0.052604 | -0.9695 | 1.3843 | 1.3444 | 0.4318 | -0.95604 | -2.9106 | 0.4318 | 0.3182 | 0.066587 | 2.8409 | 0.75681 | 3.9247 | 72.4512 | 0.2141 | 0.1028 | 0.15783 | 0.2141 | 0.22084 | 1.3843 | -0.052604 | -0.9695 | 1.3843 | 1.3444 | 0.4318 | -0.95604 | -2.9106 | 0.4318 | 0.3182
36 | 0.27 | 0.32 | South/Central | GA | Atlanta-Hartsfield-Jackson.Intl.AP.722190 | 3 | 4874954 | 43.5486 | 10.9037 | 59.1927 | 43.4457 | 15.7469 | 1080.76 | 2.9643 | 28.1 | 3.6195 | -0.65523 | 20.422 | 1.2928 | 6.52 | 1.9214 | -0.62859 | -0.42056 | 2.1192 | -7.25 | 4.2187 | -2.0995 | -29.7745 | 2.9643 | 28.1 | 3.6195 | -0.65523 | 20.422 | 3.0655 | 27.5 | 3.8315 | -0.76596 | 18.7159 | 0.066587 | 2.8998 | 0.72605 | 3.9415 | 71.9644 | 0.19738 | 0.086082 | 0.14111 | 0.19738 | 0.20412 | 1.8711 | 0.43415 | -0.48275 | 1.8711 | 1.8311 | 1.3598 | -0.028004 | -1.9826 | 1.3598 | 1.2462 | 0.066587 | 2.8998 | 0.72605 | 3.9415 | 71.9644 | 0.19738 | 0.086082 | 0.14111 | 0.19738 | 0.20412 | 1.8711 | 0.43415 | -0.48275 | 1.8711 | 1.8311 | 1.3598 | -0.028004 | -1.9826 | 1.3598 | 1.2462
37 | 0.27 | 0.27 | South/Central | GA | Atlanta-Hartsfield-Jackson.Intl.AP.722190 | 3 | 4874954 | 44.3836 | 10.4911 | 59.4537 | 44.2788 | 15.1749 | 1074.58 | 2.7032 | 34.28 | 2.7864 | -0.083176 | 32.6175 | 1.0318 | 12.7 | 1.0883 | -0.056533 | 11.775 | 1.8582 | -1.07 | 3.3857 | -1.5275 | -17.579 | 2.7032 | 34.28 | 2.7864 | -0.083176 | 32.6175 | 2.8045 | 33.68 | 2.9984 | -0.1939 | 30.9114 | 0.066587 | 2.9554 | 0.69857 | 3.9588 | 71.5529 | 0.18 | 0.068702 | 0.12373 | 0.18 | 0.18674 | 2.2826 | 0.84565 | -0.071248 | 2.2826 | 2.2426 | 2.1719 | 0.78406 | -1.1705 | 2.1719 | 2.0583 | 0.066587 | 2.9554 | 0.69857 | 3.9588 | 71.5529 | 0.18 | 0.068702 | 0.12373 | 0.18 | 0.18674 | 2.2826 | 0.84565 | -0.071248 | 2.2826 | 2.2426 | 2.1719 | 0.78406 | -1.1705 | 2.1719 | 2.0583
38 | 0.27 | 0.23 | South/Central | GA | Atlanta-Hartsfield-Jackson.Intl.AP.722190 | 3 | 4874954 | 45.1172 | 10.1394 | 59.6858 | 45.0106 | 14.6752 | 1069.26 | 2.4711 | 39.6 | 2.0546 | 0.41653 | 43.2173 | 0.79963 | 18.02 | 0.35646 | 0.44317 | 22.3748 | 1.6261 | 4.25 | 2.6538 | -1.0277 | -6.9791 | 2.4711 | 39.6 | 2.0546 | 0.41653 | 43.2173 | 2.5724 | 39 | 2.2666 | 0.3058 | 41.5112 | 0.066587 | 3.0042 | 0.67515 | 3.9743 | 71.1987 | 0.16454 | 0.053245 | 0.10828 | 0.16454 | 0.17129 | 2.6368 | 1.1999 | 0.28299 | 2.6368 | 2.5969 | 2.8777 | 1.4899 | -0.46472 | 2.8777 | 2.7641 | 0.066587 | 3.0042 | 0.67515 | 3.9743 | 71.1987 | 0.16454 | 0.053245 | 0.10828 | 0.16454 | 0.17129 | 2.6368 | 1.1999 | 0.28299 | 2.6368 | 2.5969 | 2.8777 | 1.4899 | -0.46472 | 2.8777 | 2.7641
39 | 0.27 | 0.19 | South/Central | GA | Atlanta-Hartsfield-Jackson.Intl.AP.722190 | 3 | 4874954 | 46.1429 | 9.6476 | 60.0392 | 46.034 | 14.0052 | 1062.71 | 2.1178 | 46.15 | 1.0313 | 1.0865 | 56.8857 | 0.44629 | 24.57 | -0.66687 | 1.1132 | 36.0432 | 1.2727 | 10.8 | 1.6305 | -0.35776 | 6.6892 | 2.1178 | 46.15 | 1.0313 | 1.0865 | 56.8857 | 2.219 | 45.55 | 1.2432 | 0.97579 | 55.1796 | 0.066587 | 3.0725 | 0.6424 | 3.9978 | 70.7625 | 0.14102 | 0.029717 | 0.084748 | 0.14102 | 0.14776 | 3.073 | 1.636 | 0.71914 | 3.073 | 3.033 | 3.7878 | 2.4 | 0.44542 | 3.7878 | 3.6742 | 0.066587 | 3.0725 | 0.6424 | 3.9978 | 70.7625 | 0.14102 | 0.029717 | 0.084748 | 0.14102 | 0.14776 | 3.073 | 1.636 | 0.71914 | 3.073 | 3.033 | 3.7878 | 2.4 | 0.44542 | 3.7878 | 3.6742
40 | 0.27 | 0.17 | South/Central | GA | Atlanta-Hartsfield-Jackson.Intl.AP.722190 | 3 | 4874954 | 46.695 | 9.3967 | 60.2503 | 46.5848 | 13.6656 | 1059.85 | 1.9066 | 49.01 | 0.48044 | 1.4261 | 63.4006 | 0.2351 | 27.43 | -1.2177 | 1.4528 | 42.5581 | 1.0616 | 13.66 | 1.0797 | -0.018132 | 13.2042 | 1.9066 | 49.01 | 0.48044 | 1.4261 | 63.4006 | 2.0078 | 48.41 | 0.69241 | 1.3154 | 61.6945 | 0.066587 | 3.1093 | 0.6257 | 4.0119 | 70.5721 | 0.12695 | 0.015655 | 0.070686 | 0.12695 | 0.1337 | 3.2634 | 1.8265 | 0.90958 | 3.2634 | 3.2235 | 4.2216 | 2.8338 | 0.87922 | 4.2216 | 4.108 | 0.066587 | 3.1093 | 0.6257 | 4.0119 | 70.5721 | 0.12695 | 0.015655 | 0.070686 | 0.12695 | 0.1337 | 3.2634 | 1.8265 | 0.90958 | 3.2634 | 3.2235 | 4.2216 | 2.8338 | 0.87922 | 4.2216 | 4.108
41 | 0.26 | 0.47 | South/Central | GA | Atlanta-Hartsfield-Jackson.Intl.AP.722190 | 3 | 4874954 | 40.8648 | 12.2785 | 58.3953 | 40.7682 | 17.6271 | 1101.81 | 3.7616 | 7.05 | 6.297 | -2.5354 | -20.4407 | 2.0901 | -14.53 | 4.5989 | -2.5087 | -41.2832 | 2.9166 | -28.3 | 6.8962 | -3.9797 | -70.6371 | 3.7616 | 7.05 | 6.297 | -2.5354 | -20.4407 | 3.8629 | 6.45 | 6.509 | -2.6461 | -22.1468 | 0.066587 | 2.7211 | 0.81759 | 3.8884 | 73.3661 | 0.25047 | 0.13918 | 0.19421 | 0.25047 | 0.25722 | 0.46944 | -0.96751 | -1.8844 | 0.46944 | 0.42949 | -1.3611 | -2.7489 | -4.7035 | -1.3611 | -1.4747 | 0.066587 | 2.7211 | 0.81759 | 3.8884 | 73.3661 | 0.25047 | 0.13918 | 0.19421 | 0.25047 | 0.25722 | 0.46944 | -0.96751 | -1.8844 | 0.46944 | 0.42949 | -1.3611 | -2.7489 | -4.7035 | -1.3611 | -1.4747
42 | 0.26 | 0.42 | South/Central | GA | Atlanta-Hartsfield-Jackson.Intl.AP.722190 | 3 | 4874954 | 41.6493 | 11.7574 | 58.4582 | 41.5509 | 16.9072 | 1090.57 | 3.6988 | 18.29 | 5.5143 | -1.8155 | -1.668 | 2.0273 | -3.29 | 3.8162 | -1.7889 | -22.5106 | 2.8537 | -17.06 | 6.1136 | -3.2598 | -51.8645 | 3.6988 | 18.29 | 5.5143 | -1.8155 | -1.668 | 3.8 | 17.69 | 5.7263 | -1.9263 | -3.3742 | 0.066587 | 2.7733 | 0.78289 | 3.8925 | 72.6176 | 0.24629 | 0.13499 | 0.19002 | 0.24629 | 0.25303 | 1.2179 | -0.21907 | -1.136 | 1.2179 | 1.1779 | -0.11107 | -1.4989 | -3.4535 | -0.11107 | -0.22467 | 0.066587 | 2.7733 | 0.78289 | 3.8925 | 72.6176 | 0.24629 | 0.13499 | 0.19002 | 0.24629 | 0.25303 | 1.2179 | -0.21907 | -1.136 | 1.2179 | 1.1779 | -0.11107 | -1.4989 | -3.4535 | -0.11107 | -0.22467
43 | 0.26 | 0.37 | South/Central | GA | Atlanta-Hartsfield-Jackson.Intl.AP.722190 | 3 | 4874954 | 42.2032 | 11.4658 | 58.6005 | 42.1035 | 16.497 | 1085.54 | 3.5564 | 23.32 | 4.9617 | -1.4053 | 7.6569 | 1.885 | 1.74 | 3.2636 | -1.3786 | -13.1857 | 2.7114 | -12.03 | 5.561 | -2.8496 | -42.5396 | 3.5564 | 23.32 | 4.9617 | -1.4053 | 7.6569 | 3.6577 | 22.72 | 5.1737 | -1.516 | 5.9507 | 0.066587 | 2.8102 | 0.76347 | 3.902 | 72.2827 | 0.23681 | 0.12551 | 0.18054 | 0.23681 | 0.24355 | 1.5528 | 0.11586 | -0.80104 | 1.5528 | 1.5129 | 0.50985 | -0.87799 | -2.8326 | 0.50985 | 0.39624 | 0.066587 | 2.8102 | 0.76347 | 3.902 | 72.2827 | 0.23681 | 0.12551 | 0.18054 | 0.23681 | 0.24355 | 1.5528 | 0.11586 | -0.80104 | 1.5528 | 1.5129 | 0.50985 | -0.87799 | -2.8326 | 0.50985 | 0.39624
44 | 0.26 | 0.32 | South/Central | GA | Atlanta-Hartsfield-Jackson.Intl.AP.722190 | 3 | 4874954 | 42.9669 | 11.0738 | 58.821 | 42.8654 | 15.9556 | 1079.33 | 3.3359 | 29.53 | 4.1998 | -0.86392 | 19.5398 | 1.6644 | 7.95 | 2.5017 | -0.83728 | -1.3028 | 2.4909 | -5.82 | 4.7991 | -2.3082 | -30.6567 | 3.3359 | 29.53 | 4.1998 | -0.86392 | 19.5398 | 3.4371 | 28.93 | 4.4118 | -0.97465 | 17.8337 | 0.066587 | 2.861 | 0.73737 | 3.9167 | 71.8692 | 0.22213 | 0.11083 | 0.16586 | 0.22213 | 0.22887 | 1.9663 | 0.52937 | -0.38754 | 1.9663 | 1.9264 | 1.3011 | -0.086749 | -2.0413 | 1.3011 | 1.1875 | 0.066587 | 2.861 | 0.73737 | 3.9167 | 71.8692 | 0.22213 | 0.11083 | 0.16586 | 0.22213 | 0.22887 | 1.9663 | 0.52937 | -0.38754 | 1.9663 | 1.9264 | 1.3011 | -0.086749 | -2.0413 | 1.3011 | 1.1875
45 | 0.26 | 0.27 | South/Central | GA | Atlanta-Hartsfield-Jackson.Intl.AP.722190 | 3 | 4874954 | 43.9227 | 10.571 | 59.0832 | 43.819 | 15.2642 | 1071.18 | 3.0737 | 37.68 | 3.2463 | -0.17253 | 34.9673 | 1.4023 | 16.1 | 1.5481 | -0.14588 | 14.1247 | 2.2287 | 2.33 | 3.8455 | -1.6168 | -15.2292 | 3.0737 | 37.68 | 3.2463 | -0.17253 | 34.9673 | 3.175 | 37.08 | 3.4582 | -0.28325 | 33.2612 | 0.066587 | 2.9247 | 0.70389 | 3.9342 | 71.3265 | 0.20467 | 0.093372 | 0.1484 | 0.20467 | 0.21141 | 2.509 | 1.072 | 0.15515 | 2.509 | 2.469 | 2.3284 | 0.94052 | -1.0141 | 2.3284 | 2.2148 | 0.066587 | 2.9247 | 0.70389 | 3.9342 | 71.3265 | 0.20467 | 0.093372 | 0.1484 | 0.20467 | 0.21141 | 2.509 | 1.072 | 0.15515 | 2.509 | 2.469 | 2.3284 | 0.94052 | -1.0141 | 2.3284 | 2.2148
46 | 0.26 | 0.23 | South/Central | GA | Atlanta-Hartsfield-Jackson.Intl.AP.722190 | 3 | 4874954 | 44.7569 | 10.1494 | 59.3353 | 44.6512 | 14.6841 | 1064.78 | 2.8216 | 44.08 | 2.414 | 0.40757 | 47.4961 | 1.1501 | 22.5 | 0.71591 | 0.43422 | 26.6535 | 1.9766 | 8.73 | 3.0133 | -1.0367 | -2.7004 | 2.8216 | 44.08 | 2.414 | 0.40757 | 47.4961 | 2.9229 | 43.48 | 2.626 | 0.29684 | 45.7899 | 0.066587 | 2.9802 | 0.67582 | 3.951 | 70.9003 | 0.18788 | 0.076583 | 0.13161 | 0.18788 | 0.19462 | 2.9351 | 1.4982 | 0.5813 | 2.9351 | 2.8952 | 3.1626 | 1.7748 | -0.17981 | 3.1626 | 3.049 | 0.066587 | 2.9802 | 0.67582 | 3.951 | 70.9003 | 0.18788 | 0.076583 | 0.13161 | 0.18788 | 0.19462 | 2.9351 | 1.4982 | 0.5813 | 2.9351 | 2.8952 | 3.1626 | 1.7748 | -0.17981 | 3.1626 | 3.049
47 | 0.26 | 0.19 | South/Central | GA | Atlanta-Hartsfield-Jackson.Intl.AP.722190 | 3 | 4874954 | 45.7823 | 9.6577 | 59.6883 | 45.6742 | 14.0141 | 1058.24 | 2.4686 | 50.62 | 1.391 | 1.0776 | 61.1695 | 0.79711 | 29.04 | -0.30712 | 1.1042 | 40.3269 | 1.6236 | 15.27 | 1.9903 | -0.36669 | 10.973 | 2.4686 | 50.62 | 1.391 | 1.0776 | 61.1695 | 2.5698 | 50.02 | 1.603 | 0.96686 | 59.4634 | 0.066587 | 3.0485 | 0.64307 | 3.9745 | 70.4649 | 0.16438 | 0.053077 | 0.10811 | 0.16438 | 0.17112 | 3.3706 | 1.9337 | 1.0168 | 3.3706 | 3.3307 | 4.0731 | 2.6852 | 0.73066 | 4.0731 | 3.9595 | 0.066587 | 3.0485 | 0.64307 | 3.9745 | 70.4649 | 0.16438 | 0.053077 | 0.10811 | 0.16438 | 0.17112 | 3.3706 | 1.9337 | 1.0168 | 3.3706 | 3.3307 | 4.0731 | 2.6852 | 0.73066 | 4.0731 | 3.9595
48 | 0.26 | 0.17 | South/Central | GA | Atlanta-Hartsfield-Jackson.Intl.AP.722190 | 3 | 4874954 | 46.3253 | 9.4073 | 59.8909 | 46.2159 | 13.675 | 1055.27 | 2.266 | 53.59 | 0.84933 | 1.4167 | 67.7809 | 0.59453 | 32.01 | -0.8488 | 1.4433 | 46.9383 | 1.421 | 18.24 | 1.4486 | -0.027597 | 17.5844 | 2.266 | 53.59 | 0.84933 | 1.4167 | 67.7809 | 2.3673 | 52.99 | 1.0613 | 1.306 | 66.0747 | 0.066587 | 3.0847 | 0.6264 | 3.9879 | 70.2671 | 0.15089 | 0.039588 | 0.094619 | 0.15089 | 0.15763 | 3.5684 | 2.1314 | 1.2145 | 3.5684 | 3.5284 | 4.5133 | 3.1255 | 1.1709 | 4.5133 | 4.3997 | 0.066587 | 3.0847 | 0.6264 | 3.9879 | 70.2671 | 0.15089 | 0.039588 | 0.094619 | 0.15089 | 0.15763 | 3.5684 | 2.1314 | 1.2145 | 3.5684 | 3.5284 | 4.5133 | 3.1255 | 1.1709 | 4.5133 | 4.3997
49 | 0.25 | 0.47 | South/Central | GA | Atlanta-Hartsfield-Jackson.Intl.AP.722190 | 3 | 4874954 | 40.5748 | 12.2683 | 58.0851 | 40.4789 | 17.6062 | 1097.36 | 4.0718 | 11.5 | 6.5863 | -2.5145 | -15.8694 | 2.4004 | -10.08 | 4.8882 | -2.4878 | -36.712 | 3.2268 | -23.85 | 7.1856 | -3.9588 | -66.0659 | 4.0718 | 11.5 | 6.5863 | -2.5145 | -15.8694 | 4.1731 | 10.9 | 6.7983 | -2.6252 | -17.5755 | 0.066587 | 2.7017 | 0.81691 | 3.8677 | 73.0697 | 0.27113 | 0.15983 | 0.21486 | 0.27113 | 0.27787 | 0.76575 | -0.6712 | -1.5881 | 0.76575 | 0.7258 | -1.0567 | -2.4445 | -4.3991 | -1.0567 | -1.1703 | 0.066587 | 2.7017 | 0.81691 | 3.8677 | 73.0697 | 0.27113 | 0.15983 | 0.21486 | 0.27113 | 0.27787 | 0.76575 | -0.6712 | -1.5881 | 0.76575 | 0.7258 | -1.0567 | -2.4445 | -4.3991 | -1.0567 | -1.1703
50 | 0.25 | 0.42 | South/Central | GA | Atlanta-Hartsfield-Jackson.Intl.AP.722190 | 3 | 4874954 | 41.3287 | 11.7579 | 58.1281 | 41.2311 | 16.897 | 1086.04 | 4.0289 | 22.82 | 5.8342 | -1.8053 | 2.8692 | 2.3574 | 1.24 | 4.136 | -1.7787 | -17.9733 | 3.1838 | -12.53 | 6.4334 | -3.2496 | -47.3273 | 4.0289 | 22.82 | 5.8342 | -1.8053 | 2.8692 | 4.1301 | 22.22 | 6.0461 | -1.9161 | 1.1631 | 0.066587 | 2.7519 | 0.78292 | 3.8706 | 72.316 | 0.26827 | 0.15697 | 0.212 | 0.26827 | 0.27501 | 1.5195 | 0.082568 | -0.83433 | 1.5195 | 1.4796 | 0.19105 | -1.1968 | -3.1514 | 0.19105 | 0.077448 | 0.066587 | 2.7519 | 0.78292 | 3.8706 | 72.316 | 0.26827 | 0.15697 | 0.212 | 0.26827 | 0.27501 | 1.5195 | 0.082568 | -0.83433 | 1.5195 | 1.4796 | 0.19105 | -1.1968 | -3.1514 | 0.19105 | 0.077448
51 | 0.25 | 0.37 | South/Central | GA | Atlanta-Hartsfield-Jackson.Intl.AP.722190 | 3 | 4874954 | 41.7518 | 11.5661 | 58.2687 | 41.6531 | 16.6156 | 1083.14 | 3.8882 | 25.72 | 5.4121 | -1.5239 | 8.71 | 2.2167 | 4.14 | 3.714 | -1.4973 | -12.1325 | 3.0432 | -9.63 | 6.0114 | -2.9682 | -41.4865 | 3.8882 | 25.72 | 5.4121 | -1.5239 | 8.71 | 3.9895 | 25.12 | 5.6241 | -1.6347 | 7.0039 | 0.066587 | 2.7801 | 0.77015 | 3.8799 | 72.1229 | 0.2589 | 0.1476 | 0.20264 | 0.2589 | 0.26564 | 1.7126 | 0.27567 | -0.64123 | 1.7126 | 1.6727 | 0.57997 | -0.80787 | -2.7625 | 0.57997 | 0.46637 | 0.066587 | 2.7801 | 0.77015 | 3.8799 | 72.1229 | 0.2589 | 0.1476 | 0.20264 | 0.2589 | 0.26564 | 1.7126 | 0.27567 | -0.64123 | 1.7126 | 1.6727 | 0.57997 | -0.80787 | -2.7625 | 0.57997 | 0.46637
52 | 0.25 | 0.32 | South/Central | GA | Atlanta-Hartsfield-Jackson.Intl.AP.722190 | 3 | 4874954 | 42.3757 | 11.2539 | 58.4497 | 42.2756 | 16.1742 | 1078.06 | 3.7072 | 30.8 | 4.7897 | -1.0825 | 18.3851 | 2.0357 | 9.22 | 3.0915 | -1.0558 | -2.4575 | 2.8622 | -4.55 | 5.3889 | -2.5267 | -31.8114 | 3.7072 | 30.8 | 4.7897 | -1.0825 | 18.3851 | 3.8085 | 30.2 | 5.0016 | -1.1932 | 16.679 | 0.066587 | 2.8217 | 0.74936 | 3.892 | 71.7846 | 0.24685 | 0.13555 | 0.19058 | 0.24685 | 0.25359 | 2.0509 | 0.61393 | -0.30297 | 2.0509 | 2.0109 | 1.2242 | -0.16363 | -2.1182 | 1.2242 | 1.1106 | 0.066587 | 2.8217 | 0.74936 | 3.892 | 71.7846 | 0.24685 | 0.13555 | 0.19058 | 0.24685 | 0.25359 | 2.0509 | 0.61393 | -0.30297 | 2.0509 | 2.0109 | 1.2242 | -0.16363 | -2.1182 | 1.2242 | 1.1106
53 | 0.25 | 0.27 | South/Central | GA | Atlanta-Hartsfield-Jackson.Intl.AP.722190 | 3 | 4874954 | 43.452 | 10.6515 | 58.7032 | 43.3493 | 15.3539 | 1067.66 | 3.4537 | 41.2 | 3.7159 | -0.26218 | 37.4311 | 1.7822 | 19.62 | 2.0178 | -0.23553 | 16.5886 | 2.6087 | 5.85 | 4.3151 | -1.7065 | -12.7653 | 3.4537 | 41.2 | 3.7159 | -0.26218 | 37.4311 | 3.555 | 40.6 | 3.9279 | -0.3729 | 35.725 | 0.066587 | 2.8933 | 0.70925 | 3.9089 | 71.0921 | 0.22997 | 0.11867 | 0.1737 | 0.22997 | 0.23671 | 2.7434 | 1.3064 | 0.38953 | 2.7434 | 2.7034 | 2.4924 | 1.1046 | -0.85 | 2.4924 | 2.3788 | 0.066587 | 2.8933 | 0.70925 | 3.9089 | 71.0921 | 0.22997 | 0.11867 | 0.1737 | 0.22997 | 0.23671 | 2.7434 | 1.3064 | 0.38953 | 2.7434 | 2.7034 | 2.4924 | 1.1046 | -0.85 | 2.4924 | 2.3788
54 | 0.25 | 0.23 | South/Central | GA | Atlanta-Hartsfield-Jackson.Intl.AP.722190 | 3 | 4874954 | 44.3964 | 10.1595 | 58.9752 | 44.2915 | 14.6836 | 1060.02 | 3.1818 | 48.84 | 2.7737 | 0.40809 | 52.1574 | 1.5103 | 27.26 | 1.0756 | 0.43473 | 31.3148 | 2.3368 | 13.49 | 3.3729 | -1.0362 | 1.9609 | 3.1818 | 48.84 | 2.7737 | 0.40809 | 52.1574 | 3.283 | 48.24 | 2.9857 | 0.29736 | 50.4512 | 0.066587 | 2.9562 | 0.67649 | 3.927 | 70.5834 | 0.21186 | 0.10057 | 0.1556 | 0.21186 | 0.21861 | 3.2521 | 1.8152 | 0.89826 | 3.2521 | 3.2121 | 3.473 | 2.0852 | 0.13057 | 3.473 | 3.3594 | 0.066587 | 2.9562 | 0.67649 | 3.927 | 70.5834 | 0.21186 | 0.10057 | 0.1556 | 0.21186 | 0.21861 | 3.2521 | 1.8152 | 0.89826 | 3.2521 | 3.2121 | 3.473 | 2.0852 | 0.13057 | 3.473 | 3.3594
55 | 0.25 | 0.19 | South/Central | GA | Atlanta-Hartsfield-Jackson.Intl.AP.722190 | 3 | 4874954 | 45.4212 | 9.6682 | 59.3286 | 45.3139 | 14.0147 | 1053.52 | 2.8283 | 55.34 | 1.7513 | 1.077 | 65.7962 | 1.1568 | 33.76 | 0.053165 | 1.1037 | 44.9536 | 1.9833 | 19.99 | 2.3505 | -0.36724 | 15.5997 | 2.8283 | 55.34 | 1.7513 | 1.077 | 65.7962 | 2.9296 | 54.74 | 1.9633 | 0.96631 | 64.0901 | 0.066587 | 3.0245 | 0.64377 | 3.9505 | 70.1506 | 0.18833 | 0.077031 | 0.13206 | 0.18833 | 0.19507 | 3.6849 | 2.248 | 1.3311 | 3.6849 | 3.645 | 4.3812 | 2.9933 | 1.0387 | 4.3812 | 4.2676 | 0.066587 | 3.0245 | 0.64377 | 3.9505 | 70.1506 | 0.18833 | 0.077031 | 0.13206 | 0.18833 | 0.19507 | 3.6849 | 2.248 | 1.3311 | 3.6849 | 3.645 | 4.3812 | 2.9933 | 1.0387 | 4.3812 | 4.2676
56 | 0.25 | 0.17 | South/Central | GA | Atlanta-Hartsfield-Jackson.Intl.AP.722190 | 3 | 4874954 | 45.9548 | 9.4264 | 59.5299 | 45.8463 | 13.6836 | 1050.64 | 2.627 | 58.22 | 1.219 | 1.4081 | 72.2043 | 0.95553 | 36.64 | -0.47917 | 1.4347 | 51.3618 | 1.782 | 22.87 | 1.8182 | -0.036219 | 22.0078 | 2.627 | 58.22 | 1.219 | 1.4081 | 72.2043 | 2.7283 | 57.62 | 1.4309 | 1.2973 | 70.4982 | 0.066587 | 3.06 | 0.62767 | 3.9639 | 69.9588 | 0.17492 | 0.063626 | 0.11866 | 0.17492 | 0.18167 | 3.8767 | 2.4397 | 1.5228 | 3.8767 | 3.8367 | 4.8079 | 3.42 | 1.4654 | 4.8079 | 4.6943 | 0.066587 | 3.06 | 0.62767 | 3.9639 | 69.9588 | 0.17492 | 0.063626 | 0.11866 | 0.17492 | 0.18167 | 3.8767 | 2.4397 | 1.5228 | 3.8767 | 3.8367 | 4.8079 | 3.42 | 1.4654 | 4.8079 | 4.6943
57 | 0.24 | 0.47 | South/Central | GA | Atlanta-Hartsfield-Jackson.Intl.AP.722190 | 3 | 4874954 | 40.2242 | 12.2792 | 57.736 | 40.1291 | 17.6069 | 1092.75 | 4.4209 | 16.11 | 6.9361 | -2.5152 | -11.3846 | 2.7494 | -5.47 | 5.238 | -2.4885 | -32.2272 | 3.5759 | -19.24 | 7.5354 | -3.9595 | -61.5811 | 4.4209 | 16.11 | 6.9361 | -2.5152 | -11.3846 | 4.5222 | 15.51 | 7.1481 | -2.6259 | -13.0907 | 0.066587 | 2.6784 | 0.81763 | 3.8445 | 72.7628 | 0.29437 | 0.18308 | 0.23811 | 0.29437 | 0.30112 | 1.0727 | -0.36423 | -1.2811 | 1.0727 | 1.0328 | -0.75806 | -2.1459 | -4.1005 | -0.75806 | -0.87167 | 0.066587 | 2.6784 | 0.81763 | 3.8445 | 72.7628 | 0.29437 | 0.18308 | 0.23811 | 0.29437 | 0.30112 | 1.0727 | -0.36423 | -1.2811 | 1.0727 | 1.0328 | -0.75806 | -2.1459 | -4.1005 | -0.75806 | -0.87167
58 | 0.24 | 0.42 | South/Central | GA | Atlanta-Hartsfield-Jackson.Intl.AP.722190 | 3 | 4874954 | 40.9781 | 11.7776 | 57.7971 | 40.8813 | 16.9158 | 1081.98 | 4.3598 | 26.88 | 6.184 | -1.8241 | 6.628 | 2.6883 | 5.3 | 4.4858 | -1.7975 | -14.2145 | 3.5148 | -8.47 | 6.7832 | -3.2684 | -43.5684 | 4.3598 | 26.88 | 6.184 | -1.8241 | 6.628 | 4.4611 | 26.28 | 6.3959 | -1.9349 | 4.9219 | 0.066587 | 2.7286 | 0.78423 | 3.8485 | 72.0456 | 0.29031 | 0.17901 | 0.23404 | 0.29031 | 0.29705 | 1.7899 | 0.35291 | -0.56399 | 1.7899 | 1.7499 | 0.44134 | -0.9465 | -2.9011 | 0.44134 | 0.32774 | 0.066587 | 2.7286 | 0.78423 | 3.8485 | 72.0456 | 0.29031 | 0.17901 | 0.23404 | 0.29031 | 0.29705 | 1.7899 | 0.35291 | -0.56399 | 1.7899 | 1.7499 | 0.44134 | -0.9465 | -2.9011 | 0.44134 | 0.32774
59 | 0.24 | 0.37 | South/Central | GA | Atlanta-Hartsfield-Jackson.Intl.AP.722190 | 3 | 4874954 | 41.4012 | 11.5861 | 57.9381 | 41.3033 | 16.6348 | 1079.09 | 4.2188 | 29.77 | 5.7619 | -1.5431 | 12.4549 | 2.5473 | 8.19 | 4.0638 | -1.5164 | -8.3877 | 3.3738 | -5.58 | 6.3612 | -2.9874 | -37.7416 | 4.2188 | 29.77 | 5.7619 | -1.5431 | 12.4549 | 4.3201 | 29.17 | 5.9739 | -1.6538 | 10.7488 | 0.066587 | 2.7568 | 0.77148 | 3.8579 | 71.8532 | 0.28092 | 0.16962 | 0.22465 | 0.28092 | 0.28766 | 1.9823 | 0.54535 | -0.37155 | 1.9823 | 1.9423 | 0.82933 | -0.55851 | -2.5131 | 0.82933 | 0.71573 | 0.066587 | 2.7568 | 0.77148 | 3.8579 | 71.8532 | 0.28092 | 0.16962 | 0.22465 | 0.28092 | 0.28766 | 1.9823 | 0.54535 | -0.37155 | 1.9823 | 1.9423 | 0.82933 | -0.55851 | -2.5131 | 0.82933 | 0.71573
60 | 0.24 | 0.32 | South/Central | GA | Atlanta-Hartsfield-Jackson.Intl.AP.722190 | 3 | 4874954 | 42.0251 | 11.2648 | 58.1007 | 41.9258 | 16.175 | 1073.47 | 4.0562 | 35.39 | 5.1395 | -1.0833 | 22.8661 | 2.3847 | 13.81 | 3.4413 | -1.0566 | 2.0236 | 3.2112 | 0.04 | 5.7387 | -2.5275 | -27.3304 | 4.0562 | 35.39 | 5.1395 | -1.0833 | 22.8661 | 4.1574 | 34.79 | 5.3514 | -1.194 | 21.16 | 0.066587 | 2.7983 | 0.75009 | 3.8687 | 71.479 | 0.27009 | 0.15879 | 0.21382 | 0.27009 | 0.27683 | 2.3565 | 0.91956 | 0.0026635 | 2.3565 | 2.3166 | 1.5226 | 0.13474 | -1.8198 | 1.5226 | 1.409 | 0.066587 | 2.7983 | 0.75009 | 3.8687 | 71.479 | 0.27009 | 0.15879 | 0.21382 | 0.27009 | 0.27683 | 2.3565 | 0.91956 | 0.0026635 | 2.3565 | 2.3166 | 1.5226 | 0.13474 | -1.8198 | 1.5226 | 1.409
61 | 0.24 | 0.27 | South/Central | GA | Atlanta-Hartsfield-Jackson.Intl.AP.722190 | 3 | 4874954 | 43.0915 | 10.6615 | 58.3525 | 42.9897 | 15.3628 | 1063.18 | 3.8044 | 45.68 | 4.0756 | -0.27113 | 41.7125 | 2.1329 | 24.1 | 2.3774 | -0.24449 | 20.8699 | 2.9594 | 10.33 | 4.6748 | -1.7154 | -8.484 | 3.8044 | 45.68 | 4.0756 | -0.27113 | 41.7125 | 3.9057 | 45.08 | 4.2875 | -0.38186 | 40.0064 | 0.066587 | 2.8693 | 0.70992 | 3.8855 | 70.7938 | 0.25332 | 0.14203 | 0.19706 | 0.25332 | 0.26007 | 3.0417 | 1.6047 | 0.68784 | 3.0417 | 3.0017 | 2.7775 | 1.3897 | -0.56492 | 2.7775 | 2.6639 | 0.066587 | 2.8693 | 0.70992 | 3.8855 | 70.7938 | 0.25332 | 0.14203 | 0.19706 | 0.25332 | 0.26007 | 3.0417 | 1.6047 | 0.68784 | 3.0417 | 3.0017 | 2.7775 | 1.3897 | -0.56492 | 2.7775 | 2.6639
62 | 0.24 | 0.23 | South/Central | GA | Atlanta-Hartsfield-Jackson.Intl.AP.722190 | 3 | 4874954 | 44.0358 | 10.1701 | 58.6249 | 43.9318 | 14.6931 | 1055.56 | 3.532 | 53.3 | 3.1334 | 0.3986 | 56.4187 | 1.8606 | 31.72 | 1.4353 | 0.42524 | 35.5761 | 2.687 | 17.95 | 3.7327 | -1.0457 | 6.2222 | 3.532 | 53.3 | 3.1334 | 0.3986 | 56.4187 | 3.6333 | 52.7 | 3.3454 | 0.28787 | 54.7126 | 0.066587 | 2.9322 | 0.67719 | 3.9036 | 70.2864 | 0.23519 | 0.12389 | 0.17892 | 0.23519 | 0.24193 | 3.5491 | 2.1121 | 1.1952 | 3.5491 | 3.5091 | 3.7567 | 2.3689 | 0.41432 | 3.7567 | 3.6431 | 0.066587 | 2.9322 | 0.67719 | 3.9036 | 70.2864 | 0.23519 | 0.12389 | 0.17892 | 0.23519 | 0.24193 | 3.5491 | 2.1121 | 1.1952 | 3.5491 | 3.5091 | 3.7567 | 2.3689 | 0.41432 | 3.7567 | 3.6431
63 | 0.24 | 0.19 | South/Central | GA | Atlanta-Hartsfield-Jackson.Intl.AP.722190 | 3 | 4874954 | 45.0607 | 9.678 | 58.9771 | 44.9543 | 14.0228 | 1049.01 | 3.1799 | 59.85 | 2.1109 | 1.0689 | 70.1109 | 1.5084 | 38.27 | 0.41282 | 1.0956 | 49.2683 | 2.3348 | 24.5 | 2.7102 | -0.37537 | 19.9144 | 3.1799 | 59.85 | 2.1109 | 1.0689 | 70.1109 | 3.2811 | 59.25 | 2.3229 | 0.95818 | 68.4048 | 0.066587 | 3.0005 | 0.64443 | 3.9271 | 69.8503 | 0.21174 | 0.10044 | 0.15547 | 0.21174 | 0.21848 | 3.9852 | 2.5483 | 1.6314 | 3.9852 | 3.9453 | 4.6685 | 3.2806 | 1.326 | 4.6685 | 4.5549 | 0.066587 | 3.0005 | 0.64443 | 3.9271 | 69.8503 | 0.21174 | 0.10044 | 0.15547 | 0.21174 | 0.21848 | 3.9852 | 2.5483 | 1.6314 | 3.9852 | 3.9453 | 4.6685 | 3.2806 | 1.326 | 4.6685 | 4.5549
64 | 0.24 | 0.17 | South/Central | GA | Atlanta-Hartsfield-Jackson.Intl.AP.722190 | 3 | 4874954 | 45.5942 | 9.4271 | 59.1697 | 45.4865 | 13.6831 | 1045.88 | 2.9873 | 62.98 | 1.5787 | 1.4086 | 76.8666 | 1.3158 | 41.4 | -0.11942 | 1.4352 | 56.024 | 2.1422 | 27.63 | 2.178 | -0.035713 | 26.6701 | 2.9873 | 62.98 | 1.5787 | 1.4086 | 76.8666 | 3.0885 | 62.38 | 1.7907 | 1.2978 | 75.1605 | 0.066587 | 3.036 | 0.62772 | 3.9399 | 69.6419 | 0.19891 | 0.087614 | 0.14265 | 0.19891 | 0.20565 | 4.1936 | 2.7567 | 1.8398 | 4.1936 | 4.1537 | 5.1183 | 3.7305 | 1.7759 | 5.1183 | 5.0047 | 0.066587 | 3.036 | 0.62772 | 3.9399 | 69.6419 | 0.19891 | 0.087614 | 0.14265 | 0.19891 | 0.20565 | 4.1936 | 2.7567 | 1.8398 | 4.1936 | 4.1537 | 5.1183 | 3.7305 | 1.7759 | 5.1183 | 5.0047
65 | 0.22 | 0.47 | South/Central | GA | Atlanta-Hartsfield-Jackson.Intl.AP.722190 | 3 | 4874954 | 39.5231 | 12.3194 | 57.0746 | 39.4297 | 17.6449 | 1084.63 | 5.0824 | 24.23 | 7.6356 | -2.5532 | -3.884 | 3.4109 | 2.65 | 5.9374 | -2.5266 | -24.7266 | 4.2373 | -11.12 | 8.2348 | -3.9975 | -54.0805 | 5.0824 | 24.23 | 7.6356 | -2.5532 | -3.884 | 5.1836 | 23.63 | 7.8475 | -2.6639 | -5.5901 | 0.066587 | 2.6317 | 0.82031 | 3.8004 | 72.2221 | 0.33842 | 0.22712 | 0.28215 | 0.33842 | 0.34516 | 1.6134 | 0.17646 | -0.74045 | 1.6134 | 1.5734 | -0.25862 | -1.6465 | -3.601 | -0.25862 | -0.37223 | 0.066587 | 2.6317 | 0.82031 | 3.8004 | 72.2221 | 0.33842 | 0.22712 | 0.28215 | 0.33842 | 0.34516 | 1.6134 | 0.17646 | -0.74045 | 1.6134 | 1.5734 | -0.25862 | -1.6465 | -3.601 | -0.25862 | -0.37223
66 | 0.22 | 0.42 | South/Central | GA | Atlanta-Hartsfield-Jackson.Intl.AP.722190 | 3 | 4874954 | 40.2677 | 11.8082 | 57.1074 | 40.1725 | 16.9349 | 1073.17 | 5.0495 | 35.69 | 6.8928 | -1.8432 | 15.0085 | 3.3781 | 14.11 | 5.1946 | -1.8166 | -5.834 | 4.2045 | 0.34 | 7.492 | -3.2875 | -35.1879 | 5.0495 | 35.69 | 6.8928 | -1.8432 | 15.0085 | 5.1508 | 35.09 | 7.1047 | -1.9539 | 13.3024 | 0.066587 | 2.6813 | 0.78627 | 3.8026 | 71.459 | 0.33623 | 0.22493 | 0.27997 | 0.33623 | 0.34297 | 2.3765 | 0.93954 | 0.02264 | 2.3765 | 2.3365 | 0.99937 | -0.38847 | -2.3431 | 0.99937 | 0.88577 | 0.066587 | 2.6813 | 0.78627 | 3.8026 | 71.459 | 0.33623 | 0.22493 | 0.27997 | 0.33623 | 0.34297 | 2.3765 | 0.93954 | 0.02264 | 2.3765 | 2.3365 | 0.99937 | -0.38847 | -2.3431 | 0.99937 | 0.88577
67 | 0.22 | 0.37 | South/Central | GA | Atlanta-Hartsfield-Jackson.Intl.AP.722190 | 3 | 4874954 | 40.6998 | 11.6167 | 57.258 | 40.6035 | 16.6544 | 1070.42 | 4.899 | 38.44 | 6.4617 | -1.5627 | 20.6964 | 3.2275 | 16.86 | 4.7636 | -1.5361 | -0.14622 | 4.0539 | 3.09 | 7.0609 | -3.007 | -29.5001 | 4.899 | 38.44 | 6.4617 | -1.5627 | 20.6964 | 5.0002 | 37.84 | 6.6737 | -1.6735 | 18.9902 | 0.066587 | 2.7101 | 0.77352 | 3.8126 | 71.2759 | 0.32621 | 0.21491 | 0.26994 | 0.32621 | 0.33295 | 2.5596 | 1.1227 | 0.20575 | 2.5596 | 2.5196 | 1.3781 | -0.0097363 | -1.9643 | 1.3781 | 1.2645 | 0.066587 | 2.7101 | 0.77352 | 3.8126 | 71.2759 | 0.32621 | 0.21491 | 0.26994 | 0.32621 | 0.33295 | 2.5596 | 1.1227 | 0.20575 | 2.5596 | 2.5196 | 1.3781 | -0.0097363 | -1.9643 | 1.3781 | 1.2645
68 | 0.22 | 0.32 | South/Central | GA | Atlanta-Hartsfield-Jackson.Intl.AP.722190 | 3 | 4874954 | 41.304 | 11.2951 | 57.4001 | 41.2064 | 16.1938 | 1064.53 | 4.7568 | 44.33 | 5.8589 | -1.1021 | 31.3955 | 3.0853 | 22.75 | 4.1607 | -1.0754 | 10.5529 | 3.9118 | 8.98 | 6.4581 | -2.5463 | -18.801 | 4.7568 | 44.33 | 5.8589 | -1.1021 | 31.3955 | 4.8581 | 43.73 | 6.0708 | -1.2128 | 29.6894 | 0.066587 | 2.7503 | 0.75211 | 3.8221 | 70.8837 | 0.31674 | 0.20544 | 0.26047 | 0.31674 | 0.32348 | 2.9518 | 1.5149 | 0.59795 | 2.9518 | 2.9118 | 2.0905 | 0.70269 | -1.2519 | 2.0905 | 1.9769 | 0.066587 | 2.7503 | 0.75211 | 3.8221 | 70.8837 | 0.31674 | 0.20544 | 0.26047 | 0.31674 | 0.32348 | 2.9518 | 1.5149 | 0.59795 | 2.9518 | 2.9118 | 2.0905 | 0.70269 | -1.2519 | 2.0905 | 1.9769
69 | 0.22 | 0.27 | South/Central | GA | Atlanta-Hartsfield-Jackson.Intl.AP.722190 | 3 | 4874954 | 42.3703 | 10.6827 | 57.6426 | 42.2702 | 15.3724 | 1053.96 | 4.5144 | 54.9 | 4.7951 | -0.28067 | 50.6138 | 2.8429 | 33.32 | 3.0969 | -0.25403 | 29.7712 | 3.6694 | 19.55 | 5.3943 | -1.7249 | 0.41731 | 4.5144 | 54.9 | 4.7951 | -0.28067 | 50.6138 | 4.6156 | 54.3 | 5.007 | -0.3914 | 48.9077 | 0.066587 | 2.8213 | 0.71133 | 3.8382 | 70.1799 | 0.3006 | 0.1893 | 0.24433 | 0.3006 | 0.30734 | 3.6556 | 2.2187 | 1.3018 | 3.6556 | 3.6157 | 3.3702 | 1.9824 | 0.027788 | 3.3702 | 3.2566 | 0.066587 | 2.8213 | 0.71133 | 3.8382 | 70.1799 | 0.3006 | 0.1893 | 0.24433 | 0.3006 | 0.30734 | 3.6556 | 2.2187 | 1.3018 | 3.6556 | 3.6157 | 3.3702 | 1.9824 | 0.027788 | 3.3702 | 3.2566
70 | 0.22 | 0.23 | South/Central | GA | Atlanta-Hartsfield-Jackson.Intl.AP.722190 | 3 | 4874954 | 43.3148 | 10.1906 | 57.9144 | 43.2124 | 14.702 | 1046.33 | 4.2426 | 62.53 | 3.8529 | 0.38972 | 65.3452 | 2.5711 | 40.95 | 2.1547 | 0.41636 | 44.5026 | 3.3975 | 27.18 | 4.4521 | -1.0546 | 15.1487 | 4.2426 | 62.53 | 3.8529 | 0.38972 | 65.3452 | 4.3438 | 61.93 | 4.0648 | 0.27899 | 63.6391 | 0.066587 | 2.8842 | 0.67856 | 3.8563 | 69.6718 | 0.2825 | 0.1712 | 0.22623 | 0.2825 | 0.28924 | 4.1637 | 2.7267 | 1.8098 | 4.1637 | 4.1237 | 4.3511 | 2.9633 | 1.0087 | 4.3511 | 4.2375 | 0.066587 | 2.8842 | 0.67856 | 3.8563 | 69.6718 | 0.2825 | 0.1712 | 0.22623 | 0.2825 | 0.28924 | 4.1637 | 2.7267 | 1.8098 | 4.1637 | 4.1237 | 4.3511 | 2.9633 | 1.0087 | 4.3511 | 4.2375
71 | 0.22 | 0.19 | South/Central | GA | Atlanta-Hartsfield-Jackson.Intl.AP.722190 | 3 | 4874954 | 44.3396 | 9.6979 | 58.2658 | 44.2348 | 14.031 | 1039.77 | 3.8911 | 69.09 | 2.8305 | 1.0607 | 79.0642 | 2.2196 | 47.51 | 1.1323 | 1.0873 | 58.2217 | 3.0461 | 33.74 | 3.4297 | -0.38361 | 28.8677 | 3.8911 | 69.09 | 2.8305 | 1.0607 | 79.0642 | 3.9924 | 68.49 | 3.0424 | 0.94994 | 77.3581 | 0.066587 | 2.9524 | 0.64575 | 3.8797 | 69.235 | 0.2591 | 0.1478 | 0.20283 | 0.2591 | 0.26584 | 4.6005 | 3.1635 | 2.2466 | 4.6005 | 4.5605 | 5.2646 | 3.8768 | 1.9222 | 5.2646 | 5.151 | 0.066587 | 2.9524 | 0.64575 | 3.8797 | 69.235 | 0.2591 | 0.1478 | 0.20283 | 0.2591 | 0.26584 | 4.6005 | 3.1635 | 2.2466 | 4.6005 | 4.5605 | 5.2646 | 3.8768 | 1.9222 | 5.2646 | 5.151
72 | 0.22 | 0.17 | South/Central | GA | Atlanta-Hartsfield-Jackson.Intl.AP.722190 | 3 | 4874954 | 44.8731 | 9.447 | 58.4586 | 44.7671 | 13.6915 | 1036.65 | 3.6984 | 72.21 | 2.2981 | 1.4002 | 85.8156 | 2.0269 | 50.63 | 0.59998 | 1.4269 | 64.9731 | 2.8533 | 36.86 | 2.8974 | -0.044028 | 35.6192 | 3.6984 | 72.21 | 2.2981 | 1.4002 | 85.8156 | 3.7996 | 71.61 | 2.5101 | 1.2895 | 84.1095 | 0.066587 | 2.988 | 0.62905 | 3.8926 | 69.0273 | 0.24626 | 0.13496 | 0.18999 | 0.24626 | 0.253 | 4.8082 | 3.3713 | 2.4544 | 4.8082 | 4.7683 | 5.7142 | 4.3264 | 2.3718 | 5.7142 | 5.6006 | 0.066587 | 2.988 | 0.62905 | 3.8926 | 69.0273 | 0.24626 | 0.13496 | 0.18999 | 0.24626 | 0.253 | 4.8082 | 3.3713 | 2.4544 | 4.8082 | 4.7683 | 5.7142 | 4.3264 | 2.3718 | 5.7142 | 5.6006
73 | 0.2 | 0.47 | South/Central | GA | Atlanta-Hartsfield-Jackson.Intl.AP.722190 | 3 | 4874954 | 38.8219 | 12.3501 | 56.3946 | 38.73 | 17.6646 | 1075.95 | 5.7624 | 32.91 | 8.3352 | -2.5729 | 4.3551 | 4.0909 | 11.33 | 6.6371 | -2.5462 | -16.4875 | 4.9173 | -2.44 | 8.9345 | -4.0172 | -45.8414 | 5.7624 | 32.91 | 8.3352 | -2.5729 | 4.3551 | 5.8636 | 32.31 | 8.5472 | -2.6836 | 2.6489 | 0.066587 | 2.585 | 0.82235 | 3.7551 | 71.6441 | 0.3837 | 0.2724 | 0.32743 | 0.3837 | 0.39044 | 2.1914 | 0.75443 | -0.16247 | 2.1914 | 2.1514 | 0.28999 | -1.0979 | -3.0524 | 0.28999 | 0.17638 | 0.066587 | 2.585 | 0.82235 | 3.7551 | 71.6441 | 0.3837 | 0.2724 | 0.32743 | 0.3837 | 0.39044 | 2.1914 | 0.75443 | -0.16247 | 2.1914 | 2.1514 | 0.28999 | -1.0979 | -3.0524 | 0.28999 | 0.17638
74 | 0.2 | 0.42 | South/Central | GA | Atlanta-Hartsfield-Jackson.Intl.AP.722190 | 3 | 4874954 | 39.5566 | 11.848 | 56.4267 | 39.463 | 16.9637 | 1064.63 | 5.7303 | 44.23 | 7.6022 | -1.8719 | 23.0101 | 4.0588 | 22.65 | 5.9041 | -1.8453 | 2.1675 | 4.8852 | 8.88 | 8.2014 | -3.3162 | -27.1864 | 5.7303 | 44.23 | 7.6022 | -1.8719 | 23.0101 | 5.8315 | 43.63 | 7.8142 | -1.9827 | 21.304 | 0.066587 | 2.634 | 0.78892 | 3.7573 | 70.8904 | 0.38156 | 0.27026 | 0.32529 | 0.38156 | 0.3883 | 2.9451 | 1.5082 | 0.59129 | 2.9451 | 2.9052 | 1.5322 | 0.14433 | -1.8103 | 1.5322 | 1.4186 | 0.066587 | 2.634 | 0.78892 | 3.7573 | 70.8904 | 0.38156 | 0.27026 | 0.32529 | 0.38156 | 0.3883 | 2.9451 | 1.5082 | 0.59129 | 2.9451 | 2.9052 | 1.5322 | 0.14433 | -1.8103 | 1.5322 | 1.4186
75 | 0.2 | 0.37 | South/Central | GA | Atlanta-Hartsfield-Jackson.Intl.AP.722190 | 3 | 4874954 | 39.9788 | 11.6571 | 56.5674 | 39.8842 | 16.6832 | 1061.76 | 5.5895 | 47.1 | 7.181 | -1.5915 | 28.8254 | 3.9181 | 25.52 | 5.4829 | -1.5648 | 7.9828 | 4.7445 | 11.75 | 7.7802 | -3.0357 | -21.3711 | 5.5895 | 47.1 | 7.181 | -1.5915 | 28.8254 | 5.6908 | 46.5 | 7.393 | -1.7022 | 27.1193 | 0.066587 | 2.6621 | 0.77621 | 3.7666 | 70.6993 | 0.37219 | 0.26089 | 0.31592 | 0.37219 | 0.37893 | 3.1362 | 1.6993 | 0.7824 | 3.1362 | 3.0963 | 1.9194 | 0.53155 | -1.423 | 1.9194 | 1.8058 | 0.066587 | 2.6621 | 0.77621 | 3.7666 | 70.6993 | 0.37219 | 0.26089 | 0.31592 | 0.37219 | 0.37893 | 3.1362 | 1.6993 | 0.7824 | 3.1362 | 3.0963 | 1.9194 | 0.53155 | -1.423 | 1.9194 | 1.8058
76 | 0.2 | 0.32 | South/Central | GA | Atlanta-Hartsfield-Jackson.Intl.AP.722190 | 3 | 4874954 | 40.5827 | 11.3349 | 56.7176 | 40.4867 | 16.231 | 1056.12 | 5.4393 | 52.74 | 6.5786 | -1.1393 | 39.189 | 3.7678 | 31.16 | 4.8804 | -1.1126 | 18.3464 | 4.5943 | 17.39 | 7.1778 | -2.5836 | -11.0075 | 5.4393 | 52.74 | 6.5786 | -1.1393 | 39.189 | 5.5405 | 52.14 | 6.7905 | -1.25 | 37.4828 | 0.066587 | 2.7023 | 0.75475 | 3.7766 | 70.3237 | 0.36219 | 0.25089 | 0.30592 | 0.36219 | 0.36893 | 3.5118 | 2.0748 | 1.1579 | 3.5118 | 3.4718 | 2.6095 | 1.2216 | -0.73296 | 2.6095 | 2.4959 | 0.066587 | 2.7023 | 0.75475 | 3.7766 | 70.3237 | 0.36219 | 0.25089 | 0.30592 | 0.36219 | 0.36893 | 3.5118 | 2.0748 | 1.1579 | 3.5118 | 3.4718 | 2.6095 | 1.2216 | -0.73296 | 2.6095 | 2.4959
77 | 0.2 | 0.27 | South/Central | GA | Atlanta-Hartsfield-Jackson.Intl.AP.722190 | 3 | 4874954 | 41.6484 | 10.7125 | 56.9404 | 41.5499 | 15.3905 | 1044.99 | 5.2165 | 63.87 | 5.5153 | -0.29879 | 59.1806 | 3.545 | 42.29 | 3.8172 | -0.27214 | 38.338 | 4.3715 | 28.52 | 6.1145 | -1.7431 | 8.9841 | 5.2165 | 63.87 | 5.5153 | -0.29879 | 59.1806 | 5.3177 | 63.27 | 5.7273 | -0.40951 | 57.4745 | 0.066587 | 2.7732 | 0.71331 | 3.7915 | 69.5826 | 0.34735 | 0.23605 | 0.29108 | 0.34735 | 0.35409 | 4.2529 | 2.816 | 1.8991 | 4.2529 | 4.213 | 3.9407 | 2.5528 | 0.59822 | 3.9407 | 3.827 | 0.066587 | 2.7732 | 0.71331 | 3.7915 | 69.5826 | 0.34735 | 0.23605 | 0.29108 | 0.34735 | 0.35409 | 4.2529 | 2.816 | 1.8991 | 4.2529 | 4.213 | 3.9407 | 2.5528 | 0.59822 | 3.9407 | 3.827
78 | 0.2 | 0.23 | South/Central | GA | Atlanta-Hartsfield-Jackson.Intl.AP.722190 | 3 | 4874954 | 42.5837 | 10.2111 | 57.1938 | 42.483 | 14.7108 | 1036.97 | 4.9631 | 71.89 | 4.5822 | 0.38087 | 74.4015 | 3.2916 | 50.31 | 2.8841 | 0.40751 | 53.559 | 4.1181 | 36.54 | 5.1815 | -1.0634 | 24.205 | 4.9631 | 71.89 | 4.5822 | 0.38087 | 74.4015 | 5.0643 | 71.29 | 4.7942 | 0.27014 | 72.6954 | 0.066587 | 2.8355 | 0.67993 | 3.8084 | 69.0486 | 0.33048 | 0.21918 | 0.27421 | 0.33048 | 0.33722 | 4.7869 | 3.35 | 2.4331 | 4.7869 | 4.747 | 4.9542 | 3.5663 | 1.6117 | 4.9542 | 4.8406 | 0.066587 | 2.8355 | 0.67993 | 3.8084 | 69.0486 | 0.33048 | 0.21918 | 0.27421 | 0.33048 | 0.33722 | 4.7869 | 3.35 | 2.4331 | 4.7869 | 4.747 | 4.9542 | 3.5663 | 1.6117 | 4.9542 | 4.8406
79 | 0.2 | 0.19 | South/Central | GA | Atlanta-Hartsfield-Jackson.Intl.AP.722190 | 3 | 4874954 | 43.6085 | 9.7086 | 57.5355 | 43.5054 | 14.0301 | 1030.12 | 4.6214 | 78.74 | 3.5598 | 1.0616 | 88.5136 | 2.95 | 57.16 | 1.8617 | 1.0883 | 67.671 | 3.7764 | 43.39 | 4.1591 | -0.38266 | 38.3171 | 4.6214 | 78.74 | 3.5598 | 1.0616 | 88.5136 | 4.7227 | 78.14 | 3.7718 | 0.95089 | 86.8075 | 0.066587 | 2.9038 | 0.64647 | 3.8311 | 68.5924 | 0.30773 | 0.19643 | 0.25146 | 0.30773 | 0.31447 | 5.243 | 3.8061 | 2.8892 | 5.243 | 5.2031 | 5.8938 | 4.506 | 2.5514 | 5.8938 | 5.7802 | 0.066587 | 2.9038 | 0.64647 | 3.8311 | 68.5924 | 0.30773 | 0.19643 | 0.25146 | 0.30773 | 0.31447 | 5.243 | 3.8061 | 2.8892 | 5.243 | 5.2031 | 5.8938 | 4.506 | 2.5514 | 5.8938 | 5.7802
80 | 0.2 | 0.17 | South/Central | GA | Atlanta-Hartsfield-Jackson.Intl.AP.722190 | 3 | 4874954 | 44.1421 | 9.4577 | 57.7282 | 44.0377 | 13.6904 | 1027 | 4.4288 | 81.86 | 3.0275 | 1.4013 | 95.268 | 2.7573 | 60.28 | 1.3294 | 1.4279 | 74.4254 | 3.5837 | 46.51 | 3.6267 | -0.043003 | 45.0715 | 4.4288 | 81.86 | 3.0275 | 1.4013 | 95.268 | 4.53 | 81.26 | 3.2395 | 1.2905 | 93.5619 | 0.066587 | 2.9393 | 0.62976 | 3.8439 | 68.3847 | 0.2949 | 0.1836 | 0.23863 | 0.2949 | 0.30164 | 5.4508 | 4.0139 | 3.097 | 5.4508 | 5.4108 | 6.3436 | 4.9558 | 3.0012 | 6.3436 | 6.23 | 0.066587 | 2.9393 | 0.62976 | 3.8439 | 68.3847 | 0.2949 | 0.1836 | 0.23863 | 0.2949 | 0.30164 | 5.4508 | 4.0139 | 3.097 | 5.4508 | 5.4108 | 6.3436 | 4.9558 | 3.0012 | 6.3436 | 6.23
81 | 0.35 | 0.2 | South/Central | GA | Atlanta-Hartsfield-Jackson.Intl.AP.722190 | 3 | 4874954 | 48.6653 | 9.7067 | 62.7106 | 48.5506 | 14.16 | 1100.48 | -0.55366 | 8.38 | -1.4854 | 0.93172 | 18.2045 | -2.2251 | -13.2 | -3.1835 | 0.95837 | -2.6381 | -1.3987 | -26.97 | -0.88613 | -0.51255 | -31.992 | -0.55366 | 8.38 | -1.4854 | 0.93172 | 18.2045 | -0.45242 | 7.78 | -1.2734 | 0.821 | 16.4984 | 0.066587 | 3.2405 | 0.64634 | 4.1757 | 73.2775 | -0.036866 | -0.14817 | -0.093134 | -0.036866 | -0.030125 | 0.558 | -0.87895 | -1.7958 | 0.558 | 0.51805 | 1.2122 | -0.17566 | -2.1302 | 1.2122 | 1.0986 | 0.066587 | 3.2405 | 0.64634 | 4.1757 | 73.2775 | -0.036866 | -0.14817 | -0.093134 | -0.036866 | -0.030125 | 0.558 | -0.87895 | -1.7958 | 0.558 | 0.51805 | 1.2122 | -0.17566 | -2.1302 | 1.2122 | 1.0986
82 | 0.35 | 0.25 | South/Central | GA | Atlanta-Hartsfield-Jackson.Intl.AP.722190 | 3 | 4874954 | 47.3889 | 10.3095 | 62.2582 | 47.2772 | 14.981 | 1108.26 | -0.10124 | 0.6 | -0.21197 | 0.11073 | 1.7061 | -1.7727 | -20.98 | -1.9101 | 0.13737 | -19.1365 | -0.94627 | -34.75 | 0.38728 | -1.3335 | -48.4904 | -0.10124 | 0.6 | -0.21197 | 0.11073 | 1.7061 | 0 | 0 | 0 | 0 | 0 | 0.066587 | 3.1555 | 0.68648 | 4.1456 | 73.7955 | -0.0067413 | -0.11804 | -0.063009 | -0.0067413 | 0 | 0.039952 | -1.397 | -2.3139 | 0.039952 | 0 | 0.11361 | -1.2742 | -3.2288 | 0.11361 | 0 | 0.066587 | 3.1555 | 0.68648 | 4.1456 | 73.7955 | -0.0067413 | -0.11804 | -0.063009 | -0.0067413 | 0 | 0.039952 | -1.397 | -2.3139 | 0.039952 | 0 | 0.11361 | -1.2742 | -3.2288 | 0.11361 | 0
83 | 0.35 | 0.3 | South/Central | GA | Atlanta-Hartsfield-Jackson.Intl.AP.722190 | 3 | 4874954 | 47.1764 | 10.3505 | 62.1569 | 47.0652 | 15.0917 | 1108.86 | 0 | 0 | 0 | 0 | 0 | -1.6715 | -21.58 | -1.6981 | 0.026644 | -20.8426 | -0.84503 | -35.35 | 0.59925 | -1.4443 | -50.1965 | 0 | 0 | 0 | 0 | 0 | 0.10124 | -0.6 | 0.21197 | -0.11073 | -1.7061 | 0.066587 | 3.1413 | 0.6892 | 4.1388 | 73.8355 | 0 | -0.1113 | -0.056268 | 0 | 0.0067413 | 0 | -1.4369 | -2.3538 | 0 | -0.039952 | 0 | -1.3878 | -3.3424 | 0 | -0.11361 | 0.066587 | 3.1413 | 0.6892 | 4.1388 | 73.8355 | 0 | -0.1113 | -0.056268 | 0 | 0.0067413 | 0 | -1.4369 | -2.3538 | 0 | -0.039952 | 0 | -1.3878 | -3.3424 | 0 | -0.11361
84 | 0.35 | 0.35 | South/Central | GA | Atlanta-Hartsfield-Jackson.Intl.AP.722190 | 3 | 4874954 | 46.0313 | 10.9029 | 61.7646 | 45.9228 | 15.8418 | 1116.28 | 0.39239 | -7.42 | 1.1424 | -0.75005 | -15.3429 | -1.2791 | -29 | -0.55569 | -0.72341 | -36.1854 | -0.45264 | -42.77 | 1.7417 | -2.1943 | -65.5393 | 0.39239 | -7.42 | 1.1424 | -0.75005 | -15.3429 | 0.49363 | -8.02 | 1.3544 | -0.86078 | -17.049 | 0.066587 | 3.0651 | 0.72599 | 4.1127 | 74.3296 | 0.026128 | -0.085171 | -0.03014 | 0.026128 | 0.032869 | -0.49407 | -1.931 | -2.8479 | -0.49407 | -0.53403 | -1.0216 | -2.4095 | -4.3641 | -1.0216 | -1.1352 | 0.066587 | 3.0651 | 0.72599 | 4.1127 | 74.3296 | 0.026128 | -0.085171 | -0.03014 | 0.026128 | 0.032869 | -0.49407 | -1.931 | -2.8479 | -0.49407 | -0.53403 | -1.0216 | -2.4095 | -4.3641 | -1.0216 | -1.1352
85 | 0.35 | 0.4 | South/Central | GA | Atlanta-Hartsfield-Jackson.Intl.AP.722190 | 3 | 4874954 | 44.996 | 11.4554 | 61.4731 | 44.8899 | 16.5832 | 1124.89 | 0.68383 | -16.03 | 2.1753 | -1.4915 | -31.7534 | -0.98765 | -37.61 | 0.47717 | -1.4648 | -52.5959 | -0.1612 | -51.38 | 2.7746 | -2.9357 | -81.9498 | 0.68383 | -16.03 | 2.1753 | -1.4915 | -31.7534 | 0.78507 | -16.63 | 2.3873 | -1.6022 | -33.4595 | 0.066587 | 2.9961 | 0.76278 | 4.0933 | 74.9029 | 0.045534 | -0.065765 | -0.010734 | 0.045534 | 0.052276 | -1.0674 | -2.5043 | -3.4212 | -1.0674 | -1.1073 | -2.1144 | -3.5022 | -5.4568 | -2.1144 | -2.228 | 0.066587 | 2.9961 | 0.76278 | 4.0933 | 74.9029 | 0.045534 | -0.065765 | -0.010734 | 0.045534 | 0.052276 | -1.0674 | -2.5043 | -3.4212 | -1.0674 | -1.1073 | -2.1144 | -3.5022 | -5.4568 | -2.1144 | -2.228
86 | 0.33 | 0.2 | South/Central | GA | Atlanta-Hartsfield-Jackson.Intl.AP.722190 | 3 | 4874954 | 47.9843 | 9.7172 | 62.0299 | 47.8712 | 14.1587 | 1091.51 | 0.127 | 17.35 | -0.80595 | 0.93295 | 27.0206 | -1.5445 | -4.23 | -2.5041 | 0.9596 | 6.1781 | -0.71803 | -18 | -0.20671 | -0.51132 | -23.1758 | 0.127 | 17.35 | -0.80595 | 0.93295 | 27.0206 | 0.22824 | 16.75 | -0.59399 | 0.82223 | 25.3145 | 0.066587 | 3.1951 | 0.64704 | 4.1304 | 72.6802 | 0.0084565 | -0.10284 | -0.047811 | 0.0084565 | 0.015198 | 1.1553 | -0.28166 | -1.1986 | 1.1553 | 1.1153 | 1.7992 | 0.41138 | -1.5432 | 1.7992 | 1.6856 | 0.066587 | 3.1951 | 0.64704 | 4.1304 | 72.6802 | 0.0084565 | -0.10284 | -0.047811 | 0.0084565 | 0.015198 | 1.1553 | -0.28166 | -1.1986 | 1.1553 | 1.1153 | 1.7992 | 0.41138 | -1.5432 | 1.7992 | 1.6856
87 | 0.33 | 0.25 | South/Central | GA | Atlanta-Hartsfield-Jackson.Intl.AP.722190 | 3 | 4874954 | 46.717 | 10.3295 | 61.5962 | 46.6068 | 14.9894 | 1099.7 | 0.56069 | 9.16 | 0.45842 | 0.10227 | 10.017 | -1.1108 | -12.42 | -1.2397 | 0.12891 | -10.8255 | -0.28434 | -26.19 | 1.0577 | -1.342 | -40.1795 | 0.56069 | 9.16 | 0.45842 | 0.10227 | 10.017 | 0.66193 | 8.56 | 0.67039 | -0.0084572 | 8.3109 | 0.066587 | 3.1107 | 0.68781 | 4.1015 | 73.2256 | 0.037335 | -0.073964 | -0.018933 | 0.037335 | 0.044076 | 0.60994 | -0.82701 | -1.7439 | 0.60994 | 0.56998 | 0.667 | -0.72084 | -2.6754 | 0.667 | 0.5534 | 0.066587 | 3.1107 | 0.68781 | 4.1015 | 73.2256 | 0.037335 | -0.073964 | -0.018933 | 0.037335 | 0.044076 | 0.60994 | -0.82701 | -1.7439 | 0.60994 | 0.56998 | 0.667 | -0.72084 | -2.6754 | 0.667 | 0.5534
88 | 0.33 | 0.3 | South/Central | GA | Atlanta-Hartsfield-Jackson.Intl.AP.722190 | 3 | 4874954 | 46.5052 | 10.3708 | 61.4961 | 46.3956 | 15.1005 | 1100.31 | 0.66086 | 8.55 | 0.66965 | -0.0087936 | 8.288 | -1.0106 | -13.03 | -1.0285 | 0.01785 | -12.5546 | -0.18417 | -26.8 | 1.2689 | -1.4531 | -41.9085 | 0.66086 | 8.55 | 0.66965 | -0.0087936 | 8.288 | 0.7621 | 7.95 | 0.88162 | -0.11952 | 6.5818 | 0.066587 | 3.0966 | 0.69056 | 4.0948 | 73.2662 | 0.044005 | -0.067294 | -0.012263 | 0.044005 | 0.050746 | 0.56932 | -0.86763 | -1.7845 | 0.56932 | 0.52937 | 0.55187 | -0.83597 | -2.7906 | 0.55187 | 0.43826 | 0.066587 | 3.0966 | 0.69056 | 4.0948 | 73.2662 | 0.044005 | -0.067294 | -0.012263 | 0.044005 | 0.050746 | 0.56932 | -0.86763 | -1.7845 | 0.56932 | 0.52937 | 0.55187 | -0.83597 | -2.7906 | 0.55187 | 0.43826
89 | 0.33 | 0.35 | South/Central | GA | Atlanta-Hartsfield-Jackson.Intl.AP.722190 | 3 | 4874954 | 45.3603 | 10.9235 | 61.1048 | 45.2532 | 15.8516 | 1107.75 | 1.0521 | 1.11 | 1.812 | -0.7599 | -7.0987 | -0.6194 | -20.47 | 0.11386 | -0.73326 | -27.9413 | 0.20706 | -34.24 | 2.4112 | -2.2042 | -57.2952 | 1.0521 | 1.11 | 1.812 | -0.7599 | -7.0987 | 1.1533 | 0.51 | 2.024 | -0.87063 | -8.8048 | 0.066587 | 3.0204 | 0.72736 | 4.0688 | 73.7616 | 0.070055 | -0.041244 | 0.013787 | 0.070055 | 0.076796 | 0.073911 | -1.363 | -2.2799 | 0.073911 | 0.033959 | -0.47268 | -1.8605 | -3.8151 | -0.47268 | -0.58629 | 0.066587 | 3.0204 | 0.72736 | 4.0688 | 73.7616 | 0.070055 | -0.041244 | 0.013787 | 0.070055 | 0.076796 | 0.073911 | -1.363 | -2.2799 | 0.073911 | 0.033959 | -0.47268 | -1.8605 | -3.8151 | -0.47268 | -0.58629
90 | 0.33 | 0.4 | South/Central | GA | Atlanta-Hartsfield-Jackson.Intl.AP.722190 | 3 | 4874954 | 44.3255 | 11.4852 | 60.8315 | 44.2209 | 16.6106 | 1116.9 | 1.3255 | -8.04 | 2.8443 | -1.5189 | -24.2198 | -0.34603 | -29.62 | 1.1462 | -1.4922 | -45.0623 | 0.48043 | -43.39 | 3.4436 | -2.9631 | -74.4163 | 1.3255 | -8.04 | 2.8443 | -1.5189 | -24.2198 | 1.4267 | -8.64 | 3.0563 | -1.6296 | -25.9259 | 0.066587 | 2.9515 | 0.76476 | 4.0506 | 74.3709 | 0.088258 | -0.023041 | 0.03199 | 0.088258 | 0.094999 | -0.53536 | -1.9723 | -2.8892 | -0.53536 | -0.57531 | -1.6127 | -3.0006 | -4.9551 | -1.6127 | -1.7263 | 0.066587 | 2.9515 | 0.76476 | 4.0506 | 74.3709 | 0.088258 | -0.023041 | 0.03199 | 0.088258 | 0.094999 | -0.53536 | -1.9723 | -2.8892 | -0.53536 | -0.57531 | -1.6127 | -3.0006 | -4.9551 | -1.6127 | -1.7263
91 | 0.3 | 0.2 | South/Central | GA | Atlanta-Hartsfield-Jackson.Intl.AP.722190 | 3 | 4874954 | 46.9526 | 9.7376 | 60.9993 | 46.8419 | 14.1574 | 1077.91 | 1.1576 | 30.95 | 0.22335 | 0.93427 | 40.3546 | -0.51387 | 9.37 | -1.4748 | 0.96091 | 19.512 | 0.31259 | -4.4 | 0.8226 | -0.51001 | -9.8419 | 1.1576 | 30.95 | 0.22335 | 0.93427 | 40.3546 | 1.2589 | 30.35 | 0.43532 | 0.82354 | 38.6485 | 0.066587 | 3.1264 | 0.64839 | 4.0618 | 71.7746 | 0.077082 | -0.034217 | 0.020814 | 0.077082 | 0.083824 | 2.0609 | 0.62392 | -0.29298 | 2.0609 | 2.0209 | 2.6871 | 1.2992 | -0.65534 | 2.6871 | 2.5735 | 0.066587 | 3.1264 | 0.64839 | 4.0618 | 71.7746 | 0.077082 | -0.034217 | 0.020814 | 0.077082 | 0.083824 | 2.0609 | 0.62392 | -0.29298 | 2.0609 | 2.0209 | 2.6871 | 1.2992 | -0.65534 | 2.6871 | 2.5735
92 | 0.3 | 0.25 | South/Central | GA | Atlanta-Hartsfield-Jackson.Intl.AP.722190 | 3 | 4874954 | 45.686 | 10.3501 | 60.5751 | 45.5782 | 14.9968 | 1086.37 | 1.5819 | 22.49 | 1.487 | 0.094879 | 22.9924 | -0.089612 | 0.91 | -0.21113 | 0.12152 | 2.1499 | 0.73685 | -12.86 | 2.0862 | -1.3494 | -27.204 | 1.5819 | 22.49 | 1.487 | 0.094879 | 22.9924 | 1.6831 | 21.89 | 1.699 | -0.015848 | 21.2863 | 0.066587 | 3.0421 | 0.68918 | 4.0335 | 72.338 | 0.10533 | -0.005967 | 0.049064 | 0.10533 | 0.11207 | 1.4975 | 0.060594 | -0.85631 | 1.4975 | 1.4576 | 1.531 | 0.14315 | -1.8114 | 1.531 | 1.4174 | 0.066587 | 3.0421 | 0.68918 | 4.0335 | 72.338 | 0.10533 | -0.005967 | 0.049064 | 0.10533 | 0.11207 | 1.4975 | 0.060594 | -0.85631 | 1.4975 | 1.4576 | 1.531 | 0.14315 | -1.8114 | 1.531 | 1.4174
93 | 0.3 | 0.3 | South/Central | GA | Atlanta-Hartsfield-Jackson.Intl.AP.722190 | 3 | 4874954 | 45.4744 | 10.4013 | 60.4854 | 45.3671 | 15.1183 | 1087.28 | 1.6715 | 21.58 | 1.6981 | -0.026644 | 20.8426 | 0 | 0 | 0 | 0 | 0 | 0.82646 | -13.77 | 2.2974 | -1.4709 | -29.3539 | 1.6715 | 21.58 | 1.6981 | -0.026644 | 20.8426 | 1.7727 | 20.98 | 1.9101 | -0.13737 | 19.1365 | 0.066587 | 3.028 | 0.69259 | 4.0275 | 72.3986 | 0.1113 | 0 | 0.055031 | 0.1113 | 0.11804 | 1.4369 | 0 | -0.9169 | 1.4369 | 1.397 | 1.3878 | 0 | -1.9546 | 1.3878 | 1.2742 | 0.066587 | 3.028 | 0.69259 | 4.0275 | 72.3986 | 0.1113 | 0 | 0.055031 | 0.1113 | 0.11804 | 1.4369 | 0 | -0.9169 | 1.4369 | 1.397 | 1.3878 | 0 | -1.9546 | 1.3878 | 1.2742
94 | 0.3 | 0.35 | South/Central | GA | Atlanta-Hartsfield-Jackson.Intl.AP.722190 | 3 | 4874954 | 44.3392 | 10.9637 | 60.1134 | 44.2345 | 15.8789 | 1095.14 | 2.0435 | 13.72 | 2.8307 | -0.7872 | 4.9511 | 0.37201 | -7.86 | 1.1326 | -0.76055 | -15.8914 | 1.1985 | -21.63 | 3.4299 | -2.2315 | -45.2454 | 2.0435 | 13.72 | 2.8307 | -0.7872 | 4.9511 | 2.1447 | 13.12 | 3.0427 | -0.89792 | 3.245 | 0.066587 | 2.9524 | 0.73004 | 4.0028 | 72.9219 | 0.13607 | 0.024771 | 0.079802 | 0.13607 | 0.14281 | 0.91357 | -0.52337 | -1.4403 | 0.91357 | 0.87362 | 0.32968 | -1.0582 | -3.0127 | 0.32968 | 0.21607 | 0.066587 | 2.9524 | 0.73004 | 4.0028 | 72.9219 | 0.13607 | 0.024771 | 0.079802 | 0.13607 | 0.14281 | 0.91357 | -0.52337 | -1.4403 | 0.91357 | 0.87362 | 0.32968 | -1.0582 | -3.0127 | 0.32968 | 0.21607
95 | 0.3 | 0.4 | South/Central | GA | Atlanta-Hartsfield-Jackson.Intl.AP.722190 | 3 | 4874954 | 43.3138 | 11.5258 | 59.8504 | 43.2115 | 16.6389 | 1104.43 | 2.3065 | 4.43 | 3.8537 | -1.5472 | -12.331 | 0.63503 | -17.15 | 2.1556 | -1.5205 | -33.1736 | 1.4615 | -30.92 | 4.4529 | -2.9915 | -62.5275 | 2.3065 | 4.43 | 3.8537 | -1.5472 | -12.331 | 2.4078 | 3.83 | 4.0657 | -1.6579 | -14.0371 | 0.066587 | 2.8841 | 0.76747 | 3.9853 | 73.5405 | 0.15358 | 0.042285 | 0.097316 | 0.15358 | 0.16033 | 0.29498 | -1.142 | -2.0589 | 0.29498 | 0.25503 | -0.82108 | -2.2089 | -4.1635 | -0.82108 | -0.93469 | 0.066587 | 2.8841 | 0.76747 | 3.9853 | 73.5405 | 0.15358 | 0.042285 | 0.097316 | 0.15358 | 0.16033 | 0.29498 | -1.142 | -2.0589 | 0.29498 | 0.25503 | -0.82108 | -2.2089 | -4.1635 | -0.82108 | -0.93469
96 | 0.28 | 0.2 | South/Central | GA | Atlanta-Hartsfield-Jackson.Intl.AP.722190 | 3 | 4874954 | 46.2418 | 9.7582 | 60.2992 | 46.1326 | 14.1666 | 1068.85 | 1.8577 | 40.01 | 0.93259 | 0.92514 | 49.1397 | 0.18624 | 18.43 | -0.76554 | 0.95178 | 28.2971 | 1.0127 | 4.66 | 1.5318 | -0.51914 | -1.0568 | 1.8577 | 40.01 | 0.93259 | 0.92514 | 49.1397 | 1.959 | 39.41 | 1.1446 | 0.81441 | 47.4336 | 0.066587 | 3.0791 | 0.64977 | 4.0151 | 71.1714 | 0.1237 | 0.012401 | 0.067432 | 0.1237 | 0.13044 | 2.6641 | 1.2272 | 0.31029 | 2.6641 | 2.6242 | 3.2721 | 1.8842 | -0.070369 | 3.2721 | 3.1585 | 0.066587 | 3.0791 | 0.64977 | 4.0151 | 71.1714 | 0.1237 | 0.012401 | 0.067432 | 0.1237 | 0.13044 | 2.6641 | 1.2272 | 0.31029 | 2.6641 | 2.6242 | 3.2721 | 1.8842 | -0.070369 | 3.2721 | 3.1585
97 | 0.28 | 0.25 | South/Central | GA | Atlanta-Hartsfield-Jackson.Intl.AP.722190 | 3 | 4874954 | 44.9851 | 10.3701 | 59.8841 | 44.8789 | 15.0052 | 1077.4 | 2.2728 | 31.46 | 2.1864 | 0.086476 | 31.6794 | 0.60135 | 9.88 | 0.48823 | 0.11312 | 10.8368 | 1.4278 | -3.89 | 2.7856 | -1.3578 | -18.5171 | 2.2728 | 31.46 | 2.1864 | 0.086476 | 31.6794 | 2.3741 | 30.86 | 2.3983 | -0.024251 | 29.9733 | 0.066587 | 2.9954 | 0.69051 | 3.9875 | 71.7407 | 0.15134 | 0.040042 | 0.095073 | 0.15134 | 0.15808 | 2.0948 | 0.65788 | -0.25902 | 2.0948 | 2.0549 | 2.1094 | 0.72159 | -1.233 | 2.1094 | 1.9958 | 0.066587 | 2.9954 | 0.69051 | 3.9875 | 71.7407 | 0.15134 | 0.040042 | 0.095073 | 0.15134 | 0.15808 | 2.0948 | 0.65788 | -0.25902 | 2.0948 | 2.0549 | 2.1094 | 0.72159 | -1.233 | 2.1094 | 1.9958
98 | 0.28 | 0.3 | South/Central | GA | Atlanta-Hartsfield-Jackson.Intl.AP.722190 | 3 | 4874954 | 44.5323 | 10.5516 | 59.7144 | 44.4271 | 15.2873 | 1079.96 | 2.4425 | 28.9 | 2.6381 | -0.19561 | 26.1939 | 0.77101 | 7.32 | 0.93998 | -0.16897 | 5.3514 | 1.5975 | -6.45 | 3.2374 | -1.6399 | -24.0025 | 2.4425 | 28.9 | 2.6381 | -0.19561 | 26.1939 | 2.5437 | 28.3 | 2.8501 | -0.30634 | 24.4878 | 0.066587 | 2.9653 | 0.7026 | 3.9762 | 71.9111 | 0.16264 | 0.051339 | 0.10637 | 0.16264 | 0.16938 | 1.9244 | 0.48742 | -0.42949 | 1.9244 | 1.8844 | 1.7442 | 0.35633 | -1.5983 | 1.7442 | 1.6306 | 0.066587 | 2.9653 | 0.7026 | 3.9762 | 71.9111 | 0.16264 | 0.051339 | 0.10637 | 0.16264 | 0.16938 | 1.9244 | 0.48742 | -0.42949 | 1.9244 | 1.8844 | 1.7442 | 0.35633 | -1.5983 | 1.7442 | 1.6306
99 | 0.28 | 0.35 | South/Central | GA | Atlanta-Hartsfield-Jackson.Intl.AP.722190 | 3 | 4874954 | 43.4269 | 11.1244 | 59.3916 | 43.3244 | 16.0672 | 1088.78 | 2.7653 | 20.08 | 3.7409 | -0.97552 | 9.1418 | 1.0939 | -1.5 | 2.0427 | -0.94887 | -11.7007 | 1.9203 | -15.27 | 4.3401 | -2.4198 | -41.0547 | 2.7653 | 20.08 | 3.7409 | -0.97552 | 9.1418 | 2.8666 | 19.48 | 3.9528 | -1.0862 | 7.4357 | 0.066587 | 2.8917 | 0.74074 | 3.9547 | 72.4984 | 0.18414 | 0.072837 | 0.12787 | 0.18414 | 0.19088 | 1.3371 | -0.09988 | -1.0168 | 1.3371 | 1.2971 | 0.60873 | -0.77912 | -2.7337 | 0.60873 | 0.49512 | 0.066587 | 2.8917 | 0.74074 | 3.9547 | 72.4984 | 0.18414 | 0.072837 | 0.12787 | 0.18414 | 0.19088 | 1.3371 | -0.09988 | -1.0168 | 1.3371 | 1.2971 | 0.60873 | -0.77912 | -2.7337 | 0.60873 | 0.49512
100 | 0.28 | 0.4 | South/Central | GA | Atlanta-Hartsfield-Jackson.Intl.AP.722190 | 3 | 4874954 | 42.6132 | 11.5564 | 59.1711 | 42.5126 | 16.6584 | 1095.8 | 2.9859 | 13.06 | 4.5526 | -1.5667 | -4.0974 | 1.3144 | -8.52 | 2.8545 | -1.5401 | -24.94 | 2.1409 | -22.29 | 5.1519 | -3.011 | -54.2939 | 2.9859 | 13.06 | 4.5526 | -1.5667 | -4.0974 | 3.0871 | 12.46 | 4.7646 | -1.6775 | -5.8036 | 0.066587 | 2.8375 | 0.76951 | 3.94 | 72.9659 | 0.19882 | 0.087522 | 0.14255 | 0.19882 | 0.20556 | 0.86962 | -0.56732 | -1.4842 | 0.86962 | 0.82967 | -0.27284 | -1.6607 | -3.6153 | -0.27284 | -0.38644 | 0.066587 | 2.8375 | 0.76951 | 3.94 | 72.9659 | 0.19882 | 0.087522 | 0.14255 | 0.19882 | 0.20556 | 0.86962 | -0.56732 | -1.4842 | 0.86962 | 0.82967 | -0.27284 | -1.6607 | -3.6153 | -0.27284 | -0.38644
101 | 0.27 | 0.2 | South/Central | GA | Atlanta-Hartsfield-Jackson.Intl.AP.722190 | 3 | 4874954 | 45.8812 | 9.7682 | 59.9478 | 45.7729 | 14.1749 | 1064.36 | 2.2092 | 44.5 | 1.2923 | 0.91684 | 53.4489 | 0.53769 | 22.92 | -0.40579 | 0.94348 | 32.6063 | 1.3642 | 9.15 | 1.8916 | -0.52744 | 3.2524 | 2.2092 | 44.5 | 1.2923 | 0.91684 | 53.4489 | 2.3104 | 43.9 | 1.5043 | 0.80611 | 51.7427 | 0.066587 | 3.0551 | 0.65043 | 3.9917 | 70.8724 | 0.1471 | 0.035803 | 0.090834 | 0.1471 | 0.15384 | 2.9631 | 1.5262 | 0.60927 | 2.9631 | 2.9232 | 3.559 | 2.1712 | 0.21657 | 3.559 | 3.4454 | 0.066587 | 3.0551 | 0.65043 | 3.9917 | 70.8724 | 0.1471 | 0.035803 | 0.090834 | 0.1471 | 0.15384 | 2.9631 | 1.5262 | 0.60927 | 2.9631 | 2.9232 | 3.559 | 2.1712 | 0.21657 | 3.559 | 3.4454
102 | 0.27 | 0.25 | South/Central | GA | Atlanta-Hartsfield-Jackson.Intl.AP.722190 | 3 | 4874954 | 44.6253 | 10.3806 | 59.5257 | 44.52 | 15.0057 | 1072.67 | 2.6313 | 36.19 | 2.5453 | 0.085998 | 36.2914 | 0.95979 | 14.61 | 0.84715 | 0.11264 | 15.4489 | 1.7862 | 0.84 | 3.1445 | -1.3583 | -13.9051 | 2.6313 | 36.19 | 2.5453 | 0.085998 | 36.2914 | 2.7325 | 35.59 | 2.7572 | -0.024729 | 34.5853 | 0.066587 | 2.9715 | 0.69121 | 3.9636 | 71.4257 | 0.17521 | 0.06391 | 0.11894 | 0.17521 | 0.18195 | 2.4098 | 0.97283 | 0.055933 | 2.4098 | 2.3698 | 2.4165 | 1.0287 | -0.92589 | 2.4165 | 2.3029 | 0.066587 | 2.9715 | 0.69121 | 3.9636 | 71.4257 | 0.17521 | 0.06391 | 0.11894 | 0.17521 | 0.18195 | 2.4098 | 0.97283 | 0.055933 | 2.4098 | 2.3698 | 2.4165 | 1.0287 | -0.92589 | 2.4165 | 2.3029
103 | 0.27 | 0.3 | South/Central | GA | Atlanta-Hartsfield-Jackson.Intl.AP.722190 | 3 | 4874954 | 44.0016 | 10.662 | 59.3233 | 43.8977 | 15.4257 | 1077.09 | 2.8336 | 31.77 | 3.1675 | -0.33395 | 27.4768 | 1.1621 | 10.19 | 1.4694 | -0.30731 | 6.6342 | 1.9886 | -3.58 | 3.7668 | -1.7782 | -22.7197 | 2.8336 | 31.77 | 3.1675 | -0.33395 | 27.4768 | 2.9348 | 31.17 | 3.3795 | -0.44468 | 25.7707 | 0.066587 | 2.9299 | 0.70995 | 3.9502 | 71.72 | 0.18868 | 0.077381 | 0.13241 | 0.18868 | 0.19542 | 2.1155 | 0.67852 | -0.23838 | 2.1155 | 2.0755 | 1.8296 | 0.44175 | -1.5128 | 1.8296 | 1.716 | 0.066587 | 2.9299 | 0.70995 | 3.9502 | 71.72 | 0.18868 | 0.077381 | 0.13241 | 0.18868 | 0.19542 | 2.1155 | 0.67852 | -0.23838 | 2.1155 | 2.0755 | 1.8296 | 0.44175 | -1.5128 | 1.8296 | 1.716
104 | 0.27 | 0.35 | South/Central | GA | Atlanta-Hartsfield-Jackson.Intl.AP.722190 | 3 | 4874954 | 42.8853 | 11.2748 | 59.031 | 42.784 | 16.2469 | 1087.02 | 3.126 | 21.84 | 4.2812 | -1.1552 | 8.9053 | 1.4545 | 0.26 | 2.5831 | -1.1286 | -11.9373 | 2.2809 | -13.51 | 4.8805 | -2.5995 | -41.2912 | 3.126 | 21.84 | 4.2812 | -1.1552 | 8.9053 | 3.2272 | 21.24 | 4.4932 | -1.266 | 7.1992 | 0.066587 | 2.8556 | 0.75075 | 3.9307 | 72.3812 | 0.20815 | 0.096849 | 0.15188 | 0.20815 | 0.21489 | 1.4543 | 0.017313 | -0.89959 | 1.4543 | 1.4143 | 0.59298 | -0.79487 | -2.7495 | 0.59298 | 0.47937 | 0.066587 | 2.8556 | 0.75075 | 3.9307 | 72.3812 | 0.20815 | 0.096849 | 0.15188 | 0.20815 | 0.21489 | 1.4543 | 0.017313 | -0.89959 | 1.4543 | 1.4143 | 0.59298 | -0.79487 | -2.7495 | 0.59298 | 0.47937
105 | 0.27 | 0.4 | South/Central | GA | Atlanta-Hartsfield-Jackson.Intl.AP.722190 | 3 | 4874954 | 42.262 | 11.5761 | 58.8297 | 42.1622 | 16.6675 | 1091.45 | 3.3273 | 17.41 | 4.903 | -1.5758 | 0.062476 | 1.6558 | -4.17 | 3.2049 | -1.5491 | -20.7801 | 2.4823 | -17.94 | 5.5023 | -3.02 | -50.134 | 3.3273 | 17.41 | 4.903 | -1.5758 | 0.062476 | 3.4285 | 16.81 | 5.115 | -1.6865 | -1.6436 | 0.066587 | 2.8141 | 0.77082 | 3.9173 | 72.6762 | 0.22155 | 0.11025 | 0.16529 | 0.22155 | 0.22829 | 1.1593 | -0.27767 | -1.1946 | 1.1593 | 1.1193 | 0.0041601 | -1.3837 | -3.3383 | 0.0041601 | -0.10944 | 0.066587 | 2.8141 | 0.77082 | 3.9173 | 72.6762 | 0.22155 | 0.11025 | 0.16529 | 0.22155 | 0.22829 | 1.1593 | -0.27767 | -1.1946 | 1.1593 | 1.1193 | 0.0041601 | -1.3837 | -3.3383 | 0.0041601 | -0.10944
106 | 0.26 | 0.2 | South/Central | GA | Atlanta-Hartsfield-Jackson.Intl.AP.722190 | 3 | 4874954 | 45.5206 | 9.7787 | 59.5977 | 45.4131 | 14.1846 | 1059.89 | 2.5592 | 48.97 | 1.6521 | 0.90712 | 57.701 | 0.88773 | 27.39 | -0.046036 | 0.93377 | 36.8585 | 1.7142 | 13.62 | 2.2513 | -0.53716 | 7.5046 | 2.5592 | 48.97 | 1.6521 | 0.90712 | 57.701 | 2.6605 | 48.37 | 1.8641 | 0.79639 | 55.9949 | 0.066587 | 3.0311 | 0.65114 | 3.9684 | 70.5747 | 0.17041 | 0.059111 | 0.11414 | 0.17041 | 0.17715 | 3.2608 | 1.8238 | 0.90691 | 3.2608 | 3.2208 | 3.8421 | 2.4543 | 0.4997 | 3.8421 | 3.7285 | 0.066587 | 3.0311 | 0.65114 | 3.9684 | 70.5747 | 0.17041 | 0.059111 | 0.11414 | 0.17041 | 0.17715 | 3.2608 | 1.8238 | 0.90691 | 3.2608 | 3.2208 | 3.8421 | 2.4543 | 0.4997 | 3.8421 | 3.7285
107 | 0.26 | 0.25 | South/Central | GA | Atlanta-Hartsfield-Jackson.Intl.AP.722190 | 3 | 4874954 | 44.2739 | 10.3907 | 59.1836 | 44.1693 | 15.0142 | 1068.31 | 2.9734 | 40.55 | 2.8959 | 0.077473 | 40.4735 | 1.3019 | 18.97 | 1.1978 | 0.10412 | 19.631 | 2.1283 | 5.2 | 3.4951 | -1.3668 | -9.7229 | 2.9734 | 40.55 | 2.8959 | 0.077473 | 40.4735 | 3.0746 | 39.95 | 3.1079 | -0.033254 | 38.7674 | 0.066587 | 2.9481 | 0.69188 | 3.9408 | 71.1354 | 0.19799 | 0.086688 | 0.14172 | 0.19799 | 0.20473 | 2.7001 | 1.2632 | 0.34625 | 2.7001 | 2.6601 | 2.695 | 1.3072 | -0.64742 | 2.695 | 2.5814 | 0.066587 | 2.9481 | 0.69188 | 3.9408 | 71.1354 | 0.19799 | 0.086688 | 0.14172 | 0.19799 | 0.20473 | 2.7001 | 1.2632 | 0.34625 | 2.7001 | 2.6601 | 2.695 | 1.3072 | -0.64742 | 2.695 | 2.5814
108 | 0.26 | 0.3 | South/Central | GA | Atlanta-Hartsfield-Jackson.Intl.AP.722190 | 3 | 4874954 | 43.3997 | 10.8327 | 58.9228 | 43.2972 | 15.6256 | 1075.13 | 3.2342 | 33.73 | 3.768 | -0.53386 | 27.2066 | 1.5627 | 12.15 | 2.0699 | -0.50722 | 6.364 | 2.3891 | -1.62 | 4.3673 | -1.9781 | -22.9899 | 3.2342 | 33.73 | 3.768 | -0.53386 | 27.2066 | 3.3354 | 33.13 | 3.98 | -0.64459 | 25.5005 | 0.066587 | 2.8899 | 0.72131 | 3.9235 | 71.5895 | 0.21535 | 0.10405 | 0.15908 | 0.21535 | 0.22209 | 2.246 | 0.80903 | -0.10787 | 2.246 | 2.206 | 1.8116 | 0.42376 | -1.5308 | 1.8116 | 1.698 | 0.066587 | 2.8899 | 0.72131 | 3.9235 | 71.5895 | 0.21535 | 0.10405 | 0.15908 | 0.21535 | 0.22209 | 2.246 | 0.80903 | -0.10787 | 2.246 | 2.206 | 1.8116 | 0.42376 | -1.5308 | 1.8116 | 1.698
109 | 0.26 | 0.35 | South/Central | GA | Atlanta-Hartsfield-Jackson.Intl.AP.722190 | 3 | 4874954 | 42.3436 | 11.4444 | 58.6989 | 42.2436 | 16.4553 | 1086.1 | 3.4581 | 22.76 | 4.8217 | -1.3636 | 7.5221 | 1.7866 | 1.18 | 3.1235 | -1.3369 | -13.3204 | 2.613 | -12.59 | 5.4209 | -2.8079 | -42.6744 | 3.4581 | 22.76 | 4.8217 | -1.3636 | 7.5221 | 3.5593 | 22.16 | 5.0336 | -1.4743 | 5.816 | 0.066587 | 2.8195 | 0.76205 | 3.9086 | 72.32 | 0.23026 | 0.11896 | 0.17399 | 0.23026 | 0.237 | 1.5155 | 0.078572 | -0.83833 | 1.5155 | 1.4756 | 0.50087 | -0.88697 | -2.8416 | 0.50087 | 0.38727 | 0.066587 | 2.8195 | 0.76205 | 3.9086 | 72.32 | 0.23026 | 0.11896 | 0.17399 | 0.23026 | 0.237 | 1.5155 | 0.078572 | -0.83833 | 1.5155 | 1.4756 | 0.50087 | -0.88697 | -2.8416 | 0.50087 | 0.38727
110 | 0.26 | 0.4 | South/Central | GA | Atlanta-Hartsfield-Jackson.Intl.AP.722190 | 3 | 4874954 | 41.9114 | 11.5964 | 58.4992 | 41.8124 | 16.6868 | 1087.42 | 3.6577 | 21.44 | 5.2528 | -1.5951 | 3.7991 | 1.9862 | -0.14 | 3.5547 | -1.5685 | -17.0435 | 2.8127 | -13.91 | 5.8521 | -3.0394 | -46.3974 | 3.6577 | 21.44 | 5.2528 | -1.5951 | 3.7991 | 3.7589 | 20.84 | 5.4648 | -1.7058 | 2.093 | 0.066587 | 2.7907 | 0.77217 | 3.8953 | 72.4079 | 0.24355 | 0.13226 | 0.18729 | 0.24355 | 0.2503 | 1.4276 | -0.0093222 | -0.92622 | 1.4276 | 1.3877 | 0.25297 | -1.1349 | -3.0895 | 0.25297 | 0.13936 | 0.066587 | 2.7907 | 0.77217 | 3.8953 | 72.4079 | 0.24355 | 0.13226 | 0.18729 | 0.24355 | 0.2503 | 1.4276 | -0.0093222 | -0.92622 | 1.4276 | 1.3877 | 0.25297 | -1.1349 | -3.0895 | 0.25297 | 0.13936
111 | 0.25 | 0.2 | South/Central | GA | Atlanta-Hartsfield-Jackson.Intl.AP.722190 | 3 | 4874954 | 45.1508 | 9.7979 | 59.2372 | 45.0442 | 14.1931 | 1055.28 | 2.9197 | 53.58 | 2.0211 | 0.89862 | 62.1214 | 1.2482 | 32 | 0.32295 | 0.92527 | 41.2788 | 2.0747 | 18.23 | 2.6203 | -0.54565 | 11.9249 | 2.9197 | 53.58 | 2.0211 | 0.89862 | 62.1214 | 3.0209 | 52.98 | 2.2331 | 0.7879 | 60.4153 | 0.066587 | 3.0064 | 0.65241 | 3.9444 | 70.2678 | 0.19441 | 0.083115 | 0.13815 | 0.19441 | 0.20116 | 3.5677 | 2.1308 | 1.2139 | 3.5677 | 3.5278 | 4.1365 | 2.7486 | 0.79404 | 4.1365 | 4.0229 | 0.066587 | 3.0064 | 0.65241 | 3.9444 | 70.2678 | 0.19441 | 0.083115 | 0.13815 | 0.19441 | 0.20116 | 3.5677 | 2.1308 | 1.2139 | 3.5677 | 3.5278 | 4.1365 | 2.7486 | 0.79404 | 4.1365 | 4.0229
112 | 0.25 | 0.25 | South/Central | GA | Atlanta-Hartsfield-Jackson.Intl.AP.722190 | 3 | 4874954 | 43.9142 | 10.4012 | 58.8251 | 43.8104 | 15.0147 | 1063.58 | 3.3318 | 45.28 | 3.2548 | 0.077019 | 45.0865 | 1.6603 | 23.7 | 1.5567 | 0.10366 | 24.244 | 2.4868 | 9.93 | 3.8541 | -1.3673 | -5.11 | 3.3318 | 45.28 | 3.2548 | 0.077019 | 45.0865 | 3.4331 | 44.68 | 3.4668 | -0.033708 | 43.3804 | 0.066587 | 2.9241 | 0.69258 | 3.917 | 70.8204 | 0.22186 | 0.11056 | 0.16559 | 0.22186 | 0.2286 | 3.0151 | 1.5781 | 0.66121 | 3.0151 | 2.9751 | 3.0022 | 1.6143 | -0.34026 | 3.0022 | 2.8886 | 0.066587 | 2.9241 | 0.69258 | 3.917 | 70.8204 | 0.22186 | 0.11056 | 0.16559 | 0.22186 | 0.2286 | 3.0151 | 1.5781 | 0.66121 | 3.0151 | 2.9751 | 3.0022 | 1.6143 | -0.34026 | 3.0022 | 2.8886
113 | 0.25 | 0.3 | South/Central | GA | Atlanta-Hartsfield-Jackson.Intl.AP.722190 | 3 | 4874954 | 42.7979 | 11.013 | 58.5412 | 42.6968 | 15.8444 | 1073.75 | 3.6158 | 35.11 | 4.3685 | -0.75272 | 26.1761 | 1.9443 | 13.53 | 2.6703 | -0.72608 | 5.3335 | 2.7707 | -0.24 | 4.9677 | -2.197 | -24.0204 | 3.6158 | 35.11 | 4.3685 | -0.75272 | 26.1761 | 3.717 | 34.51 | 4.5804 | -0.86345 | 24.47 | 0.066587 | 2.8498 | 0.73332 | 3.8981 | 71.4976 | 0.24076 | 0.12946 | 0.18449 | 0.24076 | 0.2475 | 2.3379 | 0.90092 | -0.015981 | 2.3379 | 2.2979 | 1.743 | 0.35514 | -1.5994 | 1.743 | 1.6294 | 0.066587 | 2.8498 | 0.73332 | 3.8981 | 71.4976 | 0.24076 | 0.12946 | 0.18449 | 0.24076 | 0.2475 | 2.3379 | 0.90092 | -0.015981 | 2.3379 | 2.2979 | 1.743 | 0.35514 | -1.5994 | 1.743 | 1.6294
114 | 0.25 | 0.35 | South/Central | GA | Atlanta-Hartsfield-Jackson.Intl.AP.722190 | 3 | 4874954 | 41.7523 | 11.6551 | 58.3682 | 41.6536 | 16.7145 | 1086.05 | 3.7888 | 22.81 | 5.4116 | -1.6228 | 4.7362 | 2.1173 | 1.23 | 3.7135 | -1.5962 | -16.1064 | 2.9437 | -12.54 | 6.0109 | -3.0671 | -45.4603 | 3.7888 | 22.81 | 5.4116 | -1.6228 | 4.7362 | 3.89 | 22.21 | 5.6236 | -1.7336 | 3.0301 | 0.066587 | 2.7802 | 0.77607 | 3.8866 | 72.3167 | 0.25228 | 0.14098 | 0.19601 | 0.25228 | 0.25902 | 1.5188 | 0.081902 | -0.835 | 1.5188 | 1.4789 | 0.31537 | -1.0725 | -3.0271 | 0.31537 | 0.20176 | 0.066587 | 2.7802 | 0.77607 | 3.8866 | 72.3167 | 0.25228 | 0.14098 | 0.19601 | 0.25228 | 0.25902 | 1.5188 | 0.081902 | -0.835 | 1.5188 | 1.4789 | 0.31537 | -1.0725 | -3.0271 | 0.31537 | 0.20176
115 | 0.25 | 0.4 | South/Central | GA | Atlanta-Hartsfield-Jackson.Intl.AP.722190 | 3 | 4874954 | 41.5606 | 11.6073 | 58.1494 | 41.4624 | 16.687 | 1082.8 | 4.0075 | 26.06 | 5.6028 | -1.5953 | 8.309 | 2.3361 | 4.48 | 3.9047 | -1.5686 | -12.5336 | 3.1625 | -9.29 | 6.2021 | -3.0395 | -41.8875 | 4.0075 | 26.06 | 5.6028 | -1.5953 | 8.309 | 4.1088 | 25.46 | 5.8148 | -1.706 | 6.6029 | 0.066587 | 2.7674 | 0.77289 | 3.872 | 72.1002 | 0.26685 | 0.15555 | 0.21058 | 0.26685 | 0.27359 | 1.7353 | 0.29831 | -0.61859 | 1.7353 | 1.6953 | 0.55327 | -0.83457 | -2.7892 | 0.55327 | 0.43966 | 0.066587 | 2.7674 | 0.77289 | 3.872 | 72.1002 | 0.26685 | 0.15555 | 0.21058 | 0.26685 | 0.27359 | 1.7353 | 0.29831 | -0.61859 | 1.7353 | 1.6953 | 0.55327 | -0.83457 | -2.7892 | 0.55327 | 0.43966
116 | 0.24 | 0.2 | South/Central | GA | Atlanta-Hartsfield-Jackson.Intl.AP.722190 | 3 | 4874954 | 44.7995 | 9.7988 | 58.8868 | 44.6937 | 14.193 | 1050.67 | 3.2702 | 58.19 | 2.3715 | 0.89868 | 66.6451 | 1.5987 | 36.61 | 0.67337 | 0.92532 | 45.8025 | 2.4251 | 22.84 | 2.9707 | -0.5456 | 16.4486 | 3.2702 | 58.19 | 2.3715 | 0.89868 | 66.6451 | 3.3714 | 57.59 | 2.5835 | 0.78795 | 64.9389 | 0.066587 | 2.9831 | 0.65247 | 3.9211 | 69.9608 | 0.21775 | 0.10645 | 0.16148 | 0.21775 | 0.22449 | 3.8747 | 2.4377 | 1.5208 | 3.8747 | 3.8347 | 4.4377 | 3.0498 | 1.0953 | 4.4377 | 4.3241 | 0.066587 | 2.9831 | 0.65247 | 3.9211 | 69.9608 | 0.21775 | 0.10645 | 0.16148 | 0.21775 | 0.22449 | 3.8747 | 2.4377 | 1.5208 | 3.8747 | 3.8347 | 4.4377 | 3.0498 | 1.0953 | 4.4377 | 4.3241
117 | 0.24 | 0.25 | South/Central | GA | Atlanta-Hartsfield-Jackson.Intl.AP.722190 | 3 | 4874954 | 43.5537 | 10.4204 | 58.483 | 43.4508 | 15.0322 | 1059.36 | 3.6739 | 49.5 | 3.6145 | 0.059459 | 49.0228 | 2.0024 | 27.92 | 1.9163 | 0.086102 | 28.1803 | 2.8289 | 14.15 | 4.2137 | -1.3848 | -1.1736 | 3.6739 | 49.5 | 3.6145 | 0.059459 | 49.0228 | 3.7752 | 48.9 | 3.8264 | -0.051268 | 47.3167 | 0.066587 | 2.9001 | 0.69386 | 3.8942 | 70.5394 | 0.24464 | 0.13334 | 0.18837 | 0.24464 | 0.25138 | 3.296 | 1.8591 | 0.9422 | 3.296 | 3.2561 | 3.2643 | 1.8764 | -0.078149 | 3.2643 | 3.1507 | 0.066587 | 2.9001 | 0.69386 | 3.8942 | 70.5394 | 0.24464 | 0.13334 | 0.18837 | 0.24464 | 0.25138 | 3.296 | 1.8591 | 0.9422 | 3.296 | 3.2561 | 3.2643 | 1.8764 | -0.078149 | 3.2643 | 3.1507
118 | 0.24 | 0.3 | South/Central | GA | Atlanta-Hartsfield-Jackson.Intl.AP.722190 | 3 | 4874954 | 42.4374 | 11.0322 | 58.1997 | 42.3371 | 15.8625 | 1069.53 | 3.9573 | 39.33 | 4.7281 | -0.77084 | 30.0899 | 2.2858 | 17.75 | 3.03 | -0.7442 | 9.2473 | 3.1123 | 3.98 | 5.3274 | -2.2151 | -20.1066 | 3.9573 | 39.33 | 4.7281 | -0.77084 | 30.0899 | 4.0585 | 38.73 | 4.9401 | -0.88157 | 28.3838 | 0.066587 | 2.8258 | 0.7346 | 3.8753 | 71.2166 | 0.2635 | 0.1522 | 0.20724 | 0.2635 | 0.27024 | 2.6189 | 1.1819 | 0.26502 | 2.6189 | 2.5789 | 2.0036 | 0.61575 | -1.3388 | 2.0036 | 1.89 | 0.066587 | 2.8258 | 0.7346 | 3.8753 | 71.2166 | 0.2635 | 0.1522 | 0.20724 | 0.2635 | 0.27024 | 2.6189 | 1.1819 | 0.26502 | 2.6189 | 2.5789 | 2.0036 | 0.61575 | -1.3388 | 2.0036 | 1.89
119 | 0.24 | 0.35 | South/Central | GA | Atlanta-Hartsfield-Jackson.Intl.AP.722190 | 3 | 4874954 | 41.4009 | 11.6659 | 58.0275 | 41.3031 | 16.7244 | 1081.71 | 4.1294 | 27.15 | 5.7621 | -1.6327 | 8.864 | 2.458 | 5.57 | 4.064 | -1.606 | -11.9785 | 3.2844 | -8.2 | 6.3614 | -3.077 | -41.3324 | 4.1294 | 27.15 | 5.7621 | -1.6327 | 8.864 | 4.2307 | 26.55 | 5.9741 | -1.7434 | 7.1579 | 0.066587 | 2.7568 | 0.7768 | 3.8639 | 72.0277 | 0.27497 | 0.16367 | 0.2187 | 0.27497 | 0.28171 | 1.8078 | 0.37089 | -0.54601 | 1.8078 | 1.7679 | 0.59023 | -0.79761 | -2.7522 | 0.59023 | 0.47662 | 0.066587 | 2.7568 | 0.7768 | 3.8639 | 72.0277 | 0.27497 | 0.16367 | 0.2187 | 0.27497 | 0.28171 | 1.8078 | 0.37089 | -0.54601 | 1.8078 | 1.7679 | 0.59023 | -0.79761 | -2.7522 | 0.59023 | 0.47662
120 | 0.24 | 0.4 | South/Central | GA | Atlanta-Hartsfield-Jackson.Intl.AP.722190 | 3 | 4874954 | 41.2101 | 11.6271 | 57.8186 | 41.1126 | 16.706 | 1078.75 | 4.3383 | 30.11 | 5.9526 | -1.6143 | 12.0598 | 2.6668 | 8.53 | 4.2545 | -1.5876 | -8.7828 | 3.4933 | -5.24 | 6.5518 | -3.0586 | -38.1367 | 4.3383 | 30.11 | 5.9526 | -1.6143 | 12.0598 | 4.4395 | 29.51 | 6.1646 | -1.725 | 10.3537 | 0.066587 | 2.744 | 0.77421 | 3.85 | 71.8306 | 0.28887 | 0.17758 | 0.23261 | 0.28887 | 0.29562 | 2.0049 | 0.56799 | -0.34892 | 2.0049 | 1.965 | 0.80302 | -0.58482 | -2.5394 | 0.80302 | 0.68942 | 0.066587 | 2.744 | 0.77421 | 3.85 | 71.8306 | 0.28887 | 0.17758 | 0.23261 | 0.28887 | 0.29562 | 2.0049 | 0.56799 | -0.34892 | 2.0049 | 1.965 | 0.80302 | -0.58482 | -2.5394 | 0.80302 | 0.68942
121 | 0.22 | 0.2 | South/Central | GA | Atlanta-Hartsfield-Jackson.Intl.AP.722190 | 3 | 4874954 | 44.0693 | 9.8186 | 58.1572 | 43.9652 | 14.192 | 1041.02 | 3.9997 | 67.84 | 3.1 | 0.8997 | 76.0865 | 2.3283 | 46.26 | 1.4019 | 0.92634 | 55.2439 | 3.1547 | 32.49 | 3.6993 | -0.54458 | 25.89 | 3.9997 | 67.84 | 3.1 | 0.8997 | 76.0865 | 4.101 | 67.24 | 3.312 | 0.78897 | 74.3804 | 0.066587 | 2.9344 | 0.65379 | 3.8725 | 69.3182 | 0.26633 | 0.15503 | 0.21006 | 0.26633 | 0.27307 | 4.5173 | 3.0803 | 2.1634 | 4.5173 | 4.4773 | 5.0664 | 3.6785 | 1.7239 | 5.0664 | 4.9528 | 0.066587 | 2.9344 | 0.65379 | 3.8725 | 69.3182 | 0.26633 | 0.15503 | 0.21006 | 0.26633 | 0.27307 | 4.5173 | 3.0803 | 2.1634 | 4.5173 | 4.4773 | 5.0664 | 3.6785 | 1.7239 | 5.0664 | 4.9528
122 | 0.22 | 0.25 | South/Central | GA | Atlanta-Hartsfield-Jackson.Intl.AP.722190 | 3 | 4874954 | 42.8326 | 10.4409 | 57.773 | 42.7314 | 15.0417 | 1050.15 | 4.3839 | 58.71 | 4.3339 | 0.050048 | 57.928 | 2.7124 | 37.13 | 2.6357 | 0.076691 | 37.0854 | 3.5389 | 23.36 | 4.9331 | -1.3942 | 7.7315 | 4.3839 | 58.71 | 4.3339 | 0.050048 | 57.928 | 4.4852 | 58.11 | 4.5458 | -0.060679 | 56.2219 | 0.066587 | 2.8521 | 0.69523 | 3.8469 | 69.9262 | 0.29191 | 0.18061 | 0.23564 | 0.29191 | 0.29865 | 3.9093 | 2.4724 | 1.5555 | 3.9093 | 3.8694 | 3.8572 | 2.4694 | 0.51482 | 3.8572 | 3.7436 | 0.066587 | 2.8521 | 0.69523 | 3.8469 | 69.9262 | 0.29191 | 0.18061 | 0.23564 | 0.29191 | 0.29865 | 3.9093 | 2.4724 | 1.5555 | 3.9093 | 3.8694 | 3.8572 | 2.4694 | 0.51482 | 3.8572 | 3.7436
123 | 0.22 | 0.3 | South/Central | GA | Atlanta-Hartsfield-Jackson.Intl.AP.722190 | 3 | 4874954 | 41.7168 | 11.0536 | 57.4905 | 41.6181 | 15.8724 | 1060.33 | 4.6664 | 48.53 | 5.4471 | -0.78068 | 38.9723 | 2.9949 | 26.95 | 3.749 | -0.75404 | 18.1297 | 3.8214 | 13.18 | 6.0463 | -2.225 | -11.2242 | 4.6664 | 48.53 | 5.4471 | -0.78068 | 38.9723 | 4.7677 | 47.93 | 5.6591 | -0.89141 | 37.2662 | 0.066587 | 2.7778 | 0.73602 | 3.8281 | 70.604 | 0.31072 | 0.19942 | 0.25445 | 0.31072 | 0.31746 | 3.2315 | 1.7945 | 0.87761 | 3.2315 | 3.1915 | 2.595 | 1.2072 | -0.74738 | 2.595 | 2.4814 | 0.066587 | 2.7778 | 0.73602 | 3.8281 | 70.604 | 0.31072 | 0.19942 | 0.25445 | 0.31072 | 0.31746 | 3.2315 | 1.7945 | 0.87761 | 3.2315 | 3.1915 | 2.595 | 1.2072 | -0.74738 | 2.595 | 2.4814
124 | 0.22 | 0.35 | South/Central | GA | Atlanta-Hartsfield-Jackson.Intl.AP.722190 | 3 | 4874954 | 40.6806 | 11.7057 | 57.337 | 40.5844 | 16.7525 | 1073.04 | 4.82 | 35.82 | 6.4808 | -1.6608 | 17.0084 | 3.1485 | 14.24 | 4.7827 | -1.6342 | -3.8341 | 3.9749 | 0.47 | 7.08 | -3.1051 | -33.188 | 4.82 | 35.82 | 6.4808 | -1.6608 | 17.0084 | 4.9212 | 35.22 | 6.6928 | -1.7716 | 15.3023 | 0.066587 | 2.7088 | 0.77944 | 3.8179 | 71.4504 | 0.32095 | 0.20965 | 0.26468 | 0.32095 | 0.32769 | 2.3851 | 0.9482 | 0.031296 | 2.3851 | 2.3452 | 1.1325 | -0.2553 | -2.2099 | 1.1325 | 1.0189 | 0.066587 | 2.7088 | 0.77944 | 3.8179 | 71.4504 | 0.32095 | 0.20965 | 0.26468 | 0.32095 | 0.32769 | 2.3851 | 0.9482 | 0.031296 | 2.3851 | 2.3452 | 1.1325 | -0.2553 | -2.2099 | 1.1325 | 1.0189
125 | 0.22 | 0.4 | South/Central | GA | Atlanta-Hartsfield-Jackson.Intl.AP.722190 | 3 | 4874954 | 40.5088 | 11.6669 | 57.1477 | 40.413 | 16.7347 | 1070.35 | 5.0093 | 38.51 | 6.6523 | -1.643 | 19.9363 | 3.3378 | 16.93 | 4.9541 | -1.6163 | -0.90622 | 4.1642 | 3.16 | 7.2515 | -3.0873 | -30.2601 | 5.0093 | 38.51 | 6.6523 | -1.643 | 19.9363 | 5.1105 | 37.91 | 6.8642 | -1.7537 | 18.2302 | 0.066587 | 2.6974 | 0.77686 | 3.8053 | 71.2712 | 0.33355 | 0.22225 | 0.27728 | 0.33355 | 0.34029 | 2.5643 | 1.1273 | 0.21041 | 2.5643 | 2.5243 | 1.3275 | -0.060342 | -2.0149 | 1.3275 | 1.2139 | 0.066587 | 2.6974 | 0.77686 | 3.8053 | 71.2712 | 0.33355 | 0.22225 | 0.27728 | 0.33355 | 0.34029 | 2.5643 | 1.1273 | 0.21041 | 2.5643 | 2.5243 | 1.3275 | -0.060342 | -2.0149 | 1.3275 | 1.2139
126 | 0.2 | 0.2 | South/Central | GA | Atlanta-Hartsfield-Jackson.Intl.AP.722190 | 3 | 4874954 | 43.3378 | 9.8389 | 57.4359 | 43.2353 | 14.2006 | 1031.64 | 4.721 | 77.22 | 3.83 | 0.89108 | 85.1589 | 3.0495 | 55.64 | 2.1318 | 0.91772 | 64.3163 | 3.876 | 41.87 | 4.4292 | -0.5532 | 34.9624 | 4.721 | 77.22 | 3.83 | 0.89108 | 85.1589 | 4.8223 | 76.62 | 4.0419 | 0.78035 | 83.4527 | 0.066587 | 2.8857 | 0.65514 | 3.8245 | 68.6937 | 0.31436 | 0.20306 | 0.25809 | 0.31436 | 0.3211 | 5.1418 | 3.7049 | 2.788 | 5.1418 | 5.1019 | 5.6705 | 4.2826 | 2.328 | 5.6705 | 5.5569 | 0.066587 | 2.8857 | 0.65514 | 3.8245 | 68.6937 | 0.31436 | 0.20306 | 0.25809 | 0.31436 | 0.3211 | 5.1418 | 3.7049 | 2.788 | 5.1418 | 5.1019 | 5.6705 | 4.2826 | 2.328 | 5.6705 | 5.5569
127 | 0.2 | 0.25 | South/Central | GA | Atlanta-Hartsfield-Jackson.Intl.AP.722190 | 3 | 4874954 | 42.1015 | 10.4616 | 57.0525 | 42.0019 | 15.0507 | 1040.78 | 5.1044 | 68.08 | 5.0633 | 0.041043 | 66.9793 | 3.4329 | 46.5 | 3.3652 | 0.067687 | 46.1368 | 4.2594 | 32.73 | 5.6626 | -1.4032 | 16.7829 | 5.1044 | 68.08 | 5.0633 | 0.041043 | 66.9793 | 5.2056 | 67.48 | 5.2753 | -0.069684 | 65.2732 | 0.066587 | 2.8034 | 0.6966 | 3.7989 | 69.3023 | 0.33989 | 0.22859 | 0.28362 | 0.33989 | 0.34663 | 4.5332 | 3.0963 | 2.1794 | 4.5332 | 4.4933 | 4.4599 | 3.0721 | 1.1175 | 4.4599 | 4.3463 | 0.066587 | 2.8034 | 0.6966 | 3.7989 | 69.3023 | 0.33989 | 0.22859 | 0.28362 | 0.33989 | 0.34663 | 4.5332 | 3.0963 | 2.1794 | 4.5332 | 4.4933 | 4.4599 | 3.0721 | 1.1175 | 4.4599 | 4.3463
128 | 0.2 | 0.3 | South/Central | GA | Atlanta-Hartsfield-Jackson.Intl.AP.722190 | 3 | 4874954 | 40.995 | 11.0839 | 56.789 | 40.898 | 15.891 | 1051.37 | 5.3679 | 57.49 | 6.1672 | -0.79933 | 47.5164 | 3.6964 | 35.91 | 4.4691 | -0.77269 | 26.6738 | 4.5229 | 22.14 | 6.7665 | -2.2436 | -2.6801 | 5.3679 | 57.49 | 6.1672 | -0.79933 | 47.5164 | 5.4691 | 56.89 | 6.3792 | -0.91006 | 45.8103 | 0.066587 | 2.7297 | 0.73804 | 3.7814 | 70.0074 | 0.35743 | 0.24613 | 0.30116 | 0.35743 | 0.36417 | 3.8281 | 2.3911 | 1.4742 | 3.8281 | 3.7881 | 3.164 | 1.7761 | -0.17846 | 3.164 | 3.0504 | 0.066587 | 2.7297 | 0.73804 | 3.7814 | 70.0074 | 0.35743 | 0.24613 | 0.30116 | 0.35743 | 0.36417 | 3.8281 | 2.3911 | 1.4742 | 3.8281 | 3.7881 | 3.164 | 1.7761 | -0.17846 | 3.164 | 3.0504
129 | 0.2 | 0.35 | South/Central | GA | Atlanta-Hartsfield-Jackson.Intl.AP.722190 | 3 | 4874954 | 39.9594 | 11.7358 | 56.6364 | 39.8648 | 16.7716 | 1064.09 | 5.5205 | 44.77 | 7.2004 | -1.6799 | 25.5285 | 3.849 | 23.19 | 5.5023 | -1.6533 | 4.686 | 4.6755 | 9.42 | 7.7997 | -3.1242 | -24.668 | 5.5205 | 44.77 | 7.2004 | -1.6799 | 25.5285 | 5.6217 | 44.17 | 7.4124 | -1.7906 | 23.8224 | 0.066587 | 2.6608 | 0.78145 | 3.7712 | 70.8544 | 0.36759 | 0.25629 | 0.31133 | 0.36759 | 0.37433 | 2.9811 | 1.5441 | 0.62725 | 2.9811 | 2.9411 | 1.6999 | 0.31202 | -1.6426 | 1.6999 | 1.5863 | 0.066587 | 2.6608 | 0.78145 | 3.7712 | 70.8544 | 0.36759 | 0.25629 | 0.31133 | 0.36759 | 0.37433 | 2.9811 | 1.5441 | 0.62725 | 2.9811 | 2.9411 | 1.6999 | 0.31202 | -1.6426 | 1.6999 | 1.5863
130 | 0.2 | 0.4 | South/Central | GA | Atlanta-Hartsfield-Jackson.Intl.AP.722190 | 3 | 4874954 | 39.7976 | 11.6975 | 56.4666 | 39.7034 | 16.7631 | 1061.82 | 5.6904 | 47.04 | 7.3618 | -1.6714 | 27.9508 | 4.0189 | 25.46 | 5.6637 | -1.6448 | 7.1082 | 4.8453 | 11.69 | 7.961 | -3.1157 | -22.2457 | 5.6904 | 47.04 | 7.3618 | -1.6714 | 27.9508 | 5.7916 | 46.44 | 7.5738 | -1.7822 | 26.2446 | 0.066587 | 2.65 | 0.7789 | 3.7599 | 70.7033 | 0.3789 | 0.2676 | 0.32264 | 0.3789 | 0.38564 | 3.1322 | 1.6953 | 0.7784 | 3.1322 | 3.0923 | 1.8612 | 0.47331 | -1.4813 | 1.8612 | 1.7475 | 0.066587 | 2.65 | 0.7789 | 3.7599 | 70.7033 | 0.3789 | 0.2676 | 0.32264 | 0.3789 | 0.38564 | 3.1322 | 1.6953 | 0.7784 | 3.1322 | 3.0923 | 1.8612 | 0.47331 | -1.4813 | 1.8612 | 1.7475
Double | Double | Double | South/Central | GA | Atlanta-Hartsfield-Jackson.Intl.AP.722190 | 3 | 4874954 | 47.3878 | 13.1181 | 66.2784 | 47.2763 | 19.002 | 1228.88 | -4.1214 | -120.02 | -0.21108 | -3.9103 | -159.5637 | -5.7929 | -141.6 | -1.9092 | -3.8837 | -180.4063 | -4.9664 | -155.37 | 0.38817 | -5.3546 | -209.7602 | -4.1214 | -120.02 | -0.21108 | -3.9103 | -159.5637 | -4.0202 | -120.62 | 0.00088733 | -4.0211 | -161.2698 | 0.066587 | 3.1554 | 0.87349 | 4.4133 | 81.8273 | -0.27443 | -0.38573 | -0.3307 | -0.27443 | -0.26769 | -7.9918 | -9.4287 | -10.3456 | -7.9918 | -8.0317 | -10.6248 | -12.0127 | -13.9673 | -10.6248 | -10.7385 | 0.066587 | 3.1554 | 0.87349 | 4.4133 | 81.8273 | -0.27443 | -0.38573 | -0.3307 | -0.27443 | -0.26769 | -7.9918 | -9.4287 | -10.3456 | -7.9918 | -8.0317 | -10.6248 | -12.0127 | -13.9673 | -10.6248 | -10.7385
Single | Single | Single | South/Central | GA | Atlanta-Hartsfield-Jackson.Intl.AP.722190 | 3 | 4874954 | 58.1601 | 15.05 | 79.9944 | 58.0242 | 21.9702 | 1458.48 | -17.8374 | -349.62 | -10.9589 | -6.8785 | -417.2944 | -19.5089 | -371.2 | -12.6571 | -6.8518 | -438.137 | -18.6824 | -384.97 | -10.3597 | -8.3228 | -467.4909 | -17.8374 | -349.62 | -10.9589 | -6.8785 | -417.2944 | -17.7362 | -350.22 | -10.747 | -6.9892 | -419.0005 | 0.066587 | 3.8727 | 1.0021 | 5.3266 | 97.1156 | -1.1877 | -1.299 | -1.244 | -1.1877 | -1.181 | -23.2801 | -24.717 | -25.6339 | -23.2801 | -23.32 | -27.7863 | -29.1742 | -31.1287 | -27.7863 | -27.8999 | 0.066587 | 3.8727 | 1.0021 | 5.3266 | 97.1156 | -1.1877 | -1.299 | -1.244 | -1.1877 | -1.181 | -23.2801 | -24.717 | -25.6339 | -23.2801 | -23.32 | -27.7863 | -29.1742 | -31.1287 | -27.7863 | -27.8999
1 | 0.35 | 0.47 | Southern | LA | Baton.Rouge-Ryan.AP.722317 | 2 | 2581427 | 25.4292 | 15.9789 | 46.7879 | 25.3866 | 21.4013 | 784.77 | -0.78083 | -48.52 | 2.0158 | -2.7966 | -58.5037 | -1.8304 | -58.56 | 0.94801 | -2.7784 | -76.684 | -2.0309 | -83 | 2.2852 | -4.3161 | -104.8254 | -0.78083 | -48.52 | 2.0158 | -2.7966 | -58.5037 | -0.77085 | -49.87 | 2.1255 | -2.8964 | -59.9254 | 0.081661 | 2.0766 | 1.3049 | 3.8207 | 64.0851 | -0.063763 | -0.14947 | -0.16584 | -0.063763 | -0.062948 | -3.9622 | -4.7821 | -6.7779 | -3.9622 | -4.0724 | -4.7775 | -6.2621 | -8.5601 | -4.7775 | -4.8936 | 0.066809 | 1.6989 | 1.0675 | 3.1259 | 52.43 | -0.052166 | -0.12228 | -0.13568 | -0.052166 | -0.0515 | -3.2416 | -3.9124 | -5.5452 | -3.2416 | -3.3318 | -3.9086 | -5.1232 | -7.0033 | -3.9086 | -4.0036
2 | 0.35 | 0.42 | Southern | LA | Baton.Rouge-Ryan.AP.722317 | 2 | 2581427 | 25.979 | 15.2989 | 46.4477 | 25.9354 | 20.5122 | 768.44 | -0.44063 | -32.19 | 1.4669 | -1.9075 | -38.2864 | -1.4902 | -42.23 | 0.39916 | -1.8893 | -56.4667 | -1.6907 | -66.67 | 1.7364 | -3.427 | -84.6081 | -0.44063 | -32.19 | 1.4669 | -1.9075 | -38.2864 | -0.43065 | -33.54 | 1.5767 | -2.0073 | -39.7081 | 0.081661 | 2.1215 | 1.2493 | 3.793 | 62.7516 | -0.035982 | -0.12169 | -0.13806 | -0.035982 | -0.035167 | -2.6287 | -3.4485 | -5.4443 | -2.6287 | -2.7389 | -3.1265 | -4.6111 | -6.9092 | -3.1265 | -3.2426 | 0.066809 | 1.7356 | 1.0221 | 3.1031 | 51.339 | -0.029438 | -0.099556 | -0.11295 | -0.029438 | -0.028772 | -2.1506 | -2.8214 | -4.4542 | -2.1506 | -2.2408 | -2.5579 | -3.7725 | -5.6526 | -2.5579 | -2.6529
3 | 0.35 | 0.37 | Southern | LA | Baton.Rouge-Ryan.AP.722317 | 2 | 2581427 | 26.5487 | 14.6989 | 46.2274 | 26.5042 | 19.7232 | 754.76 | -0.22036 | -18.51 | 0.89811 | -1.1185 | -21.7803 | -1.2699 | -28.55 | -0.16964 | -1.1002 | -39.9606 | -1.4704 | -52.99 | 1.1676 | -2.638 | -68.102 | -0.22036 | -18.51 | 0.89811 | -1.1185 | -21.7803 | -0.21039 | -19.86 | 1.0079 | -1.2183 | -23.202 | 0.081661 | 2.168 | 1.2003 | 3.775 | 61.6345 | -0.017995 | -0.1037 | -0.12008 | -0.017995 | -0.017181 | -1.5115 | -2.3314 | -4.3272 | -1.5115 | -1.6218 | -1.7786 | -3.2632 | -5.5613 | -1.7786 | -1.8947 | 0.066809 | 1.7737 | 0.98203 | 3.0884 | 50.4251 | -0.014722 | -0.084841 | -0.098238 | -0.014722 | -0.014056 | -1.2366 | -1.9074 | -3.5402 | -1.2366 | -1.3268 | -1.4551 | -2.6697 | -4.5499 | -1.4551 | -1.5501
4 | 0.35 | 0.32 | Southern | LA | Baton.Rouge-Ryan.AP.722317 | 2 | 2581427 | 27.1784 | 14.1089 | 46.0671 | 27.1329 | 18.9342 | 741.66 | -0.060099 | -5.41 | 0.26943 | -0.32953 | -6.3321 | -1.1096 | -15.45 | -0.79832 | -0.31131 | -24.5124 | -1.3102 | -39.89 | 0.53887 | -1.849 | -52.6538 | -0.060099 | -5.41 | 0.26943 | -0.32953 | -6.3321 | -0.050124 | -6.76 | 0.3792 | -0.42933 | -7.7538 | 0.081661 | 2.2194 | 1.1521 | 3.7619 | 60.5647 | -0.0049077 | -0.090613 | -0.10699 | -0.0049077 | -0.0040932 | -0.44179 | -1.2617 | -3.2575 | -0.44179 | -0.55203 | -0.51709 | -2.0017 | -4.2998 | -0.51709 | -0.63318 | 0.066809 | 1.8158 | 0.94261 | 3.0777 | 49.5499 | -0.0040152 | -0.074134 | -0.087531 | -0.0040152 | -0.0033488 | -0.36144 | -1.0322 | -2.665 | -0.36144 | -0.45163 | -0.42305 | -1.6377 | -3.5178 | -0.42305 | -0.51803
5 | 0.35 | 0.27 | Southern | LA | Baton.Rouge-Ryan.AP.722317 | 2 | 2581427 | 27.5983 | 13.7389 | 45.977 | 27.552 | 18.4249 | 733.32 | 0.030068 | 2.93 | -0.14969 | 0.17975 | 3.4062 | -1.0195 | -7.11 | -1.2174 | 0.19798 | -14.774 | -1.22 | -31.55 | 0.11975 | -1.3397 | -42.9154 | 0.030068 | 2.93 | -0.14969 | 0.17975 | 3.4062 | 0.040043 | 1.58 | -0.039916 | 0.079959 | 1.9846 | 0.081661 | 2.2537 | 1.1219 | 3.7545 | 59.8837 | 0.0024554 | -0.08325 | -0.099625 | 0.0024554 | 0.00327 | 0.23927 | -0.58061 | -2.5764 | 0.23927 | 0.12902 | 0.27816 | -1.2065 | -3.5045 | 0.27816 | 0.16206 | 0.066809 | 1.8438 | 0.91789 | 3.0717 | 48.9927 | 0.0020088 | -0.06811 | -0.081507 | 0.0020088 | 0.0026753 | 0.19575 | -0.47502 | -2.1078 | 0.19575 | 0.10556 | 0.22757 | -0.98705 | -2.8672 | 0.22757 | 0.13259
6 | 0.35 | 0.23 | Southern | LA | Baton.Rouge-Ryan.AP.722317 | 2 | 2581427 | 27.8481 | 13.5689 | 45.9768 | 27.8015 | 18.1753 | 729.68 | 0.030207 | 6.57 | -0.39916 | 0.42937 | 7.4039 | -1.0193 | -3.47 | -1.4669 | 0.4476 | -10.7764 | -1.2198 | -27.91 | -0.12972 | -1.0901 | -38.9177 | 0.030207 | 6.57 | -0.39916 | 0.42937 | 7.4039 | 0.040182 | 5.22 | -0.28939 | 0.32957 | 5.9822 | 0.081661 | 2.2741 | 1.1081 | 3.7545 | 59.5864 | 0.0024667 | -0.083239 | -0.099614 | 0.0024667 | 0.0032813 | 0.53651 | -0.28336 | -2.2792 | 0.53651 | 0.42627 | 0.60461 | -0.88001 | -3.1781 | 0.60461 | 0.48852 | 0.066809 | 1.8605 | 0.90653 | 3.0717 | 48.7495 | 0.0020181 | -0.0681 | -0.081497 | 0.0020181 | 0.0026845 | 0.43894 | -0.23183 | -1.8647 | 0.43894 | 0.34875 | 0.49465 | -0.71996 | -2.6001 | 0.49465 | 0.39967
7 | 0.35 | 0.19 | Southern | LA | Baton.Rouge-Ryan.AP.722317 | 2 | 2581427 | 28.4679 | 13.0289 | 45.8766 | 28.4202 | 17.4564 | 718.19 | 0.13042 | 18.06 | -1.0179 | 1.1483 | 20.6745 | -0.9191 | 8.02 | -2.0856 | 1.1665 | 2.4942 | -1.1196 | -16.42 | -0.74843 | -0.3712 | -25.6472 | 0.13042 | 18.06 | -1.0179 | 1.1483 | 20.6745 | 0.1404 | 16.71 | -0.90809 | 1.0485 | 19.2528 | 0.081661 | 2.3247 | 1.064 | 3.7463 | 58.6481 | 0.010651 | -0.075055 | -0.09143 | 0.010651 | 0.011465 | 1.4748 | 0.65492 | -1.3409 | 1.4748 | 1.3646 | 1.6883 | 0.20368 | -2.0944 | 1.6883 | 1.5722 | 0.066809 | 1.9019 | 0.87046 | 3.065 | 47.9819 | 0.0087136 | -0.061405 | -0.074802 | 0.0087136 | 0.00938 | 1.2066 | 0.53581 | -1.097 | 1.2066 | 1.1164 | 1.3813 | 0.16664 | -1.7135 | 1.3813 | 1.2863
8 | 0.35 | 0.17 | Southern | LA | Baton.Rouge-Ryan.AP.722317 | 2 | 2581427 | 28.8077 | 12.7689 | 45.8664 | 28.7595 | 17.1069 | 712.97 | 0.14059 | 23.28 | -1.3572 | 1.4977 | 26.4465 | -0.90894 | 13.24 | -2.4249 | 1.516 | 8.2662 | -1.1095 | -11.2 | -1.0877 | -0.021754 | -19.8752 | 0.14059 | 23.28 | -1.3572 | 1.4977 | 26.4465 | 0.15056 | 21.93 | -1.2474 | 1.3979 | 25.0248 | 0.081661 | 2.3525 | 1.0427 | 3.7455 | 58.2219 | 0.011481 | -0.074225 | -0.0906 | 0.011481 | 0.012295 | 1.9011 | 1.0812 | -0.9146 | 1.9011 | 1.7908 | 2.1596 | 0.67503 | -1.623 | 2.1596 | 2.0436 | 0.066809 | 1.9246 | 0.85308 | 3.0643 | 47.6331 | 0.0093926 | -0.060726 | -0.074123 | 0.0093926 | 0.010059 | 1.5553 | 0.88456 | -0.74827 | 1.5553 | 1.4651 | 1.7669 | 0.55226 | -1.3278 | 1.7669 | 1.6719
9 | 0.33 | 0.47 | Southern | LA | Baton.Rouge-Ryan.AP.722317 | 2 | 2581427 | 25.0194 | 16.0089 | 46.398 | 24.9774 | 21.4206 | 781.21 | -0.39101 | -44.96 | 2.4249 | -2.8159 | -51.9523 | -1.4405 | -55 | 1.3572 | -2.7977 | -70.1326 | -1.6411 | -79.44 | 2.6943 | -4.3354 | -98.274 | -0.39101 | -44.96 | 2.4249 | -2.8159 | -51.9523 | -0.38104 | -46.31 | 2.5347 | -2.9157 | -53.374 | 0.081661 | 2.0431 | 1.3073 | 3.7889 | 63.7944 | -0.031931 | -0.11764 | -0.13401 | -0.031931 | -0.031116 | -3.6715 | -4.4914 | -6.4872 | -3.6715 | -3.7817 | -4.2425 | -5.7271 | -8.0252 | -4.2425 | -4.3586 | 0.066809 | 1.6715 | 1.0695 | 3.0998 | 52.1922 | -0.026123 | -0.096242 | -0.10964 | -0.026123 | -0.025457 | -3.0038 | -3.6745 | -5.3073 | -3.0038 | -3.0939 | -3.4709 | -4.6855 | -6.5656 | -3.4709 | -3.5659
10 | 0.33 | 0.42 | Southern | LA | Baton.Rouge-Ryan.AP.722317 | 2 | 2581427 | 25.5692 | 15.3189 | 46.0478 | 25.5263 | 20.5216 | 764.64 | -0.040814 | -28.39 | 1.8761 | -1.9169 | -31.3989 | -1.0903 | -38.43 | 0.8083 | -1.8986 | -49.5792 | -1.2909 | -62.87 | 2.1455 | -3.4364 | -77.7206 | -0.040814 | -28.39 | 1.8761 | -1.9169 | -31.3989 | -0.030839 | -29.74 | 1.9858 | -2.0167 | -32.8206 | 0.081661 | 2.088 | 1.251 | 3.7603 | 62.4413 | -0.0033329 | -0.089038 | -0.10541 | -0.0033329 | -0.0025183 | -2.3184 | -3.1382 | -5.134 | -2.3184 | -2.4286 | -2.5641 | -4.0487 | -6.3467 | -2.5641 | -2.6802 | 0.066809 | 1.7083 | 1.0234 | 3.0764 | 51.0852 | -0.0027268 | -0.072845 | -0.086242 | -0.0027268 | -0.0020603 | -1.8967 | -2.5675 | -4.2003 | -1.8967 | -1.9869 | -2.0977 | -3.3124 | -5.1925 | -2.0977 | -2.1927
11 | 0.33 | 0.37 | Southern | LA | Baton.Rouge-Ryan.AP.722317 | 2 | 2581427 | 26.1289 | 14.7189 | 45.8176 | 26.0851 | 19.7325 | 750.86 | 0.18945 | -14.61 | 1.3172 | -1.1278 | -14.7165 | -0.86008 | -24.65 | 0.24948 | -1.1096 | -32.8967 | -1.0606 | -49.09 | 1.5867 | -2.6473 | -61.0381 | 0.18945 | -14.61 | 1.3172 | -1.1278 | -14.7165 | 0.19942 | -15.96 | 1.427 | -1.2276 | -16.1381 | 0.081661 | 2.1337 | 1.202 | 3.7415 | 61.316 | 0.015471 | -0.070235 | -0.08661 | 0.015471 | 0.016285 | -1.1931 | -2.0129 | -4.0087 | -1.1931 | -1.3033 | -1.2018 | -2.6864 | -4.9844 | -1.2018 | -1.3179 | 0.066809 | 1.7457 | 0.98336 | 3.061 | 50.1645 | 0.012657 | -0.057461 | -0.070859 | 0.012657 | 0.013323 | -0.97609 | -1.6469 | -3.2797 | -0.97609 | -1.0663 | -0.9832 | -2.1978 | -4.0779 | -0.9832 | -1.0782
12 | 0.33 | 0.32 | Southern | LA | Baton.Rouge-Ryan.AP.722317 | 2 | 2581427 | 26.7586 | 14.1189 | 45.6473 | 26.7138 | 18.9335 | 737.53 | 0.35969 | -1.28 | 0.68855 | -0.32886 | 1.0671 | -0.68983 | -11.32 | -0.3792 | -0.31063 | -17.1132 | -0.89036 | -35.76 | 0.95799 | -1.8484 | -45.2545 | 0.35969 | -1.28 | 0.68855 | -0.32886 | 1.0671 | 0.36967 | -2.63 | 0.79832 | -0.42865 | -0.35457 | 0.081661 | 2.1851 | 1.153 | 3.7276 | 60.2275 | 0.029373 | -0.056333 | -0.072708 | 0.029373 | 0.030187 | -0.10453 | -0.9244 | -2.9202 | -0.10453 | -0.21477 | 0.087142 | -1.3975 | -3.6955 | 0.087142 | -0.028954 | 0.066809 | 1.7877 | 0.94328 | 3.0497 | 49.274 | 0.024031 | -0.046087 | -0.059485 | 0.024031 | 0.024697 | -0.085516 | -0.75628 | -2.3891 | -0.085516 | -0.17571 | 0.071294 | -1.1433 | -3.0234 | 0.071294 | -0.023688
13 | 0.33 | 0.27 | Southern | LA | Baton.Rouge-Ryan.AP.722317 | 2 | 2581427 | 27.1685 | 13.7489 | 45.5472 | 27.1229 | 18.4242 | 729.09 | 0.45986 | 7.16 | 0.27941 | 0.18044 | 10.9817 | -0.58967 | -2.88 | -0.78834 | 0.19867 | -7.1986 | -0.7902 | -27.32 | 0.54885 | -1.339 | -35.3399 | 0.45986 | 7.16 | 0.27941 | 0.18044 | 10.9817 | 0.46983 | 5.81 | 0.38918 | 0.08065 | 9.56 | 0.081661 | 2.2186 | 1.1227 | 3.7194 | 59.5382 | 0.037552 | -0.048153 | -0.064528 | 0.037552 | 0.038367 | 0.58469 | -0.23518 | -2.231 | 0.58469 | 0.47445 | 0.89678 | -0.58784 | -2.8859 | 0.89678 | 0.78068 | 0.066809 | 1.8151 | 0.91856 | 3.043 | 48.7101 | 0.030723 | -0.039396 | -0.052793 | 0.030723 | 0.031389 | 0.47836 | -0.19241 | -1.8252 | 0.47836 | 0.38816 | 0.73368 | -0.48093 | -2.361 | 0.73368 | 0.6387
14 | 0.33 | 0.23 | Southern | LA | Baton.Rouge-Ryan.AP.722317 | 2 | 2581427 | 27.4184 | 13.5789 | 45.547 | 27.3724 | 18.1746 | 725.45 | 0.46 | 10.8 | 0.029936 | 0.43006 | 14.9795 | -0.58953 | 0.76 | -1.0378 | 0.44829 | -3.2008 | -0.79006 | -23.68 | 0.29937 | -1.0894 | -31.3422 | 0.46 | 10.8 | 0.029936 | 0.43006 | 14.9795 | 0.46997 | 9.45 | 0.1397 | 0.33027 | 13.5578 | 0.081661 | 2.239 | 1.1089 | 3.7194 | 59.241 | 0.037564 | -0.048142 | -0.064517 | 0.037564 | 0.038378 | 0.88194 | 0.062062 | -1.9337 | 0.88194 | 0.7717 | 1.2232 | -0.26138 | -2.5594 | 1.2232 | 1.1071 | 0.066809 | 1.8318 | 0.9072 | 3.043 | 48.4669 | 0.030732 | -0.039386 | -0.052783 | 0.030732 | 0.031399 | 0.72154 | 0.050775 | -1.582 | 0.72154 | 0.63135 | 1.0008 | -0.21385 | -2.094 | 1.0008 | 0.90579
15 | 0.33 | 0.19 | Southern | LA | Baton.Rouge-Ryan.AP.722317 | 2 | 2581427 | 28.0381 | 13.0389 | 45.4468 | 27.9911 | 17.4557 | 713.96 | 0.56024 | 22.29 | -0.58877 | 1.149 | 28.2508 | -0.48929 | 12.25 | -1.6565 | 1.1672 | 10.0705 | -0.68982 | -12.19 | -0.31933 | -0.37049 | -18.0709 | 0.56024 | 22.29 | -0.58877 | 1.149 | 28.2508 | 0.57021 | 20.94 | -0.479 | 1.0492 | 26.8291 | 0.081661 | 2.2896 | 1.0648 | 3.7112 | 58.3027 | 0.04575 | -0.039956 | -0.056331 | 0.04575 | 0.046564 | 1.8202 | 1.0003 | -0.99545 | 1.8202 | 1.71 | 2.307 | 0.82237 | -1.4757 | 2.307 | 2.1909 | 0.066809 | 1.8732 | 0.87112 | 3.0363 | 47.6993 | 0.037429 | -0.032689 | -0.046086 | 0.037429 | 0.038096 | 1.4892 | 0.81842 | -0.81441 | 1.4892 | 1.399 | 1.8874 | 0.6728 | -1.2073 | 1.8874 | 1.7924
16 | 0.33 | 0.17 | Southern | LA | Baton.Rouge-Ryan.AP.722317 | 2 | 2581427 | 28.378 | 12.7789 | 45.4366 | 28.3304 | 17.1062 | 708.75 | 0.5704 | 27.5 | -0.92805 | 1.4985 | 34.0228 | -0.47913 | 17.46 | -1.9958 | 1.5167 | 15.8425 | -0.67965 | -6.98 | -0.65861 | -0.021039 | -12.2989 | 0.5704 | 27.5 | -0.92805 | 1.4985 | 34.0228 | 0.58038 | 26.15 | -0.81828 | 1.3987 | 32.6011 | 0.081661 | 2.3174 | 1.0435 | 3.7104 | 57.8773 | 0.04658 | -0.039126 | -0.055501 | 0.04658 | 0.047394 | 2.2457 | 1.4258 | -0.56999 | 2.2457 | 2.1354 | 2.7783 | 1.2937 | -1.0043 | 2.7783 | 2.6622 | 0.066809 | 1.8959 | 0.85375 | 3.0356 | 47.3512 | 0.038108 | -0.03201 | -0.045407 | 0.038108 | 0.038775 | 1.8373 | 1.1665 | -0.46633 | 1.8373 | 1.7471 | 2.273 | 1.0584 | -0.82168 | 2.273 | 2.1781
17 | 0.3 | 0.47 | Southern | LA | Baton.Rouge-Ryan.AP.722317 | 2 | 2581427 | 24.3897 | 16.0389 | 45.7984 | 24.3488 | 21.4496 | 775.7 | 0.20866 | -39.45 | 3.0536 | -2.8449 | -41.862 | -0.84087 | -49.49 | 1.9858 | -2.8267 | -60.0423 | -1.0414 | -73.93 | 3.323 | -4.3644 | -88.1837 | 0.20866 | -39.45 | 3.0536 | -2.8449 | -41.862 | 0.21864 | -40.8 | 3.1634 | -2.9447 | -43.2837 | 0.081661 | 1.9917 | 1.3098 | 3.7399 | 63.3445 | 0.017039 | -0.068666 | -0.085041 | 0.017039 | 0.017854 | -3.2215 | -4.0414 | -6.0372 | -3.2215 | -3.3318 | -3.4185 | -4.9031 | -7.2012 | -3.4185 | -3.5346 | 0.066809 | 1.6295 | 1.0715 | 3.0598 | 51.8241 | 0.013941 | -0.056178 | -0.069575 | 0.013941 | 0.014607 | -2.6356 | -3.3064 | -4.9392 | -2.6356 | -2.7258 | -2.7968 | -4.0114 | -5.8915 | -2.7968 | -2.8918
18 | 0.3 | 0.42 | Southern | LA | Baton.Rouge-Ryan.AP.722317 | 2 | 2581427 | 24.9395 | 15.3489 | 45.4381 | 24.8976 | 20.5405 | 758.91 | 0.56888 | -22.66 | 2.5047 | -1.9359 | -20.9719 | -0.48065 | -32.7 | 1.437 | -1.9176 | -39.1522 | -0.68117 | -57.14 | 2.7742 | -3.4553 | -67.2936 | 0.56888 | -22.66 | 2.5047 | -1.9359 | -20.9719 | 0.57886 | -24.01 | 2.6145 | -2.0357 | -22.3936 | 0.081661 | 2.0366 | 1.2534 | 3.7105 | 61.9734 | 0.046455 | -0.03925 | -0.055625 | 0.046455 | 0.04727 | -1.8504 | -2.6703 | -4.6661 | -1.8504 | -1.9607 | -1.7126 | -3.1972 | -5.4953 | -1.7126 | -1.8287 | 0.066809 | 1.6662 | 1.0255 | 3.0357 | 50.7024 | 0.038007 | -0.032112 | -0.045509 | 0.038007 | 0.038673 | -1.5139 | -2.1847 | -3.8175 | -1.5139 | -1.6041 | -1.4011 | -2.6157 | -4.4958 | -1.4011 | -1.4961
19 | 0.3 | 0.37 | Southern | LA | Baton.Rouge-Ryan.AP.722317 | 2 | 2581427 | 25.4892 | 14.7489 | 45.1979 | 25.4465 | 19.7514 | 745.04 | 0.80914 | -8.79 | 1.9559 | -1.1467 | -4.1131 | -0.24038 | -18.83 | 0.88813 | -1.1285 | -22.2934 | -0.44091 | -43.27 | 2.2253 | -2.6662 | -50.4347 | 0.80914 | -8.79 | 1.9559 | -1.1467 | -4.1131 | 0.81912 | -10.14 | 2.0657 | -1.2465 | -5.5348 | 0.081661 | 2.0815 | 1.2044 | 3.6909 | 60.8407 | 0.066076 | -0.01963 | -0.036005 | 0.066076 | 0.06689 | -0.7178 | -1.5377 | -3.5335 | -0.7178 | -0.82804 | -0.33588 | -1.8205 | -4.1186 | -0.33588 | -0.45198 | 0.066809 | 1.7029 | 0.98537 | 3.0196 | 49.7757 | 0.054058 | -0.01606 | -0.029457 | 0.054058 | 0.054725 | -0.58725 | -1.258 | -2.8908 | -0.58725 | -0.67745 | -0.27479 | -1.4894 | -3.3695 | -0.27479 | -0.36978
20 | 0.3 | 0.32 | Southern | LA | Baton.Rouge-Ryan.AP.722317 | 2 | 2581427 | 26.1189 | 14.1489 | 45.0276 | 26.0751 | 18.9525 | 731.71 | 0.97943 | 4.54 | 1.3272 | -0.34778 | 11.6719 | -0.070098 | -5.5 | 0.25946 | -0.32955 | -6.5084 | -0.27063 | -29.94 | 1.5966 | -1.8673 | -34.6498 | 0.97943 | 4.54 | 1.3272 | -0.34778 | 11.6719 | 0.9894 | 3.19 | 1.437 | -0.44758 | 10.2502 | 0.081661 | 2.1329 | 1.1554 | 3.677 | 59.7522 | 0.079981 | -0.0057243 | -0.0221 | 0.079981 | 0.080796 | 0.37074 | -0.44914 | -2.4449 | 0.37074 | 0.2605 | 0.95314 | -0.53149 | -2.8295 | 0.95314 | 0.83704 | 0.066809 | 1.745 | 0.94528 | 3.0083 | 48.8851 | 0.065435 | -0.0046832 | -0.01808 | 0.065435 | 0.066102 | 0.30331 | -0.36745 | -2.0003 | 0.30331 | 0.21312 | 0.77979 | -0.43482 | -2.3149 | 0.77979 | 0.68481
21 | 0.3 | 0.27 | Southern | LA | Baton.Rouge-Ryan.AP.722317 | 2 | 2581427 | 26.5188 | 13.7789 | 44.9174 | 26.4743 | 18.4431 | 723.19 | 1.0896 | 13.06 | 0.92805 | 0.16155 | 21.7629 | 0.040068 | 3.02 | -0.13971 | 0.17977 | 3.5826 | -0.16046 | -21.42 | 1.1975 | -1.3579 | -24.5588 | 1.0896 | 13.06 | 0.92805 | 0.16155 | 21.7629 | 1.0996 | 11.71 | 1.0378 | 0.061753 | 20.3412 | 0.081661 | 2.1656 | 1.1252 | 3.668 | 59.0564 | 0.088978 | 0.003272 | -0.013103 | 0.088978 | 0.089792 | 1.0665 | 0.24662 | -1.7492 | 1.0665 | 0.95625 | 1.7772 | 0.29256 | -2.0055 | 1.7772 | 1.6611 | 0.066809 | 1.7717 | 0.92056 | 3.0009 | 48.3159 | 0.072795 | 0.0026769 | -0.01072 | 0.072795 | 0.073462 | 0.87253 | 0.20176 | -1.4311 | 0.87253 | 0.78234 | 1.454 | 0.23935 | -1.6408 | 1.454 | 1.359
22 | 0.3 | 0.23 | Southern | LA | Baton.Rouge-Ryan.AP.722317 | 2 | 2581427 | 26.7687 | 13.5889 | 44.8874 | 26.7238 | 18.1636 | 718.8 | 1.1197 | 17.45 | 0.67857 | 0.4411 | 26.7667 | 0.070145 | 7.41 | -0.38918 | 0.45933 | 8.5864 | -0.13038 | -17.03 | 0.94801 | -1.0784 | -19.555 | 1.1197 | 17.45 | 0.67857 | 0.4411 | 26.7667 | 1.1296 | 16.1 | 0.78834 | 0.34131 | 25.345 | 0.081661 | 2.186 | 1.1097 | 3.6655 | 58.698 | 0.091434 | 0.0057281 | -0.010647 | 0.091434 | 0.092248 | 1.425 | 0.60511 | -1.3907 | 1.425 | 1.3147 | 2.1858 | 0.70117 | -1.5969 | 2.1858 | 2.0697 | 0.066809 | 1.7884 | 0.90787 | 2.9989 | 48.0226 | 0.074805 | 0.0046863 | -0.0087107 | 0.074805 | 0.075471 | 1.1658 | 0.49506 | -1.1378 | 1.1658 | 1.0756 | 1.7883 | 0.57365 | -1.3065 | 1.7883 | 1.6933
23 | 0.3 | 0.19 | Southern | LA | Baton.Rouge-Ryan.AP.722317 | 2 | 2581427 | 27.3884 | 13.0489 | 44.7871 | 27.3425 | 17.4446 | 707.32 | 1.2199 | 28.93 | 0.059871 | 1.16 | 40.038 | 0.17039 | 18.89 | -1.0079 | 1.1783 | 21.8577 | -0.030141 | -5.55 | 0.32931 | -0.35945 | -6.2837 | 1.2199 | 28.93 | 0.059871 | 1.16 | 40.038 | 1.2299 | 27.58 | 0.16964 | 1.0602 | 38.6163 | 0.081661 | 2.2366 | 1.0656 | 3.6574 | 57.7605 | 0.099619 | 0.013914 | -0.0024613 | 0.099619 | 0.10043 | 2.3625 | 1.5426 | -0.45322 | 2.3625 | 2.2522 | 3.2695 | 1.7849 | -0.51313 | 3.2695 | 3.1534 | 0.066809 | 1.8298 | 0.87179 | 2.9922 | 47.2557 | 0.081502 | 0.011383 | -0.0020137 | 0.081502 | 0.082168 | 1.9328 | 1.262 | -0.37079 | 1.9328 | 1.8426 | 2.6749 | 1.4603 | -0.41981 | 2.6749 | 2.5799
24 | 0.3 | 0.17 | Southern | LA | Baton.Rouge-Ryan.AP.722317 | 2 | 2581427 | 27.7183 | 12.7789 | 44.757 | 27.6718 | 17.0852 | 701.77 | 1.2501 | 34.48 | -0.26944 | 1.5195 | 46.3217 | 0.20053 | 24.44 | -1.3372 | 1.5377 | 28.1414 | 0 | 0 | 0 | 0 | 0 | 1.2501 | 34.48 | -0.26944 | 1.5195 | 46.3217 | 1.26 | 33.13 | -0.15967 | 1.4197 | 44.9 | 0.081661 | 2.2635 | 1.0435 | 3.6549 | 57.3073 | 0.10208 | 0.016375 | 0 | 0.10208 | 0.1029 | 2.8157 | 1.9958 | 0 | 2.8157 | 2.7054 | 3.7827 | 2.2981 | 0 | 3.7827 | 3.6666 | 0.066809 | 1.8518 | 0.85375 | 2.9902 | 46.8849 | 0.083515 | 0.013397 | 0 | 0.083515 | 0.084182 | 2.3036 | 1.6328 | 0 | 2.3036 | 2.2134 | 3.0947 | 1.8801 | 0 | 3.0947 | 2.9997
25 | 0.28 | 0.47 | Southern | LA | Baton.Rouge-Ryan.AP.722317 | 2 | 2581427 | 24.0898 | 15.9289 | 45.3385 | 24.0494 | 21.2891 | 768.83 | 0.66854 | -32.58 | 3.353 | -2.6844 | -31.1989 | -0.38099 | -42.62 | 2.2852 | -2.6662 | -49.3792 | -0.58151 | -67.06 | 3.6224 | -4.2039 | -77.5205 | 0.66854 | -32.58 | 3.353 | -2.6844 | -31.1989 | 0.67852 | -33.93 | 3.4627 | -2.7842 | -32.6206 | 0.081661 | 1.9672 | 1.3008 | 3.7024 | 62.7835 | 0.054594 | -0.031112 | -0.047487 | 0.054594 | 0.055408 | -2.6605 | -3.4804 | -5.4762 | -2.6605 | -2.7708 | -2.5477 | -4.0324 | -6.3304 | -2.5477 | -2.6638 | 0.066809 | 1.6094 | 1.0642 | 3.029 | 51.3651 | 0.044665 | -0.025453 | -0.03885 | 0.044665 | 0.045331 | -2.1767 | -2.8474 | -4.4802 | -2.1767 | -2.2668 | -2.0844 | -3.299 | -5.1791 | -2.0844 | -2.1794
26 | 0.28 | 0.42 | Southern | LA | Baton.Rouge-Ryan.AP.722317 | 2 | 2581427 | 24.5397 | 15.3489 | 45.0183 | 24.4984 | 20.5199 | 754.47 | 0.98871 | -18.22 | 2.9039 | -1.9152 | -13.2519 | -0.060814 | -28.26 | 1.8361 | -1.897 | -31.4322 | -0.26134 | -52.7 | 3.1733 | -3.4347 | -59.5735 | 0.98871 | -18.22 | 2.9039 | -1.9152 | -13.2519 | 0.99869 | -19.57 | 3.0137 | -2.015 | -14.6735 | 0.081661 | 2.0039 | 1.2534 | 3.6762 | 61.6108 | 0.080739 | -0.0049661 | -0.021341 | 0.080739 | 0.081554 | -1.4879 | -2.3077 | -4.3035 | -1.4879 | -1.5981 | -1.0822 | -2.5668 | -4.8648 | -1.0822 | -1.1983 | 0.066809 | 1.6395 | 1.0255 | 3.0076 | 50.4057 | 0.066055 | -0.0040629 | -0.01746 | 0.066055 | 0.066722 | -1.2173 | -1.888 | -3.5209 | -1.2173 | -1.3075 | -0.88535 | -2.1 | -3.9801 | -0.88535 | -0.98033
27 | 0.28 | 0.37 | Southern | LA | Baton.Rouge-Ryan.AP.722317 | 2 | 2581427 | 24.9895 | 14.8489 | 44.8081 | 24.9475 | 19.8606 | 742.78 | 1.1989 | -6.53 | 2.4548 | -1.2559 | 1.0001 | 0.1494 | -16.57 | 1.3871 | -1.2377 | -17.1802 | -0.051124 | -41.01 | 2.7243 | -2.7754 | -45.3216 | 1.1989 | -6.53 | 2.4548 | -1.2559 | 1.0001 | 1.2089 | -7.88 | 2.5646 | -1.3557 | -0.42162 | 0.081661 | 2.0407 | 1.2126 | 3.6591 | 60.6562 | 0.097906 | 0.0122 | -0.0041748 | 0.097906 | 0.098721 | -0.53325 | -1.3531 | -3.3489 | -0.53325 | -0.64349 | 0.081667 | -1.403 | -3.701 | 0.081667 | -0.03443 | 0.066809 | 1.6695 | 0.99204 | 2.9936 | 49.6247 | 0.0801 | 0.0099815 | -0.0034156 | 0.0801 | 0.080766 | -0.43627 | -1.107 | -2.7399 | -0.43627 | -0.52646 | 0.066814 | -1.1478 | -3.0279 | 0.066814 | -0.028168
28 | 0.28 | 0.32 | Southern | LA | Baton.Rouge-Ryan.AP.722317 | 2 | 2581427 | 25.5392 | 14.2989 | 44.6279 | 25.4964 | 19.1315 | 730.39 | 1.3791 | 5.86 | 1.906 | -0.52685 | 15.841 | 0.32962 | -4.18 | 0.83824 | -0.50862 | -2.3393 | 0.12909 | -28.62 | 2.1754 | -2.0463 | -30.4806 | 1.3791 | 5.86 | 1.906 | -0.52685 | 15.841 | 1.3891 | 4.51 | 2.0158 | -0.62664 | 14.4193 | 0.081661 | 2.0856 | 1.1677 | 3.6444 | 59.6444 | 0.11262 | 0.026917 | 0.010542 | 0.11262 | 0.11344 | 0.47853 | -0.34134 | -2.3371 | 0.47853 | 0.36829 | 1.2936 | -0.19103 | -2.4891 | 1.2936 | 1.1775 | 0.066809 | 1.7063 | 0.9553 | 2.9816 | 48.7969 | 0.09214 | 0.022022 | 0.0086247 | 0.09214 | 0.092807 | 0.3915 | -0.27926 | -1.9121 | 0.3915 | 0.30131 | 1.0583 | -0.15628 | -2.0364 | 1.0583 | 0.96335
29 | 0.28 | 0.27 | Southern | LA | Baton.Rouge-Ryan.AP.722317 | 2 | 2581427 | 25.969 | 13.9089 | 44.5177 | 25.9255 | 18.5922 | 721.43 | 1.4893 | 14.82 | 1.4769 | 0.012442 | 26.412 | 0.43981 | 4.78 | 0.40914 | 0.03067 | 8.2317 | 0.23928 | -19.66 | 1.7463 | -1.5071 | -19.9097 | 1.4893 | 14.82 | 1.4769 | 0.012442 | 26.412 | 1.4993 | 13.47 | 1.5867 | -0.087352 | 24.9903 | 0.081661 | 2.1207 | 1.1358 | 3.6354 | 58.9127 | 0.12162 | 0.035915 | 0.01954 | 0.12162 | 0.12244 | 1.2102 | 0.39034 | -1.6055 | 1.2102 | 1.1 | 2.1568 | 0.67221 | -1.6258 | 2.1568 | 2.0407 | 0.066809 | 1.735 | 0.92924 | 2.9742 | 48.1983 | 0.099502 | 0.029383 | 0.015986 | 0.099502 | 0.10017 | 0.99012 | 0.31935 | -1.3135 | 0.99012 | 0.89992 | 1.7646 | 0.54995 | -1.3302 | 1.7646 | 1.6696
30 | 0.28 | 0.23 | Southern | LA | Baton.Rouge-Ryan.AP.722317 | 2 | 2581427 | 26.3189 | 13.6089 | 44.4476 | 26.2747 | 18.1728 | 714.62 | 1.5595 | 21.63 | 1.1276 | 0.43183 | 34.3588 | 0.50993 | 11.59 | 0.059872 | 0.45006 | 16.1785 | 0.30941 | -12.85 | 1.3971 | -1.0877 | -11.9629 | 1.5595 | 21.63 | 1.1276 | 0.43183 | 34.3588 | 1.5694 | 20.28 | 1.2374 | 0.33204 | 32.9371 | 0.081661 | 2.1492 | 1.1113 | 3.6296 | 58.3566 | 0.12735 | 0.041642 | 0.025266 | 0.12735 | 0.12816 | 1.7663 | 0.94645 | -1.0493 | 1.7663 | 1.6561 | 2.8058 | 1.3212 | -0.9769 | 2.8058 | 2.6897 | 0.066809 | 1.7584 | 0.9092 | 2.9695 | 47.7434 | 0.10419 | 0.034068 | 0.020671 | 0.10419 | 0.10485 | 1.4451 | 0.77432 | -0.8585 | 1.4451 | 1.3549 | 2.2955 | 1.0809 | -0.79923 | 2.2955 | 2.2005
31 | 0.28 | 0.19 | Southern | LA | Baton.Rouge-Ryan.AP.722317 | 2 | 2581427 | 26.9386 | 13.0589 | 44.3373 | 26.8934 | 17.4439 | 702.9 | 1.6697 | 33.35 | 0.50893 | 1.1608 | 47.9661 | 0.62017 | 23.31 | -0.55883 | 1.179 | 29.7858 | 0.41965 | -1.13 | 0.77836 | -0.35872 | 1.6444 | 1.6697 | 33.35 | 0.50893 | 1.1608 | 47.9661 | 1.6797 | 32 | 0.6187 | 1.061 | 46.5444 | 0.081661 | 2.1998 | 1.0664 | 3.6206 | 57.3995 | 0.13635 | 0.050644 | 0.034269 | 0.13635 | 0.13716 | 2.7234 | 1.9035 | -0.092277 | 2.7234 | 2.6132 | 3.917 | 2.4323 | 0.13429 | 3.917 | 3.8009 | 0.066809 | 1.7998 | 0.87246 | 2.9622 | 46.9604 | 0.11155 | 0.041433 | 0.028036 | 0.11155 | 0.11222 | 2.2281 | 1.5573 | -0.075495 | 2.2281 | 2.1379 | 3.2046 | 1.99 | 0.10986 | 3.2046 | 3.1096
32 | 0.28 | 0.17 | Southern | LA | Baton.Rouge-Ryan.AP.722317 | 2 | 2581427 | 27.2685 | 12.7989 | 44.3271 | 27.2227 | 17.1044 | 697.83 | 1.6799 | 38.42 | 0.17962 | 1.5003 | 53.5792 | 0.63036 | 28.38 | -0.88814 | 1.5185 | 35.3989 | 0.42983 | 3.94 | 0.44906 | -0.019224 | 7.2575 | 1.6799 | 38.42 | 0.17962 | 1.5003 | 53.5792 | 1.6899 | 37.07 | 0.28939 | 1.4005 | 52.1575 | 0.081661 | 2.2268 | 1.0452 | 3.6198 | 56.9855 | 0.13718 | 0.051476 | 0.035101 | 0.13718 | 0.138 | 3.1374 | 2.3175 | 0.32174 | 3.1374 | 3.0272 | 4.3753 | 2.8907 | 0.59266 | 4.3753 | 4.2592 | 0.066809 | 1.8218 | 0.85509 | 2.9615 | 46.6216 | 0.11223 | 0.042114 | 0.028717 | 0.11223 | 0.1129 | 2.5668 | 1.8961 | 0.26323 | 2.5668 | 2.4766 | 3.5796 | 2.365 | 0.48487 | 3.5796 | 3.4846
33 | 0.27 | 0.47 | Southern | LA | Baton.Rouge-Ryan.AP.722317 | 2 | 2581427 | 23.8999 | 15.9089 | 45.1186 | 23.8598 | 21.2588 | 766.21 | 0.88845 | -29.96 | 3.5426 | -2.6541 | -26.8434 | -0.16108 | -40 | 2.4748 | -2.6359 | -45.0237 | -0.36161 | -64.44 | 3.812 | -4.1736 | -73.1651 | 0.88845 | -29.96 | 3.5426 | -2.6541 | -26.8434 | 0.89842 | -31.31 | 3.6523 | -2.7539 | -28.2651 | 0.081661 | 1.9517 | 1.2991 | 3.6844 | 62.5695 | 0.072552 | -0.013154 | -0.029529 | 0.072552 | 0.073366 | -2.4466 | -3.2664 | -5.2622 | -2.4466 | -2.5568 | -2.1921 | -3.6767 | -5.9747 | -2.1921 | -2.3082 | 0.066809 | 1.5967 | 1.0629 | 3.0143 | 51.1901 | 0.059357 | -0.010762 | -0.024159 | 0.059357 | 0.060023 | -2.0016 | -2.6724 | -4.3052 | -2.0016 | -2.0918 | -1.7934 | -3.008 | -4.8881 | -1.7934 | -1.8884
34 | 0.27 | 0.42 | Southern | LA | Baton.Rouge-Ryan.AP.722317 | 2 | 2581427 | 24.3397 | 15.3389 | 44.7984 | 24.2989 | 20.4996 | 752 | 1.2086 | -15.75 | 3.1035 | -1.8949 | -9.0568 | 0.15907 | -25.79 | 2.0357 | -1.8767 | -27.2371 | -0.041456 | -50.23 | 3.3729 | -3.4144 | -55.3785 | 1.2086 | -15.75 | 3.1035 | -1.8949 | -9.0568 | 1.2186 | -17.1 | 3.2132 | -1.9947 | -10.4785 | 0.081661 | 1.9876 | 1.2526 | 3.6583 | 61.4091 | 0.098695 | 0.01299 | -0.0033853 | 0.098695 | 0.09951 | -1.2862 | -2.106 | -4.1018 | -1.2862 | -1.3964 | -0.73959 | -2.2242 | -4.5223 | -0.73959 | -0.85569 | 0.066809 | 1.6261 | 1.0248 | 2.993 | 50.2407 | 0.080746 | 0.010627 | -0.0027697 | 0.080746 | 0.081412 | -1.0522 | -1.723 | -3.3558 | -1.0522 | -1.1424 | -0.60508 | -1.8197 | -3.6998 | -0.60508 | -0.70006
35 | 0.27 | 0.37 | Southern | LA | Baton.Rouge-Ryan.AP.722317 | 2 | 2581427 | 24.7096 | 14.9389 | 44.6283 | 24.6681 | 19.9602 | 742.47 | 1.3787 | -6.22 | 2.7343 | -1.3555 | 2.5708 | 0.32922 | -16.26 | 1.6665 | -1.3373 | -15.6095 | 0.12869 | -40.7 | 3.0037 | -2.875 | -43.7508 | 1.3787 | -6.22 | 2.7343 | -1.3555 | 2.5708 | 1.3887 | -7.57 | 2.844 | -1.4553 | 1.1491 | 0.081661 | 2.0178 | 1.2199 | 3.6444 | 60.6309 | 0.11259 | 0.026884 | 0.010509 | 0.11259 | 0.1134 | -0.50793 | -1.3278 | -3.3236 | -0.50793 | -0.61817 | 0.20994 | -1.2747 | -3.5727 | 0.20994 | 0.093839 | 0.066809 | 1.6508 | 0.99806 | 2.9816 | 49.604 | 0.092113 | 0.021995 | 0.0085979 | 0.092113 | 0.09278 | -0.41555 | -1.0863 | -2.7191 | -0.41555 | -0.50575 | 0.17176 | -1.0429 | -2.923 | 0.17176 | 0.076773
36 | 0.27 | 0.32 | Southern | LA | Baton.Rouge-Ryan.AP.722317 | 2 | 2581427 | 25.2094 | 14.4489 | 44.478 | 25.167 | 19.311 | 731.53 | 1.529 | 4.72 | 2.2353 | -0.7063 | 15.6064 | 0.47948 | -5.32 | 1.1675 | -0.68807 | -2.5739 | 0.27895 | -29.76 | 2.5047 | -2.2258 | -30.7153 | 1.529 | 4.72 | 2.2353 | -0.7063 | 15.6064 | 1.539 | 3.37 | 2.3451 | -0.80609 | 14.1847 | 0.081661 | 2.0586 | 1.1799 | 3.6321 | 59.7375 | 0.12486 | 0.039155 | 0.022779 | 0.12486 | 0.12567 | 0.38544 | -0.43444 | -2.4302 | 0.38544 | 0.2752 | 1.2744 | -0.21019 | -2.5082 | 1.2744 | 1.1583 | 0.066809 | 1.6842 | 0.96532 | 2.9716 | 48.8731 | 0.10215 | 0.032034 | 0.018637 | 0.10215 | 0.10282 | 0.31534 | -0.35543 | -1.9882 | 0.31534 | 0.22515 | 1.0427 | -0.17196 | -2.0521 | 1.0427 | 0.94767
37 | 0.27 | 0.27 | Southern | LA | Baton.Rouge-Ryan.AP.722317 | 2 | 2581427 | 25.6792 | 13.9889 | 44.3179 | 25.6361 | 18.6818 | 720.77 | 1.6892 | 15.48 | 1.7663 | -0.077112 | 28.4958 | 0.63965 | 5.44 | 0.69853 | -0.058884 | 10.3155 | 0.43912 | -19 | 2.0357 | -1.5966 | -17.8258 | 1.6892 | 15.48 | 1.7663 | -0.077112 | 28.4958 | 1.6991 | 14.13 | 1.8761 | -0.17691 | 27.0741 | 0.081661 | 2.097 | 1.1423 | 3.619 | 58.8588 | 0.13794 | 0.052234 | 0.035859 | 0.13794 | 0.13875 | 1.2641 | 0.44424 | -1.5516 | 1.2641 | 1.1539 | 2.327 | 0.84238 | -1.4557 | 2.327 | 2.2109 | 0.066809 | 1.7156 | 0.93459 | 2.9609 | 48.1542 | 0.11285 | 0.042734 | 0.029337 | 0.11285 | 0.11352 | 1.0342 | 0.36344 | -1.2694 | 1.0342 | 0.94402 | 1.9038 | 0.68917 | -1.1909 | 1.9038 | 1.8088
38 | 0.27 | 0.23 | Southern | LA | Baton.Rouge-Ryan.AP.722317 | 2 | 2581427 | 26.099 | 13.6189 | 44.2376 | 26.0552 | 18.1825 | 712.7 | 1.7694 | 23.55 | 1.3472 | 0.42222 | 37.8997 | 0.71986 | 13.51 | 0.27941 | 0.44045 | 19.7194 | 0.51933 | -10.93 | 1.6166 | -1.0973 | -8.4219 | 1.7694 | 23.55 | 1.3472 | 0.42222 | 37.8997 | 1.7794 | 22.2 | 1.4569 | 0.32243 | 36.478 | 0.081661 | 2.1313 | 1.1121 | 3.6125 | 58.1998 | 0.14449 | 0.058785 | 0.042409 | 0.14449 | 0.1453 | 1.9231 | 1.1032 | -0.89256 | 1.9231 | 1.8129 | 3.0949 | 1.6103 | -0.68774 | 3.0949 | 2.9788 | 0.066809 | 1.7437 | 0.90987 | 2.9555 | 47.6151 | 0.11821 | 0.048094 | 0.034696 | 0.11821 | 0.11888 | 1.5734 | 0.9026 | -0.73023 | 1.5734 | 1.4832 | 2.5321 | 1.3174 | -0.56267 | 2.5321 | 2.4371
39 | 0.27 | 0.19 | Southern | LA | Baton.Rouge-Ryan.AP.722317 | 2 | 2581427 | 26.7087 | 13.0689 | 44.1174 | 26.6639 | 17.4535 | 700.87 | 1.8896 | 35.38 | 0.73844 | 1.1512 | 51.6827 | 0.84008 | 25.34 | -0.32931 | 1.1694 | 33.5024 | 0.63955 | 0.9 | 1.0079 | -0.36833 | 5.361 | 1.8896 | 35.38 | 0.73844 | 1.1512 | 51.6827 | 1.8996 | 34.03 | 0.84821 | 1.0514 | 50.261 | 0.081661 | 2.1811 | 1.0672 | 3.6027 | 57.2338 | 0.15431 | 0.068602 | 0.052227 | 0.15431 | 0.15512 | 2.8892 | 2.0693 | 0.073495 | 2.8892 | 2.7789 | 4.2205 | 2.7358 | 0.43779 | 4.2205 | 4.1044 | 0.066809 | 1.7844 | 0.87313 | 2.9475 | 46.8247 | 0.12624 | 0.056125 | 0.042728 | 0.12624 | 0.12691 | 2.3637 | 1.693 | 0.060128 | 2.3637 | 2.2735 | 3.4529 | 2.2383 | 0.35817 | 3.4529 | 3.3579
40 | 0.27 | 0.17 | Southern | LA | Baton.Rouge-Ryan.AP.722317 | 2 | 2581427 | 27.0386 | 12.8089 | 44.0973 | 26.9932 | 17.104 | 695.57 | 1.9098 | 40.68 | 0.40914 | 1.5006 | 57.6311 | 0.86024 | 30.64 | -0.65862 | 1.5189 | 39.4508 | 0.65972 | 6.2 | 0.67857 | -0.018857 | 11.3094 | 1.9098 | 40.68 | 0.40914 | 1.5006 | 57.6311 | 1.9197 | 39.33 | 0.51891 | 1.4008 | 56.2094 | 0.081661 | 2.208 | 1.046 | 3.601 | 56.801 | 0.15595 | 0.070248 | 0.053873 | 0.15595 | 0.15677 | 3.322 | 2.5021 | 0.5063 | 3.322 | 3.2117 | 4.7062 | 3.2216 | 0.92354 | 4.7062 | 4.5901 | 0.066809 | 1.8064 | 0.85576 | 2.9461 | 46.4706 | 0.12759 | 0.057472 | 0.044075 | 0.12759 | 0.12826 | 2.7178 | 2.047 | 0.41422 | 2.7178 | 2.6276 | 3.8503 | 2.6357 | 0.75558 | 3.8503 | 3.7553
41 | 0.26 | 0.47 | Southern | LA | Baton.Rouge-Ryan.AP.722317 | 2 | 2581427 | 23.71 | 15.8889 | 44.8987 | 23.6702 | 21.2285 | 763.6 | 1.1083 | -27.35 | 3.7322 | -2.6238 | -22.4893 | 0.058787 | -37.39 | 2.6644 | -2.6056 | -40.6696 | -0.14174 | -61.83 | 4.0016 | -4.1433 | -68.811 | 1.1083 | -27.35 | 3.7322 | -2.6238 | -22.4893 | 1.1183 | -28.7 | 3.8419 | -2.7236 | -23.911 | 0.081661 | 1.9362 | 1.2975 | 3.6665 | 62.3564 | 0.090506 | 0.0048006 | -0.011575 | 0.090506 | 0.091321 | -2.2334 | -3.0533 | -5.0491 | -2.2334 | -2.3437 | -1.8365 | -3.3211 | -5.6192 | -1.8365 | -1.9526 | 0.066809 | 1.5841 | 1.0615 | 2.9997 | 51.0157 | 0.074046 | 0.0039275 | -0.0094696 | 0.074046 | 0.074712 | -1.8272 | -2.498 | -4.1308 | -1.8272 | -1.9174 | -1.5025 | -2.7171 | -4.5972 | -1.5025 | -1.5975
42 | 0.26 | 0.42 | Southern | LA | Baton.Rouge-Ryan.AP.722317 | 2 | 2581427 | 24.1398 | 15.3389 | 44.5885 | 24.0993 | 20.4893 | 749.79 | 1.4185 | -13.54 | 3.3031 | -1.8846 | -5.1978 | 0.36896 | -23.58 | 2.2353 | -1.8663 | -23.3781 | 0.16843 | -48.02 | 3.5725 | -3.4041 | -51.5195 | 1.4185 | -13.54 | 3.3031 | -1.8846 | -5.1978 | 1.4285 | -14.89 | 3.4128 | -1.9844 | -6.6195 | 0.081661 | 1.9713 | 1.2526 | 3.6411 | 61.2286 | 0.11583 | 0.030129 | 0.013754 | 0.11583 | 0.11665 | -1.1057 | -1.9256 | -3.9214 | -1.1057 | -1.2159 | -0.42446 | -1.9091 | -4.2071 | -0.42446 | -0.54056 | 0.066809 | 1.6128 | 1.0248 | 2.9789 | 50.0931 | 0.094768 | 0.02465 | 0.011253 | 0.094768 | 0.095435 | -0.9046 | -1.5754 | -3.2082 | -0.9046 | -0.99479 | -0.34727 | -1.5619 | -3.442 | -0.34727 | -0.44225
43 | 0.26 | 0.37 | Southern | LA | Baton.Rouge-Ryan.AP.722317 | 2 | 2581427 | 24.4297 | 15.0489 | 44.4784 | 24.3887 | 20.0897 | 742.88 | 1.5287 | -6.63 | 3.0137 | -1.485 | 3.1369 | 0.47914 | -16.67 | 1.9459 | -1.4668 | -15.0434 | 0.27861 | -41.11 | 3.2831 | -3.0045 | -43.1847 | 1.5287 | -6.63 | 3.0137 | -1.485 | 3.1369 | 1.5386 | -7.98 | 3.1234 | -1.5848 | 1.7152 | 0.081661 | 1.995 | 1.2289 | 3.6321 | 60.6643 | 0.12483 | 0.039127 | 0.022752 | 0.12483 | 0.12565 | -0.54141 | -1.3613 | -3.3571 | -0.54141 | -0.65166 | 0.25617 | -1.2285 | -3.5265 | 0.25617 | 0.14007 | 0.066809 | 1.6321 | 1.0054 | 2.9716 | 49.6314 | 0.10213 | 0.032011 | 0.018614 | 0.10213 | 0.1028 | -0.44295 | -1.1137 | -2.7465 | -0.44295 | -0.53314 | 0.20958 | -1.005 | -2.8851 | 0.20958 | 0.11459
44 | 0.26 | 0.32 | Southern | LA | Baton.Rouge-Ryan.AP.722317 | 2 | 2581427 | 24.8495 | 14.6289 | 44.3282 | 24.8078 | 19.5204 | 733.11 | 1.6788 | 3.14 | 2.5945 | -0.91575 | 14.8903 | 0.62927 | -6.9 | 1.5268 | -0.89752 | -3.2899 | 0.42874 | -31.34 | 2.864 | -2.4352 | -31.4313 | 1.6788 | 3.14 | 2.5945 | -0.91575 | 14.8903 | 1.6888 | 1.79 | 2.7043 | -1.0155 | 13.4687 | 0.081661 | 2.0292 | 1.1946 | 3.6199 | 59.8665 | 0.13709 | 0.051387 | 0.035012 | 0.13709 | 0.13791 | 0.25642 | -0.56346 | -2.5593 | 0.25642 | 0.14617 | 1.216 | -0.26866 | -2.5667 | 1.216 | 1.0999 | 0.066809 | 1.6602 | 0.97735 | 2.9615 | 48.9787 | 0.11216 | 0.042041 | 0.028644 | 0.11216 | 0.11283 | 0.20978 | -0.46099 | -2.0938 | 0.20978 | 0.11959 | 0.99482 | -0.2198 | -2.0999 | 0.99482 | 0.89983
45 | 0.26 | 0.27 | Southern | LA | Baton.Rouge-Ryan.AP.722317 | 2 | 2581427 | 25.3893 | 14.0789 | 44.138 | 25.3467 | 18.7913 | 720.6 | 1.8691 | 15.65 | 2.0557 | -0.18662 | 29.9091 | 0.81953 | 5.61 | 0.98792 | -0.16839 | 11.7288 | 0.619 | -18.83 | 2.3251 | -1.7061 | -16.4126 | 1.8691 | 15.65 | 2.0557 | -0.18662 | 29.9091 | 1.879 | 14.3 | 2.1654 | -0.28641 | 28.4874 | 0.081661 | 2.0733 | 1.1497 | 3.6044 | 58.8449 | 0.15263 | 0.066924 | 0.050548 | 0.15263 | 0.15344 | 1.278 | 0.45812 | -1.5377 | 1.278 | 1.1678 | 2.4424 | 0.95778 | -1.3403 | 2.4424 | 2.3263 | 0.066809 | 1.6962 | 0.9406 | 2.9488 | 48.1429 | 0.12487 | 0.054752 | 0.041355 | 0.12487 | 0.12554 | 1.0456 | 0.3748 | -1.258 | 1.0456 | 0.95538 | 1.9982 | 0.78359 | -1.0965 | 1.9982 | 1.9032
46 | 0.26 | 0.23 | Southern | LA | Baton.Rouge-Ryan.AP.722317 | 2 | 2581427 | 25.8691 | 13.6289 | 44.0078 | 25.8257 | 18.1821 | 710.43 | 1.9993 | 25.82 | 1.5767 | 0.42259 | 41.9516 | 0.94974 | 15.78 | 0.50893 | 0.44082 | 23.7713 | 0.74922 | -8.66 | 1.8461 | -1.0969 | -4.3701 | 1.9993 | 25.82 | 1.5767 | 0.42259 | 41.9516 | 2.0092 | 24.47 | 1.6865 | 0.32279 | 40.5299 | 0.081661 | 2.1125 | 1.1129 | 3.5937 | 58.0144 | 0.16326 | 0.077557 | 0.061182 | 0.16326 | 0.16408 | 2.1085 | 1.2886 | -0.70718 | 2.1085 | 1.9982 | 3.4258 | 1.9412 | -0.35686 | 3.4258 | 3.3097 | 0.066809 | 1.7283 | 0.91054 | 2.9401 | 47.4634 | 0.13357 | 0.063452 | 0.050055 | 0.13357 | 0.13424 | 1.725 | 1.0543 | -0.57857 | 1.725 | 1.6348 | 2.8028 | 1.5881 | -0.29196 | 2.8028 | 2.7078
47 | 0.26 | 0.19 | Southern | LA | Baton.Rouge-Ryan.AP.722317 | 2 | 2581427 | 26.4788 | 13.0789 | 43.8876 | 26.4344 | 17.4532 | 698.6 | 2.1195 | 37.65 | 0.96796 | 1.1515 | 55.7339 | 1.0699 | 27.61 | -0.099793 | 1.1697 | 37.5537 | 0.86942 | 3.17 | 1.2374 | -0.36798 | 9.4123 | 2.1195 | 37.65 | 0.96796 | 1.1515 | 55.7339 | 2.1294 | 36.3 | 1.0777 | 1.0517 | 54.3123 | 0.081661 | 2.1623 | 1.068 | 3.5839 | 57.0484 | 0.17308 | 0.087373 | 0.070998 | 0.17308 | 0.17389 | 3.0745 | 2.2547 | 0.25887 | 3.0745 | 2.9643 | 4.5513 | 3.0667 | 0.76862 | 4.5513 | 4.4352 | 0.066809 | 1.769 | 0.8738 | 2.9321 | 46.6731 | 0.1416 | 0.071482 | 0.058085 | 0.1416 | 0.14227 | 2.5154 | 1.8446 | 0.21179 | 2.5154 | 2.4252 | 3.7236 | 2.5089 | 0.62883 | 3.7236 | 3.6286
48 | 0.26 | 0.17 | Southern | LA | Baton.Rouge-Ryan.AP.722317 | 2 | 2581427 | 26.7987 | 12.8189 | 43.8674 | 26.7537 | 17.1137 | 693.44 | 2.1397 | 42.81 | 0.64863 | 1.491 | 61.5232 | 1.0901 | 32.77 | -0.41912 | 1.5093 | 43.3429 | 0.8896 | 8.33 | 0.91807 | -0.02847 | 15.2016 | 2.1397 | 42.81 | 0.64863 | 1.491 | 61.5232 | 2.1496 | 41.46 | 0.7584 | 1.3912 | 60.1016 | 0.081661 | 2.1884 | 1.0468 | 3.5823 | 56.627 | 0.17473 | 0.089021 | 0.072646 | 0.17473 | 0.17554 | 3.4959 | 2.676 | 0.68024 | 3.4959 | 3.3857 | 5.0241 | 3.5394 | 1.2414 | 5.0241 | 4.908 | 0.066809 | 1.7904 | 0.85642 | 2.9308 | 46.3283 | 0.14295 | 0.072831 | 0.059434 | 0.14295 | 0.14362 | 2.8601 | 2.1893 | 0.55652 | 2.8601 | 2.7699 | 4.1103 | 2.8957 | 1.0156 | 4.1103 | 4.0154
49 | 0.25 | 0.47 | Southern | LA | Baton.Rouge-Ryan.AP.722317 | 2 | 2581427 | 23.5301 | 15.8789 | 44.7087 | 23.4906 | 21.2182 | 761.58 | 1.2983 | -25.33 | 3.9118 | -2.6135 | -18.9801 | 0.24876 | -35.37 | 2.844 | -2.5953 | -37.1604 | 0.048232 | -59.81 | 4.1812 | -4.133 | -65.3018 | 1.2983 | -25.33 | 3.9118 | -2.6135 | -18.9801 | 1.3083 | -26.68 | 4.0216 | -2.7133 | -20.4018 | 0.081661 | 1.9215 | 1.2967 | 3.651 | 62.1914 | 0.10602 | 0.020314 | 0.0039387 | 0.10602 | 0.10683 | -2.0685 | -2.8884 | -4.8841 | -2.0685 | -2.1787 | -1.5499 | -3.0346 | -5.3326 | -1.5499 | -1.666 | 0.066809 | 1.572 | 1.0609 | 2.987 | 50.8807 | 0.086738 | 0.016619 | 0.0032224 | 0.086738 | 0.087404 | -1.6923 | -2.363 | -3.9959 | -1.6923 | -1.7825 | -1.268 | -2.4827 | -4.3628 | -1.268 | -1.363
50 | 0.25 | 0.42 | Southern | LA | Baton.Rouge-Ryan.AP.722317 | 2 | 2581427 | 23.93 | 15.3489 | 44.3886 | 23.8897 | 20.4989 | 747.96 | 1.6184 | -11.71 | 3.5126 | -1.8942 | -1.8325 | 0.5689 | -21.75 | 2.4449 | -1.876 | -20.0128 | 0.36838 | -46.19 | 3.7821 | -3.4137 | -48.1542 | 1.6184 | -11.71 | 3.5126 | -1.8942 | -1.8325 | 1.6284 | -13.06 | 3.6224 | -1.994 | -3.2542 | 0.081661 | 1.9541 | 1.2534 | 3.6248 | 61.0792 | 0.13216 | 0.046457 | 0.030082 | 0.13216 | 0.13298 | -0.95625 | -1.7761 | -3.7719 | -0.95625 | -1.0665 | -0.14965 | -1.6343 | -3.9323 | -0.14965 | -0.26574 | 0.066809 | 1.5987 | 1.0254 | 2.9656 | 49.9708 | 0.10813 | 0.038008 | 0.024611 | 0.10813 | 0.10879 | -0.78234 | -1.4531 | -3.0859 | -0.78234 | -0.87253 | -0.12243 | -1.337 | -3.2172 | -0.12243 | -0.21741
51 | 0.25 | 0.37 | Southern | LA | Baton.Rouge-Ryan.AP.722317 | 2 | 2581427 | 24.1499 | 15.1489 | 44.3185 | 24.1093 | 20.2093 | 743.04 | 1.6885 | -6.79 | 3.2931 | -1.6046 | 4.0363 | 0.63898 | -16.83 | 2.2253 | -1.5863 | -14.144 | 0.43845 | -41.27 | 3.5625 | -3.1241 | -42.2853 | 1.6885 | -6.79 | 3.2931 | -1.6046 | 4.0363 | 1.6985 | -8.14 | 3.4028 | -1.7044 | 2.6146 | 0.081661 | 1.9721 | 1.2371 | 3.6191 | 60.6774 | 0.13789 | 0.05218 | 0.035805 | 0.13789 | 0.1387 | -0.55448 | -1.3744 | -3.3702 | -0.55448 | -0.66472 | 0.32961 | -1.155 | -3.4531 | 0.32961 | 0.21351 | 0.066809 | 1.6134 | 1.0121 | 2.9609 | 49.6421 | 0.11281 | 0.04269 | 0.029293 | 0.11281 | 0.11347 | -0.45364 | -1.1244 | -2.7572 | -0.45364 | -0.54383 | 0.26967 | -0.94495 | -2.8251 | 0.26967 | 0.17468
52 | 0.25 | 0.32 | Southern | LA | Baton.Rouge-Ryan.AP.722317 | 2 | 2581427 | 24.4897 | 14.8189 | 44.1984 | 24.4486 | 19.7498 | 735.17 | 1.8086 | 1.08 | 2.9538 | -1.1452 | 13.5036 | 0.7591 | -8.96 | 1.886 | -1.1269 | -4.6767 | 0.55858 | -33.4 | 3.2232 | -2.6647 | -32.818 | 1.8086 | 1.08 | 2.9538 | -1.1452 | 13.5036 | 1.8186 | -0.27 | 3.0636 | -1.245 | 12.0819 | 0.081661 | 1.9999 | 1.2101 | 3.6093 | 60.0347 | 0.14769 | 0.061989 | 0.045614 | 0.14769 | 0.14851 | 0.088194 | -0.73168 | -2.7275 | 0.088194 | -0.022048 | 1.1027 | -0.3819 | -2.68 | 1.1027 | 0.98662 | 0.066809 | 1.6361 | 0.99004 | 2.9529 | 49.1163 | 0.12083 | 0.050715 | 0.037318 | 0.12083 | 0.1215 | 0.072154 | -0.59861 | -2.2314 | 0.072154 | -0.018039 | 0.90217 | -0.31245 | -2.1926 | 0.90217 | 0.80719
53 | 0.25 | 0.27 | Southern | LA | Baton.Rouge-Ryan.AP.722317 | 2 | 2581427 | 25.0995 | 14.1589 | 43.9381 | 25.0573 | 18.8808 | 719.94 | 2.0689 | 16.31 | 2.3451 | -0.27615 | 31.9936 | 1.0194 | 6.27 | 1.2773 | -0.25793 | 13.8133 | 0.81886 | -18.17 | 2.6145 | -1.7956 | -14.3281 | 2.0689 | 16.31 | 2.3451 | -0.27615 | 31.9936 | 2.0789 | 14.96 | 2.4548 | -0.37595 | 30.5719 | 0.081661 | 2.0496 | 1.1562 | 3.588 | 58.791 | 0.16895 | 0.083244 | 0.066869 | 0.16895 | 0.16976 | 1.3319 | 0.51201 | -1.4838 | 1.3319 | 1.2216 | 2.6126 | 1.128 | -1.17 | 2.6126 | 2.4965 | 0.066809 | 1.6769 | 0.94595 | 2.9355 | 48.0988 | 0.13822 | 0.068105 | 0.054708 | 0.13822 | 0.13889 | 1.0897 | 0.4189 | -1.2139 | 1.0897 | 0.99947 | 2.1375 | 0.92286 | -0.95725 | 2.1375 | 2.0425
54 | 0.25 | 0.23 | Southern | LA | Baton.Rouge-Ryan.AP.722317 | 2 | 2581427 | 25.6392 | 13.6389 | 43.7879 | 25.5961 | 18.1917 | 708.4 | 2.2192 | 27.85 | 1.8062 | 0.41296 | 45.6675 | 1.1696 | 17.81 | 0.73845 | 0.43118 | 27.4872 | 0.9691 | -6.63 | 2.0756 | -1.1065 | -0.6542 | 2.2192 | 27.85 | 1.8062 | 0.41296 | 45.6675 | 2.2291 | 26.5 | 1.916 | 0.31316 | 44.2458 | 0.081661 | 2.0937 | 1.1138 | 3.5758 | 57.8487 | 0.18122 | 0.095513 | 0.079138 | 0.18122 | 0.18203 | 2.2743 | 1.4544 | -0.54141 | 2.2743 | 2.164 | 3.7293 | 2.2446 | -0.053423 | 3.7293 | 3.6132 | 0.066809 | 1.7129 | 0.91121 | 2.9254 | 47.3278 | 0.14826 | 0.078142 | 0.064745 | 0.14826 | 0.14893 | 1.8606 | 1.1899 | -0.44295 | 1.8606 | 1.7705 | 3.051 | 1.8364 | -0.043707 | 3.051 | 2.956
55 | 0.25 | 0.19 | Southern | LA | Baton.Rouge-Ryan.AP.722317 | 2 | 2581427 | 26.2489 | 13.0889 | 43.6676 | 26.2049 | 17.4628 | 696.57 | 2.3394 | 39.68 | 1.1975 | 1.1419 | 59.4512 | 1.2899 | 29.64 | 0.12972 | 1.1601 | 41.2709 | 1.0893 | 5.2 | 1.4669 | -0.37757 | 13.1295 | 2.3394 | 39.68 | 1.1975 | 1.1419 | 59.4512 | 2.3494 | 38.33 | 1.3072 | 1.0421 | 58.0295 | 0.081661 | 2.1435 | 1.0689 | 3.5659 | 56.8826 | 0.19104 | 0.10533 | 0.088957 | 0.19104 | 0.19185 | 3.2403 | 2.4204 | 0.42464 | 3.2403 | 3.1301 | 4.8548 | 3.3702 | 1.0722 | 4.8548 | 4.7387 | 0.066809 | 1.7537 | 0.87446 | 2.9174 | 46.5375 | 0.15629 | 0.086175 | 0.072778 | 0.15629 | 0.15696 | 2.651 | 1.9802 | 0.34741 | 2.651 | 2.5608 | 3.9719 | 2.7573 | 0.87718 | 3.9719 | 3.8769
56 | 0.25 | 0.17 | Southern | LA | Baton.Rouge-Ryan.AP.722317 | 2 | 2581427 | 26.5688 | 12.8289 | 43.6475 | 26.5242 | 17.1233 | 691.42 | 2.3596 | 44.83 | 0.87815 | 1.4814 | 65.2398 | 1.31 | 34.79 | -0.18961 | 1.4996 | 47.0595 | 1.1095 | 10.35 | 1.1476 | -0.038082 | 18.9182 | 2.3596 | 44.83 | 0.87815 | 1.4814 | 65.2398 | 2.3695 | 43.48 | 0.98792 | 1.3816 | 63.8181 | 0.081661 | 2.1696 | 1.0476 | 3.5643 | 56.4621 | 0.19268 | 0.10698 | 0.090603 | 0.19268 | 0.1935 | 3.6609 | 2.841 | 0.84519 | 3.6609 | 3.5506 | 5.3276 | 3.8429 | 1.5449 | 5.3276 | 5.2115 | 0.066809 | 1.775 | 0.85709 | 2.9161 | 46.1934 | 0.15764 | 0.087523 | 0.074125 | 0.15764 | 0.15831 | 2.9951 | 2.3243 | 0.69148 | 2.9951 | 2.9049 | 4.3586 | 3.144 | 1.2639 | 4.3586 | 4.2637
57 | 0.24 | 0.47 | Southern | LA | Baton.Rouge-Ryan.AP.722317 | 2 | 2581427 | 23.3102 | 15.8889 | 44.4889 | 23.271 | 21.2178 | 759.4 | 1.5182 | -23.15 | 4.1313 | -2.6132 | -15.1046 | 0.46864 | -33.19 | 3.0636 | -2.5949 | -33.2849 | 0.26811 | -57.63 | 4.4008 | -4.1326 | -61.4263 | 1.5182 | -23.15 | 4.1313 | -2.6132 | -15.1046 | 1.5281 | -24.5 | 4.2411 | -2.7129 | -16.5263 | 0.081661 | 1.9035 | 1.2975 | 3.633 | 62.0134 | 0.12398 | 0.03827 | 0.021894 | 0.12398 | 0.12479 | -1.8905 | -2.7103 | -4.7061 | -1.8905 | -2.0007 | -1.2335 | -2.7181 | -5.0161 | -1.2335 | -1.3496 | 0.066809 | 1.5573 | 1.0615 | 2.9723 | 50.7351 | 0.10143 | 0.03131 | 0.017912 | 0.10143 | 0.10209 | -1.5466 | -2.2174 | -3.8502 | -1.5466 | -1.6368 | -1.0091 | -2.2237 | -4.1039 | -1.0091 | -1.1041
58 | 0.24 | 0.42 | Southern | LA | Baton.Rouge-Ryan.AP.722317 | 2 | 2581427 | 23.7101 | 15.3589 | 44.1687 | 23.6702 | 20.4985 | 745.78 | 1.8383 | -9.53 | 3.7322 | -1.8938 | 2.043 | 0.78879 | -19.57 | 2.6644 | -1.8756 | -16.1373 | 0.58826 | -44.01 | 4.0016 | -3.4133 | -44.2787 | 1.8383 | -9.53 | 3.7322 | -1.8938 | 2.043 | 1.8483 | -10.88 | 3.8419 | -1.9936 | 0.62132 | 0.081661 | 1.9362 | 1.2542 | 3.6069 | 60.9012 | 0.15012 | 0.064413 | 0.048038 | 0.15012 | 0.15093 | -0.77823 | -1.5981 | -3.5939 | -0.77823 | -0.88847 | 0.16683 | -1.3178 | -3.6158 | 0.16683 | 0.050737 | 0.066809 | 1.5841 | 1.0261 | 2.9509 | 49.8251 | 0.12282 | 0.052698 | 0.039301 | 0.12282 | 0.12348 | -0.63669 | -1.3075 | -2.9403 | -0.63669 | -0.72689 | 0.13649 | -1.0781 | -2.9582 | 0.13649 | 0.04151
59 | 0.24 | 0.37 | Southern | LA | Baton.Rouge-Ryan.AP.722317 | 2 | 2581427 | 23.93 | 15.1689 | 44.1186 | 23.8897 | 20.2289 | 741.35 | 1.8884 | -5.1 | 3.5126 | -1.6242 | 7.2412 | 0.83891 | -15.14 | 2.4449 | -1.606 | -10.9391 | 0.63838 | -39.58 | 3.7821 | -3.1437 | -39.0805 | 1.8884 | -5.1 | 3.5126 | -1.6242 | 7.2412 | 1.8984 | -6.45 | 3.6224 | -1.724 | 5.8195 | 0.081661 | 1.9541 | 1.2387 | 3.6028 | 60.5394 | 0.15421 | 0.068506 | 0.052131 | 0.15421 | 0.15503 | -0.41647 | -1.2363 | -3.2321 | -0.41647 | -0.52671 | 0.59132 | -0.8933 | -3.1914 | 0.59132 | 0.47522 | 0.066809 | 1.5987 | 1.0134 | 2.9475 | 49.5292 | 0.12617 | 0.056047 | 0.04265 | 0.12617 | 0.12683 | -0.34073 | -1.0115 | -2.6443 | -0.34073 | -0.43092 | 0.48378 | -0.73084 | -2.6109 | 0.48378 | 0.3888
60 | 0.24 | 0.32 | Southern | LA | Baton.Rouge-Ryan.AP.722317 | 2 | 2581427 | 24.2698 | 14.8289 | 43.9885 | 24.229 | 19.7595 | 733.24 | 2.0186 | 3.01 | 3.1733 | -1.1548 | 17.0445 | 0.96903 | -7.03 | 2.1056 | -1.1365 | -1.1357 | 0.7685 | -31.47 | 3.4428 | -2.6743 | -29.2771 | 2.0186 | 3.01 | 3.1733 | -1.1548 | 17.0445 | 2.0285 | 1.66 | 3.2831 | -1.2546 | 15.6229 | 0.081661 | 1.9819 | 1.2109 | 3.5921 | 59.8771 | 0.16484 | 0.079132 | 0.062757 | 0.16484 | 0.16565 | 0.2458 | -0.57408 | -2.5699 | 0.2458 | 0.13556 | 1.3919 | -0.092746 | -2.3908 | 1.3919 | 1.2758 | 0.066809 | 1.6215 | 0.99071 | 2.9388 | 48.9874 | 0.13486 | 0.06474 | 0.051343 | 0.13486 | 0.13553 | 0.2011 | -0.46967 | -2.1025 | 0.2011 | 0.1109 | 1.1387 | -0.075879 | -1.956 | 1.1387 | 1.0438
61 | 0.24 | 0.27 | Southern | LA | Baton.Rouge-Ryan.AP.722317 | 2 | 2581427 | 24.8795 | 14.1689 | 43.7282 | 24.8377 | 18.8905 | 718.01 | 2.2788 | 18.24 | 2.5646 | -0.28579 | 35.5339 | 1.2293 | 8.2 | 1.4969 | -0.26756 | 17.3536 | 1.0288 | -16.24 | 2.834 | -1.8053 | -10.7878 | 2.2788 | 18.24 | 2.5646 | -0.28579 | 35.5339 | 2.2888 | 16.89 | 2.6744 | -0.38558 | 34.1122 | 0.081661 | 2.0317 | 1.157 | 3.5709 | 58.6334 | 0.18609 | 0.10039 | 0.08401 | 0.18609 | 0.18691 | 1.4895 | 0.66962 | -1.3262 | 1.4895 | 1.3793 | 2.9017 | 1.4171 | -0.88094 | 2.9017 | 2.7856 | 0.066809 | 1.6622 | 0.94662 | 2.9215 | 47.9698 | 0.15225 | 0.082129 | 0.068731 | 0.15225 | 0.15291 | 1.2186 | 0.54784 | -1.085 | 1.2186 | 1.1284 | 2.374 | 1.1594 | -0.72073 | 2.374 | 2.279
62 | 0.24 | 0.23 | Southern | LA | Baton.Rouge-Ryan.AP.722317 | 2 | 2581427 | 25.4193 | 13.6389 | 43.558 | 25.3766 | 18.1814 | 705.98 | 2.4491 | 30.27 | 2.0257 | 0.42332 | 49.8797 | 1.3995 | 20.23 | 0.95798 | 0.44155 | 31.6995 | 1.199 | -4.21 | 2.2952 | -1.0962 | 3.5581 | 2.4491 | 30.27 | 2.0257 | 0.42332 | 49.8797 | 2.459 | 28.92 | 2.1355 | 0.32353 | 48.4581 | 0.081661 | 2.0758 | 1.1138 | 3.557 | 57.6511 | 0.19999 | 0.11429 | 0.097912 | 0.19999 | 0.20081 | 2.4719 | 1.652 | -0.34379 | 2.4719 | 2.3616 | 4.0732 | 2.5886 | 0.29056 | 4.0732 | 3.9571 | 0.066809 | 1.6982 | 0.91121 | 2.9101 | 47.1661 | 0.16362 | 0.093502 | 0.080105 | 0.16362 | 0.16429 | 2.0223 | 1.3516 | -0.28127 | 2.0223 | 1.9321 | 3.3324 | 2.1178 | 0.23771 | 3.3324 | 3.2375
63 | 0.24 | 0.19 | Southern | LA | Baton.Rouge-Ryan.AP.722317 | 2 | 2581427 | 26.019 | 13.0989 | 43.4377 | 25.9753 | 17.4624 | 694.3 | 2.5693 | 41.95 | 1.427 | 1.1423 | 63.503 | 1.5198 | 31.91 | 0.35924 | 1.1605 | 45.3227 | 1.3192 | 7.47 | 1.6964 | -0.37721 | 17.1814 | 2.5693 | 41.95 | 1.427 | 1.1423 | 63.503 | 2.5793 | 40.6 | 1.5368 | 1.0425 | 62.0813 | 0.081661 | 2.1247 | 1.0697 | 3.5472 | 56.6973 | 0.20981 | 0.1241 | 0.10773 | 0.20981 | 0.21062 | 3.4257 | 2.6058 | 0.61001 | 3.4257 | 3.3154 | 5.1857 | 3.7011 | 1.403 | 5.1857 | 5.0696 | 0.066809 | 1.7383 | 0.87513 | 2.9021 | 46.3858 | 0.17165 | 0.10153 | 0.088137 | 0.17165 | 0.17232 | 2.8027 | 2.1319 | 0.49907 | 2.8027 | 2.7125 | 4.2426 | 3.028 | 1.1479 | 4.2426 | 4.1476
64 | 0.24 | 0.17 | Southern | LA | Baton.Rouge-Ryan.AP.722317 | 2 | 2581427 | 26.3389 | 12.8289 | 43.4076 | 26.2947 | 17.1129 | 688.91 | 2.5994 | 47.34 | 1.1077 | 1.4918 | 69.6271 | 1.5499 | 37.3 | 0.039911 | 1.51 | 51.4468 | 1.3494 | 12.86 | 1.3771 | -0.027736 | 23.3054 | 2.5994 | 47.34 | 1.1077 | 1.4918 | 69.6271 | 2.6094 | 45.99 | 1.2174 | 1.392 | 68.2054 | 0.081661 | 2.1509 | 1.0476 | 3.5447 | 56.2571 | 0.21227 | 0.12657 | 0.11019 | 0.21227 | 0.21309 | 3.8658 | 3.046 | 1.0502 | 3.8658 | 3.7556 | 5.6858 | 4.2012 | 1.9031 | 5.6858 | 5.5697 | 0.066809 | 1.7597 | 0.85709 | 2.9 | 46.0257 | 0.17367 | 0.10355 | 0.090151 | 0.17367 | 0.17433 | 3.1628 | 2.492 | 0.85917 | 3.1628 | 3.0726 | 4.6517 | 3.4371 | 1.557 | 4.6517 | 4.5568
65 | 0.22 | 0.47 | Southern | LA | Baton.Rouge-Ryan.AP.722317 | 2 | 2581427 | 22.8704 | 15.9189 | 44.0791 | 22.8319 | 21.2471 | 755.77 | 1.928 | -19.52 | 4.5704 | -2.6424 | -8.3609 | 0.87843 | -29.56 | 3.5026 | -2.6242 | -26.5412 | 0.6779 | -54 | 4.8398 | -4.1619 | -54.6826 | 1.928 | -19.52 | 4.5704 | -2.6424 | -8.3609 | 1.9379 | -20.87 | 4.6802 | -2.7422 | -9.7826 | 0.081661 | 1.8676 | 1.3 | 3.5995 | 61.717 | 0.15744 | 0.071734 | 0.055358 | 0.15744 | 0.15825 | -1.594 | -2.4139 | -4.4097 | -1.594 | -1.7043 | -0.68276 | -2.1674 | -4.4654 | -0.68276 | -0.79886 | 0.066809 | 1.528 | 1.0635 | 2.9449 | 50.4926 | 0.12881 | 0.058687 | 0.04529 | 0.12881 | 0.12947 | -1.3041 | -1.9749 | -3.6077 | -1.3041 | -1.3943 | -0.55859 | -1.7732 | -3.6533 | -0.55859 | -0.65357
66 | 0.22 | 0.42 | Southern | LA | Baton.Rouge-Ryan.AP.722317 | 2 | 2581427 | 23.2703 | 15.3889 | 43.7589 | 23.2311 | 20.5278 | 742.15 | 2.2481 | -5.9 | 4.1712 | -1.9231 | 8.7875 | 1.1986 | -15.94 | 3.1035 | -1.9049 | -9.3928 | 0.99807 | -40.38 | 4.4407 | -3.4426 | -37.5342 | 2.2481 | -5.9 | 4.1712 | -1.9231 | 8.7875 | 2.2581 | -7.25 | 4.281 | -2.0229 | 7.3658 | 0.081661 | 1.9003 | 1.2567 | 3.5734 | 60.6047 | 0.18358 | 0.097879 | 0.081504 | 0.18358 | 0.1844 | -0.4818 | -1.3017 | -3.2975 | -0.4818 | -0.59204 | 0.71759 | -0.76703 | -3.0651 | 0.71759 | 0.6015 | 0.066809 | 1.5547 | 1.0281 | 2.9235 | 49.5826 | 0.1502 | 0.080078 | 0.066681 | 0.1502 | 0.15086 | -0.39418 | -1.0649 | -2.6978 | -0.39418 | -0.48437 | 0.58708 | -0.62753 | -2.5076 | 0.58708 | 0.4921
67 | 0.22 | 0.37 | Southern | LA | Baton.Rouge-Ryan.AP.722317 | 2 | 2581427 | 23.4902 | 15.1989 | 43.6988 | 23.4506 | 20.2482 | 737.5 | 2.3082 | -1.25 | 3.9517 | -1.6435 | 14.3209 | 1.2587 | -11.29 | 2.8839 | -1.6252 | -3.8594 | 1.0582 | -35.73 | 4.2211 | -3.163 | -32.0008 | 2.3082 | -1.25 | 3.9517 | -1.6435 | 14.3209 | 2.3182 | -2.6 | 4.0615 | -1.7433 | 12.8992 | 0.081661 | 1.9182 | 1.2412 | 3.5685 | 60.225 | 0.18849 | 0.10279 | 0.086411 | 0.18849 | 0.18931 | -0.10208 | -0.92195 | -2.9177 | -0.10208 | -0.21232 | 1.1695 | -0.31516 | -2.6132 | 1.1695 | 1.0534 | 0.066809 | 1.5694 | 1.0154 | 2.9195 | 49.272 | 0.15421 | 0.084093 | 0.070696 | 0.15421 | 0.15488 | -0.083512 | -0.75428 | -2.3871 | -0.083512 | -0.1737 | 0.95677 | -0.25784 | -2.138 | 0.95677 | 0.86179
68 | 0.22 | 0.32 | Southern | LA | Baton.Rouge-Ryan.AP.722317 | 2 | 2581427 | 23.82 | 14.8489 | 43.5487 | 23.78 | 19.7687 | 729.03 | 2.4583 | 7.22 | 3.6224 | -1.1641 | 24.6359 | 1.4088 | -2.82 | 2.5546 | -1.1458 | 6.4556 | 1.2083 | -27.26 | 3.8918 | -2.6836 | -21.6857 | 2.4583 | 7.22 | 3.6224 | -1.1641 | 24.6359 | 2.4683 | 5.87 | 3.7322 | -1.2639 | 23.2142 | 0.081661 | 1.9452 | 1.2126 | 3.5562 | 59.5333 | 0.20075 | 0.11504 | 0.098669 | 0.20075 | 0.20156 | 0.58959 | -0.23028 | -2.2261 | 0.58959 | 0.47935 | 2.0118 | 0.52717 | -1.7709 | 2.0118 | 1.8957 | 0.066809 | 1.5914 | 0.99205 | 2.9095 | 48.7061 | 0.16424 | 0.094121 | 0.080724 | 0.16424 | 0.16491 | 0.48236 | -0.1884 | -1.8212 | 0.48236 | 0.39217 | 1.6459 | 0.4313 | -1.4488 | 1.6459 | 1.5509
69 | 0.22 | 0.27 | Southern | LA | Baton.Rouge-Ryan.AP.722317 | 2 | 2581427 | 24.4198 | 14.1889 | 43.2784 | 24.3787 | 18.8997 | 713.7 | 2.7286 | 22.55 | 3.0236 | -0.29503 | 43.3023 | 1.6791 | 12.51 | 1.9559 | -0.27681 | 25.122 | 1.4786 | -11.93 | 3.2931 | -1.8145 | -3.0194 | 2.7286 | 22.55 | 3.0236 | -0.29503 | 43.3023 | 2.7386 | 21.2 | 3.1334 | -0.39483 | 41.8806 | 0.081661 | 1.9941 | 1.1587 | 3.5342 | 58.2815 | 0.22282 | 0.13712 | 0.12074 | 0.22282 | 0.22364 | 1.8415 | 1.0216 | -0.97422 | 1.8415 | 1.7312 | 3.5361 | 2.0515 | -0.24657 | 3.5361 | 3.42 | 0.066809 | 1.6315 | 0.94795 | 2.8914 | 47.6819 | 0.1823 | 0.11218 | 0.098781 | 0.1823 | 0.18296 | 1.5066 | 0.83579 | -0.79704 | 1.5066 | 1.4164 | 2.893 | 1.6784 | -0.20172 | 2.893 | 2.798
70 | 0.22 | 0.23 | Southern | LA | Baton.Rouge-Ryan.AP.722317 | 2 | 2581427 | 24.9595 | 13.6589 | 43.1082 | 24.9176 | 18.1906 | 701.69 | 2.8988 | 34.56 | 2.4848 | 0.41406 | 57.6476 | 1.8493 | 24.52 | 1.417 | 0.43228 | 39.4673 | 1.6488 | 0.08 | 2.7542 | -1.1054 | 11.3259 | 2.8988 | 34.56 | 2.4848 | 0.41406 | 57.6476 | 2.9088 | 33.21 | 2.5945 | 0.31426 | 56.2259 | 0.081661 | 2.0382 | 1.1154 | 3.5203 | 57.3007 | 0.23672 | 0.15102 | 0.13464 | 0.23672 | 0.23754 | 2.8222 | 2.0023 | 0.0065329 | 2.8222 | 2.712 | 4.7076 | 3.2229 | 0.92488 | 4.7076 | 4.5915 | 0.066809 | 1.6675 | 0.91254 | 2.88 | 46.8795 | 0.19367 | 0.12355 | 0.11015 | 0.19367 | 0.19434 | 2.3089 | 1.6382 | 0.0053448 | 2.3089 | 2.2187 | 3.8514 | 2.6368 | 0.75668 | 3.8514 | 3.7564
71 | 0.22 | 0.19 | Southern | LA | Baton.Rouge-Ryan.AP.722317 | 2 | 2581427 | 25.5593 | 13.1189 | 42.988 | 25.5163 | 17.4716 | 690 | 3.0191 | 46.25 | 1.886 | 1.133 | 71.2716 | 1.9695 | 36.21 | 0.81828 | 1.1513 | 53.0913 | 1.769 | 11.77 | 2.1555 | -0.38645 | 24.9499 | 3.0191 | 46.25 | 1.886 | 1.133 | 71.2716 | 3.029 | 44.9 | 1.9958 | 1.0332 | 69.8499 | 0.081661 | 2.0872 | 1.0713 | 3.5104 | 56.3461 | 0.24654 | 0.16083 | 0.14446 | 0.24654 | 0.24736 | 3.7768 | 2.9569 | 0.96115 | 3.7768 | 3.6666 | 5.8201 | 4.3355 | 2.0374 | 5.8201 | 5.704 | 0.066809 | 1.7076 | 0.87647 | 2.872 | 46.0985 | 0.2017 | 0.13158 | 0.11819 | 0.2017 | 0.20237 | 3.0899 | 2.4192 | 0.78635 | 3.0899 | 2.9997 | 4.7616 | 3.547 | 1.6669 | 4.7616 | 4.6666
72 | 0.22 | 0.17 | Southern | LA | Baton.Rouge-Ryan.AP.722317 | 2 | 2581427 | 25.8791 | 12.8389 | 42.9478 | 25.8356 | 17.1122 | 684.36 | 3.0592 | 51.89 | 1.5667 | 1.4925 | 77.7323 | 2.0097 | 41.85 | 0.49895 | 1.5108 | 59.552 | 1.8092 | 17.41 | 1.8361 | -0.026962 | 31.4106 | 3.0592 | 51.89 | 1.5667 | 1.4925 | 77.7323 | 3.0692 | 50.54 | 1.6765 | 1.3927 | 76.3106 | 0.081661 | 2.1133 | 1.0484 | 3.5072 | 55.8855 | 0.24982 | 0.16411 | 0.14774 | 0.24982 | 0.25063 | 4.2374 | 3.4175 | 1.4217 | 4.2374 | 4.1271 | 6.3477 | 4.8631 | 2.565 | 6.3477 | 6.2316 | 0.066809 | 1.729 | 0.85776 | 2.8693 | 45.7217 | 0.20439 | 0.13427 | 0.12087 | 0.20439 | 0.20505 | 3.4667 | 2.796 | 1.1632 | 3.4667 | 3.3765 | 5.1932 | 3.9786 | 2.0985 | 5.1932 | 5.0983
73 | 0.2 | 0.47 | Southern | LA | Baton.Rouge-Ryan.AP.722317 | 2 | 2581427 | 22.4306 | 15.9489 | 43.6593 | 22.3929 | 21.2664 | 751.89 | 2.3477 | -15.64 | 5.0095 | -2.6617 | -1.2812 | 1.2982 | -25.68 | 3.9417 | -2.6435 | -19.4615 | 1.0977 | -50.12 | 5.2789 | -4.1812 | -47.6029 | 2.3477 | -15.64 | 5.0095 | -2.6617 | -1.2812 | 2.3577 | -16.99 | 5.1192 | -2.7615 | -2.7029 | 0.081661 | 1.8317 | 1.3024 | 3.5653 | 61.4001 | 0.19172 | 0.10601 | 0.089639 | 0.19172 | 0.19253 | -1.2772 | -2.0971 | -4.0929 | -1.2772 | -1.3874 | -0.10463 | -1.5892 | -3.8873 | -0.10463 | -0.22072 | 0.066809 | 1.4986 | 1.0655 | 2.9169 | 50.2334 | 0.15685 | 0.086733 | 0.073336 | 0.15685 | 0.15752 | -1.0449 | -1.7157 | -3.3485 | -1.0449 | -1.1351 | -0.085598 | -1.3002 | -3.1803 | -0.085598 | -0.18058
74 | 0.2 | 0.42 | Southern | LA | Baton.Rouge-Ryan.AP.722317 | 2 | 2581427 | 22.8205 | 15.4189 | 43.3291 | 22.7821 | 20.5471 | 738.17 | 2.6779 | -1.92 | 4.6203 | -1.9424 | 16.0434 | 1.6284 | -11.96 | 3.5525 | -1.9241 | -2.1369 | 1.4279 | -36.4 | 4.8897 | -3.4619 | -30.2782 | 2.6779 | -1.92 | 4.6203 | -1.9424 | 16.0434 | 2.6879 | -3.27 | 4.7301 | -2.0422 | 14.6217 | 0.081661 | 1.8635 | 1.2591 | 3.5383 | 60.2797 | 0.21868 | 0.13298 | 0.1166 | 0.21868 | 0.2195 | -0.15679 | -0.97667 | -2.9725 | -0.15679 | -0.26703 | 1.3101 | -0.1745 | -2.4726 | 1.3101 | 1.194 | 0.066809 | 1.5246 | 1.0301 | 2.8948 | 49.3167 | 0.17891 | 0.10879 | 0.095394 | 0.17891 | 0.17958 | -0.12827 | -0.79904 | -2.4319 | -0.12827 | -0.21847 | 1.0719 | -0.14276 | -2.0229 | 1.0719 | 0.97687
75 | 0.2 | 0.37 | Southern | LA | Baton.Rouge-Ryan.AP.722317 | 2 | 2581427 | 23.0404 | 15.2289 | 43.279 | 23.0016 | 20.2774 | 733.77 | 2.728 | 2.48 | 4.4008 | -1.6727 | 21.2416 | 1.6785 | -7.56 | 3.333 | -1.6545 | 3.0613 | 1.478 | -32 | 4.6702 | -3.1922 | -25.0801 | 2.728 | 2.48 | 4.4008 | -1.6727 | 21.2416 | 2.738 | 1.13 | 4.5105 | -1.7725 | 19.8199 | 0.081661 | 1.8815 | 1.2436 | 3.5342 | 59.9204 | 0.22277 | 0.13707 | 0.12069 | 0.22277 | 0.22359 | 0.20252 | -0.61736 | -2.6132 | 0.20252 | 0.092277 | 1.7346 | 0.24999 | -2.0481 | 1.7346 | 1.6185 | 0.066809 | 1.5393 | 1.0174 | 2.8914 | 49.0228 | 0.18226 | 0.11214 | 0.098743 | 0.18226 | 0.18292 | 0.16569 | -0.50508 | -2.1379 | 0.16569 | 0.075495 | 1.4191 | 0.20452 | -1.6756 | 1.4191 | 1.3242
76 | 0.2 | 0.32 | Southern | LA | Baton.Rouge-Ryan.AP.722317 | 2 | 2581427 | 23.3602 | 14.8889 | 43.1289 | 23.3209 | 19.8079 | 725.46 | 2.8782 | 10.79 | 4.0814 | -1.2033 | 31.3977 | 1.8286 | 0.75 | 3.0137 | -1.185 | 13.2174 | 1.6281 | -23.69 | 4.3509 | -2.7228 | -14.924 | 2.8782 | 10.79 | 4.0814 | -1.2033 | 31.3977 | 2.8881 | 9.44 | 4.1912 | -1.3031 | 29.976 | 0.081661 | 1.9076 | 1.2158 | 3.5219 | 59.2418 | 0.23503 | 0.14933 | 0.13295 | 0.23503 | 0.23585 | 0.88112 | 0.061246 | -1.9345 | 0.88112 | 0.77088 | 2.564 | 1.0793 | -1.2187 | 2.564 | 2.4479 | 0.066809 | 1.5607 | 0.99472 | 2.8814 | 48.4676 | 0.19229 | 0.12217 | 0.10877 | 0.19229 | 0.19295 | 0.72087 | 0.050107 | -1.5827 | 0.72087 | 0.63068 | 2.0977 | 0.88305 | -0.99706 | 2.0977 | 2.0027
77 | 0.2 | 0.27 | Southern | LA | Baton.Rouge-Ryan.AP.722317 | 2 | 2581427 | 23.96 | 14.2089 | 42.8287 | 23.9197 | 18.909 | 709.4 | 3.1784 | 26.85 | 3.4827 | -0.30432 | 51.0693 | 2.1288 | 16.81 | 2.4149 | -0.28609 | 32.889 | 1.9283 | -7.63 | 3.7521 | -1.8238 | 4.7477 | 3.1784 | 26.85 | 3.4827 | -0.30432 | 51.0693 | 3.1883 | 25.5 | 3.5924 | -0.40411 | 49.6476 | 0.081661 | 1.9566 | 1.1603 | 3.4974 | 57.9303 | 0.25955 | 0.17384 | 0.15747 | 0.25955 | 0.26036 | 2.1926 | 1.3727 | -0.62307 | 2.1926 | 2.0824 | 4.1704 | 2.6858 | 0.3877 | 4.1704 | 4.0543 | 0.066809 | 1.6008 | 0.94929 | 2.8614 | 47.3946 | 0.21234 | 0.14223 | 0.12883 | 0.21234 | 0.21301 | 1.7938 | 1.1231 | -0.50976 | 1.7938 | 1.7036 | 3.4119 | 2.1973 | 0.31719 | 3.4119 | 3.3169
78 | 0.2 | 0.23 | Southern | LA | Baton.Rouge-Ryan.AP.722317 | 2 | 2581427 | 24.4998 | 13.6789 | 42.6584 | 24.4585 | 18.1999 | 697.39 | 3.3486 | 38.86 | 2.9438 | 0.40483 | 65.4166 | 2.2991 | 28.82 | 1.8761 | 0.42306 | 47.2364 | 2.0986 | 4.38 | 3.2132 | -1.1147 | 19.095 | 3.3486 | 38.86 | 2.9438 | 0.40483 | 65.4166 | 3.3586 | 37.51 | 3.0536 | 0.30503 | 63.995 | 0.081661 | 2.0007 | 1.117 | 3.4835 | 56.9496 | 0.27345 | 0.18775 | 0.17137 | 0.27345 | 0.27427 | 3.1733 | 2.3535 | 0.35768 | 3.1733 | 3.0631 | 5.342 | 3.8574 | 1.5593 | 5.342 | 5.2259 | 0.066809 | 1.6368 | 0.91388 | 2.85 | 46.5922 | 0.22372 | 0.1536 | 0.14021 | 0.22372 | 0.22439 | 2.5962 | 1.9254 | 0.29263 | 2.5962 | 2.506 | 4.3704 | 3.1558 | 1.2757 | 4.3704 | 4.2755
79 | 0.2 | 0.19 | Southern | LA | Baton.Rouge-Ryan.AP.722317 | 2 | 2581427 | 25.0895 | 13.1289 | 42.5182 | 25.0473 | 17.4709 | 685.37 | 3.4889 | 50.88 | 2.355 | 1.1338 | 79.5523 | 2.4393 | 40.84 | 1.2873 | 1.152 | 61.3721 | 2.2388 | 16.4 | 2.6245 | -0.38568 | 33.2307 | 3.4889 | 50.88 | 2.355 | 1.1338 | 79.5523 | 3.4988 | 49.53 | 2.4648 | 1.034 | 78.1307 | 0.081661 | 2.0488 | 1.0721 | 3.4721 | 55.968 | 0.2849 | 0.1992 | 0.18282 | 0.2849 | 0.28572 | 4.1549 | 3.335 | 1.3392 | 4.1549 | 4.0447 | 6.4963 | 5.0117 | 2.7137 | 6.4963 | 6.3802 | 0.066809 | 1.6762 | 0.87713 | 2.8406 | 45.7892 | 0.23309 | 0.16297 | 0.14957 | 0.23309 | 0.23376 | 3.3993 | 2.7285 | 1.0957 | 3.3993 | 3.3091 | 5.3148 | 4.1002 | 2.2201 | 5.3148 | 5.2199
80 | 0.2 | 0.17 | Southern | LA | Baton.Rouge-Ryan.AP.722317 | 2 | 2581427 | 25.4094 | 12.8489 | 42.478 | 25.3666 | 17.1114 | 679.72 | 3.529 | 56.53 | 2.0357 | 1.4933 | 86.0124 | 2.4795 | 46.49 | 0.96796 | 1.5115 | 67.8321 | 2.2789 | 22.05 | 2.3052 | -0.026208 | 39.6907 | 3.529 | 56.53 | 2.0357 | 1.4933 | 86.0124 | 3.539 | 55.18 | 2.1455 | 1.3935 | 84.5907 | 0.081661 | 2.075 | 1.0493 | 3.4688 | 55.5066 | 0.28818 | 0.20248 | 0.1861 | 0.28818 | 0.289 | 4.6163 | 3.7964 | 1.8006 | 4.6163 | 4.5061 | 7.0239 | 5.5392 | 3.2412 | 7.0239 | 6.9078 | 0.066809 | 1.6976 | 0.85843 | 2.8379 | 45.4117 | 0.23577 | 0.16565 | 0.15226 | 0.23577 | 0.23644 | 3.7767 | 3.106 | 1.4731 | 3.7767 | 3.6865 | 5.7464 | 4.5318 | 2.6517 | 5.7464 | 5.6515
81 | 0.35 | 0.2 | Southern | LA | Baton.Rouge-Ryan.AP.722317 | 2 | 2581427 | 28.308 | 13.1689 | 45.8967 | 28.2605 | 17.6361 | 721.02 | 0.11037 | 15.23 | -0.8582 | 0.96857 | 17.4451 | -0.93915 | 5.19 | -1.926 | 0.9868 | -0.73516 | -1.1397 | -19.25 | -0.58876 | -0.55092 | -28.8765 | 0.11037 | 15.23 | -0.8582 | 0.96857 | 17.4451 | 0.12035 | 13.88 | -0.74843 | 0.86878 | 16.0234 | 0.081661 | 2.3117 | 1.0754 | 3.748 | 58.8792 | 0.0090133 | -0.076692 | -0.093068 | 0.0090133 | 0.0098278 | 1.2437 | 0.42382 | -1.572 | 1.2437 | 1.1335 | 1.4246 | -0.060034 | -2.3581 | 1.4246 | 1.3085 | 0.066809 | 1.8912 | 0.87981 | 3.0663 | 48.1709 | 0.007374 | -0.062744 | -0.076141 | 0.007374 | 0.0080404 | 1.0175 | 0.34674 | -1.2861 | 1.0175 | 0.92732 | 1.1655 | -0.049115 | -1.9292 | 1.1655 | 1.0705
82 | 0.35 | 0.25 | Southern | LA | Baton.Rouge-Ryan.AP.722317 | 2 | 2581427 | 27.5583 | 13.8189 | 46.017 | 27.5121 | 18.5049 | 734.9 | -0.009975 | 1.35 | -0.10977 | 0.099794 | 1.4217 | -1.0595 | -8.69 | -1.1775 | 0.11802 | -16.7586 | -1.26 | -33.13 | 0.15967 | -1.4197 | -44.9 | -0.009975 | 1.35 | -0.10977 | 0.099794 | 1.4217 | 0 | 0 | 0 | 0 | 0 | 0.081661 | 2.2504 | 1.1285 | 3.7578 | 60.0127 | -0.00081457 | -0.08652 | -0.1029 | -0.00081457 | 0 | 0.11024 | -0.70963 | -2.7054 | 0.11024 | 0 | 0.1161 | -1.3685 | -3.6666 | 0.1161 | 0 | 0.066809 | 1.8412 | 0.92323 | 3.0744 | 49.0983 | -0.00066642 | -0.070785 | -0.084182 | -0.00066642 | 0 | 0.090193 | -0.58057 | -2.2134 | 0.090193 | 0 | 0.094982 | -1.1196 | -2.9997 | 0.094982 | 0
83 | 0.35 | 0.3 | Southern | LA | Baton.Rouge-Ryan.AP.722317 | 2 | 2581427 | 27.4483 | 13.8589 | 46.007 | 27.4023 | 18.6047 | 736.25 | 0 | 0 | 0 | 0 | 0 | -1.0495 | -10.04 | -1.0678 | 0.018228 | -18.1803 | -1.2501 | -34.48 | 0.26944 | -1.5195 | -46.3217 | 0 | 0 | 0 | 0 | 0 | 0.009975 | -1.35 | 0.10977 | -0.099794 | -1.4217 | 0.081661 | 2.2415 | 1.1317 | 3.757 | 60.1229 | 0 | -0.085706 | -0.10208 | 0 | 0.00081457 | 0 | -0.81988 | -2.8157 | 0 | -0.11024 | 0 | -1.4846 | -3.7827 | 0 | -0.1161 | 0.066809 | 1.8338 | 0.92591 | 3.0737 | 49.1885 | 0 | -0.070118 | -0.083515 | 0 | 0.00066642 | 0 | -0.67077 | -2.3036 | 0 | -0.090193 | 0 | -1.2146 | -3.0947 | 0 | -0.094982
84 | 0.35 | 0.35 | Southern | LA | Baton.Rouge-Ryan.AP.722317 | 2 | 2581427 | 26.7886 | 14.4589 | 46.1473 | 26.7437 | 19.4036 | 749.3 | -0.14027 | -13.05 | 0.65862 | -0.79889 | -15.2554 | -1.1898 | -23.09 | -0.40914 | -0.78066 | -33.4357 | -1.3903 | -47.53 | 0.92805 | -2.3184 | -61.577 | -0.14027 | -13.05 | 0.65862 | -0.79889 | -15.2554 | -0.13029 | -14.4 | 0.76839 | -0.89868 | -16.6771 | 0.081661 | 2.1876 | 1.1807 | 3.7684 | 61.1886 | -0.011455 | -0.09716 | -0.11354 | -0.011455 | -0.01064 | -1.0657 | -1.8856 | -3.8813 | -1.0657 | -1.1759 | -1.2458 | -2.7304 | -5.0284 | -1.2458 | -1.3619 | 0.066809 | 1.7897 | 0.96599 | 3.0831 | 50.0603 | -0.0093713 | -0.07949 | -0.092887 | -0.0093713 | -0.0087049 | -0.87186 | -1.5426 | -3.1755 | -0.87186 | -0.96206 | -1.0192 | -2.2338 | -4.1139 | -1.0192 | -1.1142
85 | 0.35 | 0.4 | Southern | LA | Baton.Rouge-Ryan.AP.722317 | 2 | 2581427 | 26.1989 | 15.0589 | 46.3476 | 26.155 | 20.1926 | 762.79 | -0.34053 | -26.54 | 1.2474 | -1.5879 | -31.4088 | -1.3901 | -36.58 | 0.17962 | -1.5697 | -49.5891 | -1.5906 | -61.02 | 1.5168 | -3.1074 | -77.7305 | -0.34053 | -26.54 | 1.2474 | -1.5879 | -31.4088 | -0.33056 | -27.89 | 1.3571 | -1.6877 | -32.8305 | 0.081661 | 2.1394 | 1.2297 | 3.7848 | 62.2902 | -0.027808 | -0.11351 | -0.12989 | -0.027808 | -0.026994 | -2.1673 | -2.9872 | -4.983 | -2.1673 | -2.2775 | -2.5649 | -4.0495 | -6.3476 | -2.5649 | -2.681 | 0.066809 | 1.7503 | 1.0061 | 3.0965 | 50.9616 | -0.022751 | -0.092869 | -0.10627 | -0.022751 | -0.022084 | -1.7731 | -2.4439 | -4.0767 | -1.7731 | -1.8633 | -2.0984 | -3.313 | -5.1931 | -2.0984 | -2.1934
86 | 0.33 | 0.2 | Southern | LA | Baton.Rouge-Ryan.AP.722317 | 2 | 2581427 | 27.8782 | 13.1689 | 45.4569 | 27.8314 | 17.6254 | 716.54 | 0.55014 | 19.71 | -0.4291 | 0.97925 | 25.356 | -0.49938 | 9.67 | -1.4969 | 0.99747 | 7.1758 | -0.69991 | -14.77 | -0.15966 | -0.54025 | -20.9656 | 0.55014 | 19.71 | -0.4291 | 0.97925 | 25.356 | 0.56012 | 18.36 | -0.31933 | 0.87945 | 23.9344 | 0.081661 | 2.2766 | 1.0754 | 3.7121 | 58.5134 | 0.044925 | -0.04078 | -0.057155 | 0.044925 | 0.04574 | 1.6095 | 0.78966 | -1.2061 | 1.6095 | 1.4993 | 2.0706 | 0.58598 | -1.7121 | 2.0706 | 1.9545 | 0.066809 | 1.8625 | 0.87981 | 3.0369 | 47.8716 | 0.036755 | -0.033364 | -0.046761 | 0.036755 | 0.037421 | 1.3168 | 0.64605 | -0.98678 | 1.3168 | 1.2266 | 1.694 | 0.47941 | -1.4007 | 1.694 | 1.599
87 | 0.33 | 0.25 | Southern | LA | Baton.Rouge-Ryan.AP.722317 | 2 | 2581427 | 27.1285 | 13.8289 | 45.5872 | 27.083 | 18.5042 | 730.67 | 0.41981 | 5.58 | 0.31933 | 0.10049 | 8.9972 | -0.62971 | -4.46 | -0.74843 | 0.11871 | -9.1831 | -0.83024 | -28.9 | 0.58877 | -1.419 | -37.3244 | 0.41981 | 5.58 | 0.31933 | 0.10049 | 8.9972 | 0.42979 | 4.23 | 0.4291 | 0.000693 | 7.5755 | 0.081661 | 2.2153 | 1.1293 | 3.7227 | 59.6673 | 0.034283 | -0.051423 | -0.067798 | 0.034283 | 0.035097 | 0.45567 | -0.36421 | -2.36 | 0.45567 | 0.34543 | 0.73472 | -0.7499 | -3.048 | 0.73472 | 0.61863 | 0.066809 | 1.8124 | 0.9239 | 3.0457 | 48.8157 | 0.028048 | -0.042071 | -0.055468 | 0.028048 | 0.028714 | 0.3728 | -0.29797 | -1.9308 | 0.3728 | 0.2826 | 0.6011 | -0.61352 | -2.4936 | 0.6011 | 0.50612
88 | 0.33 | 0.3 | Southern | LA | Baton.Rouge-Ryan.AP.722317 | 2 | 2581427 | 27.0285 | 13.8789 | 45.5972 | 26.9832 | 18.614 | 732.37 | 0.40983 | 3.88 | 0.41912 | -0.009288 | 7.0645 | -0.6397 | -6.16 | -0.64864 | 0.00894 | -11.1158 | -0.84022 | -30.6 | 0.68856 | -1.5288 | -39.2571 | 0.40983 | 3.88 | 0.41912 | -0.009288 | 7.0645 | 0.41981 | 2.53 | 0.52889 | -0.10908 | 5.6428 | 0.081661 | 2.2072 | 1.1334 | 3.7235 | 59.8061 | 0.033467 | -0.052238 | -0.068613 | 0.033467 | 0.034282 | 0.31684 | -0.50303 | -2.4988 | 0.31684 | 0.2066 | 0.5769 | -0.90773 | -3.2058 | 0.5769 | 0.4608 | 0.066809 | 1.8058 | 0.92724 | 3.0463 | 48.9292 | 0.027381 | -0.042738 | -0.056135 | 0.027381 | 0.028047 | 0.25922 | -0.41155 | -2.0444 | 0.25922 | 0.16903 | 0.47198 | -0.74264 | -2.6227 | 0.47198 | 0.37699
89 | 0.33 | 0.35 | Southern | LA | Baton.Rouge-Ryan.AP.722317 | 2 | 2581427 | 26.3688 | 14.4789 | 45.7375 | 26.3246 | 19.4129 | 745.41 | 0.26954 | -9.16 | 1.0777 | -0.80819 | -8.1915 | -0.77998 | -19.2 | 0.009981 | -0.78996 | -26.3717 | -0.98051 | -43.64 | 1.3472 | -2.3277 | -54.5131 | 0.26954 | -9.16 | 1.0777 | -0.80819 | -8.1915 | 0.27952 | -10.51 | 1.1875 | -0.90799 | -9.6131 | 0.081661 | 2.1533 | 1.1824 | 3.735 | 60.871 | 0.022011 | -0.063694 | -0.080069 | 0.022011 | 0.022826 | -0.74802 | -1.5679 | -3.5637 | -0.74802 | -0.85826 | -0.66892 | -2.1535 | -4.4516 | -0.66892 | -0.78502 | 0.066809 | 1.7617 | 0.96733 | 3.0557 | 49.8004 | 0.018008 | -0.05211 | -0.065507 | 0.018008 | 0.018675 | -0.61197 | -1.2827 | -2.9156 | -0.61197 | -0.70217 | -0.54727 | -1.7619 | -3.642 | -0.54727 | -0.64225
90 | 0.33 | 0.4 | Southern | LA | Baton.Rouge-Ryan.AP.722317 | 2 | 2581427 | 25.7891 | 15.0789 | 45.9478 | 25.7458 | 20.2019 | 758.99 | 0.059261 | -22.74 | 1.6565 | -1.5973 | -24.522 | -0.99027 | -32.78 | 0.58877 | -1.579 | -42.7023 | -1.1908 | -57.22 | 1.926 | -3.1168 | -70.8436 | 0.059261 | -22.74 | 1.6565 | -1.5973 | -24.522 | 0.069236 | -24.09 | 1.7663 | -1.6971 | -25.9437 | 0.081661 | 2.106 | 1.2314 | 3.7521 | 61.9799 | 0.0048393 | -0.080866 | -0.097241 | 0.0048393 | 0.0056539 | -1.857 | -2.6768 | -4.6726 | -1.857 | -1.9672 | -2.0025 | -3.4871 | -5.7852 | -2.0025 | -2.1186 | 0.066809 | 1.723 | 1.0074 | 3.0697 | 50.7077 | 0.0039592 | -0.066159 | -0.079556 | 0.0039592 | 0.0046256 | -1.5192 | -2.19 | -3.8228 | -1.5192 | -1.6094 | -1.6383 | -2.8529 | -4.733 | -1.6383 | -1.7333
91 | 0.3 | 0.2 | Southern | LA | Baton.Rouge-Ryan.AP.722317 | 2 | 2581427 | 27.2285 | 13.1789 | 44.8071 | 27.1828 | 17.6243 | 710.14 | 1.1999 | 26.11 | 0.21954 | 0.98035 | 36.8093 | 0.15035 | 16.07 | -0.84822 | 0.99857 | 18.629 | -0.050173 | -8.37 | 0.48897 | -0.53915 | -9.5124 | 1.1999 | 26.11 | 0.21954 | 0.98035 | 36.8093 | 1.2099 | 24.76 | 0.32931 | 0.88055 | 35.3876 | 0.081661 | 2.2235 | 1.0762 | 3.659 | 57.9908 | 0.097984 | 0.012278 | -0.0040972 | 0.097984 | 0.098798 | 2.1322 | 1.3123 | -0.6835 | 2.1322 | 2.0219 | 3.0059 | 1.5213 | -0.77679 | 3.0059 | 2.8898 | 0.066809 | 1.8191 | 0.88048 | 2.9935 | 47.4441 | 0.080163 | 0.010045 | -0.003352 | 0.080163 | 0.08083 | 1.7444 | 1.0736 | -0.5592 | 1.7444 | 1.6542 | 2.4592 | 1.2446 | -0.63552 | 2.4592 | 2.3642
92 | 0.3 | 0.25 | Southern | LA | Baton.Rouge-Ryan.AP.722317 | 2 | 2581427 | 26.4788 | 13.8489 | 44.9475 | 26.4344 | 18.5131 | 724.51 | 1.0595 | 11.74 | 0.96796 | 0.091566 | 20.1137 | 0.010003 | 1.7 | -0.099791 | 0.10979 | 1.9334 | -0.19052 | -22.74 | 1.2374 | -1.4279 | -26.208 | 1.0595 | 11.74 | 0.96796 | 0.091566 | 20.1137 | 1.0695 | 10.39 | 1.0777 | -0.008228 | 18.692 | 0.081661 | 2.1623 | 1.1309 | 3.6705 | 59.1642 | 0.086522 | 0.00081686 | -0.015558 | 0.086522 | 0.087337 | 0.9587 | 0.13882 | -1.857 | 0.9587 | 0.84846 | 1.6425 | 0.15788 | -2.1402 | 1.6425 | 1.5264 | 0.066809 | 1.769 | 0.92524 | 3.0029 | 48.4041 | 0.070787 | 0.00066829 | -0.012729 | 0.070787 | 0.071453 | 0.78434 | 0.11358 | -1.5192 | 0.78434 | 0.69415 | 1.3438 | 0.12917 | -1.7509 | 1.3438 | 1.2488
93 | 0.3 | 0.3 | Southern | LA | Baton.Rouge-Ryan.AP.722317 | 2 | 2581427 | 26.3788 | 13.8989 | 44.9575 | 26.3346 | 18.6229 | 726.21 | 1.0495 | 10.04 | 1.0678 | -0.018228 | 18.1803 | 0 | 0 | 0 | 0 | 0 | -0.20053 | -24.44 | 1.3372 | -1.5377 | -28.1414 | 1.0495 | 10.04 | 1.0678 | -0.018228 | 18.1803 | 1.0595 | 8.69 | 1.1775 | -0.11802 | 16.7586 | 0.081661 | 2.1541 | 1.135 | 3.6713 | 59.3031 | 0.085706 | 0 | -0.016375 | 0.085706 | 0.08652 | 0.81988 | 0 | -1.9958 | 0.81988 | 0.70963 | 1.4846 | 0 | -2.2981 | 1.4846 | 1.3685 | 0.066809 | 1.7624 | 0.92858 | 3.0036 | 48.5177 | 0.070118 | 0 | -0.013397 | 0.070118 | 0.070785 | 0.67077 | 0 | -1.6328 | 0.67077 | 0.58057 | 1.2146 | 0 | -1.8801 | 1.2146 | 1.1196
94 | 0.3 | 0.35 | Southern | LA | Baton.Rouge-Ryan.AP.722317 | 2 | 2581427 | 25.7291 | 14.5089 | 45.1178 | 25.686 | 19.4318 | 739.59 | 0.88924 | -3.34 | 1.7164 | -0.82715 | 2.4119 | -0.16029 | -13.38 | 0.64864 | -0.80893 | -15.7684 | -0.36081 | -37.82 | 1.9858 | -2.3466 | -43.9097 | 0.88924 | -3.34 | 1.7164 | -0.82715 | 2.4119 | 0.89922 | -4.69 | 1.8262 | -0.92695 | 0.99023 | 0.081661 | 2.1011 | 1.1848 | 3.6844 | 60.3957 | 0.072616 | -0.013089 | -0.029464 | 0.072616 | 0.073431 | -0.27275 | -1.0926 | -3.0884 | -0.27275 | -0.38299 | 0.19696 | -1.2877 | -3.5857 | 0.19696 | 0.080863 | 0.066809 | 1.7189 | 0.96933 | 3.0143 | 49.4116 | 0.05941 | -0.010709 | -0.024106 | 0.05941 | 0.060076 | -0.22314 | -0.89391 | -2.5267 | -0.22314 | -0.31334 | 0.16114 | -1.0535 | -2.9336 | 0.16114 | 0.066157
95 | 0.3 | 0.4 | Southern | LA | Baton.Rouge-Ryan.AP.722317 | 2 | 2581427 | 25.1494 | 15.1189 | 45.3381 | 25.1072 | 20.2309 | 753.41 | 0.66898 | -17.16 | 2.2952 | -1.6262 | -14.254 | -0.38055 | -27.2 | 1.2274 | -1.608 | -32.4343 | -0.58108 | -51.64 | 2.5646 | -3.1457 | -60.5756 | 0.66898 | -17.16 | 2.2952 | -1.6262 | -14.254 | 0.67895 | -18.51 | 2.4049 | -1.726 | -15.6757 | 0.081661 | 2.0537 | 1.2346 | 3.7024 | 61.5242 | 0.054629 | -0.031076 | -0.047451 | 0.054629 | 0.055444 | -1.4013 | -2.2212 | -4.217 | -1.4013 | -1.5115 | -1.164 | -2.6486 | -4.9467 | -1.164 | -1.2801 | 0.066809 | 1.6802 | 1.0101 | 3.029 | 50.3349 | 0.044694 | -0.025424 | -0.038821 | 0.044694 | 0.04536 | -1.1465 | -1.8172 | -3.45 | -1.1465 | -1.2366 | -0.9523 | -2.1669 | -4.047 | -0.9523 | -1.0473
96 | 0.28 | 0.2 | Southern | LA | Baton.Rouge-Ryan.AP.722317 | 2 | 2581427 | 26.7787 | 13.1989 | 44.3674 | 26.7338 | 17.6336 | 705.95 | 1.6397 | 30.3 | 0.66859 | 0.97106 | 44.4008 | 0.59013 | 20.26 | -0.39916 | 0.98929 | 26.2205 | 0.3896 | -4.18 | 0.93803 | -0.54843 | -1.9209 | 1.6397 | 30.3 | 0.66859 | 0.97106 | 44.4008 | 1.6496 | 28.95 | 0.77836 | 0.87127 | 42.9791 | 0.081661 | 2.1868 | 1.0778 | 3.6231 | 57.6486 | 0.1339 | 0.04819 | 0.031815 | 0.1339 | 0.13471 | 2.4743 | 1.6545 | -0.34134 | 2.4743 | 2.3641 | 3.6258 | 2.1412 | -0.15686 | 3.6258 | 3.5097 | 0.066809 | 1.7891 | 0.88181 | 2.9642 | 47.1641 | 0.10954 | 0.039426 | 0.026029 | 0.10954 | 0.11021 | 2.0243 | 1.3536 | -0.27926 | 2.0243 | 1.9341 | 2.9664 | 1.7518 | -0.12833 | 2.9664 | 2.8714
97 | 0.28 | 0.25 | Southern | LA | Baton.Rouge-Ryan.AP.722317 | 2 | 2581427 | 26.039 | 13.8689 | 44.5177 | 25.9953 | 18.5224 | 720.41 | 1.4893 | 15.84 | 1.407 | 0.0823 | 27.5302 | 0.43981 | 5.8 | 0.33929 | 0.10053 | 9.3499 | 0.23929 | -18.64 | 1.6765 | -1.4372 | -18.7915 | 1.4893 | 15.84 | 1.407 | 0.0823 | 27.5302 | 1.4993 | 14.49 | 1.5168 | -0.017494 | 26.1085 | 0.081661 | 2.1264 | 1.1325 | 3.6354 | 58.8294 | 0.12162 | 0.035916 | 0.01954 | 0.12162 | 0.12244 | 1.2935 | 0.47363 | -1.5222 | 1.2935 | 1.1833 | 2.2481 | 0.76352 | -1.5345 | 2.2481 | 2.132 | 0.066809 | 1.7397 | 0.92657 | 2.9742 | 48.1302 | 0.099502 | 0.029384 | 0.015987 | 0.099502 | 0.10017 | 1.0583 | 0.38749 | -1.2453 | 1.0583 | 0.96807 | 1.8393 | 0.62466 | -1.2554 | 1.8393 | 1.7443
98 | 0.28 | 0.3 | Southern | LA | Baton.Rouge-Ryan.AP.722317 | 2 | 2581427 | 25.7891 | 14.0589 | 44.5578 | 25.7458 | 18.812 | 725.03 | 1.4492 | 11.22 | 1.6565 | -0.20727 | 22.1897 | 0.39972 | 1.18 | 0.58876 | -0.18904 | 4.0094 | 0.19919 | -23.26 | 1.926 | -1.7268 | -24.1319 | 1.4492 | 11.22 | 1.6565 | -0.20727 | 22.1897 | 1.4592 | 9.87 | 1.7663 | -0.30707 | 20.768 | 0.081661 | 2.106 | 1.1481 | 3.6386 | 59.2067 | 0.11835 | 0.032641 | 0.016266 | 0.11835 | 0.11916 | 0.91624 | 0.09636 | -1.8994 | 0.91624 | 0.80599 | 1.812 | 0.32741 | -1.9706 | 1.812 | 1.6959 | 0.066809 | 1.723 | 0.93927 | 2.9769 | 48.4388 | 0.096823 | 0.026705 | 0.013308 | 0.096823 | 0.09749 | 0.7496 | 0.078835 | -1.554 | 0.7496 | 0.65941 | 1.4825 | 0.26787 | -1.6122 | 1.4825 | 1.3875
99 | 0.28 | 0.35 | Southern | LA | Baton.Rouge-Ryan.AP.722317 | 2 | 2581427 | 25.1594 | 14.6789 | 44.748 | 25.1171 | 19.6309 | 738.85 | 1.259 | -2.6 | 2.2852 | -1.0262 | 5.7333 | 0.20945 | -12.64 | 1.2174 | -1.008 | -12.447 | 0.008924 | -37.08 | 2.5546 | -2.5457 | -40.5884 | 1.259 | -2.6 | 2.2852 | -1.0262 | 5.7333 | 1.269 | -3.95 | 2.395 | -1.126 | 4.3116 | 0.081661 | 2.0545 | 1.1987 | 3.6542 | 60.3353 | 0.10281 | 0.017104 | 0.00072874 | 0.10281 | 0.10362 | -0.21232 | -1.0322 | -3.028 | -0.21232 | -0.32256 | 0.46819 | -1.0164 | -3.3145 | 0.46819 | 0.35209 | 0.066809 | 1.6809 | 0.98069 | 2.9896 | 49.3622 | 0.084112 | 0.013993 | 0.00059621 | 0.084112 | 0.084778 | -0.1737 | -0.84447 | -2.4773 | -0.1737 | -0.2639 | 0.38304 | -0.83158 | -2.7117 | 0.38304 | 0.28805
100 | 0.28 | 0.4 | Southern | LA | Baton.Rouge-Ryan.AP.722317 | 2 | 2581427 | 24.7196 | 15.1489 | 44.9382 | 24.6781 | 20.2601 | 749.9 | 1.0688 | -13.65 | 2.7243 | -1.6554 | -7.6845 | 0.019303 | -23.69 | 1.6565 | -1.6372 | -25.8648 | -0.18122 | -48.13 | 2.9937 | -3.1749 | -54.0062 | 1.0688 | -13.65 | 2.7243 | -1.6554 | -7.6845 | 1.0788 | -15 | 2.834 | -1.7552 | -9.1062 | 0.081661 | 2.0186 | 1.2371 | 3.6697 | 61.2376 | 0.087282 | 0.0015763 | -0.014799 | 0.087282 | 0.088096 | -1.1147 | -1.9345 | -3.9303 | -1.1147 | -1.2249 | -0.62752 | -2.1121 | -4.4102 | -0.62752 | -0.74362 | 0.066809 | 1.6515 | 1.0121 | 3.0023 | 50.1004 | 0.071408 | 0.0012896 | -0.012107 | 0.071408 | 0.072074 | -0.91195 | -1.5827 | -3.2155 | -0.91195 | -1.0021 | -0.5134 | -1.728 | -3.6081 | -0.5134 | -0.60838
101 | 0.27 | 0.2 | Southern | LA | Baton.Rouge-Ryan.AP.722317 | 2 | 2581427 | 26.5488 | 13.2089 | 44.1375 | 26.5042 | 17.6333 | 703.68 | 1.8695 | 32.57 | 0.89811 | 0.97143 | 48.4526 | 0.82001 | 22.53 | -0.16965 | 0.98965 | 30.2723 | 0.61948 | -1.91 | 1.1675 | -0.54807 | 2.131 | 1.8695 | 32.57 | 0.89811 | 0.97143 | 48.4526 | 1.8795 | 31.22 | 1.0079 | 0.87163 | 47.0309 | 0.081661 | 2.168 | 1.0787 | 3.6043 | 57.4632 | 0.15267 | 0.066963 | 0.050587 | 0.15267 | 0.15348 | 2.6597 | 1.8398 | -0.15597 | 2.6597 | 2.5495 | 3.9567 | 2.4721 | 0.17402 | 3.9567 | 3.8406 | 0.066809 | 1.7737 | 0.88248 | 2.9488 | 47.0125 | 0.1249 | 0.054784 | 0.041387 | 0.1249 | 0.12557 | 2.176 | 1.5052 | -0.12761 | 2.176 | 2.0858 | 3.2371 | 2.0225 | 0.14237 | 3.2371 | 3.1421
102 | 0.27 | 0.25 | Southern | LA | Baton.Rouge-Ryan.AP.722317 | 2 | 2581427 | 25.8191 | 13.8789 | 44.2978 | 25.7758 | 18.522 | 718.24 | 1.7092 | 18.01 | 1.6266 | 0.082646 | 31.4058 | 0.6597 | 7.97 | 0.55883 | 0.10087 | 13.2255 | 0.45917 | -16.47 | 1.896 | -1.4368 | -14.9159 | 1.7092 | 18.01 | 1.6266 | 0.082646 | 31.4058 | 1.7192 | 16.66 | 1.7363 | -0.017148 | 29.9841 | 0.081661 | 2.1084 | 1.1334 | 3.6174 | 58.6522 | 0.13958 | 0.053872 | 0.037496 | 0.13958 | 0.14039 | 1.4707 | 0.65084 | -1.345 | 1.4707 | 1.3605 | 2.5646 | 1.08 | -1.218 | 2.5646 | 2.4485 | 0.066809 | 1.725 | 0.92724 | 2.9595 | 47.9852 | 0.11419 | 0.044074 | 0.030677 | 0.11419 | 0.11486 | 1.2032 | 0.53247 | -1.1004 | 1.2032 | 1.113 | 2.0982 | 0.88359 | -0.99652 | 2.0982 | 2.0032
103 | 0.27 | 0.3 | Southern | LA | Baton.Rouge-Ryan.AP.722317 | 2 | 2581427 | 25.4693 | 14.1789 | 44.3779 | 25.4265 | 18.9514 | 725.3 | 1.6291 | 10.95 | 1.9758 | -0.34674 | 23.123 | 0.57958 | 0.91 | 0.90809 | -0.32851 | 4.9427 | 0.37905 | -23.53 | 2.2453 | -1.8662 | -23.1987 | 1.6291 | 10.95 | 1.9758 | -0.34674 | 23.123 | 1.6391 | 9.6 | 2.0856 | -0.44654 | 21.7013 | 0.081661 | 2.0798 | 1.1579 | 3.6239 | 59.2287 | 0.13303 | 0.047329 | 0.030954 | 0.13303 | 0.13385 | 0.89419 | 0.074312 | -1.9215 | 0.89419 | 0.78395 | 1.8882 | 0.40363 | -1.8944 | 1.8882 | 1.7722 | 0.066809 | 1.7016 | 0.94728 | 2.9649 | 48.4569 | 0.10884 | 0.038721 | 0.025324 | 0.10884 | 0.10951 | 0.73156 | 0.060797 | -1.572 | 0.73156 | 0.64137 | 1.5448 | 0.33022 | -1.5499 | 1.5448 | 1.4499
104 | 0.27 | 0.35 | Southern | LA | Baton.Rouge-Ryan.AP.722317 | 2 | 2581427 | 24.8296 | 14.8389 | 44.6082 | 24.7878 | 19.8204 | 740.24 | 1.3988 | -3.99 | 2.6145 | -1.2157 | 5.1611 | 0.34927 | -14.03 | 1.5467 | -1.1975 | -13.0192 | 0.14874 | -38.47 | 2.8839 | -2.7352 | -41.1605 | 1.3988 | -3.99 | 2.6145 | -1.2157 | 5.1611 | 1.4088 | -5.34 | 2.7243 | -1.3155 | 3.7394 | 0.081661 | 2.0276 | 1.2118 | 3.6428 | 60.4488 | 0.11423 | 0.028521 | 0.012146 | 0.11423 | 0.11504 | -0.32583 | -1.1457 | -3.1415 | -0.32583 | -0.43607 | 0.42146 | -1.0632 | -3.3612 | 0.42146 | 0.30537 | 0.066809 | 1.6588 | 0.99138 | 2.9803 | 49.455 | 0.093453 | 0.023334 | 0.0099372 | 0.093453 | 0.094119 | -0.26657 | -0.93734 | -2.5702 | -0.26657 | -0.35676 | 0.34481 | -0.8698 | -2.7499 | 0.34481 | 0.24983
105 | 0.27 | 0.4 | Southern | LA | Baton.Rouge-Ryan.AP.722317 | 2 | 2581427 | 24.4997 | 15.1589 | 44.7183 | 24.4585 | 20.2598 | 747.72 | 1.2887 | -11.47 | 2.9438 | -1.6551 | -3.8097 | 0.23916 | -21.51 | 1.8761 | -1.6369 | -21.99 | 0.038638 | -45.95 | 3.2133 | -3.1746 | -50.1313 | 1.2887 | -11.47 | 2.9438 | -1.6551 | -3.8097 | 1.2987 | -12.82 | 3.0536 | -1.7549 | -5.2314 | 0.081661 | 2.0007 | 1.2379 | 3.6517 | 61.0596 | 0.10524 | 0.01953 | 0.0031552 | 0.10524 | 0.10605 | -0.93665 | -1.7565 | -3.7523 | -0.93665 | -1.0469 | -0.3111 | -1.7957 | -4.0938 | -0.3111 | -0.4272 | 0.066809 | 1.6368 | 1.0128 | 2.9876 | 49.9548 | 0.086097 | 0.015978 | 0.0025814 | 0.086097 | 0.086763 | -0.7663 | -1.4371 | -3.0699 | -0.7663 | -0.8565 | -0.25452 | -1.4691 | -3.3492 | -0.25452 | -0.34951
106 | 0.26 | 0.2 | Southern | LA | Baton.Rouge-Ryan.AP.722317 | 2 | 2581427 | 26.3189 | 13.2189 | 43.9176 | 26.2747 | 17.6429 | 701.66 | 2.0894 | 34.59 | 1.1276 | 0.96182 | 52.1692 | 1.0399 | 24.55 | 0.059871 | 0.98004 | 33.9889 | 0.83939 | 0.11 | 1.3971 | -0.55768 | 5.8476 | 2.0894 | 34.59 | 1.1276 | 0.96182 | 52.1692 | 2.0994 | 33.24 | 1.2374 | 0.86202 | 50.7475 | 0.081661 | 2.1492 | 1.0795 | 3.5864 | 57.2983 | 0.17063 | 0.08492 | 0.068545 | 0.17063 | 0.17144 | 2.8247 | 2.0048 | 0.0089827 | 2.8247 | 2.7144 | 4.2602 | 2.7756 | 0.47752 | 4.2602 | 4.1441 | 0.066809 | 1.7584 | 0.88315 | 2.9341 | 46.8775 | 0.13959 | 0.069476 | 0.056079 | 0.13959 | 0.14026 | 2.3109 | 1.6402 | 0.007349 | 2.3109 | 2.2207 | 3.4854 | 2.2708 | 0.39067 | 3.4854 | 3.3904
107 | 0.26 | 0.25 | Southern | LA | Baton.Rouge-Ryan.AP.722317 | 2 | 2581427 | 25.5892 | 13.8889 | 44.0779 | 25.5462 | 18.5316 | 716.22 | 1.9291 | 20.03 | 1.8561 | 0.073033 | 35.1223 | 0.8796 | 9.99 | 0.78834 | 0.091261 | 16.942 | 0.67908 | -14.45 | 2.1255 | -1.4465 | -11.1994 | 1.9291 | 20.03 | 1.8561 | 0.073033 | 35.1223 | 1.9391 | 18.68 | 1.9659 | -0.026761 | 33.7006 | 0.081661 | 2.0896 | 1.1342 | 3.5994 | 58.4873 | 0.15753 | 0.071829 | 0.055454 | 0.15753 | 0.15835 | 1.6357 | 0.81579 | -1.18 | 1.6357 | 1.5254 | 2.8681 | 1.3835 | -0.91455 | 2.8681 | 2.752 | 0.066809 | 1.7096 | 0.92791 | 2.9448 | 47.8503 | 0.12888 | 0.058766 | 0.045369 | 0.12888 | 0.12955 | 1.3382 | 0.66743 | -0.9654 | 1.3382 | 1.248 | 2.3465 | 1.1319 | -0.74822 | 2.3465 | 2.2515
108 | 0.26 | 0.3 | Southern | LA | Baton.Rouge-Ryan.AP.722317 | 2 | 2581427 | 25.0994 | 14.3689 | 44.2381 | 25.0573 | 19.1808 | 727.27 | 1.7689 | 8.98 | 2.3451 | -0.57613 | 21.9126 | 0.71941 | -1.06 | 1.2773 | -0.55791 | 3.7323 | 0.51888 | -25.5 | 2.6145 | -2.0956 | -24.4091 | 1.7689 | 8.98 | 2.3451 | -0.57613 | 21.9126 | 1.7789 | 7.63 | 2.4548 | -0.67593 | 20.4909 | 0.081661 | 2.0496 | 1.1734 | 3.6125 | 59.3896 | 0.14445 | 0.058748 | 0.042373 | 0.14445 | 0.14527 | 0.73332 | -0.086561 | -2.0824 | 0.73332 | 0.62307 | 1.7894 | 0.30478 | -1.9933 | 1.7894 | 1.6733 | 0.066809 | 1.6769 | 0.95998 | 2.9555 | 48.5885 | 0.11818 | 0.048063 | 0.034666 | 0.11818 | 0.11885 | 0.59995 | -0.070818 | -1.7036 | 0.59995 | 0.50976 | 1.464 | 0.24935 | -1.6308 | 1.464 | 1.369
109 | 0.26 | 0.35 | Southern | LA | Baton.Rouge-Ryan.AP.722317 | 2 | 2581427 | 24.4997 | 15.0189 | 44.4984 | 24.4585 | 20.0398 | 742.35 | 1.5087 | -6.1 | 2.9438 | -1.4351 | 3.5829 | 0.45915 | -16.14 | 1.8761 | -1.4169 | -14.5973 | 0.25862 | -40.58 | 3.2133 | -2.9546 | -42.7387 | 1.5087 | -6.1 | 2.9438 | -1.4351 | 3.5829 | 1.5186 | -7.45 | 3.0536 | -1.5349 | 2.1613 | 0.081661 | 2.0007 | 1.2265 | 3.6338 | 60.6211 | 0.1232 | 0.037494 | 0.021119 | 0.1232 | 0.12401 | -0.49813 | -1.318 | -3.3138 | -0.49813 | -0.60837 | 0.29259 | -1.192 | -3.4901 | 0.29259 | 0.17649 | 0.066809 | 1.6368 | 1.0034 | 2.9729 | 49.596 | 0.10079 | 0.030675 | 0.017278 | 0.10079 | 0.10146 | -0.40754 | -1.0783 | -2.7111 | -0.40754 | -0.49773 | 0.23937 | -0.97524 | -2.8553 | 0.23937 | 0.14439
110 | 0.26 | 0.4 | Southern | LA | Baton.Rouge-Ryan.AP.722317 | 2 | 2581427 | 24.2798 | 15.1789 | 44.5184 | 24.239 | 20.2794 | 746.03 | 1.4886 | -9.78 | 3.1634 | -1.6747 | -0.60479 | 0.43909 | -19.82 | 2.0956 | -1.6565 | -18.7851 | 0.23856 | -44.26 | 3.4328 | -3.1942 | -46.9264 | 1.4886 | -9.78 | 3.1634 | -1.6747 | -0.60479 | 1.4986 | -11.13 | 3.2731 | -1.7745 | -2.0265 | 0.081661 | 1.9827 | 1.2395 | 3.6354 | 60.9216 | 0.12156 | 0.035857 | 0.019481 | 0.12156 | 0.12238 | -0.79864 | -1.6185 | -3.6143 | -0.79864 | -0.90889 | -0.049387 | -1.534 | -3.8321 | -0.049387 | -0.16548 | 0.066809 | 1.6221 | 1.0141 | 2.9743 | 49.8418 | 0.099454 | 0.029335 | 0.015938 | 0.099454 | 0.10012 | -0.6534 | -1.3242 | -2.957 | -0.6534 | -0.74359 | -0.040405 | -1.255 | -3.1351 | -0.040405 | -0.13539
111 | 0.25 | 0.2 | Southern | LA | Baton.Rouge-Ryan.AP.722317 | 2 | 2581427 | 26.089 | 13.2289 | 43.6877 | 26.0452 | 17.6425 | 699.39 | 2.3193 | 36.86 | 1.3571 | 0.96216 | 56.2204 | 1.2698 | 26.82 | 0.28939 | 0.98039 | 38.0402 | 1.0693 | 2.38 | 1.6266 | -0.55733 | 9.8988 | 2.3193 | 36.86 | 1.3571 | 0.96216 | 56.2204 | 2.3293 | 35.51 | 1.4669 | 0.86237 | 54.7988 | 0.081661 | 2.1305 | 1.0803 | 3.5676 | 57.1129 | 0.1894 | 0.10369 | 0.087316 | 0.1894 | 0.19021 | 3.01 | 2.1901 | 0.19435 | 3.01 | 2.8998 | 4.591 | 3.1064 | 0.80834 | 4.591 | 4.4749 | 0.066809 | 1.743 | 0.88382 | 2.9188 | 46.7259 | 0.15495 | 0.084833 | 0.071436 | 0.15495 | 0.15562 | 2.4626 | 1.7918 | 0.15901 | 2.4626 | 2.3724 | 3.7561 | 2.5414 | 0.66133 | 3.7561 | 3.6611
112 | 0.25 | 0.25 | Southern | LA | Baton.Rouge-Ryan.AP.722317 | 2 | 2581427 | 25.3693 | 13.8989 | 43.858 | 25.3267 | 18.5313 | 714.05 | 2.149 | 22.2 | 2.0756 | 0.07338 | 38.9979 | 1.0995 | 12.16 | 1.0079 | 0.091608 | 20.8176 | 0.89896 | -12.28 | 2.3451 | -1.4461 | -7.3238 | 2.149 | 22.2 | 2.0756 | 0.07338 | 38.9979 | 2.159 | 20.85 | 2.1854 | -0.026414 | 37.5762 | 0.081661 | 2.0717 | 1.135 | 3.5815 | 58.3101 | 0.17549 | 0.089785 | 0.07341 | 0.17549 | 0.17631 | 1.8129 | 0.993 | -1.0028 | 1.8129 | 1.7026 | 3.1846 | 1.7 | -0.59807 | 3.1846 | 3.0685 | 0.066809 | 1.6949 | 0.92858 | 2.9301 | 47.7053 | 0.14357 | 0.073456 | 0.060059 | 0.14357 | 0.14424 | 1.4832 | 0.8124 | -0.82042 | 1.4832 | 1.393 | 2.6054 | 1.3908 | -0.4893 | 2.6054 | 2.5104
113 | 0.25 | 0.3 | Southern | LA | Baton.Rouge-Ryan.AP.722317 | 2 | 2581427 | 24.7296 | 14.5589 | 44.0983 | 24.6881 | 19.4102 | 729.23 | 1.9088 | 7.02 | 2.7143 | -0.80552 | 20.7022 | 0.85925 | -3.02 | 1.6465 | -0.78729 | 2.5219 | 0.65872 | -27.46 | 2.9837 | -2.325 | -25.6194 | 1.9088 | 7.02 | 2.7143 | -0.80552 | 20.7022 | 1.9187 | 5.67 | 2.8241 | -0.90532 | 19.2805 | 0.081661 | 2.0194 | 1.1889 | 3.6011 | 59.5497 | 0.15587 | 0.070167 | 0.053792 | 0.15587 | 0.15669 | 0.57326 | -0.24662 | -2.2424 | 0.57326 | 0.46302 | 1.6906 | 0.20594 | -2.0921 | 1.6906 | 1.5745 | 0.066809 | 1.6522 | 0.97267 | 2.9462 | 48.7194 | 0.12752 | 0.057406 | 0.044009 | 0.12752 | 0.12819 | 0.469 | -0.20176 | -1.8346 | 0.469 | 0.37881 | 1.3831 | 0.16849 | -1.7116 | 1.3831 | 1.2881
114 | 0.25 | 0.35 | Southern | LA | Baton.Rouge-Ryan.AP.722317 | 2 | 2581427 | 24.1399 | 15.2489 | 44.4285 | 24.0993 | 20.3292 | 745.88 | 1.5785 | -9.63 | 3.3031 | -1.7245 | 0.18072 | 0.529 | -19.67 | 2.2353 | -1.7063 | -17.9996 | 0.32848 | -44.11 | 3.5725 | -3.244 | -46.1409 | 1.5785 | -9.63 | 3.3031 | -1.7245 | 0.18072 | 1.5885 | -10.98 | 3.4128 | -1.8243 | -1.241 | 0.081661 | 1.9713 | 1.2452 | 3.6281 | 60.9093 | 0.1289 | 0.043199 | 0.026824 | 0.1289 | 0.12972 | -0.7864 | -1.6063 | -3.6021 | -0.7864 | -0.89664 | 0.014757 | -1.4699 | -3.7679 | 0.014757 | -0.10134 | 0.066809 | 1.6128 | 1.0188 | 2.9682 | 49.8318 | 0.10546 | 0.035342 | 0.021945 | 0.10546 | 0.10613 | -0.64337 | -1.3141 | -2.947 | -0.64337 | -0.73357 | 0.012074 | -1.2025 | -3.0827 | 0.012074 | -0.082909
115 | 0.25 | 0.4 | Southern | LA | Baton.Rouge-Ryan.AP.722317 | 2 | 2581427 | 24.0599 | 15.1889 | 44.2985 | 24.0195 | 20.2791 | 743.86 | 1.7085 | -7.61 | 3.3829 | -1.6744 | 3.2701 | 0.65895 | -17.65 | 2.3151 | -1.6562 | -14.9102 | 0.45843 | -42.09 | 3.6523 | -3.1939 | -43.0516 | 1.7085 | -7.61 | 3.3829 | -1.6744 | 3.2701 | 1.7185 | -8.96 | 3.4927 | -1.7742 | 1.8484 | 0.081661 | 1.9648 | 1.2403 | 3.6175 | 60.7444 | 0.13952 | 0.053811 | 0.037436 | 0.13952 | 0.14033 | -0.62144 | -1.4413 | -3.4371 | -0.62144 | -0.73168 | 0.26704 | -1.2176 | -3.5156 | 0.26704 | 0.15094 | 0.066809 | 1.6074 | 1.0148 | 2.9596 | 49.6969 | 0.11414 | 0.044024 | 0.030627 | 0.11414 | 0.11481 | -0.50842 | -1.1792 | -2.812 | -0.50842 | -0.59861 | 0.21847 | -0.99614 | -2.8763 | 0.21847 | 0.12349
116 | 0.24 | 0.2 | Southern | LA | Baton.Rouge-Ryan.AP.722317 | 2 | 2581427 | 25.8591 | 13.2289 | 43.4578 | 25.8157 | 17.6421 | 697.12 | 2.5492 | 39.13 | 1.5867 | 0.96255 | 60.273 | 1.4997 | 29.09 | 0.51891 | 0.98078 | 42.0927 | 1.2992 | 4.65 | 1.8561 | -0.55694 | 13.9514 | 2.5492 | 39.13 | 1.5867 | 0.96255 | 60.273 | 2.5592 | 37.78 | 1.6964 | 0.86275 | 58.8513 | 0.081661 | 2.1117 | 1.0803 | 3.5488 | 56.9275 | 0.20817 | 0.12247 | 0.10609 | 0.20817 | 0.20899 | 3.1954 | 2.3755 | 0.37972 | 3.1954 | 3.0852 | 4.922 | 3.4373 | 1.1393 | 4.922 | 4.8059 | 0.066809 | 1.7276 | 0.88382 | 2.9034 | 46.5742 | 0.17031 | 0.10019 | 0.086796 | 0.17031 | 0.17098 | 2.6143 | 1.9435 | 0.31066 | 2.6143 | 2.5241 | 4.0268 | 2.8122 | 0.93208 | 4.0268 | 3.9318
117 | 0.24 | 0.25 | Southern | LA | Baton.Rouge-Ryan.AP.722317 | 2 | 2581427 | 25.1394 | 13.8989 | 43.6281 | 25.0972 | 18.5309 | 711.78 | 2.3789 | 24.47 | 2.3052 | 0.073766 | 43.0504 | 1.3294 | 14.43 | 1.2374 | 0.091994 | 24.8702 | 1.1289 | -10.01 | 2.5746 | -1.4457 | -3.2712 | 2.3789 | 24.47 | 2.3052 | 0.073766 | 43.0504 | 2.3889 | 23.12 | 2.4149 | -0.026028 | 41.6288 | 0.081661 | 2.0529 | 1.135 | 3.5627 | 58.1247 | 0.19427 | 0.10856 | 0.092184 | 0.19427 | 0.19508 | 1.9982 | 1.1784 | -0.81743 | 1.9982 | 1.888 | 3.5155 | 2.0309 | -0.26713 | 3.5155 | 3.3994 | 0.066809 | 1.6796 | 0.92858 | 2.9148 | 47.5536 | 0.15893 | 0.088816 | 0.075419 | 0.15893 | 0.1596 | 1.6348 | 0.96406 | -0.66876 | 1.6348 | 1.5446 | 2.8762 | 1.6616 | -0.21855 | 2.8762 | 2.7812
118 | 0.24 | 0.3 | Southern | LA | Baton.Rouge-Ryan.AP.722317 | 2 | 2581427 | 24.4997 | 14.5689 | 43.8784 | 24.4585 | 19.4198 | 727.2 | 2.1287 | 9.05 | 2.9438 | -0.81516 | 24.4181 | 1.0791 | -0.99 | 1.8761 | -0.79693 | 6.2378 | 0.8786 | -25.43 | 3.2133 | -2.3346 | -21.9036 | 2.1287 | 9.05 | 2.9438 | -0.81516 | 24.4181 | 2.1386 | 7.7 | 3.0536 | -0.91495 | 22.9964 | 0.081661 | 2.0007 | 1.1897 | 3.5832 | 59.3839 | 0.17383 | 0.088123 | 0.071748 | 0.17383 | 0.17464 | 0.73903 | -0.080844 | -2.0766 | 0.73903 | 0.62879 | 1.994 | 0.50938 | -1.7887 | 1.994 | 1.8779 | 0.066809 | 1.6368 | 0.97334 | 2.9315 | 48.5838 | 0.14221 | 0.072096 | 0.058699 | 0.14221 | 0.14288 | 0.60463 | -0.066141 | -1.699 | 0.60463 | 0.51443 | 1.6314 | 0.41674 | -1.4634 | 1.6314 | 1.5364
119 | 0.24 | 0.35 | Southern | LA | Baton.Rouge-Ryan.AP.722317 | 2 | 2581427 | 23.92 | 15.2589 | 44.2086 | 23.8797 | 20.3288 | 743.71 | 1.7984 | -7.46 | 3.5226 | -1.7242 | 4.0569 | 0.74891 | -17.5 | 2.4548 | -1.7059 | -14.1234 | 0.54838 | -41.94 | 3.792 | -3.2437 | -42.2648 | 1.7984 | -7.46 | 3.5226 | -1.7242 | 4.0569 | 1.8084 | -8.81 | 3.6324 | -1.824 | 2.6352 | 0.081661 | 1.9533 | 1.2461 | 3.6101 | 60.7321 | 0.14686 | 0.061156 | 0.044781 | 0.14686 | 0.14768 | -0.60919 | -1.4291 | -3.4249 | -0.60919 | -0.71943 | 0.33129 | -1.1533 | -3.4514 | 0.33129 | 0.21519 | 0.066809 | 1.5981 | 1.0194 | 2.9536 | 49.6868 | 0.12015 | 0.050034 | 0.036637 | 0.12015 | 0.12082 | -0.4984 | -1.1692 | -2.802 | -0.4984 | -0.58859 | 0.27104 | -0.94358 | -2.8237 | 0.27104 | 0.17606
120 | 0.24 | 0.4 | Southern | LA | Baton.Rouge-Ryan.AP.722317 | 2 | 2581427 | 23.84 | 15.2089 | 44.0986 | 23.7999 | 20.2987 | 742.17 | 1.9084 | -5.92 | 3.6024 | -1.694 | 6.4749 | 0.85888 | -15.96 | 2.5347 | -1.6758 | -11.7054 | 0.65835 | -40.4 | 3.8719 | -3.2135 | -39.8467 | 1.9084 | -5.92 | 3.6024 | -1.694 | 6.4749 | 1.9184 | -7.27 | 3.7122 | -1.7938 | 5.0532 | 0.081661 | 1.9468 | 1.242 | 3.6011 | 60.6064 | 0.15584 | 0.070137 | 0.053762 | 0.15584 | 0.15666 | -0.48343 | -1.3033 | -3.2991 | -0.48343 | -0.59368 | 0.52875 | -0.95587 | -3.2539 | 0.52875 | 0.41265 | 0.066809 | 1.5927 | 1.0161 | 2.9462 | 49.584 | 0.1275 | 0.057381 | 0.043984 | 0.1275 | 0.12817 | -0.39551 | -1.0663 | -2.6991 | -0.39551 | -0.4857 | 0.43259 | -0.78203 | -2.6621 | 0.43259 | 0.3376
121 | 0.22 | 0.2 | Southern | LA | Baton.Rouge-Ryan.AP.722317 | 2 | 2581427 | 25.3994 | 13.2489 | 43.008 | 25.3566 | 17.6514 | 692.83 | 2.999 | 43.42 | 2.0457 | 0.9533 | 68.0415 | 1.9495 | 33.38 | 0.97794 | 0.97153 | 49.8612 | 1.7489 | 8.94 | 2.3151 | -0.56619 | 21.7198 | 2.999 | 43.42 | 2.0457 | 0.9533 | 68.0415 | 3.009 | 42.07 | 2.1555 | 0.85351 | 66.6198 | 0.081661 | 2.0741 | 1.0819 | 3.5121 | 56.5772 | 0.2449 | 0.1592 | 0.14282 | 0.2449 | 0.24572 | 3.5457 | 2.7258 | 0.73005 | 3.5457 | 3.4355 | 5.5563 | 4.0717 | 1.7737 | 5.5563 | 5.4402 | 0.066809 | 1.6969 | 0.88515 | 2.8733 | 46.2876 | 0.20036 | 0.13024 | 0.11685 | 0.20036 | 0.20103 | 2.9009 | 2.2301 | 0.59728 | 2.9009 | 2.8107 | 4.5458 | 3.3312 | 1.4511 | 4.5458 | 4.4508
122 | 0.22 | 0.25 | Southern | LA | Baton.Rouge-Ryan.AP.722317 | 2 | 2581427 | 24.6797 | 13.9289 | 43.1883 | 24.6382 | 18.5502 | 707.73 | 2.8187 | 28.52 | 2.7642 | 0.05452 | 50.4828 | 1.7692 | 18.48 | 1.6964 | 0.072748 | 32.3025 | 1.5687 | -5.96 | 3.0336 | -1.465 | 4.1612 | 2.8187 | 28.52 | 2.7642 | 0.05452 | 50.4828 | 2.8287 | 27.17 | 2.874 | -0.045274 | 49.0611 | 0.081661 | 2.0154 | 1.1374 | 3.5268 | 57.794 | 0.23018 | 0.14447 | 0.1281 | 0.23018 | 0.23099 | 2.329 | 1.5091 | -0.4867 | 2.329 | 2.2187 | 4.1225 | 2.6379 | 0.3398 | 4.1225 | 4.0064 | 0.066809 | 1.6488 | 0.93058 | 2.8854 | 47.283 | 0.18832 | 0.1182 | 0.1048 | 0.18832 | 0.18898 | 1.9054 | 1.2346 | -0.39818 | 1.9054 | 1.8152 | 3.3727 | 2.1581 | 0.278 | 3.3727 | 3.2777
123 | 0.22 | 0.3 | Southern | LA | Baton.Rouge-Ryan.AP.722317 | 2 | 2581427 | 24.0499 | 14.5989 | 43.4486 | 24.0095 | 19.4391 | 723.24 | 2.5585 | 13.01 | 3.3929 | -0.8344 | 31.6748 | 1.5089 | 2.97 | 2.3251 | -0.81618 | 13.4945 | 1.3084 | -21.47 | 3.6623 | -2.3539 | -14.6469 | 2.5585 | 13.01 | 3.3929 | -0.8344 | 31.6748 | 2.5684 | 11.66 | 3.5026 | -0.9342 | 30.2531 | 0.081661 | 1.9639 | 1.1922 | 3.5481 | 59.0605 | 0.20893 | 0.12322 | 0.10685 | 0.20893 | 0.20974 | 1.0624 | 0.24253 | -1.7533 | 1.0624 | 0.95217 | 2.5866 | 1.102 | -1.1961 | 2.5866 | 2.4705 | 0.066809 | 1.6068 | 0.97534 | 2.9028 | 48.3193 | 0.17093 | 0.10081 | 0.087414 | 0.17093 | 0.1716 | 0.86919 | 0.19842 | -1.4344 | 0.86919 | 0.779 | 2.1162 | 0.90156 | -0.97855 | 2.1162 | 2.0212
124 | 0.22 | 0.35 | Southern | LA | Baton.Rouge-Ryan.AP.722317 | 2 | 2581427 | 23.4702 | 15.2889 | 43.7788 | 23.4307 | 20.3481 | 739.74 | 2.2282 | -3.49 | 3.9717 | -1.7434 | 11.3129 | 1.1787 | -13.53 | 2.9039 | -1.7252 | -6.8674 | 0.97817 | -37.97 | 4.2411 | -3.2629 | -35.0087 | 2.2282 | -3.49 | 3.9717 | -1.7434 | 11.3129 | 2.2382 | -4.84 | 4.0814 | -1.8432 | 9.8912 | 0.081661 | 1.9166 | 1.2485 | 3.575 | 60.4079 | 0.18196 | 0.096253 | 0.079878 | 0.18196 | 0.18277 | -0.285 | -1.1049 | -3.1007 | -0.285 | -0.39524 | 0.92383 | -0.5608 | -2.8588 | 0.92383 | 0.80773 | 0.066809 | 1.568 | 1.0214 | 2.9248 | 49.4216 | 0.14887 | 0.078748 | 0.065351 | 0.14887 | 0.14953 | -0.23316 | -0.90393 | -2.5368 | -0.23316 | -0.32336 | 0.75581 | -0.4588 | -2.3389 | 0.75581 | 0.66083
125 | 0.22 | 0.4 | Southern | LA | Baton.Rouge-Ryan.AP.722317 | 2 | 2581427 | 23.3902 | 15.2389 | 43.6689 | 23.3509 | 20.318 | 738.21 | 2.3382 | -1.96 | 4.0515 | -1.7133 | 13.7302 | 1.2886 | -12 | 2.9837 | -1.6951 | -4.4501 | 1.0881 | -36.44 | 4.3209 | -3.2328 | -32.5914 | 2.3382 | -1.96 | 4.0515 | -1.7133 | 13.7302 | 2.3482 | -3.31 | 4.1613 | -1.8131 | 12.3085 | 0.081661 | 1.9101 | 1.2444 | 3.566 | 60.283 | 0.19094 | 0.10523 | 0.088857 | 0.19094 | 0.19175 | -0.16006 | -0.97993 | -2.9757 | -0.16006 | -0.2703 | 1.1212 | -0.3634 | -2.6614 | 1.1212 | 1.0051 | 0.066809 | 1.5627 | 1.0181 | 2.9175 | 49.3194 | 0.15621 | 0.086094 | 0.072697 | 0.15621 | 0.15688 | -0.13095 | -0.80171 | -2.4345 | -0.13095 | -0.22114 | 0.91731 | -0.29731 | -2.1774 | 0.91731 | 0.82233
126 | 0.2 | 0.2 | Southern | LA | Baton.Rouge-Ryan.AP.722317 | 2 | 2581427 | 24.9396 | 13.2589 | 42.5482 | 24.8976 | 17.6506 | 688.29 | 3.4588 | 47.96 | 2.5047 | 0.95406 | 76.146 | 2.4093 | 37.92 | 1.437 | 0.97228 | 57.9657 | 2.2087 | 13.48 | 2.7742 | -0.56544 | 29.8243 | 3.4588 | 47.96 | 2.5047 | 0.95406 | 76.146 | 3.4688 | 46.61 | 2.6145 | 0.85426 | 74.7243 | 0.081661 | 2.0366 | 1.0827 | 3.4745 | 56.2065 | 0.28245 | 0.19674 | 0.18037 | 0.28245 | 0.28326 | 3.9165 | 3.0966 | 1.1008 | 3.9165 | 3.8062 | 6.2182 | 4.7335 | 2.4355 | 6.2182 | 6.1021 | 0.066809 | 1.6662 | 0.88582 | 2.8426 | 45.9843 | 0.23108 | 0.16096 | 0.14756 | 0.23108 | 0.23175 | 3.2042 | 2.5334 | 0.90059 | 3.2042 | 3.114 | 5.0873 | 3.8727 | 1.9925 | 5.0873 | 4.9923
127 | 0.2 | 0.25 | Southern | LA | Baton.Rouge-Ryan.AP.722317 | 2 | 2581427 | 24.2199 | 13.9489 | 42.7385 | 24.1791 | 18.5594 | 703.42 | 3.2685 | 32.83 | 3.2232 | 0.045274 | 58.2513 | 2.219 | 22.79 | 2.1555 | 0.063502 | 40.071 | 2.0184 | -1.65 | 3.4927 | -1.4742 | 11.9296 | 3.2685 | 32.83 | 3.2232 | 0.045274 | 58.2513 | 3.2785 | 31.48 | 3.333 | -0.05452 | 56.8296 | 0.081661 | 1.9778 | 1.1391 | 3.4901 | 57.442 | 0.26691 | 0.1812 | 0.16483 | 0.26691 | 0.26772 | 2.6809 | 1.8611 | -0.13474 | 2.6809 | 2.5707 | 4.7569 | 3.2722 | 0.97419 | 4.7569 | 4.6408 | 0.066809 | 1.6181 | 0.93192 | 2.8553 | 46.9951 | 0.21837 | 0.14825 | 0.13485 | 0.21837 | 0.21903 | 2.1934 | 1.5226 | -0.11024 | 2.1934 | 2.1032 | 3.8917 | 2.6771 | 0.79701 | 3.8917 | 3.7968
128 | 0.2 | 0.3 | Southern | LA | Baton.Rouge-Ryan.AP.722317 | 2 | 2581427 | 23.5901 | 14.6189 | 42.9988 | 23.5504 | 19.4483 | 718.93 | 3.0083 | 17.32 | 3.8519 | -0.84365 | 39.4432 | 1.9587 | 7.28 | 2.7841 | -0.82542 | 21.2629 | 1.7582 | -17.16 | 4.1213 | -2.3631 | -6.8785 | 3.0083 | 17.32 | 3.8519 | -0.84365 | 39.4432 | 3.0182 | 15.97 | 3.9617 | -0.94344 | 38.0215 | 0.081661 | 1.9264 | 1.1938 | 3.5113 | 58.7086 | 0.24566 | 0.15995 | 0.14358 | 0.24566 | 0.24647 | 1.4144 | 0.59449 | -1.4013 | 1.4144 | 1.3041 | 3.221 | 1.7363 | -0.5617 | 3.221 | 3.1049 | 0.066809 | 1.576 | 0.97668 | 2.8727 | 48.0313 | 0.20098 | 0.13086 | 0.11746 | 0.20098 | 0.20165 | 1.1571 | 0.48637 | -1.1465 | 1.1571 | 1.0669 | 2.6352 | 1.4206 | -0.45955 | 2.6352 | 2.5402
129 | 0.2 | 0.35 | Southern | LA | Baton.Rouge-Ryan.AP.722317 | 2 | 2581427 | 23.0204 | 15.3089 | 43.349 | 22.9816 | 20.3674 | 735.77 | 2.658 | 0.48 | 4.4207 | -1.7627 | 18.569 | 1.6085 | -9.56 | 3.353 | -1.7445 | 0.38867 | 1.408 | -34 | 4.6901 | -3.2822 | -27.7527 | 2.658 | 0.48 | 4.4207 | -1.7627 | 18.569 | 2.668 | -0.87 | 4.5305 | -1.8625 | 17.1473 | 0.081661 | 1.8799 | 1.2501 | 3.5399 | 60.0837 | 0.21706 | 0.13135 | 0.11498 | 0.21706 | 0.21787 | 0.039197 | -0.78068 | -2.7765 | 0.039197 | -0.071045 | 1.5164 | 0.031739 | -2.2663 | 1.5164 | 1.4003 | 0.066809 | 1.538 | 1.0228 | 2.8961 | 49.1564 | 0.17758 | 0.10746 | 0.094065 | 0.17758 | 0.17825 | 0.032069 | -0.6387 | -2.2715 | 0.032069 | -0.058124 | 1.2406 | 0.025967 | -1.8541 | 1.2406 | 1.1456
130 | 0.2 | 0.4 | Southern | LA | Baton.Rouge-Ryan.AP.722317 | 2 | 2581427 | 22.9504 | 15.2689 | 43.259 | 22.9118 | 20.3473 | 734.58 | 2.748 | 1.67 | 4.4906 | -1.7426 | 20.4746 | 1.6985 | -8.37 | 3.4228 | -1.7243 | 2.2943 | 1.4979 | -32.81 | 4.76 | -3.2621 | -25.847 | 2.748 | 1.67 | 4.4906 | -1.7426 | 20.4746 | 2.758 | 0.32 | 4.6003 | -1.8424 | 19.0529 | 0.081661 | 1.8742 | 1.2469 | 3.5326 | 59.9866 | 0.2244 | 0.1387 | 0.12232 | 0.2244 | 0.22522 | 0.13637 | -0.6835 | -2.6793 | 0.13637 | 0.026132 | 1.672 | 0.18736 | -2.1107 | 1.672 | 1.5559 | 0.066809 | 1.5333 | 1.0201 | 2.8901 | 49.0769 | 0.18359 | 0.11347 | 0.10008 | 0.18359 | 0.18426 | 0.11157 | -0.5592 | -2.192 | 0.11157 | 0.021379 | 1.3679 | 0.15328 | -1.7268 | 1.3679 | 1.2729
Double | Double | Double | Southern | LA | Baton.Rouge-Ryan.AP.722317 | 2 | 2581427 | 27.878 | 16.8789 | 50.5667 | 27.8314 | 22.7353 | 841.39 | -4.5597 | -105.14 | -0.42909 | -4.1306 | -146.3634 | -5.6092 | -115.18 | -1.4968 | -4.1123 | -164.5437 | -5.8097 | -139.62 | -0.15965 | -5.6501 | -192.6851 | -4.5597 | -105.14 | -0.42909 | -4.1306 | -146.3634 | -4.5497 | -106.49 | -0.31932 | -4.2304 | -147.7851 | 0.081661 | 2.2765 | 1.3783 | 4.1293 | 68.7088 | -0.37235 | -0.45805 | -0.47443 | -0.37235 | -0.37153 | -8.5858 | -9.4057 | -11.4015 | -8.5858 | -8.6961 | -11.9522 | -13.4368 | -15.7349 | -11.9522 | -12.0683 | 0.066809 | 1.8625 | 1.1277 | 3.3783 | 56.2128 | -0.30463 | -0.37475 | -0.38814 | -0.30463 | -0.30396 | -7.0243 | -7.6951 | -9.3279 | -7.0243 | -7.1145 | -9.7785 | -10.9931 | -12.8732 | -9.7785 | -9.8734
Single | Single | Single | Southern | LA | Baton.Rouge-Ryan.AP.722317 | 2 | 2581427 | 34.4347 | 19.1389 | 60.4235 | 34.3777 | 26.0458 | 986.3 | -14.4164 | -250.05 | -6.9753 | -7.4411 | -372.8332 | -15.466 | -260.09 | -8.0431 | -7.4229 | -391.0135 | -15.6665 | -284.53 | -6.7059 | -8.9606 | -419.1548 | -14.4164 | -250.05 | -6.9753 | -7.4411 | -372.8332 | -14.4065 | -251.4 | -6.8656 | -7.5409 | -374.2549 | 0.081661 | 2.812 | 1.5629 | 4.9342 | 80.5423 | -1.1773 | -1.263 | -1.2793 | -1.1773 | -1.1764 | -20.4193 | -21.2392 | -23.235 | -20.4193 | -20.5296 | -30.4459 | -31.9306 | -34.2286 | -30.4459 | -30.562 | 0.066809 | 2.3006 | 1.2787 | 4.0369 | 65.8942 | -0.96315 | -1.0333 | -1.0467 | -0.96315 | -0.96249 | -16.7057 | -17.3765 | -19.0093 | -16.7057 | -16.7959 | -24.9088 | -26.1234 | -28.0035 | -24.9088 | -25.0038
1 | 0.35 | 0.47 | South/Central | AL | Birmingham.Muni.AP.722280 | 3 | 3613104 | 37.5187 | 13.3791 | 56.2387 | 37.0195 | 19.2192 | 1178.37 | 0.432 | -43.54 | 3.1641 | -2.7321 | -68.7553 | -1.058 | -64.72 | 1.6535 | -2.7115 | -87.4211 | -0.44203 | -82.93 | 3.7577 | -4.1998 | -119.9619 | 0.432 | -43.54 | 3.1641 | -2.7321 | -68.7553 | 0.52225 | -44.19 | 3.3596 | -2.8374 | -70.4548 | 0.049351 | 1.8516 | 0.66028 | 2.7755 | 58.1541 | 0.02132 | -0.052214 | -0.021815 | 0.02132 | 0.025774 | -2.1488 | -3.194 | -4.0927 | -2.1488 | -2.1808 | -3.3932 | -4.3143 | -5.9203 | -3.3932 | -3.477 | 0.049351 | 1.8516 | 0.66028 | 2.7755 | 58.1541 | 0.02132 | -0.052214 | -0.021815 | 0.02132 | 0.025774 | -2.1488 | -3.194 | -4.0927 | -2.1488 | -2.1808 | -3.3932 | -4.3143 | -5.9203 | -3.3932 | -3.477
2 | 0.35 | 0.42 | South/Central | AL | Birmingham.Muni.AP.722280 | 3 | 3613104 | 38.4152 | 12.7069 | 56.2522 | 37.9041 | 18.3481 | 1162.7 | 0.41851 | -27.87 | 2.2795 | -1.861 | -45.2307 | -1.0715 | -49.05 | 0.76893 | -1.8404 | -63.8965 | -0.45552 | -67.26 | 2.8731 | -3.3287 | -96.4373 | 0.41851 | -27.87 | 2.2795 | -1.861 | -45.2307 | 0.50876 | -28.52 | 2.475 | -1.9663 | -46.9302 | 0.049351 | 1.8958 | 0.6271 | 2.7761 | 57.3807 | 0.020654 | -0.05288 | -0.022481 | 0.020654 | 0.025108 | -1.3754 | -2.4207 | -3.3194 | -1.3754 | -1.4075 | -2.2322 | -3.1534 | -4.7593 | -2.2322 | -2.3161 | 0.049351 | 1.8958 | 0.6271 | 2.7761 | 57.3807 | 0.020654 | -0.05288 | -0.022481 | 0.020654 | 0.025108 | -1.3754 | -2.4207 | -3.3194 | -1.3754 | -1.4075 | -2.2322 | -3.1534 | -4.7593 | -2.2322 | -2.3161
3 | 0.35 | 0.37 | South/Central | AL | Birmingham.Muni.AP.722280 | 3 | 3613104 | 39.3186 | 12.1153 | 56.3688 | 38.7956 | 17.5732 | 1150.26 | 0.30195 | -15.43 | 1.388 | -1.0861 | -25.6515 | -1.1881 | -36.61 | -0.12256 | -1.0655 | -44.3173 | -0.57207 | -54.82 | 1.9816 | -2.5537 | -76.8581 | 0.30195 | -15.43 | 1.388 | -1.0861 | -25.6515 | 0.3922 | -16.08 | 1.5835 | -1.1913 | -27.3509 | 0.049351 | 1.9404 | 0.5979 | 2.7819 | 56.7668 | 0.014902 | -0.058632 | -0.028233 | 0.014902 | 0.019356 | -0.76149 | -1.8068 | -2.7054 | -0.76149 | -0.79357 | -1.2659 | -2.1871 | -3.793 | -1.2659 | -1.3498 | 0.049351 | 1.9404 | 0.5979 | 2.7819 | 56.7668 | 0.014902 | -0.058632 | -0.028233 | 0.014902 | 0.019356 | -0.76149 | -1.8068 | -2.7054 | -0.76149 | -0.79357 | -1.2659 | -2.1871 | -3.793 | -1.2659 | -1.3498
4 | 0.35 | 0.32 | South/Central | AL | Birmingham.Muni.AP.722280 | 3 | 3613104 | 40.3024 | 11.5326 | 56.5684 | 39.7663 | 16.802 | 1139.09 | 0.10234 | -4.26 | 0.41726 | -0.31492 | -7.2473 | -1.3877 | -25.44 | -1.0933 | -0.29434 | -25.9131 | -0.77169 | -43.65 | 1.0109 | -1.7826 | -58.4539 | 0.10234 | -4.26 | 0.41726 | -0.31492 | -7.2473 | 0.19259 | -4.91 | 0.61278 | -0.42019 | -8.9467 | 0.049351 | 1.989 | 0.56915 | 2.7917 | 56.2156 | 0.0050505 | -0.068483 | -0.038084 | 0.0050505 | 0.0095046 | -0.21024 | -1.2555 | -2.1542 | -0.21024 | -0.24231 | -0.35766 | -1.2788 | -2.8848 | -0.35766 | -0.44153 | 0.049351 | 1.989 | 0.56915 | 2.7917 | 56.2156 | 0.0050505 | -0.068483 | -0.038084 | 0.0050505 | 0.0095046 | -0.21024 | -1.2555 | -2.1542 | -0.21024 | -0.24231 | -0.35766 | -1.2788 | -2.8848 | -0.35766 | -0.44153
5 | 0.35 | 0.27 | South/Central | AL | Birmingham.Muni.AP.722280 | 3 | 3613104 | 40.9716 | 11.1704 | 56.7353 | 40.4266 | 16.3086 | 1132.51 | -0.064556 | 2.32 | -0.24305 | 0.1785 | 4.0232 | -1.5546 | -18.86 | -1.7536 | 0.19908 | -14.6426 | -0.93858 | -37.07 | 0.35057 | -1.2892 | -47.1833 | -0.064556 | 2.32 | -0.24305 | 0.1785 | 4.0232 | 0.025695 | 1.67 | -0.047533 | 0.073228 | 2.3238 | 0.049351 | 2.022 | 0.55128 | 2.8 | 55.8908 | -0.0031859 | -0.07672 | -0.04632 | -0.0031859 | 0.0012681 | 0.11449 | -0.93077 | -1.8295 | 0.11449 | 0.082417 | 0.19855 | -0.72263 | -2.3286 | 0.19855 | 0.11468 | 0.049351 | 2.022 | 0.55128 | 2.8 | 55.8908 | -0.0031859 | -0.07672 | -0.04632 | -0.0031859 | 0.0012681 | 0.11449 | -0.93077 | -1.8295 | 0.11449 | 0.082417 | 0.19855 | -0.72263 | -2.3286 | 0.19855 | 0.11468
6 | 0.35 | 0.23 | South/Central | AL | Birmingham.Muni.AP.722280 | 3 | 3613104 | 41.3765 | 10.9955 | 56.8699 | 40.8262 | 16.0437 | 1129.6 | -0.19921 | 5.23 | -0.64258 | 0.44337 | 9.492 | -1.6892 | -15.95 | -2.1532 | 0.46396 | -9.1738 | -1.0732 | -34.16 | -0.04896 | -1.0243 | -41.7146 | -0.19921 | 5.23 | -0.64258 | 0.44337 | 9.492 | -0.10896 | 4.58 | -0.44706 | 0.3381 | 7.7926 | 0.049351 | 2.042 | 0.54264 | 2.8066 | 55.7472 | -0.0098312 | -0.083365 | -0.052966 | -0.0098312 | -0.0053772 | 0.25811 | -0.78715 | -1.6858 | 0.25811 | 0.22603 | 0.46844 | -0.45274 | -2.0587 | 0.46844 | 0.38457 | 0.049351 | 2.042 | 0.54264 | 2.8066 | 55.7472 | -0.0098312 | -0.083365 | -0.052966 | -0.0098312 | -0.0053772 | 0.25811 | -0.78715 | -1.6858 | 0.25811 | 0.22603 | 0.46844 | -0.45274 | -2.0587 | 0.46844 | 0.38457
7 | 0.35 | 0.19 | South/Central | AL | Birmingham.Muni.AP.722280 | 3 | 3613104 | 42.3494 | 10.4862 | 57.1607 | 41.7862 | 15.3745 | 1121.62 | -0.49001 | 13.21 | -1.6026 | 1.1126 | 23.9474 | -1.98 | -7.97 | -3.1132 | 1.1332 | 5.2816 | -1.364 | -26.18 | -1.009 | -0.35503 | -27.2592 | -0.49001 | 13.21 | -1.6026 | 1.1126 | 23.9474 | -0.39975 | 12.56 | -1.4071 | 1.0074 | 22.248 | 0.049351 | 2.09 | 0.51751 | 2.821 | 55.3534 | -0.024182 | -0.097716 | -0.067317 | -0.024182 | -0.019728 | 0.65193 | -0.39333 | -1.292 | 0.65193 | 0.61985 | 1.1818 | 0.26065 | -1.3453 | 1.1818 | 1.098 | 0.049351 | 2.09 | 0.51751 | 2.821 | 55.3534 | -0.024182 | -0.097716 | -0.067317 | -0.024182 | -0.019728 | 0.65193 | -0.39333 | -1.292 | 0.65193 | 0.61985 | 1.1818 | 0.26065 | -1.3453 | 1.1818 | 1.098
8 | 0.35 | 0.17 | South/Central | AL | Birmingham.Muni.AP.722280 | 3 | 3613104 | 42.8685 | 10.2329 | 57.3369 | 42.2984 | 15.0385 | 1118.06 | -0.66618 | 16.77 | -2.1148 | 1.4487 | 30.8162 | -2.1562 | -4.41 | -3.6254 | 1.4692 | 12.1504 | -1.5402 | -22.62 | -1.5212 | -0.018998 | -20.3904 | -0.66618 | 16.77 | -2.1148 | 1.4487 | 30.8162 | -0.57593 | 16.12 | -1.9193 | 1.3434 | 29.1167 | 0.049351 | 2.1156 | 0.505 | 2.8296 | 55.1777 | -0.032877 | -0.10641 | -0.076011 | -0.032877 | -0.028423 | 0.82762 | -0.21764 | -1.1163 | 0.82762 | 0.79554 | 1.5208 | 0.59964 | -1.0063 | 1.5208 | 1.4369 | 0.049351 | 2.1156 | 0.505 | 2.8296 | 55.1777 | -0.032877 | -0.10641 | -0.076011 | -0.032877 | -0.028423 | 0.82762 | -0.21764 | -1.1163 | 0.82762 | 0.79554 | 1.5208 | 0.59964 | -1.0063 | 1.5208 | 1.4369
9 | 0.33 | 0.47 | South/Central | AL | Birmingham.Muni.AP.722280 | 3 | 3613104 | 36.9332 | 13.4057 | 55.6786 | 36.4416 | 19.237 | 1170.58 | 0.99213 | -35.75 | 3.742 | -2.7499 | -62.0124 | -0.49788 | -56.93 | 2.2314 | -2.7293 | -80.6782 | 0.1181 | -75.14 | 4.3357 | -4.2176 | -113.2189 | 0.99213 | -35.75 | 3.742 | -2.7499 | -62.0124 | 1.0824 | -36.4 | 3.9376 | -2.8552 | -63.7118 | 0.049351 | 1.8227 | 0.66159 | 2.7478 | 57.7696 | 0.048963 | -0.024571 | 0.0058284 | 0.048963 | 0.053417 | -1.7643 | -2.8096 | -3.7083 | -1.7643 | -1.7964 | -3.0604 | -3.9816 | -5.5875 | -3.0604 | -3.1443 | 0.049351 | 1.8227 | 0.66159 | 2.7478 | 57.7696 | 0.048963 | -0.024571 | 0.0058284 | 0.048963 | 0.053417 | -1.7643 | -2.8096 | -3.7083 | -1.7643 | -1.7964 | -3.0604 | -3.9816 | -5.5875 | -3.0604 | -3.1443
10 | 0.33 | 0.42 | South/Central | AL | Birmingham.Muni.AP.722280 | 3 | 3613104 | 37.8213 | 12.7331 | 55.6753 | 37.3179 | 18.3574 | 1154.51 | 0.99542 | -19.68 | 2.8657 | -1.8703 | -38.0395 | -0.49459 | -40.86 | 1.3551 | -1.8497 | -56.7053 | 0.12139 | -59.07 | 3.4593 | -3.338 | -89.2461 | 0.99542 | -19.68 | 2.8657 | -1.8703 | -38.0395 | 1.0857 | -20.33 | 3.0612 | -1.9756 | -39.7389 | 0.049351 | 1.8665 | 0.62839 | 2.7476 | 56.9765 | 0.049125 | -0.024409 | 0.0059906 | 0.049125 | 0.053579 | -0.97123 | -2.0165 | -2.9152 | -0.97123 | -1.0033 | -1.8773 | -2.7985 | -4.4044 | -1.8773 | -1.9612 | 0.049351 | 1.8665 | 0.62839 | 2.7476 | 56.9765 | 0.049125 | -0.024409 | 0.0059906 | 0.049125 | 0.053579 | -0.97123 | -2.0165 | -2.9152 | -0.97123 | -1.0033 | -1.8773 | -2.7985 | -4.4044 | -1.8773 | -1.9612
11 | 0.33 | 0.37 | South/Central | AL | Birmingham.Muni.AP.722280 | 3 | 3613104 | 38.7143 | 12.1412 | 55.7805 | 38.199 | 17.5815 | 1141.9 | 0.89017 | -7.07 | 1.9846 | -1.0944 | -18.2878 | -0.59984 | -28.25 | 0.47396 | -1.0738 | -36.9536 | 0.016139 | -46.46 | 2.5782 | -2.562 | -69.4944 | 0.89017 | -7.07 | 1.9846 | -1.0944 | -18.2878 | 0.98042 | -7.72 | 2.1801 | -1.1997 | -19.9873 | 0.049351 | 1.9106 | 0.59918 | 2.7528 | 56.3542 | 0.043931 | -0.029603 | 0.00079647 | 0.043931 | 0.048385 | -0.34891 | -1.3942 | -2.2929 | -0.34891 | -0.38099 | -0.90253 | -1.8237 | -3.4296 | -0.90253 | -0.9864 | 0.049351 | 1.9106 | 0.59918 | 2.7528 | 56.3542 | 0.043931 | -0.029603 | 0.00079647 | 0.043931 | 0.048385 | -0.34891 | -1.3942 | -2.2929 | -0.34891 | -0.38099 | -0.90253 | -1.8237 | -3.4296 | -0.90253 | -0.9864
12 | 0.33 | 0.32 | South/Central | AL | Birmingham.Muni.AP.722280 | 3 | 3613104 | 39.6978 | 11.5499 | 55.971 | 39.1695 | 16.8015 | 1130.44 | 0.69969 | 4.39 | 1.0141 | -0.31439 | 0.47482 | -0.79032 | -16.79 | -0.49651 | -0.29381 | -18.191 | -0.17434 | -35 | 1.6077 | -1.782 | -50.7317 | 0.69969 | 4.39 | 1.0141 | -0.31439 | 0.47482 | 0.78994 | 3.74 | 1.2096 | -0.41966 | -1.2246 | 0.049351 | 1.9591 | 0.57 | 2.7622 | 55.7887 | 0.034531 | -0.039003 | -0.0086039 | 0.034531 | 0.038985 | 0.21665 | -0.82861 | -1.7273 | 0.21665 | 0.18457 | 0.023433 | -0.89775 | -2.5037 | 0.023433 | -0.060436 | 0.049351 | 1.9591 | 0.57 | 2.7622 | 55.7887 | 0.034531 | -0.039003 | -0.0086039 | 0.034531 | 0.038985 | 0.21665 | -0.82861 | -1.7273 | 0.21665 | 0.18457 | 0.023433 | -0.89775 | -2.5037 | 0.023433 | -0.060436
13 | 0.33 | 0.27 | South/Central | AL | Birmingham.Muni.AP.722280 | 3 | 3613104 | 40.3581 | 11.1955 | 56.1369 | 39.8211 | 16.3158 | 1123.98 | 0.53382 | 10.85 | 0.36252 | 0.1713 | 11.5484 | -0.95618 | -10.33 | -1.1481 | 0.19188 | -7.1174 | -0.34021 | -28.54 | 0.95614 | -1.2963 | -39.6582 | 0.53382 | 10.85 | 0.36252 | 0.1713 | 11.5484 | 0.62407 | 10.2 | 0.55804 | 0.066031 | 9.8489 | 0.049351 | 1.9917 | 0.55251 | 2.7704 | 55.4699 | 0.026345 | -0.047189 | -0.01679 | 0.026345 | 0.030799 | 0.53546 | -0.5098 | -1.4085 | 0.53546 | 0.50338 | 0.56993 | -0.35125 | -1.9572 | 0.56993 | 0.48606 | 0.049351 | 1.9917 | 0.55251 | 2.7704 | 55.4699 | 0.026345 | -0.047189 | -0.01679 | 0.026345 | 0.030799 | 0.53546 | -0.5098 | -1.4085 | 0.53546 | 0.50338 | 0.56993 | -0.35125 | -1.9572 | 0.56993 | 0.48606
14 | 0.33 | 0.23 | South/Central | AL | Birmingham.Muni.AP.722280 | 3 | 3613104 | 40.7664 | 11.015 | 56.2694 | 40.224 | 16.0453 | 1120.94 | 0.40135 | 13.89 | -0.040416 | 0.44176 | 17.1972 | -1.0887 | -7.29 | -1.551 | 0.46234 | -1.4686 | -0.47268 | -25.5 | 0.55321 | -1.0259 | -34.0094 | 0.40135 | 13.89 | -0.040416 | 0.44176 | 17.1972 | 0.4916 | 13.24 | 0.1551 | 0.33649 | 15.4977 | 0.049351 | 2.0119 | 0.5436 | 2.777 | 55.3198 | 0.019807 | -0.053727 | -0.023327 | 0.019807 | 0.024261 | 0.68549 | -0.35977 | -1.2585 | 0.68549 | 0.65341 | 0.8487 | -0.072478 | -1.6784 | 0.8487 | 0.76483 | 0.049351 | 2.0119 | 0.5436 | 2.777 | 55.3198 | 0.019807 | -0.053727 | -0.023327 | 0.019807 | 0.024261 | 0.68549 | -0.35977 | -1.2585 | 0.68549 | 0.65341 | 0.8487 | -0.072478 | -1.6784 | 0.8487 | 0.76483
15 | 0.33 | 0.19 | South/Central | AL | Birmingham.Muni.AP.722280 | 3 | 3613104 | 41.7382 | 10.5016 | 56.555 | 41.183 | 15.372 | 1112.82 | 0.11571 | 22.01 | -0.99938 | 1.1151 | 31.8303 | -1.3743 | 0.83 | -2.51 | 1.1357 | 13.1645 | -0.75832 | -17.38 | -0.40576 | -0.35255 | -19.3763 | 0.11571 | 22.01 | -0.99938 | 1.1151 | 31.8303 | 0.20596 | 21.36 | -0.80386 | 1.0098 | 30.1309 | 0.049351 | 2.0598 | 0.51827 | 2.7911 | 54.9191 | 0.0057105 | -0.067823 | -0.037424 | 0.0057105 | 0.010165 | 1.0862 | 0.040962 | -0.85773 | 1.0862 | 1.0541 | 1.5709 | 0.64968 | -0.95624 | 1.5709 | 1.487 | 0.049351 | 2.0598 | 0.51827 | 2.7911 | 54.9191 | 0.0057105 | -0.067823 | -0.037424 | 0.0057105 | 0.010165 | 1.0862 | 0.040962 | -0.85773 | 1.0862 | 1.0541 | 1.5709 | 0.64968 | -0.95624 | 1.5709 | 1.487
16 | 0.33 | 0.17 | South/Central | AL | Birmingham.Muni.AP.722280 | 3 | 3613104 | 42.2573 | 10.2426 | 56.7251 | 41.6952 | 15.0299 | 1109.06 | -0.054423 | 25.77 | -1.5116 | 1.4572 | 38.9413 | -1.5444 | 4.59 | -3.0222 | 1.4777 | 20.2755 | -0.92845 | -13.62 | -0.91796 | -0.010487 | -12.2652 | -0.054423 | 25.77 | -1.5116 | 1.4572 | 38.9413 | 0.035828 | 25.12 | -1.3161 | 1.3519 | 37.2419 | 0.049351 | 2.0855 | 0.50548 | 2.7995 | 54.7335 | -0.0026858 | -0.07622 | -0.04582 | -0.0026858 | 0.0017682 | 1.2718 | 0.22652 | -0.67216 | 1.2718 | 1.2397 | 1.9218 | 1.0006 | -0.60531 | 1.9218 | 1.8379 | 0.049351 | 2.0855 | 0.50548 | 2.7995 | 54.7335 | -0.0026858 | -0.07622 | -0.04582 | -0.0026858 | 0.0017682 | 1.2718 | 0.22652 | -0.67216 | 1.2718 | 1.2397 | 1.9218 | 1.0006 | -0.60531 | 1.9218 | 1.8379
17 | 0.3 | 0.47 | South/Central | AL | Birmingham.Muni.AP.722280 | 3 | 3613104 | 36.037 | 13.4606 | 54.8281 | 35.557 | 19.2711 | 1158.87 | 1.8426 | -24.04 | 4.6266 | -2.784 | -51.9675 | 0.35256 | -45.22 | 3.116 | -2.7635 | -70.6333 | 0.96854 | -63.43 | 5.2202 | -4.2517 | -103.174 | 1.8426 | -24.04 | 4.6266 | -2.784 | -51.9675 | 1.9328 | -24.69 | 4.8221 | -2.8893 | -53.6669 | 0.049351 | 1.7785 | 0.6643 | 2.7058 | 57.1917 | 0.090933 | 0.017399 | 0.047798 | 0.090933 | 0.095387 | -1.1864 | -2.2317 | -3.1304 | -1.1864 | -1.2185 | -2.5647 | -3.4858 | -5.0918 | -2.5647 | -2.6485 | 0.049351 | 1.7785 | 0.6643 | 2.7058 | 57.1917 | 0.090933 | 0.017399 | 0.047798 | 0.090933 | 0.095387 | -1.1864 | -2.2317 | -3.1304 | -1.1864 | -1.2185 | -2.5647 | -3.4858 | -5.0918 | -2.5647 | -2.6485
18 | 0.3 | 0.42 | South/Central | AL | Birmingham.Muni.AP.722280 | 3 | 3613104 | 36.9155 | 12.7792 | 54.8056 | 36.4238 | 18.3819 | 1142.36 | 1.8651 | -7.53 | 3.7598 | -1.8948 | -27.4833 | 0.37506 | -28.71 | 2.2492 | -1.8742 | -46.1491 | 0.99104 | -46.92 | 4.3534 | -3.3624 | -78.6899 | 1.8651 | -7.53 | 3.7598 | -1.8948 | -27.4833 | 1.9553 | -8.18 | 3.9553 | -2 | -29.1827 | 0.049351 | 1.8218 | 0.63067 | 2.7047 | 56.3769 | 0.092044 | 0.01851 | 0.048909 | 0.092044 | 0.096498 | -0.37162 | -1.4169 | -2.3156 | -0.37162 | -0.40369 | -1.3563 | -2.2775 | -3.8834 | -1.3563 | -1.4402 | 0.049351 | 1.8218 | 0.63067 | 2.7047 | 56.3769 | 0.092044 | 0.01851 | 0.048909 | 0.092044 | 0.096498 | -0.37162 | -1.4169 | -2.3156 | -0.37162 | -0.40369 | -1.3563 | -2.2775 | -3.8834 | -1.3563 | -1.4402
19 | 0.3 | 0.37 | South/Central | AL | Birmingham.Muni.AP.722280 | 3 | 3613104 | 37.7985 | 12.1865 | 54.8998 | 37.2951 | 17.6047 | 1129.57 | 1.7709 | 5.26 | 2.8885 | -1.1175 | -7.5533 | 0.28093 | -15.92 | 1.3779 | -1.097 | -26.2191 | 0.89691 | -34.13 | 3.4821 | -2.5852 | -58.7598 | 1.7709 | 5.26 | 2.8885 | -1.1175 | -7.5533 | 1.8612 | 4.61 | 3.084 | -1.2228 | -9.2527 | 0.049351 | 1.8654 | 0.60142 | 2.7094 | 55.7457 | 0.087398 | 0.013864 | 0.044264 | 0.087398 | 0.091852 | 0.25959 | -0.78567 | -1.6844 | 0.25959 | 0.22751 | -0.37276 | -1.2939 | -2.8999 | -0.37276 | -0.45663 | 0.049351 | 1.8654 | 0.60142 | 2.7094 | 55.7457 | 0.087398 | 0.013864 | 0.044264 | 0.087398 | 0.091852 | 0.25959 | -0.78567 | -1.6844 | 0.25959 | 0.22751 | -0.37276 | -1.2939 | -2.8999 | -0.37276 | -0.45663
20 | 0.3 | 0.32 | South/Central | AL | Birmingham.Muni.AP.722280 | 3 | 3613104 | 38.7808 | 11.5885 | 55.0823 | 38.2645 | 16.8178 | 1117.87 | 1.5884 | 16.96 | 1.9191 | -0.33071 | 11.4977 | 0.098375 | -4.22 | 0.40851 | -0.31013 | -7.1681 | 0.71435 | -22.43 | 2.5127 | -1.7984 | -39.7088 | 1.5884 | 16.96 | 1.9191 | -0.33071 | 11.4977 | 1.6786 | 16.31 | 2.1146 | -0.43598 | 9.7983 | 0.049351 | 1.9139 | 0.57191 | 2.7184 | 55.1683 | 0.078389 | 0.0048549 | 0.035254 | 0.078389 | 0.082843 | 0.837 | -0.20826 | -1.1069 | 0.837 | 0.80492 | 0.56743 | -0.35375 | -1.9597 | 0.56743 | 0.48356 | 0.049351 | 1.9139 | 0.57191 | 2.7184 | 55.1683 | 0.078389 | 0.0048549 | 0.035254 | 0.078389 | 0.082843 | 0.837 | -0.20826 | -1.1069 | 0.837 | 0.80492 | 0.56743 | -0.35375 | -1.9597 | 0.56743 | 0.48356
21 | 0.3 | 0.27 | South/Central | AL | Birmingham.Muni.AP.722280 | 3 | 3613104 | 39.4281 | 11.2309 | 55.2266 | 38.9031 | 16.3234 | 1110.95 | 1.4441 | 23.88 | 1.2805 | 0.16366 | 23.0866 | -0.045859 | 2.7 | -0.2301 | 0.18424 | 4.4208 | 0.57012 | -15.51 | 1.8741 | -1.304 | -28.12 | 1.4441 | 23.88 | 1.2805 | 0.16366 | 23.0866 | 1.5344 | 23.23 | 1.476 | 0.058392 | 21.3872 | 0.049351 | 1.9458 | 0.55426 | 2.7255 | 54.8268 | 0.071271 | -0.0022632 | 0.028136 | 0.071271 | 0.075725 | 1.1785 | 0.13325 | -0.76544 | 1.1785 | 1.1464 | 1.1394 | 0.21817 | -1.3878 | 1.1394 | 1.0555 | 0.049351 | 1.9458 | 0.55426 | 2.7255 | 54.8268 | 0.071271 | -0.0022632 | 0.028136 | 0.071271 | 0.075725 | 1.1785 | 0.13325 | -0.76544 | 1.1785 | 1.1464 | 1.1394 | 0.21817 | -1.3878 | 1.1394 | 1.0555
22 | 0.3 | 0.23 | South/Central | AL | Birmingham.Muni.AP.722280 | 3 | 3613104 | 39.8372 | 11.0404 | 55.349 | 39.3068 | 16.0422 | 1107.57 | 1.3217 | 27.26 | 0.87676 | 0.44494 | 29.1592 | -0.1683 | 6.08 | -0.63383 | 0.46553 | 10.4935 | 0.44768 | -12.13 | 1.4704 | -1.0227 | -22.0473 | 1.3217 | 27.26 | 0.87676 | 0.44494 | 29.1592 | 1.412 | 26.61 | 1.0723 | 0.33967 | 27.4598 | 0.049351 | 1.966 | 0.54486 | 2.7315 | 54.66 | 0.065228 | -0.0083058 | 0.022093 | 0.065228 | 0.069682 | 1.3453 | 0.30006 | -0.59863 | 1.3453 | 1.3132 | 1.439 | 0.51787 | -1.0881 | 1.439 | 1.3552 | 0.049351 | 1.966 | 0.54486 | 2.7315 | 54.66 | 0.065228 | -0.0083058 | 0.022093 | 0.065228 | 0.069682 | 1.3453 | 0.30006 | -0.59863 | 1.3453 | 1.3132 | 1.439 | 0.51787 | -1.0881 | 1.439 | 1.3552
23 | 0.3 | 0.19 | South/Central | AL | Birmingham.Muni.AP.722280 | 3 | 3613104 | 40.8082 | 10.522 | 55.6262 | 40.265 | 15.3612 | 1099.19 | 1.0445 | 35.64 | -0.08142 | 1.1259 | 44.1102 | -0.44548 | 14.46 | -1.592 | 1.1465 | 25.4444 | 0.1705 | -3.75 | 0.5122 | -0.3417 | -7.0964 | 1.0445 | 35.64 | -0.08142 | 1.1259 | 44.1102 | 1.1348 | 34.99 | 0.1141 | 1.0207 | 42.4108 | 0.049351 | 2.0139 | 0.51928 | 2.7452 | 54.2464 | 0.051549 | -0.021985 | 0.0084144 | 0.051549 | 0.056003 | 1.7589 | 0.71362 | -0.18507 | 1.7589 | 1.7268 | 2.1769 | 1.2557 | -0.35021 | 2.1769 | 2.093 | 0.049351 | 2.0139 | 0.51928 | 2.7452 | 54.2464 | 0.051549 | -0.021985 | 0.0084144 | 0.051549 | 0.056003 | 1.7589 | 0.71362 | -0.18507 | 1.7589 | 1.7268 | 2.1769 | 1.2557 | -0.35021 | 2.1769 | 2.093
24 | 0.3 | 0.17 | South/Central | AL | Birmingham.Muni.AP.722280 | 3 | 3613104 | 41.3273 | 10.2641 | 55.7967 | 40.7772 | 15.0195 | 1095.44 | 0.87403 | 39.39 | -0.59362 | 1.4677 | 51.2066 | -0.61598 | 18.21 | -2.1042 | 1.4882 | 32.5408 | 0 | 0 | 0 | 0 | 0 | 0.87403 | 39.39 | -0.59362 | 1.4677 | 51.2066 | 0.96428 | 38.74 | -0.3981 | 1.3624 | 49.5071 | 0.049351 | 2.0396 | 0.50655 | 2.7536 | 54.0614 | 0.043134 | -0.030399 | 0 | 0.043134 | 0.047588 | 1.9439 | 0.89869 | 0 | 1.9439 | 1.9119 | 2.5271 | 1.6059 | 0 | 2.5271 | 2.4432 | 0.049351 | 2.0396 | 0.50655 | 2.7536 | 54.0614 | 0.043134 | -0.030399 | 0 | 0.043134 | 0.047588 | 1.9439 | 0.89869 | 0 | 1.9439 | 1.9119 | 2.5271 | 1.6059 | 0 | 2.5271 | 2.4432
25 | 0.28 | 0.47 | South/Central | AL | Birmingham.Muni.AP.722280 | 3 | 3613104 | 35.6089 | 13.3508 | 54.2406 | 35.1344 | 19.1062 | 1147.36 | 2.4301 | -12.53 | 5.0492 | -2.6191 | -39.8989 | 0.94011 | -33.71 | 3.5386 | -2.5985 | -58.5647 | 1.5561 | -51.92 | 5.6428 | -4.0867 | -91.1055 | 2.4301 | -12.53 | 5.0492 | -2.6191 | -39.8989 | 2.5204 | -13.18 | 5.2447 | -2.7244 | -41.5983 | 0.049351 | 1.7573 | 0.65888 | 2.6768 | 56.6237 | 0.11993 | 0.046395 | 0.076795 | 0.11993 | 0.12438 | -0.61837 | -1.6636 | -2.5623 | -0.61837 | -0.65045 | -1.9691 | -2.8902 | -4.4962 | -1.9691 | -2.0529 | 0.049351 | 1.7573 | 0.65888 | 2.6768 | 56.6237 | 0.11993 | 0.046395 | 0.076795 | 0.11993 | 0.12438 | -0.61837 | -1.6636 | -2.5623 | -0.61837 | -0.65045 | -1.9691 | -2.8902 | -4.4962 | -1.9691 | -2.0529
26 | 0.28 | 0.42 | South/Central | AL | Birmingham.Muni.AP.722280 | 3 | 3613104 | 36.3411 | 12.7843 | 54.2155 | 35.8568 | 18.3587 | 1133.39 | 2.4552 | 1.44 | 4.3268 | -1.8716 | -19.2381 | 0.96524 | -19.74 | 2.8163 | -1.851 | -37.9039 | 1.5812 | -37.95 | 4.9205 | -3.3392 | -70.4446 | 2.4552 | 1.44 | 4.3268 | -1.8716 | -19.2381 | 2.5455 | 0.79 | 4.5224 | -1.9769 | -20.9375 | 0.049351 | 1.7935 | 0.63092 | 2.6756 | 55.9342 | 0.12117 | 0.047636 | 0.078035 | 0.12117 | 0.12562 | 0.071066 | -0.97419 | -1.8729 | 0.071066 | 0.038988 | -0.94942 | -1.8706 | -3.4765 | -0.94942 | -1.0333 | 0.049351 | 1.7935 | 0.63092 | 2.6756 | 55.9342 | 0.12117 | 0.047636 | 0.078035 | 0.12117 | 0.12562 | 0.071066 | -0.97419 | -1.8729 | 0.071066 | 0.038988 | -0.94942 | -1.8706 | -3.4765 | -0.94942 | -1.0333
27 | 0.28 | 0.37 | South/Central | AL | Birmingham.Muni.AP.722280 | 3 | 3613104 | 37.0771 | 12.2817 | 54.2833 | 36.5831 | 17.7002 | 1122.38 | 2.3874 | 12.45 | 3.6005 | -1.2131 | -2.1995 | 0.89737 | -8.73 | 2.0899 | -1.1925 | -20.8653 | 1.5134 | -26.94 | 4.1941 | -2.6808 | -53.406 | 2.3874 | 12.45 | 3.6005 | -1.2131 | -2.1995 | 2.4776 | 11.8 | 3.796 | -1.3184 | -3.8989 | 0.049351 | 1.8298 | 0.60612 | 2.679 | 55.3909 | 0.11782 | 0.044287 | 0.074686 | 0.11782 | 0.12227 | 0.61442 | -0.43084 | -1.3295 | 0.61442 | 0.58235 | -0.10855 | -1.0297 | -2.6357 | -0.10855 | -0.19242 | 0.049351 | 1.8298 | 0.60612 | 2.679 | 55.3909 | 0.11782 | 0.044287 | 0.074686 | 0.11782 | 0.12227 | 0.61442 | -0.43084 | -1.3295 | 0.61442 | 0.58235 | -0.10855 | -1.0297 | -2.6357 | -0.10855 | -0.19242
28 | 0.28 | 0.32 | South/Central | AL | Birmingham.Muni.AP.722280 | 3 | 3613104 | 37.9407 | 11.7489 | 54.4288 | 37.4352 | 16.9936 | 1111.61 | 2.2419 | 23.22 | 2.7483 | -0.50648 | 15.1477 | 0.75186 | 2.04 | 1.2378 | -0.4859 | -3.5181 | 1.3678 | -16.17 | 3.342 | -1.9741 | -36.0588 | 2.2419 | 23.22 | 2.7483 | -0.50648 | 15.1477 | 2.3321 | 22.57 | 2.9439 | -0.61175 | 13.4483 | 0.049351 | 1.8724 | 0.57983 | 2.6861 | 54.8594 | 0.11064 | 0.037105 | 0.067504 | 0.11064 | 0.11509 | 1.1459 | 0.10068 | -0.79801 | 1.1459 | 1.1139 | 0.74756 | -0.17362 | -1.7795 | 0.74756 | 0.66369 | 0.049351 | 1.8724 | 0.57983 | 2.6861 | 54.8594 | 0.11064 | 0.037105 | 0.067504 | 0.11064 | 0.11509 | 1.1459 | 0.10068 | -0.79801 | 1.1459 | 1.1139 | 0.74756 | -0.17362 | -1.7795 | 0.74756 | 0.66369
29 | 0.28 | 0.27 | South/Central | AL | Birmingham.Muni.AP.722280 | 3 | 3613104 | 38.6266 | 11.3668 | 54.5776 | 38.1121 | 16.4655 | 1104.13 | 2.0931 | 30.7 | 2.0715 | 0.02161 | 27.5954 | 0.60308 | 9.52 | 0.56089 | 0.042193 | 8.9296 | 1.2191 | -8.69 | 2.6651 | -1.446 | -23.6112 | 2.0931 | 30.7 | 2.0715 | 0.02161 | 27.5954 | 2.1833 | 30.05 | 2.267 | -0.083659 | 25.8959 | 0.049351 | 1.9063 | 0.56097 | 2.6935 | 54.4902 | 0.1033 | 0.029763 | 0.060162 | 0.1033 | 0.10775 | 1.5151 | 0.46982 | -0.42886 | 1.5151 | 1.483 | 1.3619 | 0.44069 | -1.1652 | 1.3619 | 1.278 | 0.049351 | 1.9063 | 0.56097 | 2.6935 | 54.4902 | 0.1033 | 0.029763 | 0.060162 | 0.1033 | 0.10775 | 1.5151 | 0.46982 | -0.42886 | 1.5151 | 1.483 | 1.3619 | 0.44069 | -1.1652 | 1.3619 | 1.278
30 | 0.28 | 0.23 | South/Central | AL | Birmingham.Muni.AP.722280 | 3 | 3613104 | 39.1962 | 11.0605 | 54.7242 | 38.6741 | 16.0501 | 1098.67 | 1.9465 | 36.16 | 1.5095 | 0.43698 | 37.0044 | 0.45649 | 14.98 | -0.0010759 | 0.45756 | 18.3386 | 1.0725 | -3.23 | 2.1031 | -1.0307 | -14.2022 | 1.9465 | 36.16 | 1.5095 | 0.43698 | 37.0044 | 2.0367 | 35.51 | 1.705 | 0.33171 | 35.3049 | 0.049351 | 1.9344 | 0.54585 | 2.7007 | 54.2208 | 0.096062 | 0.022528 | 0.052928 | 0.096062 | 0.10052 | 1.7845 | 0.73928 | -0.1594 | 1.7845 | 1.7525 | 1.8262 | 0.90503 | -0.7009 | 1.8262 | 1.7423 | 0.049351 | 1.9344 | 0.54585 | 2.7007 | 54.2208 | 0.096062 | 0.022528 | 0.052928 | 0.096062 | 0.10052 | 1.7845 | 0.73928 | -0.1594 | 1.7845 | 1.7525 | 1.8262 | 0.90503 | -0.7009 | 1.8262 | 1.7423
31 | 0.28 | 0.19 | South/Central | AL | Birmingham.Muni.AP.722280 | 3 | 3613104 | 40.1549 | 10.542 | 54.9828 | 39.6201 | 15.3628 | 1089.91 | 1.6879 | 44.92 | 0.5635 | 1.1244 | 52.3679 | 0.19785 | 23.74 | -0.94709 | 1.1449 | 33.7021 | 0.81383 | 5.53 | 1.1571 | -0.34329 | 1.1614 | 1.6879 | 44.92 | 0.5635 | 1.1244 | 52.3679 | 1.7781 | 44.27 | 0.75902 | 1.0191 | 50.6685 | 0.049351 | 1.9817 | 0.52026 | 2.7135 | 53.7885 | 0.083298 | 0.0097641 | 0.040163 | 0.083298 | 0.087752 | 2.2169 | 1.1716 | 0.27291 | 2.2169 | 2.1848 | 2.5844 | 1.6632 | 0.057316 | 2.5844 | 2.5006 | 0.049351 | 1.9817 | 0.52026 | 2.7135 | 53.7885 | 0.083298 | 0.0097641 | 0.040163 | 0.083298 | 0.087752 | 2.2169 | 1.1716 | 0.27291 | 2.2169 | 2.1848 | 2.5844 | 1.6632 | 0.057316 | 2.5844 | 2.5006
32 | 0.28 | 0.17 | South/Central | AL | Birmingham.Muni.AP.722280 | 3 | 3613104 | 40.6674 | 10.2896 | 55.1533 | 40.1259 | 15.0274 | 1086.28 | 1.5174 | 48.55 | 0.057719 | 1.4597 | 59.2905 | 0.027374 | 27.37 | -1.4529 | 1.4802 | 40.6247 | 0.64335 | 9.16 | 0.65134 | -0.0079886 | 8.0839 | 1.5174 | 48.55 | 0.057719 | 1.4597 | 59.2905 | 1.6076 | 47.9 | 0.25324 | 1.3544 | 57.5911 | 0.049351 | 2.007 | 0.5078 | 2.7219 | 53.6093 | 0.074885 | 0.0013509 | 0.03175 | 0.074885 | 0.079339 | 2.396 | 1.3507 | 0.45206 | 2.396 | 2.3639 | 2.9261 | 2.0049 | 0.39895 | 2.9261 | 2.8422 | 0.049351 | 2.007 | 0.5078 | 2.7219 | 53.6093 | 0.074885 | 0.0013509 | 0.03175 | 0.074885 | 0.079339 | 2.396 | 1.3507 | 0.45206 | 2.396 | 2.3639 | 2.9261 | 2.0049 | 0.39895 | 2.9261 | 2.8422
33 | 0.27 | 0.47 | South/Central | AL | Birmingham.Muni.AP.722280 | 3 | 3613104 | 35.3442 | 13.3405 | 53.9555 | 34.873 | 19.0825 | 1142.8 | 2.7152 | -7.97 | 5.3106 | -2.5954 | -35.5754 | 1.2252 | -29.15 | 3.8 | -2.5748 | -54.2412 | 1.8412 | -47.36 | 5.9042 | -4.063 | -86.782 | 2.7152 | -7.97 | 5.3106 | -2.5954 | -35.5754 | 2.8054 | -8.62 | 5.5061 | -2.7006 | -37.2749 | 0.049351 | 1.7443 | 0.65837 | 2.6628 | 56.3986 | 0.134 | 0.060464 | 0.090863 | 0.134 | 0.13845 | -0.39333 | -1.4386 | -2.3373 | -0.39333 | -0.42541 | -1.7557 | -2.6769 | -4.2828 | -1.7557 | -1.8396 | 0.049351 | 1.7443 | 0.65837 | 2.6628 | 56.3986 | 0.134 | 0.060464 | 0.090863 | 0.134 | 0.13845 | -0.39333 | -1.4386 | -2.3373 | -0.39333 | -0.42541 | -1.7557 | -2.6769 | -4.2828 | -1.7557 | -1.8396
34 | 0.27 | 0.42 | South/Central | AL | Birmingham.Muni.AP.722280 | 3 | 3613104 | 36.0552 | 12.7878 | 53.9238 | 35.5747 | 18.3492 | 1128.99 | 2.7469 | 5.84 | 4.6089 | -1.8621 | -15.2153 | 1.2569 | -15.34 | 3.0984 | -1.8415 | -33.8811 | 1.8729 | -33.55 | 5.2026 | -3.3297 | -66.4219 | 2.7469 | 5.84 | 4.6089 | -1.8621 | -15.2153 | 2.8371 | 5.19 | 4.8045 | -1.9673 | -16.9148 | 0.049351 | 1.7794 | 0.63109 | 2.6612 | 55.7171 | 0.13556 | 0.062029 | 0.092428 | 0.13556 | 0.14002 | 0.28821 | -0.75705 | -1.6557 | 0.28821 | 0.25613 | -0.7509 | -1.6721 | -3.278 | -0.7509 | -0.83477 | 0.049351 | 1.7794 | 0.63109 | 2.6612 | 55.7171 | 0.13556 | 0.062029 | 0.092428 | 0.13556 | 0.14002 | 0.28821 | -0.75705 | -1.6557 | 0.28821 | 0.25613 | -0.7509 | -1.6721 | -3.278 | -0.7509 | -0.83477
35 | 0.27 | 0.37 | South/Central | AL | Birmingham.Muni.AP.722280 | 3 | 3613104 | 36.6615 | 12.3779 | 53.9743 | 36.1728 | 17.8015 | 1119.74 | 2.6964 | 15.09 | 4.0108 | -1.3144 | -0.96712 | 1.2064 | -6.09 | 2.5002 | -1.2938 | -19.6329 | 1.8223 | -24.3 | 4.6044 | -2.782 | -52.1737 | 2.6964 | 15.09 | 4.0108 | -1.3144 | -0.96712 | 2.7866 | 14.44 | 4.2063 | -1.4196 | -2.6666 | 0.049351 | 1.8093 | 0.61087 | 2.6637 | 55.2606 | 0.13307 | 0.059536 | 0.089935 | 0.13307 | 0.13752 | 0.74471 | -0.30055 | -1.1992 | 0.74471 | 0.71263 | -0.047729 | -0.96891 | -2.5748 | -0.047729 | -0.1316 | 0.049351 | 1.8093 | 0.61087 | 2.6637 | 55.2606 | 0.13307 | 0.059536 | 0.089935 | 0.13307 | 0.13752 | 0.74471 | -0.30055 | -1.1992 | 0.74471 | 0.71263 | -0.047729 | -0.96891 | -2.5748 | -0.047729 | -0.1316
36 | 0.27 | 0.32 | South/Central | AL | Birmingham.Muni.AP.722280 | 3 | 3613104 | 37.4422 | 11.8952 | 54.1058 | 36.9433 | 17.1625 | 1110 | 2.5649 | 24.83 | 3.2403 | -0.67537 | 14.7215 | 1.0749 | 3.65 | 1.7297 | -0.65479 | -3.9443 | 1.6909 | -14.56 | 3.8339 | -2.143 | -36.4851 | 2.5649 | 24.83 | 3.2403 | -0.67537 | 14.7215 | 2.6552 | 24.18 | 3.4358 | -0.78064 | 13.022 | 0.049351 | 1.8478 | 0.58704 | 2.6702 | 54.7799 | 0.12658 | 0.053048 | 0.083448 | 0.12658 | 0.13104 | 1.2254 | 0.18013 | -0.71855 | 1.2254 | 1.1933 | 0.72652 | -0.19466 | -1.8006 | 0.72652 | 0.64265 | 0.049351 | 1.8478 | 0.58704 | 2.6702 | 54.7799 | 0.12658 | 0.053048 | 0.083448 | 0.12658 | 0.13104 | 1.2254 | 0.18013 | -0.71855 | 1.2254 | 1.1933 | 0.72652 | -0.19466 | -1.8006 | 0.72652 | 0.64265
37 | 0.27 | 0.27 | South/Central | AL | Birmingham.Muni.AP.722280 | 3 | 3613104 | 38.206 | 11.4468 | 54.2503 | 37.6968 | 16.5535 | 1100.99 | 2.4204 | 33.84 | 2.4868 | -0.06641 | 29.4236 | 0.93036 | 12.66 | 0.97619 | -0.045827 | 10.7578 | 1.5463 | -5.55 | 3.0804 | -1.5341 | -21.7829 | 2.4204 | 33.84 | 2.4868 | -0.06641 | 29.4236 | 2.5106 | 33.19 | 2.6823 | -0.17168 | 27.7242 | 0.049351 | 1.8855 | 0.56491 | 2.6773 | 54.3353 | 0.11945 | 0.045915 | 0.076314 | 0.11945 | 0.1239 | 1.67 | 0.62479 | -0.2739 | 1.67 | 1.638 | 1.4521 | 0.53091 | -1.075 | 1.4521 | 1.3682 | 0.049351 | 1.8855 | 0.56491 | 2.6773 | 54.3353 | 0.11945 | 0.045915 | 0.076314 | 0.11945 | 0.1239 | 1.67 | 0.62479 | -0.2739 | 1.67 | 1.638 | 1.4521 | 0.53091 | -1.075 | 1.4521 | 1.3682
38 | 0.27 | 0.23 | South/Central | AL | Birmingham.Muni.AP.722280 | 3 | 3613104 | 38.8717 | 11.0763 | 54.4059 | 38.3537 | 16.0522 | 1094.1 | 2.2648 | 40.73 | 1.8299 | 0.43493 | 41.0556 | 0.77479 | 19.55 | 0.31928 | 0.45551 | 22.3898 | 1.3908 | 1.34 | 2.4235 | -1.0327 | -10.151 | 2.2648 | 40.73 | 1.8299 | 0.43493 | 41.0556 | 2.3551 | 40.08 | 2.0254 | 0.32966 | 39.3562 | 0.049351 | 1.9184 | 0.54663 | 2.685 | 53.9952 | 0.11177 | 0.038237 | 0.068636 | 0.11177 | 0.11622 | 2.0101 | 0.96482 | 0.066131 | 2.0101 | 1.978 | 2.0261 | 1.105 | -0.50096 | 2.0261 | 1.9423 | 0.049351 | 1.9184 | 0.54663 | 2.685 | 53.9952 | 0.11177 | 0.038237 | 0.068636 | 0.11177 | 0.11622 | 2.0101 | 0.96482 | 0.066131 | 2.0101 | 1.978 | 2.0261 | 1.105 | -0.50096 | 2.0261 | 1.9423
39 | 0.27 | 0.19 | South/Central | AL | Birmingham.Muni.AP.722280 | 3 | 3613104 | 39.8238 | 10.5606 | 54.6658 | 39.2933 | 15.3725 | 1085.5 | 2.0049 | 49.33 | 0.89028 | 1.1146 | 56.1922 | 0.51485 | 28.15 | -0.62031 | 1.1352 | 37.5264 | 1.1308 | 9.94 | 1.4839 | -0.35307 | 4.9856 | 2.0049 | 49.33 | 0.89028 | 1.1146 | 56.1922 | 2.0951 | 48.68 | 1.0858 | 1.0093 | 54.4927 | 0.049351 | 1.9654 | 0.52118 | 2.6978 | 53.5708 | 0.098942 | 0.025409 | 0.055808 | 0.098942 | 0.1034 | 2.4345 | 1.3892 | 0.49055 | 2.4345 | 2.4024 | 2.7732 | 1.852 | 0.24605 | 2.7732 | 2.6893 | 0.049351 | 1.9654 | 0.52118 | 2.6978 | 53.5708 | 0.098942 | 0.025409 | 0.055808 | 0.098942 | 0.1034 | 2.4345 | 1.3892 | 0.49055 | 2.4345 | 2.4024 | 2.7732 | 1.852 | 0.24605 | 2.7732 | 2.6893
40 | 0.27 | 0.17 | South/Central | AL | Birmingham.Muni.AP.722280 | 3 | 3613104 | 40.3329 | 10.2996 | 54.8277 | 39.7957 | 15.032 | 1081.64 | 1.843 | 53.19 | 0.38791 | 1.4551 | 63.3685 | 0.35302 | 32.01 | -1.1227 | 1.4757 | 44.7027 | 0.969 | 13.8 | 0.98154 | -0.012539 | 12.162 | 1.843 | 53.19 | 0.38791 | 1.4551 | 63.3685 | 1.9333 | 52.54 | 0.58343 | 1.3498 | 61.6691 | 0.049351 | 1.9905 | 0.5083 | 2.7058 | 53.3803 | 0.090956 | 0.017422 | 0.047821 | 0.090956 | 0.09541 | 2.625 | 1.5797 | 0.68105 | 2.625 | 2.5929 | 3.1273 | 2.2061 | 0.60021 | 3.1273 | 3.0434 | 0.049351 | 1.9905 | 0.5083 | 2.7058 | 53.3803 | 0.090956 | 0.017422 | 0.047821 | 0.090956 | 0.09541 | 2.625 | 1.5797 | 0.68105 | 2.625 | 2.5929 | 3.1273 | 2.2061 | 0.60021 | 3.1273 | 3.0434
41 | 0.26 | 0.47 | South/Central | AL | Birmingham.Muni.AP.722280 | 3 | 3613104 | 35.0786 | 13.3305 | 53.6787 | 34.6109 | 19.0678 | 1138.51 | 2.992 | -3.68 | 5.5727 | -2.5807 | -31.6051 | 1.502 | -24.86 | 4.0621 | -2.5601 | -50.2709 | 2.1179 | -43.07 | 6.1663 | -4.0484 | -82.8117 | 2.992 | -3.68 | 5.5727 | -2.5807 | -31.6051 | 3.0822 | -4.33 | 5.7682 | -2.686 | -33.3046 | 0.049351 | 1.7312 | 0.65788 | 2.6491 | 56.1869 | 0.14766 | 0.074124 | 0.10452 | 0.14766 | 0.15211 | -0.18161 | -1.2269 | -2.1256 | -0.18161 | -0.21369 | -1.5598 | -2.4809 | -4.0869 | -1.5598 | -1.6436 | 0.049351 | 1.7312 | 0.65788 | 2.6491 | 56.1869 | 0.14766 | 0.074124 | 0.10452 | 0.14766 | 0.15211 | -0.18161 | -1.2269 | -2.1256 | -0.18161 | -0.21369 | -1.5598 | -2.4809 | -4.0869 | -1.5598 | -1.6436
42 | 0.26 | 0.42 | South/Central | AL | Birmingham.Muni.AP.722280 | 3 | 3613104 | 35.7598 | 12.794 | 53.6281 | 35.283 | 18.3451 | 1124.63 | 3.0426 | 10.2 | 4.9006 | -1.858 | -11.2879 | 1.5526 | -10.98 | 3.39 | -1.8374 | -29.9537 | 2.1686 | -29.19 | 5.4942 | -3.3256 | -62.4945 | 3.0426 | 10.2 | 4.9006 | -1.858 | -11.2879 | 3.1329 | 9.55 | 5.0961 | -1.9632 | -12.9874 | 0.049351 | 1.7648 | 0.6314 | 2.6466 | 55.5019 | 0.15016 | 0.076624 | 0.10702 | 0.15016 | 0.15461 | 0.50338 | -0.54188 | -1.4406 | 0.50338 | 0.4713 | -0.55707 | -1.4783 | -3.0842 | -0.55707 | -0.64094 | 0.049351 | 1.7648 | 0.6314 | 2.6466 | 55.5019 | 0.15016 | 0.076624 | 0.10702 | 0.15016 | 0.15461 | 0.50338 | -0.54188 | -1.4406 | 0.50338 | 0.4713 | -0.55707 | -1.4783 | -3.0842 | -0.55707 | -0.64094
43 | 0.26 | 0.37 | South/Central | AL | Birmingham.Muni.AP.722280 | 3 | 3613104 | 36.2404 | 12.4838 | 53.6789 | 35.7572 | 17.9216 | 1117.65 | 2.9918 | 17.18 | 4.4263 | -1.4345 | -0.42414 | 1.5018 | -4 | 2.9158 | -1.414 | -19.0899 | 2.1178 | -22.21 | 5.02 | -2.9022 | -51.6307 | 2.9918 | 17.18 | 4.4263 | -1.4345 | -0.42414 | 3.0821 | 16.53 | 4.6219 | -1.5398 | -2.1236 | 0.049351 | 1.7885 | 0.61609 | 2.6491 | 55.1575 | 0.14765 | 0.074116 | 0.10452 | 0.14765 | 0.1521 | 0.84786 | -0.19741 | -1.0961 | 0.84786 | 0.81578 | -0.020932 | -0.94211 | -2.548 | -0.020932 | -0.1048 | 0.049351 | 1.7885 | 0.61609 | 2.6491 | 55.1575 | 0.14765 | 0.074116 | 0.10452 | 0.14765 | 0.1521 | 0.84786 | -0.19741 | -1.0961 | 0.84786 | 0.81578 | -0.020932 | -0.94211 | -2.548 | -0.020932 | -0.1048
44 | 0.26 | 0.32 | South/Central | AL | Birmingham.Muni.AP.722280 | 3 | 3613104 | 36.9167 | 12.0745 | 53.7942 | 36.4246 | 17.3697 | 1109.25 | 2.8765 | 25.58 | 3.759 | -0.88255 | 13.1049 | 1.3865 | 4.4 | 2.2484 | -0.86197 | -5.5609 | 2.0024 | -13.81 | 4.3526 | -2.3502 | -38.1017 | 2.8765 | 25.58 | 3.759 | -0.88255 | 13.1049 | 2.9667 | 24.93 | 3.9545 | -0.98782 | 11.4054 | 0.049351 | 1.8219 | 0.59589 | 2.6548 | 54.7429 | 0.14196 | 0.068424 | 0.098823 | 0.14196 | 0.14641 | 1.2624 | 0.21715 | -0.68154 | 1.2624 | 1.2303 | 0.64674 | -0.27444 | -1.8804 | 0.64674 | 0.56287 | 0.049351 | 1.8219 | 0.59589 | 2.6548 | 54.7429 | 0.14196 | 0.068424 | 0.098823 | 0.14196 | 0.14641 | 1.2624 | 0.21715 | -0.68154 | 1.2624 | 1.2303 | 0.64674 | -0.27444 | -1.8804 | 0.64674 | 0.56287
45 | 0.26 | 0.27 | South/Central | AL | Birmingham.Muni.AP.722280 | 3 | 3613104 | 37.7891 | 11.5327 | 53.9348 | 37.2855 | 16.6493 | 1098.16 | 2.7359 | 36.67 | 2.8981 | -0.1622 | 30.889 | 1.2459 | 15.49 | 1.3875 | -0.14162 | 12.2232 | 1.8619 | -2.72 | 3.4917 | -1.6298 | -20.3176 | 2.7359 | 36.67 | 2.8981 | -0.1622 | 30.889 | 2.8262 | 36.02 | 3.0936 | -0.26747 | 29.1896 | 0.049351 | 1.8649 | 0.56915 | 2.6618 | 54.1956 | 0.13502 | 0.061487 | 0.091886 | 0.13502 | 0.13947 | 1.8097 | 0.76445 | -0.13424 | 1.8097 | 1.7776 | 1.5244 | 0.60323 | -1.0027 | 1.5244 | 1.4405 | 0.049351 | 1.8649 | 0.56915 | 2.6618 | 54.1956 | 0.13502 | 0.061487 | 0.091886 | 0.13502 | 0.13947 | 1.8097 | 0.76445 | -0.13424 | 1.8097 | 1.7776 | 1.5244 | 0.60323 | -1.0027 | 1.5244 | 1.4405
46 | 0.26 | 0.23 | South/Central | AL | Birmingham.Muni.AP.722280 | 3 | 3613104 | 38.5463 | 11.0897 | 54.0935 | 38.0326 | 16.061 | 1089.74 | 2.5772 | 45.09 | 2.151 | 0.42614 | 44.847 | 1.0872 | 23.91 | 0.64043 | 0.44672 | 26.1812 | 1.7031 | 5.7 | 2.7446 | -1.0415 | -6.3596 | 2.5772 | 45.09 | 2.151 | 0.42614 | 44.847 | 2.6674 | 44.44 | 2.3465 | 0.32087 | 43.1476 | 0.049351 | 1.9023 | 0.54729 | 2.6696 | 53.7801 | 0.12719 | 0.053652 | 0.084052 | 0.12719 | 0.13164 | 2.2252 | 1.18 | 0.2813 | 2.2252 | 2.1932 | 2.2133 | 1.2921 | -0.31385 | 2.2133 | 2.1294 | 0.049351 | 1.9023 | 0.54729 | 2.6696 | 53.7801 | 0.12719 | 0.053652 | 0.084052 | 0.12719 | 0.13164 | 2.2252 | 1.18 | 0.2813 | 2.2252 | 2.1932 | 2.2133 | 1.2921 | -0.31385 | 2.2133 | 2.1294
47 | 0.26 | 0.19 | South/Central | AL | Birmingham.Muni.AP.722280 | 3 | 3613104 | 39.4947 | 10.5767 | 54.3528 | 38.9685 | 15.3843 | 1081.18 | 2.3179 | 53.65 | 1.2151 | 1.1028 | 59.9119 | 0.82794 | 32.47 | -0.29546 | 1.1234 | 41.2461 | 1.4439 | 14.26 | 1.8088 | -0.36484 | 8.7054 | 2.3179 | 53.65 | 1.2151 | 1.1028 | 59.9119 | 2.4082 | 53 | 1.4107 | 0.99755 | 58.2125 | 0.049351 | 1.9491 | 0.52197 | 2.6824 | 53.3576 | 0.11439 | 0.04086 | 0.071259 | 0.11439 | 0.11885 | 2.6477 | 1.6024 | 0.70375 | 2.6477 | 2.6156 | 2.9567 | 2.0355 | 0.42962 | 2.9567 | 2.8729 | 0.049351 | 1.9491 | 0.52197 | 2.6824 | 53.3576 | 0.11439 | 0.04086 | 0.071259 | 0.11439 | 0.11885 | 2.6477 | 1.6024 | 0.70375 | 2.6477 | 2.6156 | 2.9567 | 2.0355 | 0.42962 | 2.9567 | 2.8729
48 | 0.26 | 0.17 | South/Central | AL | Birmingham.Muni.AP.722280 | 3 | 3613104 | 39.9976 | 10.3105 | 54.4941 | 39.4647 | 15.0294 | 1076.77 | 2.1766 | 58.06 | 0.71889 | 1.4577 | 67.7429 | 0.68658 | 36.88 | -0.79169 | 1.4783 | 49.0771 | 1.3026 | 18.67 | 1.3125 | -0.0099535 | 16.5364 | 2.1766 | 58.06 | 0.71889 | 1.4577 | 67.7429 | 2.2668 | 57.41 | 0.91442 | 1.3524 | 66.0435 | 0.049351 | 1.9739 | 0.50883 | 2.6894 | 53.14 | 0.10742 | 0.033884 | 0.064283 | 0.10742 | 0.11187 | 2.8653 | 1.8201 | 0.92139 | 2.8653 | 2.8333 | 3.3432 | 2.422 | 0.81609 | 3.3432 | 3.2593 | 0.049351 | 1.9739 | 0.50883 | 2.6894 | 53.14 | 0.10742 | 0.033884 | 0.064283 | 0.10742 | 0.11187 | 2.8653 | 1.8201 | 0.92139 | 2.8653 | 2.8333 | 3.3432 | 2.422 | 0.81609 | 3.3432 | 3.2593
49 | 0.25 | 0.47 | South/Central | AL | Birmingham.Muni.AP.722280 | 3 | 3613104 | 34.8096 | 13.3159 | 53.3852 | 34.3454 | 19.0399 | 1133.75 | 3.2855 | 1.08 | 5.8382 | -2.5528 | -27.0571 | 1.7955 | -20.1 | 4.3276 | -2.5322 | -45.7229 | 2.4115 | -38.31 | 6.4319 | -4.0204 | -78.2636 | 3.2855 | 1.08 | 5.8382 | -2.5528 | -27.0571 | 3.3757 | 0.43 | 6.0338 | -2.658 | -28.7565 | 0.049351 | 1.7179 | 0.65716 | 2.6346 | 55.952 | 0.16214 | 0.088609 | 0.11901 | 0.16214 | 0.1666 | 0.053299 | -0.99196 | -1.8906 | 0.053299 | 0.021221 | -1.3353 | -2.2565 | -3.8624 | -1.3353 | -1.4192 | 0.049351 | 1.7179 | 0.65716 | 2.6346 | 55.952 | 0.16214 | 0.088609 | 0.11901 | 0.16214 | 0.1666 | 0.053299 | -0.99196 | -1.8906 | 0.053299 | 0.021221 | -1.3353 | -2.2565 | -3.8624 | -1.3353 | -1.4192
50 | 0.25 | 0.42 | South/Central | AL | Birmingham.Muni.AP.722280 | 3 | 3613104 | 35.4651 | 12.7906 | 53.3166 | 34.9922 | 18.3244 | 1119.74 | 3.3541 | 15.09 | 5.1914 | -1.8373 | -6.7076 | 1.8641 | -6.09 | 3.6808 | -1.8167 | -25.3734 | 2.4801 | -24.3 | 5.7851 | -3.305 | -57.9142 | 3.3541 | 15.09 | 5.1914 | -1.8373 | -6.7076 | 3.4444 | 14.44 | 5.387 | -1.9426 | -8.4071 | 0.049351 | 1.7502 | 0.63123 | 2.6312 | 55.2606 | 0.16553 | 0.091996 | 0.1224 | 0.16553 | 0.16998 | 0.74471 | -0.30055 | -1.1992 | 0.74471 | 0.71263 | -0.33103 | -1.2522 | -2.8581 | -0.33103 | -0.4149 | 0.049351 | 1.7502 | 0.63123 | 2.6312 | 55.2606 | 0.16553 | 0.091996 | 0.1224 | 0.16553 | 0.16998 | 0.74471 | -0.30055 | -1.1992 | 0.74471 | 0.71263 | -0.33103 | -1.2522 | -2.8581 | -0.33103 | -0.4149
51 | 0.25 | 0.37 | South/Central | AL | Birmingham.Muni.AP.722280 | 3 | 3613104 | 35.8248 | 12.5927 | 53.392 | 35.347 | 18.045 | 1115.73 | 3.2787 | 19.1 | 4.8366 | -1.5579 | -0.079187 | 1.7887 | -2.08 | 3.326 | -1.5373 | -18.745 | 2.4047 | -20.29 | 5.4302 | -3.0256 | -51.2857 | 3.2787 | 19.1 | 4.8366 | -1.5579 | -0.079187 | 3.3689 | 18.45 | 5.0321 | -1.6632 | -1.7786 | 0.049351 | 1.768 | 0.62147 | 2.635 | 55.0627 | 0.16181 | 0.088273 | 0.11867 | 0.16181 | 0.16626 | 0.94261 | -0.10265 | -1.0013 | 0.94261 | 0.91053 | -0.003908 | -0.92509 | -2.531 | -0.003908 | -0.087777 | 0.049351 | 1.768 | 0.62147 | 2.635 | 55.0627 | 0.16181 | 0.088273 | 0.11867 | 0.16181 | 0.16626 | 0.94261 | -0.10265 | -1.0013 | 0.94261 | 0.91053 | -0.003908 | -0.92509 | -2.531 | -0.003908 | -0.087777
52 | 0.25 | 0.32 | South/Central | AL | Birmingham.Muni.AP.722280 | 3 | 3613104 | 36.3846 | 12.2596 | 53.487 | 35.8994 | 17.5876 | 1108.75 | 3.1837 | 26.08 | 4.2842 | -1.1004 | 11.1415 | 1.6937 | 4.9 | 2.7736 | -1.0799 | -7.5243 | 2.3097 | -13.31 | 4.8778 | -2.5681 | -40.0651 | 3.1837 | 26.08 | 4.2842 | -1.1004 | 11.1415 | 3.274 | 25.43 | 4.4797 | -1.2057 | 9.4421 | 0.049351 | 1.7956 | 0.60503 | 2.6397 | 54.7182 | 0.15712 | 0.083587 | 0.11399 | 0.15712 | 0.16158 | 1.2871 | 0.24182 | -0.65687 | 1.2871 | 1.255 | 0.54985 | -0.37133 | -1.9773 | 0.54985 | 0.46598 | 0.049351 | 1.7956 | 0.60503 | 2.6397 | 54.7182 | 0.15712 | 0.083587 | 0.11399 | 0.15712 | 0.16158 | 1.2871 | 0.24182 | -0.65687 | 1.2871 | 1.255 | 0.54985 | -0.37133 | -1.9773 | 0.54985 | 0.46598
53 | 0.25 | 0.27 | South/Central | AL | Birmingham.Muni.AP.722280 | 3 | 3613104 | 37.3638 | 11.6182 | 53.5995 | 36.8657 | 16.7338 | 1094.84 | 3.0712 | 39.99 | 3.3179 | -0.24674 | 32.9149 | 1.5812 | 18.81 | 1.8073 | -0.22615 | 14.2491 | 2.1971 | 0.6 | 3.9115 | -1.7144 | -18.2916 | 3.0712 | 39.99 | 3.3179 | -0.24674 | 32.9149 | 3.1614 | 39.34 | 3.5134 | -0.35201 | 31.2155 | 0.049351 | 1.844 | 0.57337 | 2.6452 | 54.0318 | 0.15157 | 0.078032 | 0.10843 | 0.15157 | 0.15602 | 1.9736 | 0.9283 | 0.029611 | 1.9736 | 1.9415 | 1.6244 | 0.70321 | -0.90271 | 1.6244 | 1.5405 | 0.049351 | 1.844 | 0.57337 | 2.6452 | 54.0318 | 0.15157 | 0.078032 | 0.10843 | 0.15157 | 0.15602 | 1.9736 | 0.9283 | 0.029611 | 1.9736 | 1.9415 | 1.6244 | 0.70321 | -0.90271 | 1.6244 | 1.5405
54 | 0.25 | 0.23 | South/Central | AL | Birmingham.Muni.AP.722280 | 3 | 3613104 | 38.2209 | 11.1017 | 53.7737 | 37.7114 | 16.0622 | 1085.13 | 2.897 | 49.7 | 2.4722 | 0.42488 | 48.9401 | 1.407 | 28.52 | 0.96157 | 0.44546 | 30.2743 | 2.023 | 10.31 | 3.0658 | -1.0428 | -2.2664 | 2.897 | 49.7 | 2.4722 | 0.42488 | 48.9401 | 2.9873 | 49.05 | 2.6677 | 0.31961 | 47.2407 | 0.049351 | 1.8862 | 0.54788 | 2.6538 | 53.5526 | 0.14297 | 0.069439 | 0.099838 | 0.14297 | 0.14743 | 2.4528 | 1.4075 | 0.50881 | 2.4528 | 2.4207 | 2.4153 | 1.4941 | -0.11185 | 2.4153 | 2.3314 | 0.049351 | 1.8862 | 0.54788 | 2.6538 | 53.5526 | 0.14297 | 0.069439 | 0.099838 | 0.14297 | 0.14743 | 2.4528 | 1.4075 | 0.50881 | 2.4528 | 2.4207 | 2.4153 | 1.4941 | -0.11185 | 2.4153 | 2.3314
55 | 0.25 | 0.19 | South/Central | AL | Birmingham.Muni.AP.722280 | 3 | 3613104 | 39.1594 | 10.5868 | 54.0211 | 38.6375 | 15.3836 | 1076.36 | 2.6496 | 58.47 | 1.5461 | 1.1035 | 64.2104 | 1.1596 | 37.29 | 0.035521 | 1.1241 | 45.5446 | 1.7756 | 19.08 | 2.1397 | -0.36414 | 13.0038 | 2.6496 | 58.47 | 1.5461 | 1.1035 | 64.2104 | 2.7399 | 57.82 | 1.7416 | 0.99824 | 62.511 | 0.049351 | 1.9326 | 0.52247 | 2.666 | 53.1197 | 0.13076 | 0.057228 | 0.087628 | 0.13076 | 0.13522 | 2.8856 | 1.8403 | 0.94162 | 2.8856 | 2.8535 | 3.1689 | 2.2477 | 0.64176 | 3.1689 | 3.085 | 0.049351 | 1.9326 | 0.52247 | 2.666 | 53.1197 | 0.13076 | 0.057228 | 0.087628 | 0.13076 | 0.13522 | 2.8856 | 1.8403 | 0.94162 | 2.8856 | 2.8535 | 3.1689 | 2.2477 | 0.64176 | 3.1689 | 3.085
56 | 0.25 | 0.17 | South/Central | AL | Birmingham.Muni.AP.722280 | 3 | 3613104 | 39.6623 | 10.3258 | 54.1742 | 39.1337 | 15.0404 | 1072.34 | 2.4965 | 62.49 | 1.0499 | 1.4467 | 71.5715 | 1.0065 | 41.31 | -0.46071 | 1.4673 | 52.9057 | 1.6225 | 23.1 | 1.6435 | -0.020977 | 20.3649 | 2.4965 | 62.49 | 1.0499 | 1.4467 | 71.5715 | 2.5868 | 61.84 | 1.2454 | 1.3414 | 69.872 | 0.049351 | 1.9574 | 0.50959 | 2.6736 | 52.9214 | 0.12321 | 0.049674 | 0.080073 | 0.12321 | 0.12766 | 3.084 | 2.0387 | 1.14 | 3.084 | 3.0519 | 3.5321 | 2.611 | 1.005 | 3.5321 | 3.4483 | 0.049351 | 1.9574 | 0.50959 | 2.6736 | 52.9214 | 0.12321 | 0.049674 | 0.080073 | 0.12321 | 0.12766 | 3.084 | 2.0387 | 1.14 | 3.084 | 3.0519 | 3.5321 | 2.611 | 1.005 | 3.5321 | 3.4483
57 | 0.24 | 0.47 | South/Central | AL | Birmingham.Muni.AP.722280 | 3 | 3613104 | 34.4943 | 13.3359 | 53.0807 | 34.034 | 19.0467 | 1129.46 | 3.59 | 5.37 | 6.1495 | -2.5596 | -23.3139 | 2.1 | -15.81 | 4.639 | -2.539 | -41.9797 | 2.7159 | -34.02 | 6.7432 | -4.0272 | -74.5204 | 3.59 | 5.37 | 6.1495 | -2.5596 | -23.3139 | 3.6802 | 4.72 | 6.3451 | -2.6648 | -25.0133 | 0.049351 | 1.7023 | 0.65814 | 2.6196 | 55.7403 | 0.17717 | 0.10364 | 0.13404 | 0.17717 | 0.18162 | 0.26502 | -0.78024 | -1.6789 | 0.26502 | 0.23294 | -1.1506 | -2.0718 | -3.6777 | -1.1506 | -1.2344 | 0.049351 | 1.7023 | 0.65814 | 2.6196 | 55.7403 | 0.17717 | 0.10364 | 0.13404 | 0.17717 | 0.18162 | 0.26502 | -0.78024 | -1.6789 | 0.26502 | 0.23294 | -1.1506 | -2.0718 | -3.6777 | -1.1506 | -1.2344
58 | 0.24 | 0.42 | South/Central | AL | Birmingham.Muni.AP.722280 | 3 | 3613104 | 35.1461 | 12.8103 | 53.0118 | 34.6771 | 18.3346 | 1115.51 | 3.6589 | 19.32 | 5.5065 | -1.8475 | -3.0518 | 2.1689 | -1.86 | 3.9959 | -1.8269 | -21.7176 | 2.7849 | -20.07 | 6.1001 | -3.3152 | -54.2583 | 3.6589 | 19.32 | 5.5065 | -1.8475 | -3.0518 | 3.7492 | 18.67 | 5.702 | -1.9528 | -4.7512 | 0.049351 | 1.7345 | 0.6322 | 2.6162 | 55.0518 | 0.18057 | 0.10704 | 0.13744 | 0.18057 | 0.18503 | 0.95347 | -0.091793 | -0.99048 | 0.95347 | 0.92139 | -0.15061 | -1.0718 | -2.6777 | -0.15061 | -0.23448 | 0.049351 | 1.7345 | 0.6322 | 2.6162 | 55.0518 | 0.18057 | 0.10704 | 0.13744 | 0.18057 | 0.18503 | 0.95347 | -0.091793 | -0.99048 | 0.95347 | 0.92139 | -0.15061 | -1.0718 | -2.6777 | -0.15061 | -0.23448
59 | 0.24 | 0.37 | South/Central | AL | Birmingham.Muni.AP.722280 | 3 | 3613104 | 35.5086 | 12.6093 | 53.0924 | 35.0349 | 18.0575 | 1111.61 | 3.5783 | 23.22 | 5.1487 | -1.5704 | 3.446 | 2.0883 | 2.04 | 3.6381 | -1.5498 | -15.2198 | 2.7042 | -16.17 | 5.7423 | -3.0381 | -47.7606 | 3.5783 | 23.22 | 5.1487 | -1.5704 | 3.446 | 3.6685 | 22.57 | 5.3442 | -1.6757 | 1.7466 | 0.049351 | 1.7524 | 0.62228 | 2.6202 | 54.8594 | 0.17659 | 0.10306 | 0.13346 | 0.17659 | 0.18105 | 1.1459 | 0.10068 | -0.79801 | 1.1459 | 1.1139 | 0.17006 | -0.75112 | -2.357 | 0.17006 | 0.086195 | 0.049351 | 1.7524 | 0.62228 | 2.6202 | 54.8594 | 0.17659 | 0.10306 | 0.13346 | 0.17659 | 0.18105 | 1.1459 | 0.10068 | -0.79801 | 1.1459 | 1.1139 | 0.17006 | -0.75112 | -2.357 | 0.17006 | 0.086195
60 | 0.24 | 0.32 | South/Central | AL | Birmingham.Muni.AP.722280 | 3 | 3613104 | 36.0654 | 12.2706 | 53.1698 | 35.5844 | 17.5854 | 1104.11 | 3.5009 | 30.72 | 4.5992 | -1.0983 | 15.2922 | 2.0109 | 9.54 | 3.0886 | -1.0777 | -3.3736 | 2.6269 | -8.67 | 5.1928 | -2.5659 | -35.9143 | 3.5009 | 30.72 | 4.5992 | -1.0983 | 15.2922 | 3.5911 | 30.07 | 4.7947 | -1.2036 | 13.5928 | 0.049351 | 1.7799 | 0.60557 | 2.624 | 54.4892 | 0.17277 | 0.09924 | 0.12964 | 0.17277 | 0.17723 | 1.5161 | 0.47081 | -0.42788 | 1.5161 | 1.484 | 0.75469 | -0.16649 | -1.7724 | 0.75469 | 0.67082 | 0.049351 | 1.7799 | 0.60557 | 2.624 | 54.4892 | 0.17277 | 0.09924 | 0.12964 | 0.17277 | 0.17723 | 1.5161 | 0.47081 | -0.42788 | 1.5161 | 1.484 | 0.75469 | -0.16649 | -1.7724 | 0.75469 | 0.67082
61 | 0.24 | 0.27 | South/Central | AL | Birmingham.Muni.AP.722280 | 3 | 3613104 | 37.0384 | 11.6324 | 53.2884 | 36.5446 | 16.7438 | 1090.51 | 3.3823 | 44.32 | 3.639 | -0.2567 | 36.6592 | 1.8923 | 23.14 | 2.1285 | -0.23611 | 17.9935 | 2.5083 | 4.93 | 4.2327 | -1.7243 | -14.5473 | 3.3823 | 44.32 | 3.639 | -0.2567 | 36.6592 | 3.4726 | 43.67 | 3.8346 | -0.36196 | 34.9598 | 0.049351 | 1.8279 | 0.57407 | 2.6298 | 53.8181 | 0.16692 | 0.093389 | 0.12379 | 0.16692 | 0.17138 | 2.1872 | 1.142 | 0.2433 | 2.1872 | 2.1552 | 1.8092 | 0.888 | -0.71793 | 1.8092 | 1.7253 | 0.049351 | 1.8279 | 0.57407 | 2.6298 | 53.8181 | 0.16692 | 0.093389 | 0.12379 | 0.16692 | 0.17138 | 2.1872 | 1.142 | 0.2433 | 2.1872 | 2.1552 | 1.8092 | 0.888 | -0.71793 | 1.8092 | 1.7253
62 | 0.24 | 0.23 | South/Central | AL | Birmingham.Muni.AP.722280 | 3 | 3613104 | 37.8918 | 11.1125 | 53.4518 | 37.3866 | 16.0652 | 1080.52 | 3.2189 | 54.31 | 2.797 | 0.42187 | 53.011 | 1.7289 | 33.13 | 1.2864 | 0.44245 | 34.3453 | 2.3449 | 14.92 | 3.3906 | -1.0458 | 1.8045 | 3.2189 | 54.31 | 2.797 | 0.42187 | 53.011 | 3.3091 | 53.66 | 2.9925 | 0.3166 | 51.3116 | 0.049351 | 1.87 | 0.54842 | 2.6379 | 53.325 | 0.15886 | 0.085322 | 0.11572 | 0.15886 | 0.16331 | 2.6803 | 1.635 | 0.73632 | 2.6803 | 2.6482 | 2.6162 | 1.695 | 0.089054 | 2.6162 | 2.5323 | 0.049351 | 1.87 | 0.54842 | 2.6379 | 53.325 | 0.15886 | 0.085322 | 0.11572 | 0.15886 | 0.16331 | 2.6803 | 1.635 | 0.73632 | 2.6803 | 2.6482 | 2.6162 | 1.695 | 0.089054 | 2.6162 | 2.5323
63 | 0.24 | 0.19 | South/Central | AL | Birmingham.Muni.AP.722280 | 3 | 3613104 | 38.834 | 10.5968 | 53.7021 | 38.3163 | 15.3858 | 1071.79 | 2.9686 | 63.04 | 1.8673 | 1.1013 | 68.2659 | 1.4786 | 41.86 | 0.35667 | 1.1219 | 49.6001 | 2.0945 | 23.65 | 2.4609 | -0.36634 | 17.0594 | 2.9686 | 63.04 | 1.8673 | 1.1013 | 68.2659 | 3.0588 | 62.39 | 2.0628 | 0.99604 | 66.5665 | 0.049351 | 1.9165 | 0.52297 | 2.6503 | 52.8942 | 0.1465 | 0.072969 | 0.10337 | 0.1465 | 0.15096 | 3.1111 | 2.0658 | 1.1672 | 3.1111 | 3.079 | 3.369 | 2.4478 | 0.8419 | 3.369 | 3.2851 | 0.049351 | 1.9165 | 0.52297 | 2.6503 | 52.8942 | 0.1465 | 0.072969 | 0.10337 | 0.1465 | 0.15096 | 3.1111 | 2.0658 | 1.1672 | 3.1111 | 3.079 | 3.369 | 2.4478 | 0.8419 | 3.369 | 3.2851
64 | 0.24 | 0.17 | South/Central | AL | Birmingham.Muni.AP.722280 | 3 | 3613104 | 39.3335 | 10.3354 | 53.8483 | 38.8092 | 15.0391 | 1067.6 | 2.8224 | 67.23 | 1.3744 | 1.448 | 75.8111 | 1.3324 | 46.05 | -0.13616 | 1.4685 | 57.1453 | 1.9484 | 27.84 | 1.9681 | -0.019684 | 24.6046 | 2.8224 | 67.23 | 1.3744 | 1.448 | 75.8111 | 2.9126 | 66.58 | 1.57 | 1.3427 | 74.1117 | 0.049351 | 1.9412 | 0.51007 | 2.6575 | 52.6874 | 0.13929 | 0.065755 | 0.096154 | 0.13929 | 0.14374 | 3.3179 | 2.2726 | 1.3739 | 3.3179 | 3.2858 | 3.7414 | 2.8202 | 1.2143 | 3.7414 | 3.6575 | 0.049351 | 1.9412 | 0.51007 | 2.6575 | 52.6874 | 0.13929 | 0.065755 | 0.096154 | 0.13929 | 0.14374 | 3.3179 | 2.2726 | 1.3739 | 3.3179 | 3.2858 | 3.7414 | 2.8202 | 1.2143 | 3.7414 | 3.6575
65 | 0.22 | 0.47 | South/Central | AL | Birmingham.Muni.AP.722280 | 3 | 3613104 | 33.8574 | 13.3809 | 52.4879 | 33.4055 | 19.0824 | 1121.5 | 4.1828 | 13.33 | 6.7781 | -2.5953 | -16.6378 | 2.6928 | -7.85 | 5.2675 | -2.5748 | -35.3036 | 3.3087 | -26.06 | 7.3717 | -4.063 | -67.8444 | 4.1828 | 13.33 | 6.7781 | -2.5953 | -16.6378 | 4.273 | 12.68 | 6.9736 | -2.7006 | -18.3373 | 0.049351 | 1.6709 | 0.66036 | 2.5903 | 55.3475 | 0.20642 | 0.13289 | 0.16329 | 0.20642 | 0.21088 | 0.65785 | -0.38741 | -1.2861 | 0.65785 | 0.62577 | -0.8211 | -1.7423 | -3.3482 | -0.8211 | -0.90497 | 0.049351 | 1.6709 | 0.66036 | 2.5903 | 55.3475 | 0.20642 | 0.13289 | 0.16329 | 0.20642 | 0.21088 | 0.65785 | -0.38741 | -1.2861 | 0.65785 | 0.62577 | -0.8211 | -1.7423 | -3.3482 | -0.8211 | -0.90497
66 | 0.22 | 0.42 | South/Central | AL | Birmingham.Muni.AP.722280 | 3 | 3613104 | 34.505 | 12.8553 | 52.4166 | 34.0444 | 18.3722 | 1107.55 | 4.2541 | 27.28 | 6.1392 | -1.8851 | 3.606 | 2.7641 | 6.1 | 4.6286 | -1.8645 | -15.0598 | 3.3801 | -12.11 | 6.7328 | -3.3527 | -47.6006 | 4.2541 | 27.28 | 6.1392 | -1.8851 | 3.606 | 4.3444 | 26.63 | 6.3347 | -1.9904 | 1.9066 | 0.049351 | 1.7029 | 0.63443 | 2.5868 | 54.659 | 0.20995 | 0.13641 | 0.16681 | 0.20995 | 0.2144 | 1.3463 | 0.30104 | -0.59764 | 1.3463 | 1.3142 | 0.17796 | -0.74322 | -2.3491 | 0.17796 | 0.094091 | 0.049351 | 1.7029 | 0.63443 | 2.5868 | 54.659 | 0.20995 | 0.13641 | 0.16681 | 0.20995 | 0.2144 | 1.3463 | 0.30104 | -0.59764 | 1.3463 | 1.3142 | 0.17796 | -0.74322 | -2.3491 | 0.17796 | 0.094091
67 | 0.22 | 0.37 | South/Central | AL | Birmingham.Muni.AP.722280 | 3 | 3613104 | 34.8592 | 12.6478 | 52.4717 | 34.3939 | 18.0778 | 1102.98 | 4.199 | 31.85 | 5.7897 | -1.5907 | 10.9034 | 2.709 | 10.67 | 4.2791 | -1.5701 | -7.7624 | 3.325 | -7.54 | 6.3833 | -3.0584 | -40.3031 | 4.199 | 31.85 | 5.7897 | -1.5907 | 10.9034 | 4.2892 | 31.2 | 5.9852 | -1.696 | 9.204 | 0.049351 | 1.7203 | 0.62419 | 2.5895 | 54.4335 | 0.20723 | 0.13369 | 0.16409 | 0.20723 | 0.21168 | 1.5718 | 0.52658 | -0.37211 | 1.5718 | 1.5398 | 0.5381 | -0.38308 | -1.989 | 0.5381 | 0.45423 | 0.049351 | 1.7203 | 0.62419 | 2.5895 | 54.4335 | 0.20723 | 0.13369 | 0.16409 | 0.20723 | 0.21168 | 1.5718 | 0.52658 | -0.37211 | 1.5718 | 1.5398 | 0.5381 | -0.38308 | -1.989 | 0.5381 | 0.45423
68 | 0.22 | 0.32 | South/Central | AL | Birmingham.Muni.AP.722280 | 3 | 3613104 | 35.409 | 12.3094 | 52.5477 | 34.9365 | 17.6112 | 1095.56 | 4.123 | 39.27 | 5.2471 | -1.1241 | 22.6182 | 2.633 | 18.09 | 3.7365 | -1.1035 | 3.9524 | 3.249 | -0.12 | 5.8407 | -2.5917 | -28.5884 | 4.123 | 39.27 | 5.2471 | -1.1241 | 22.6182 | 4.2133 | 38.62 | 5.4426 | -1.2294 | 20.9187 | 0.049351 | 1.7475 | 0.60749 | 2.5933 | 54.0673 | 0.20348 | 0.12994 | 0.16034 | 0.20348 | 0.20793 | 1.938 | 0.89276 | -0.0059222 | 1.938 | 1.9059 | 1.1162 | 0.19506 | -1.4109 | 1.1162 | 1.0324 | 0.049351 | 1.7475 | 0.60749 | 2.5933 | 54.0673 | 0.20348 | 0.12994 | 0.16034 | 0.20348 | 0.20793 | 1.938 | 0.89276 | -0.0059222 | 1.938 | 1.9059 | 1.1162 | 0.19506 | -1.4109 | 1.1162 | 1.0324
69 | 0.22 | 0.27 | South/Central | AL | Birmingham.Muni.AP.722280 | 3 | 3613104 | 36.3783 | 11.664 | 52.6553 | 35.8929 | 16.7624 | 1081.67 | 4.0154 | 53.16 | 4.2907 | -0.27526 | 44.3226 | 2.5254 | 31.98 | 2.7801 | -0.25468 | 25.6568 | 3.1414 | 13.77 | 4.8843 | -1.7429 | -6.8839 | 4.0154 | 53.16 | 4.2907 | -0.27526 | 44.3226 | 4.1057 | 52.51 | 4.4862 | -0.38053 | 42.6232 | 0.049351 | 1.7953 | 0.57563 | 2.5986 | 53.3818 | 0.19817 | 0.12463 | 0.15503 | 0.19817 | 0.20262 | 2.6235 | 1.5783 | 0.67957 | 2.6235 | 2.5914 | 2.1874 | 1.2662 | -0.33973 | 2.1874 | 2.1035 | 0.049351 | 1.7953 | 0.57563 | 2.5986 | 53.3818 | 0.19817 | 0.12463 | 0.15503 | 0.19817 | 0.20262 | 2.6235 | 1.5783 | 0.67957 | 2.6235 | 2.5914 | 2.1874 | 1.2662 | -0.33973 | 2.1874 | 2.1035
70 | 0.22 | 0.23 | South/Central | AL | Birmingham.Muni.AP.722280 | 3 | 3613104 | 37.2317 | 11.1406 | 52.8097 | 36.7349 | 16.0748 | 1071.39 | 3.861 | 63.44 | 3.4486 | 0.41232 | 61.0362 | 2.371 | 42.26 | 1.9381 | 0.4329 | 42.3704 | 2.9869 | 24.05 | 4.0423 | -1.0553 | 9.8296 | 3.861 | 63.44 | 3.4486 | 0.41232 | 61.0362 | 3.9512 | 62.79 | 3.6442 | 0.30705 | 59.3367 | 0.049351 | 1.8374 | 0.5498 | 2.6062 | 52.8745 | 0.19054 | 0.11701 | 0.14741 | 0.19054 | 0.195 | 3.1308 | 2.0856 | 1.1869 | 3.1308 | 3.0988 | 3.0122 | 2.091 | 0.4851 | 3.0122 | 2.9283 | 0.049351 | 1.8374 | 0.5498 | 2.6062 | 52.8745 | 0.19054 | 0.11701 | 0.14741 | 0.19054 | 0.195 | 3.1308 | 2.0856 | 1.1869 | 3.1308 | 3.0988 | 3.0122 | 2.091 | 0.4851 | 3.0122 | 2.9283
71 | 0.22 | 0.19 | South/Central | AL | Birmingham.Muni.AP.722280 | 3 | 3613104 | 38.1676 | 10.6156 | 53.0445 | 37.6586 | 15.386 | 1062.27 | 3.6262 | 72.56 | 2.525 | 1.1011 | 76.7467 | 2.1362 | 51.38 | 1.0144 | 1.1217 | 58.081 | 2.7521 | 33.17 | 3.1186 | -0.3665 | 25.5402 | 3.6262 | 72.56 | 2.525 | 1.1011 | 76.7467 | 3.7164 | 71.91 | 2.7205 | 0.99588 | 75.0473 | 0.049351 | 1.8836 | 0.52389 | 2.6178 | 52.4244 | 0.17896 | 0.10542 | 0.13582 | 0.17896 | 0.18341 | 3.5809 | 2.5357 | 1.637 | 3.5809 | 3.5489 | 3.7876 | 2.8664 | 1.2604 | 3.7876 | 3.7037 | 0.049351 | 1.8836 | 0.52389 | 2.6178 | 52.4244 | 0.17896 | 0.10542 | 0.13582 | 0.17896 | 0.18341 | 3.5809 | 2.5357 | 1.637 | 3.5809 | 3.5489 | 3.7876 | 2.8664 | 1.2604 | 3.7876 | 3.7037
72 | 0.22 | 0.17 | South/Central | AL | Birmingham.Muni.AP.722280 | 3 | 3613104 | 38.668 | 10.3554 | 53.1893 | 38.1522 | 15.0371 | 1058.03 | 3.4814 | 76.8 | 2.0314 | 1.45 | 84.3685 | 1.9914 | 55.62 | 0.52082 | 1.4705 | 65.7027 | 2.6073 | 37.41 | 2.625 | -0.017683 | 33.1619 | 3.4814 | 76.8 | 2.0314 | 1.45 | 84.3685 | 3.5716 | 76.15 | 2.2269 | 1.3447 | 82.669 | 0.049351 | 1.9083 | 0.51105 | 2.625 | 52.2151 | 0.17181 | 0.098277 | 0.12868 | 0.17181 | 0.17626 | 3.7902 | 2.7449 | 1.8462 | 3.7902 | 3.7581 | 4.1637 | 3.2425 | 1.6366 | 4.1637 | 4.0798 | 0.049351 | 1.9083 | 0.51105 | 2.625 | 52.2151 | 0.17181 | 0.098277 | 0.12868 | 0.17181 | 0.17626 | 3.7902 | 2.7449 | 1.8462 | 3.7902 | 3.7581 | 4.1637 | 3.2425 | 1.6366 | 4.1637 | 4.0798
73 | 0.2 | 0.47 | South/Central | AL | Birmingham.Muni.AP.722280 | 3 | 3613104 | 33.2126 | 13.4226 | 51.8758 | 32.769 | 19.1067 | 1113.05 | 4.795 | 21.78 | 7.4146 | -2.6196 | -9.3989 | 3.3049 | 0.6 | 5.904 | -2.599 | -28.0647 | 3.9209 | -17.61 | 8.0082 | -4.0873 | -60.6054 | 4.795 | 21.78 | 7.4146 | -2.6196 | -9.3989 | 4.8852 | 21.13 | 7.6101 | -2.7249 | -11.0983 | 0.049351 | 1.6391 | 0.66242 | 2.5601 | 54.9304 | 0.23664 | 0.1631 | 0.1935 | 0.23664 | 0.24109 | 1.0749 | 0.029611 | -0.86908 | 1.0749 | 1.0428 | -0.46385 | -1.385 | -2.991 | -0.46385 | -0.54772 | 0.049351 | 1.6391 | 0.66242 | 2.5601 | 54.9304 | 0.23664 | 0.1631 | 0.1935 | 0.23664 | 0.24109 | 1.0749 | 0.029611 | -0.86908 | 1.0749 | 1.0428 | -0.46385 | -1.385 | -2.991 | -0.46385 | -0.54772
74 | 0.2 | 0.42 | South/Central | AL | Birmingham.Muni.AP.722280 | 3 | 3613104 | 33.854 | 12.8908 | 51.7945 | 33.4018 | 18.3927 | 1098.9 | 4.8762 | 35.93 | 6.7818 | -1.9056 | 11.0738 | 3.3862 | 14.75 | 5.2712 | -1.885 | -7.592 | 4.0021 | -3.46 | 7.3754 | -3.3733 | -40.1327 | 4.8762 | 35.93 | 6.7818 | -1.9056 | 11.0738 | 4.9664 | 35.28 | 6.9773 | -2.0109 | 9.3744 | 0.049351 | 1.6707 | 0.63618 | 2.5561 | 54.2321 | 0.24065 | 0.16711 | 0.19751 | 0.24065 | 0.2451 | 1.7732 | 0.72793 | -0.17076 | 1.7732 | 1.7411 | 0.54651 | -0.37467 | -1.9806 | 0.54651 | 0.46264 | 0.049351 | 1.6707 | 0.63618 | 2.5561 | 54.2321 | 0.24065 | 0.16711 | 0.19751 | 0.24065 | 0.2451 | 1.7732 | 0.72793 | -0.17076 | 1.7732 | 1.7411 | 0.54651 | -0.37467 | -1.9806 | 0.54651 | 0.46264
75 | 0.2 | 0.37 | South/Central | AL | Birmingham.Muni.AP.722280 | 3 | 3613104 | 34.2081 | 12.6894 | 51.8564 | 33.7513 | 18.1051 | 1094.54 | 4.8143 | 40.29 | 6.4323 | -1.618 | 18.1002 | 3.3243 | 19.11 | 4.9217 | -1.5974 | -0.56563 | 3.9403 | 0.9 | 7.0259 | -3.0857 | -33.1064 | 4.8143 | 40.29 | 6.4323 | -1.618 | 18.1002 | 4.9045 | 39.64 | 6.6278 | -1.7233 | 16.4007 | 0.049351 | 1.6882 | 0.62624 | 2.5592 | 54.017 | 0.23759 | 0.16406 | 0.19446 | 0.23759 | 0.24205 | 1.9884 | 0.9431 | 0.044416 | 1.9884 | 1.9563 | 0.89327 | -0.027914 | -1.6338 | 0.89327 | 0.8094 | 0.049351 | 1.6882 | 0.62624 | 2.5592 | 54.017 | 0.23759 | 0.16406 | 0.19446 | 0.23759 | 0.24205 | 1.9884 | 0.9431 | 0.044416 | 1.9884 | 1.9563 | 0.89327 | -0.027914 | -1.6338 | 0.89327 | 0.8094
76 | 0.2 | 0.32 | South/Central | AL | Birmingham.Muni.AP.722280 | 3 | 3613104 | 34.7477 | 12.3506 | 51.9211 | 34.2838 | 17.6373 | 1086.95 | 4.7497 | 47.88 | 5.8998 | -1.1502 | 29.9937 | 3.2596 | 26.7 | 4.3892 | -1.1296 | 11.3279 | 3.8756 | 8.49 | 6.4935 | -2.6178 | -21.2129 | 4.7497 | 47.88 | 5.8998 | -1.1502 | 29.9937 | 4.8399 | 47.23 | 6.0954 | -1.2554 | 28.2943 | 0.049351 | 1.7148 | 0.60952 | 2.5624 | 53.6424 | 0.2344 | 0.16087 | 0.19127 | 0.2344 | 0.23886 | 2.3629 | 1.3177 | 0.41899 | 2.3629 | 2.3309 | 1.4802 | 0.55905 | -1.0469 | 1.4802 | 1.3964 | 0.049351 | 1.7148 | 0.60952 | 2.5624 | 53.6424 | 0.2344 | 0.16087 | 0.19127 | 0.2344 | 0.23886 | 2.3629 | 1.3177 | 0.41899 | 2.3629 | 2.3309 | 1.4802 | 0.55905 | -1.0469 | 1.4802 | 1.3964
77 | 0.2 | 0.27 | South/Central | AL | Birmingham.Muni.AP.722280 | 3 | 3613104 | 35.7082 | 11.6957 | 52.0066 | 35.2314 | 16.7752 | 1072.5 | 4.6641 | 62.33 | 4.9521 | -0.28805 | 52.3447 | 3.1741 | 41.15 | 3.4416 | -0.26747 | 33.6789 | 3.7901 | 22.94 | 5.5458 | -1.7557 | 1.1381 | 4.6641 | 62.33 | 4.9521 | -0.28805 | 52.3447 | 4.7543 | 61.68 | 5.1477 | -0.39332 | 50.6452 | 0.049351 | 1.7622 | 0.5772 | 2.5666 | 52.9292 | 0.23018 | 0.15665 | 0.18704 | 0.23018 | 0.23463 | 3.0761 | 2.0308 | 1.1321 | 3.0761 | 3.044 | 2.5833 | 1.6621 | 0.056167 | 2.5833 | 2.4994 | 0.049351 | 1.7622 | 0.5772 | 2.5666 | 52.9292 | 0.23018 | 0.15665 | 0.18704 | 0.23018 | 0.23463 | 3.0761 | 2.0308 | 1.1321 | 3.0761 | 3.044 | 2.5833 | 1.6621 | 0.056167 | 2.5833 | 2.4994
78 | 0.2 | 0.23 | South/Central | AL | Birmingham.Muni.AP.722280 | 3 | 3613104 | 36.561 | 11.1668 | 52.1553 | 36.073 | 16.0823 | 1062.05 | 4.5154 | 72.78 | 4.1106 | 0.40484 | 69.2775 | 3.0254 | 51.6 | 2.6 | 0.42542 | 50.6117 | 3.6414 | 33.39 | 4.7042 | -1.0628 | 18.071 | 4.5154 | 72.78 | 4.1106 | 0.40484 | 69.2775 | 4.6057 | 72.13 | 4.3061 | 0.29957 | 67.5781 | 0.049351 | 1.8043 | 0.5511 | 2.5739 | 52.4135 | 0.22284 | 0.14931 | 0.17971 | 0.22284 | 0.2273 | 3.5918 | 2.5465 | 1.6478 | 3.5918 | 3.5597 | 3.4189 | 2.4978 | 0.89183 | 3.4189 | 3.3351 | 0.049351 | 1.8043 | 0.5511 | 2.5739 | 52.4135 | 0.22284 | 0.14931 | 0.17971 | 0.22284 | 0.2273 | 3.5918 | 2.5465 | 1.6478 | 3.5918 | 3.5597 | 3.4189 | 2.4978 | 0.89183 | 3.4189 | 3.3351
79 | 0.2 | 0.19 | South/Central | AL | Birmingham.Muni.AP.722280 | 3 | 3613104 | 37.4941 | 10.6384 | 52.3773 | 36.9937 | 15.3836 | 1052.56 | 4.2934 | 82.27 | 3.1899 | 1.1035 | 85.4199 | 2.8034 | 61.09 | 1.6793 | 1.1241 | 66.7541 | 3.4194 | 42.88 | 3.7835 | -0.36416 | 34.2134 | 4.2934 | 82.27 | 3.1899 | 1.1035 | 85.4199 | 4.3836 | 81.62 | 3.3854 | 0.99822 | 83.7205 | 0.049351 | 1.8504 | 0.52502 | 2.5849 | 51.9452 | 0.21188 | 0.13835 | 0.16875 | 0.21188 | 0.21634 | 4.0601 | 3.0149 | 2.1162 | 4.0601 | 4.0281 | 4.2156 | 3.2944 | 1.6885 | 4.2156 | 4.1317 | 0.049351 | 1.8504 | 0.52502 | 2.5849 | 51.9452 | 0.21188 | 0.13835 | 0.16875 | 0.21188 | 0.21634 | 4.0601 | 3.0149 | 2.1162 | 4.0601 | 4.0281 | 4.2156 | 3.2944 | 1.6885 | 4.2156 | 4.1317
80 | 0.2 | 0.17 | South/Central | AL | Birmingham.Muni.AP.722280 | 3 | 3613104 | 37.9935 | 10.3717 | 52.5212 | 37.4865 | 15.0347 | 1048.3 | 4.1495 | 86.53 | 2.6971 | 1.4524 | 93.0557 | 2.6595 | 65.35 | 1.1865 | 1.473 | 74.3899 | 3.2755 | 47.14 | 3.2907 | -0.015239 | 41.8491 | 4.1495 | 86.53 | 2.6971 | 1.4524 | 93.0557 | 4.2397 | 85.88 | 2.8926 | 1.3471 | 91.3562 | 0.049351 | 1.875 | 0.51186 | 2.592 | 51.7349 | 0.20478 | 0.13125 | 0.16165 | 0.20478 | 0.20924 | 4.2704 | 3.2251 | 2.3264 | 4.2704 | 4.2383 | 4.5924 | 3.6712 | 2.0653 | 4.5924 | 4.5085 | 0.049351 | 1.875 | 0.51186 | 2.592 | 51.7349 | 0.20478 | 0.13125 | 0.16165 | 0.20478 | 0.20924 | 4.2704 | 3.2251 | 2.3264 | 4.2704 | 4.2383 | 4.5924 | 3.6712 | 2.0653 | 4.5924 | 4.5085
81 | 0.35 | 0.2 | South/Central | AL | Birmingham.Muni.AP.722280 | 3 | 3613104 | 42.1019 | 10.6123 | 57.0805 | 41.5421 | 15.5384 | 1123.44 | -0.40978 | 11.39 | -1.3585 | 0.94872 | 20.5233 | -1.8998 | -9.79 | -2.8691 | 0.9693 | 1.8575 | -1.2838 | -28 | -0.76487 | -0.51893 | -30.6832 | -0.40978 | 11.39 | -1.3585 | 0.94872 | 20.5233 | -0.31953 | 10.74 | -1.163 | 0.84345 | 18.8239 | 0.049351 | 2.0778 | 0.52373 | 2.817 | 55.4432 | -0.020223 | -0.093757 | -0.063358 | -0.020223 | -0.015769 | 0.56211 | -0.48315 | -1.3818 | 0.56211 | 0.53003 | 1.0129 | 0.091671 | -1.5143 | 1.0129 | 0.92898 | 0.049351 | 2.0778 | 0.52373 | 2.817 | 55.4432 | -0.020223 | -0.093757 | -0.063358 | -0.020223 | -0.015769 | 0.56211 | -0.48315 | -1.3818 | 0.56211 | 0.53003 | 1.0129 | 0.091671 | -1.5143 | 1.0129 | 0.92898
82 | 0.35 | 0.25 | South/Central | AL | Birmingham.Muni.AP.722280 | 3 | 3613104 | 40.9234 | 11.2501 | 56.761 | 40.3791 | 16.3818 | 1134.18 | -0.090251 | 0.65 | -0.19552 | 0.10527 | 1.6994 | -1.5803 | -20.53 | -1.7061 | 0.12585 | -16.9664 | -0.96428 | -38.74 | 0.3981 | -1.3624 | -49.5071 | -0.090251 | 0.65 | -0.19552 | 0.10527 | 1.6994 | 0 | 0 | 0 | 0 | 0 | 0.049351 | 2.0196 | 0.5552 | 2.8012 | 55.9732 | -0.004454 | -0.077988 | -0.047588 | -0.004454 | 0 | 0.032078 | -1.0132 | -1.9119 | 0.032078 | 0 | 0.083869 | -0.83731 | -2.4432 | 0.083869 | 0 | 0.049351 | 2.0196 | 0.5552 | 2.8012 | 55.9732 | -0.004454 | -0.077988 | -0.047588 | -0.004454 | 0 | 0.032078 | -1.0132 | -1.9119 | 0.032078 | 0 | 0.083869 | -0.83731 | -2.4432 | 0.083869 | 0
83 | 0.35 | 0.3 | South/Central | AL | Birmingham.Muni.AP.722280 | 3 | 3613104 | 40.7252 | 11.2921 | 56.6707 | 40.1836 | 16.4871 | 1134.83 | 0 | 0 | 0 | 0 | 0 | -1.49 | -21.18 | -1.5106 | 0.020583 | -18.6658 | -0.87403 | -39.39 | 0.59362 | -1.4677 | -51.2066 | 0 | 0 | 0 | 0 | 0 | 0.090251 | -0.65 | 0.19552 | -0.10527 | -1.6994 | 0.049351 | 2.0098 | 0.55728 | 2.7968 | 56.0053 | 0 | -0.073534 | -0.043134 | 0 | 0.004454 | 0 | -1.0453 | -1.9439 | 0 | -0.032078 | 0 | -0.92118 | -2.5271 | 0 | -0.083869 | 0.049351 | 2.0098 | 0.55728 | 2.7968 | 56.0053 | 0 | -0.073534 | -0.043134 | 0 | 0.004454 | 0 | -1.0453 | -1.9439 | 0 | -0.032078 | 0 | -0.92118 | -2.5271 | 0 | -0.083869
84 | 0.35 | 0.35 | South/Central | AL | Birmingham.Muni.AP.722280 | 3 | 3613104 | 39.7019 | 11.8836 | 56.4439 | 39.1738 | 17.2701 | 1145.83 | 0.22684 | -11 | 1.0098 | -0.78297 | -18.3744 | -1.2632 | -32.18 | -0.50078 | -0.76239 | -37.0402 | -0.64719 | -50.39 | 1.6034 | -2.2506 | -69.581 | 0.22684 | -11 | 1.0098 | -0.78297 | -18.3744 | 0.31709 | -11.65 | 1.2053 | -0.88824 | -20.0739 | 0.049351 | 1.9593 | 0.58647 | 2.7856 | 56.5482 | 0.011195 | -0.062339 | -0.031939 | 0.011195 | 0.015649 | -0.54286 | -1.5881 | -2.4868 | -0.54286 | -0.57494 | -0.9068 | -1.828 | -3.4339 | -0.9068 | -0.99067 | 0.049351 | 1.9593 | 0.58647 | 2.7856 | 56.5482 | 0.011195 | -0.062339 | -0.031939 | 0.011195 | 0.015649 | -0.54286 | -1.5881 | -2.4868 | -0.54286 | -0.57494 | -0.9068 | -1.828 | -3.4339 | -0.9068 | -0.99067
85 | 0.35 | 0.4 | South/Central | AL | Birmingham.Muni.AP.722280 | 3 | 3613104 | 38.7693 | 12.4663 | 56.2894 | 38.2536 | 18.0358 | 1157.54 | 0.3813 | -22.71 | 1.93 | -1.5487 | -37.2147 | -1.1087 | -43.89 | 0.41944 | -1.5281 | -55.8805 | -0.49273 | -62.1 | 2.5236 | -3.0164 | -88.4213 | 0.3813 | -22.71 | 1.93 | -1.5487 | -37.2147 | 0.47155 | -23.36 | 2.1255 | -1.654 | -38.9142 | 0.049351 | 1.9133 | 0.61523 | 2.778 | 57.1261 | 0.018818 | -0.054716 | -0.024317 | 0.018818 | 0.023272 | -1.1208 | -2.166 | -3.0647 | -1.1208 | -1.1528 | -1.8366 | -2.7578 | -4.3637 | -1.8366 | -1.9205 | 0.049351 | 1.9133 | 0.61523 | 2.778 | 57.1261 | 0.018818 | -0.054716 | -0.024317 | 0.018818 | 0.023272 | -1.1208 | -2.166 | -3.0647 | -1.1208 | -1.1528 | -1.8366 | -2.7578 | -4.3637 | -1.8366 | -1.9205
86 | 0.33 | 0.2 | South/Central | AL | Birmingham.Muni.AP.722280 | 3 | 3613104 | 41.4919 | 10.6278 | 56.4757 | 40.9399 | 15.5357 | 1114.65 | 0.19504 | 20.18 | -0.75633 | 0.95137 | 28.3996 | -1.295 | -1 | -2.2669 | 0.97195 | 9.7338 | -0.67899 | -19.21 | -0.16271 | -0.51628 | -22.807 | 0.19504 | 20.18 | -0.75633 | 0.95137 | 28.3996 | 0.28529 | 19.53 | -0.56081 | 0.8461 | 26.7001 | 0.049351 | 2.0477 | 0.5245 | 2.7871 | 55.0094 | 0.0096254 | -0.063908 | -0.033509 | 0.0096254 | 0.014079 | 0.99591 | -0.049351 | -0.94804 | 0.99591 | 0.96383 | 1.4016 | 0.48037 | -1.1256 | 1.4016 | 1.3177 | 0.049351 | 2.0477 | 0.5245 | 2.7871 | 55.0094 | 0.0096254 | -0.063908 | -0.033509 | 0.0096254 | 0.014079 | 0.99591 | -0.049351 | -0.94804 | 0.99591 | 0.96383 | 1.4016 | 0.48037 | -1.1256 | 1.4016 | 1.3177
87 | 0.33 | 0.25 | South/Central | AL | Birmingham.Muni.AP.722280 | 3 | 3613104 | 40.3133 | 11.2659 | 56.1559 | 39.7769 | 16.379 | 1125.38 | 0.51479 | 9.45 | 0.40664 | 0.10815 | 9.5847 | -0.97521 | -11.73 | -1.1039 | 0.12873 | -9.0811 | -0.35924 | -29.94 | 1.0003 | -1.3595 | -41.6219 | 0.51479 | 9.45 | 0.40664 | 0.10815 | 9.5847 | 0.60504 | 8.8 | 0.60217 | 0.0028776 | 7.8852 | 0.049351 | 1.9895 | 0.55599 | 2.7714 | 55.5389 | 0.025406 | -0.048128 | -0.017729 | 0.025406 | 0.02986 | 0.46637 | -0.57889 | -1.4776 | 0.46637 | 0.43429 | 0.47302 | -0.44816 | -2.0541 | 0.47302 | 0.38915 | 0.049351 | 1.9895 | 0.55599 | 2.7714 | 55.5389 | 0.025406 | -0.048128 | -0.017729 | 0.025406 | 0.02986 | 0.46637 | -0.57889 | -1.4776 | 0.46637 | 0.43429 | 0.47302 | -0.44816 | -2.0541 | 0.47302 | 0.38915
88 | 0.33 | 0.3 | South/Central | AL | Birmingham.Muni.AP.722280 | 3 | 3613104 | 40.1206 | 11.3175 | 56.0823 | 39.5868 | 16.4955 | 1126.47 | 0.58843 | 8.36 | 0.59682 | -0.0083851 | 7.3645 | -0.90157 | -12.82 | -0.91377 | 0.012198 | -11.3013 | -0.28559 | -31.03 | 1.1904 | -1.476 | -43.842 | 0.58843 | 8.36 | 0.59682 | -0.0083851 | 7.3645 | 0.67869 | 7.71 | 0.79234 | -0.11365 | 5.6651 | 0.049351 | 1.98 | 0.55853 | 2.7677 | 55.5927 | 0.02904 | -0.044494 | -0.014094 | 0.02904 | 0.033494 | 0.41258 | -0.63268 | -1.5314 | 0.41258 | 0.3805 | 0.36345 | -0.55773 | -2.1637 | 0.36345 | 0.27958 | 0.049351 | 1.98 | 0.55853 | 2.7677 | 55.5927 | 0.02904 | -0.044494 | -0.014094 | 0.02904 | 0.033494 | 0.41258 | -0.63268 | -1.5314 | 0.41258 | 0.3805 | 0.36345 | -0.55773 | -2.1637 | 0.36345 | 0.27958
89 | 0.33 | 0.35 | South/Central | AL | Birmingham.Muni.AP.722280 | 3 | 3613104 | 39.0973 | 11.9089 | 55.8547 | 38.577 | 17.2778 | 1137.44 | 0.81597 | -2.61 | 1.6066 | -0.79066 | -10.982 | -0.67403 | -23.79 | 0.096041 | -0.77007 | -29.6478 | -0.058056 | -42 | 2.2003 | -2.2583 | -62.1885 | 0.81597 | -2.61 | 1.6066 | -0.79066 | -10.982 | 0.90622 | -3.26 | 1.8022 | -0.89593 | -12.6814 | 0.049351 | 1.9295 | 0.58772 | 2.7565 | 56.1341 | 0.040269 | -0.033264 | -0.0028651 | 0.040269 | 0.044723 | -0.12881 | -1.1741 | -2.0728 | -0.12881 | -0.16089 | -0.54197 | -1.4632 | -3.0691 | -0.54197 | -0.62584 | 0.049351 | 1.9295 | 0.58772 | 2.7565 | 56.1341 | 0.040269 | -0.033264 | -0.0028651 | 0.040269 | 0.044723 | -0.12881 | -1.1741 | -2.0728 | -0.12881 | -0.16089 | -0.54197 | -1.4632 | -3.0691 | -0.54197 | -0.62584
90 | 0.33 | 0.4 | South/Central | AL | Birmingham.Muni.AP.722280 | 3 | 3613104 | 38.1743 | 12.4979 | 55.7169 | 37.6663 | 18.0506 | 1149.53 | 0.9538 | -14.7 | 2.5173 | -1.5635 | -30.2298 | -0.53621 | -35.88 | 1.0067 | -1.5429 | -48.8956 | 0.079769 | -54.09 | 3.1109 | -3.0312 | -81.4363 | 0.9538 | -14.7 | 2.5173 | -1.5635 | -30.2298 | 1.044 | -15.35 | 2.7128 | -1.6688 | -31.9292 | 0.049351 | 1.884 | 0.61679 | 2.7497 | 56.7308 | 0.047071 | -0.026463 | 0.0039367 | 0.047071 | 0.051525 | -0.72546 | -1.7707 | -2.6694 | -0.72546 | -0.75754 | -1.4919 | -2.4131 | -4.019 | -1.4919 | -1.5757 | 0.049351 | 1.884 | 0.61679 | 2.7497 | 56.7308 | 0.047071 | -0.026463 | 0.0039367 | 0.047071 | 0.051525 | -0.72546 | -1.7707 | -2.6694 | -0.72546 | -0.75754 | -1.4919 | -2.4131 | -4.019 | -1.4919 | -1.5757
91 | 0.3 | 0.2 | South/Central | AL | Birmingham.Muni.AP.722280 | 3 | 3613104 | 40.5531 | 10.6528 | 55.5473 | 40.0132 | 15.5341 | 1101.19 | 1.1234 | 33.64 | 0.17039 | 0.95303 | 40.4237 | -0.36659 | 12.46 | -1.3402 | 0.97361 | 21.7579 | 0.24939 | -5.75 | 0.76401 | -0.51462 | -10.7829 | 1.1234 | 33.64 | 0.17039 | 0.95303 | 40.4237 | 1.2137 | 32.99 | 0.36591 | 0.84776 | 38.7242 | 0.049351 | 2.0013 | 0.52573 | 2.7413 | 54.3451 | 0.055442 | -0.018092 | 0.012308 | 0.055442 | 0.059896 | 1.6602 | 0.61492 | -0.28377 | 1.6602 | 1.6281 | 1.995 | 1.0738 | -0.53215 | 1.995 | 1.9111 | 0.049351 | 2.0013 | 0.52573 | 2.7413 | 54.3451 | 0.055442 | -0.018092 | 0.012308 | 0.055442 | 0.059896 | 1.6602 | 0.61492 | -0.28377 | 1.6602 | 1.6281 | 1.995 | 1.0738 | -0.53215 | 1.995 | 1.9111
92 | 0.3 | 0.25 | South/Central | AL | Birmingham.Muni.AP.722280 | 3 | 3613104 | 39.3868 | 11.3009 | 55.2453 | 38.8624 | 16.3829 | 1112.28 | 1.4254 | 22.55 | 1.3212 | 0.10416 | 21.2254 | -0.064646 | 1.37 | -0.18939 | 0.12474 | 2.5597 | 0.55133 | -16.84 | 1.9148 | -1.3635 | -29.9811 | 1.4254 | 22.55 | 1.3212 | 0.10416 | 21.2254 | 1.5156 | 21.9 | 1.5167 | -0.0011082 | 19.526 | 0.049351 | 1.9438 | 0.55772 | 2.7264 | 54.8924 | 0.070343 | -0.0031903 | 0.027209 | 0.070343 | 0.074797 | 1.1129 | 0.067611 | -0.83108 | 1.1129 | 1.0808 | 1.0475 | 0.12632 | -1.4796 | 1.0475 | 0.96363 | 0.049351 | 1.9438 | 0.55772 | 2.7264 | 54.8924 | 0.070343 | -0.0031903 | 0.027209 | 0.070343 | 0.074797 | 1.1129 | 0.067611 | -0.83108 | 1.1129 | 1.0808 | 1.0475 | 0.12632 | -1.4796 | 1.0475 | 0.96363
93 | 0.3 | 0.3 | South/Central | AL | Birmingham.Muni.AP.722280 | 3 | 3613104 | 39.1948 | 11.3526 | 55.1807 | 38.673 | 16.5077 | 1113.65 | 1.49 | 21.18 | 1.5106 | -0.020583 | 18.6658 | 0 | 0 | 0 | 0 | 0 | 0.61598 | -18.21 | 2.1042 | -1.4882 | -32.5408 | 1.49 | 21.18 | 1.5106 | -0.020583 | 18.6658 | 1.5803 | 20.53 | 1.7061 | -0.12585 | 16.9664 | 0.049351 | 1.9343 | 0.56027 | 2.7232 | 54.9601 | 0.073534 | 0 | 0.030399 | 0.073534 | 0.077988 | 1.0453 | 0 | -0.89869 | 1.0453 | 1.0132 | 0.92118 | 0 | -1.6059 | 0.92118 | 0.83731 | 0.049351 | 1.9343 | 0.56027 | 2.7232 | 54.9601 | 0.073534 | 0 | 0.030399 | 0.073534 | 0.077988 | 1.0453 | 0 | -0.89869 | 1.0453 | 1.0132 | 0.92118 | 0 | -1.6059 | 0.92118 | 0.83731
94 | 0.3 | 0.35 | South/Central | AL | Birmingham.Muni.AP.722280 | 3 | 3613104 | 38.1815 | 11.9453 | 54.9617 | 37.673 | 17.2887 | 1124.71 | 1.709 | 10.12 | 2.5106 | -0.80158 | 0.24371 | 0.21898 | -11.06 | 0.99998 | -0.78099 | -18.4221 | 0.83496 | -29.27 | 3.1042 | -2.2692 | -50.9629 | 1.709 | 10.12 | 2.5106 | -0.80158 | 0.24371 | 1.7992 | 9.47 | 2.7061 | -0.90684 | -1.4557 | 0.049351 | 1.8843 | 0.58951 | 2.7124 | 55.5059 | 0.084341 | 0.010807 | 0.041206 | 0.084341 | 0.088795 | 0.49943 | -0.54583 | -1.4445 | 0.49943 | 0.46736 | 0.012027 | -0.90915 | -2.5151 | 0.012027 | -0.071842 | 0.049351 | 1.8843 | 0.58951 | 2.7124 | 55.5059 | 0.084341 | 0.010807 | 0.041206 | 0.084341 | 0.088795 | 0.49943 | -0.54583 | -1.4445 | 0.49943 | 0.46736 | 0.012027 | -0.90915 | -2.5151 | 0.012027 | -0.071842
95 | 0.3 | 0.4 | South/Central | AL | Birmingham.Muni.AP.722280 | 3 | 3613104 | 37.2586 | 12.543 | 54.8329 | 36.7624 | 18.0706 | 1137.09 | 1.8378 | -2.26 | 3.4212 | -1.5835 | -19.3668 | 0.34776 | -23.44 | 1.9107 | -1.5629 | -38.0326 | 0.96374 | -41.65 | 4.0149 | -3.0511 | -70.5734 | 1.8378 | -2.26 | 3.4212 | -1.5835 | -19.3668 | 1.928 | -2.91 | 3.6168 | -1.6887 | -21.0662 | 0.049351 | 1.8388 | 0.61902 | 2.7061 | 56.1168 | 0.090696 | 0.017163 | 0.047562 | 0.090696 | 0.09515 | -0.11153 | -1.1568 | -2.0555 | -0.11153 | -0.14361 | -0.95578 | -1.877 | -3.4829 | -0.95578 | -1.0396 | 0.049351 | 1.8388 | 0.61902 | 2.7061 | 56.1168 | 0.090696 | 0.017163 | 0.047562 | 0.090696 | 0.09515 | -0.11153 | -1.1568 | -2.0555 | -0.11153 | -0.14361 | -0.95578 | -1.877 | -3.4829 | -0.95578 | -1.0396
96 | 0.28 | 0.2 | South/Central | AL | Birmingham.Muni.AP.722280 | 3 | 3613104 | 39.9063 | 10.6771 | 54.9148 | 39.3748 | 15.54 | 1092.15 | 1.7559 | 42.68 | 0.80878 | 0.9471 | 48.423 | 0.26587 | 21.5 | -0.70181 | 0.96768 | 29.7572 | 0.88185 | 3.29 | 1.4024 | -0.52055 | -2.7835 | 1.7559 | 42.68 | 0.80878 | 0.9471 | 48.423 | 1.8461 | 42.03 | 1.0043 | 0.84183 | 46.7236 | 0.049351 | 1.9694 | 0.52693 | 2.7101 | 53.899 | 0.086655 | 0.013121 | 0.04352 | 0.086655 | 0.091109 | 2.1063 | 1.0611 | 0.16237 | 2.1063 | 2.0742 | 2.3897 | 1.4686 | -0.13737 | 2.3897 | 2.3059 | 0.049351 | 1.9694 | 0.52693 | 2.7101 | 53.899 | 0.086655 | 0.013121 | 0.04352 | 0.086655 | 0.091109 | 2.1063 | 1.0611 | 0.16237 | 2.1063 | 2.0742 | 2.3897 | 1.4686 | -0.13737 | 2.3897 | 2.3059
97 | 0.28 | 0.25 | South/Central | AL | Birmingham.Muni.AP.722280 | 3 | 3613104 | 38.753 | 11.3214 | 54.6274 | 38.2369 | 16.3906 | 1103.47 | 2.0433 | 31.36 | 1.9467 | 0.09655 | 28.9916 | 0.55328 | 10.18 | 0.43615 | 0.11713 | 10.3258 | 1.1693 | -8.03 | 2.5404 | -1.3711 | -22.215 | 2.0433 | 31.36 | 1.9467 | 0.09655 | 28.9916 | 2.1335 | 30.71 | 2.1423 | -0.0087191 | 27.2922 | 0.049351 | 1.9125 | 0.55873 | 2.6959 | 54.4577 | 0.10084 | 0.027305 | 0.057705 | 0.10084 | 0.10529 | 1.5477 | 0.5024 | -0.39629 | 1.5477 | 1.5156 | 1.4308 | 0.50959 | -1.0963 | 1.4308 | 1.3469 | 0.049351 | 1.9125 | 0.55873 | 2.6959 | 54.4577 | 0.10084 | 0.027305 | 0.057705 | 0.10084 | 0.10529 | 1.5477 | 0.5024 | -0.39629 | 1.5477 | 1.5156 | 1.4308 | 0.50959 | -1.0963 | 1.4308 | 1.3469
98 | 0.28 | 0.3 | South/Central | AL | Birmingham.Muni.AP.722280 | 3 | 3613104 | 38.3339 | 11.5088 | 54.5003 | 37.8233 | 16.677 | 1106.88 | 2.1704 | 27.95 | 2.3603 | -0.18989 | 22.8387 | 0.6804 | 6.77 | 0.84971 | -0.16931 | 4.1729 | 1.2964 | -11.44 | 2.9539 | -1.6575 | -28.3678 | 2.1704 | 27.95 | 2.3603 | -0.18989 | 22.8387 | 2.2607 | 27.3 | 2.5558 | -0.29516 | 21.1393 | 0.049351 | 1.8918 | 0.56797 | 2.6897 | 54.6259 | 0.10711 | 0.033578 | 0.063978 | 0.10711 | 0.11157 | 1.3794 | 0.33411 | -0.56458 | 1.3794 | 1.3473 | 1.1271 | 0.20594 | -1.4 | 1.1271 | 1.0433 | 0.049351 | 1.8918 | 0.56797 | 2.6897 | 54.6259 | 0.10711 | 0.033578 | 0.063978 | 0.10711 | 0.11157 | 1.3794 | 0.33411 | -0.56458 | 1.3794 | 1.3473 | 1.1271 | 0.20594 | -1.4 | 1.1271 | 1.0433
99 | 0.28 | 0.35 | South/Central | AL | Birmingham.Muni.AP.722280 | 3 | 3613104 | 37.3448 | 12.1203 | 54.33 | 36.8472 | 17.4828 | 1119.09 | 2.3407 | 15.74 | 3.3364 | -0.99568 | 3.1143 | 0.85072 | -5.44 | 1.8258 | -0.9751 | -15.5515 | 1.4667 | -23.65 | 3.93 | -2.4633 | -48.0923 | 2.3407 | 15.74 | 3.3364 | -0.99568 | 3.1143 | 2.431 | 15.09 | 3.5319 | -1.101 | 1.4149 | 0.049351 | 1.843 | 0.59815 | 2.6813 | 55.2285 | 0.11552 | 0.041984 | 0.072383 | 0.11552 | 0.11997 | 0.77679 | -0.26847 | -1.1672 | 0.77679 | 0.74471 | 0.15369 | -0.76749 | -2.3734 | 0.15369 | 0.069825 | 0.049351 | 1.843 | 0.59815 | 2.6813 | 55.2285 | 0.11552 | 0.041984 | 0.072383 | 0.11552 | 0.11997 | 0.77679 | -0.26847 | -1.1672 | 0.77679 | 0.74471 | 0.15369 | -0.76749 | -2.3734 | 0.15369 | 0.069825
100 | 0.28 | 0.4 | South/Central | AL | Birmingham.Muni.AP.722280 | 3 | 3613104 | 36.6275 | 12.5784 | 54.2306 | 36.1394 | 18.0912 | 1128.74 | 2.4401 | 6.09 | 4.0442 | -1.6041 | -12.1566 | 0.95005 | -15.09 | 2.5336 | -1.5835 | -30.8224 | 1.566 | -33.3 | 4.6378 | -3.0717 | -63.3631 | 2.4401 | 6.09 | 4.0442 | -1.6041 | -12.1566 | 2.5303 | 5.44 | 4.2397 | -1.7094 | -13.856 | 0.049351 | 1.8076 | 0.62076 | 2.6764 | 55.7048 | 0.12042 | 0.046886 | 0.077286 | 0.12042 | 0.12487 | 0.30055 | -0.74471 | -1.6434 | 0.30055 | 0.26847 | -0.59994 | -1.5211 | -3.1271 | -0.59994 | -0.68381 | 0.049351 | 1.8076 | 0.62076 | 2.6764 | 55.7048 | 0.12042 | 0.046886 | 0.077286 | 0.12042 | 0.12487 | 0.30055 | -0.74471 | -1.6434 | 0.30055 | 0.26847 | -0.59994 | -1.5211 | -3.1271 | -0.59994 | -0.68381
101 | 0.27 | 0.2 | South/Central | AL | Birmingham.Muni.AP.722280 | 3 | 3613104 | 39.5775 | 10.6925 | 54.5959 | 39.0503 | 15.5456 | 1087.63 | 2.0748 | 47.2 | 1.1333 | 0.94148 | 52.3857 | 0.58481 | 26.02 | -0.37725 | 0.96207 | 33.7199 | 1.2008 | 7.81 | 1.727 | -0.52617 | 1.1791 | 2.0748 | 47.2 | 1.1333 | 0.94148 | 52.3857 | 2.1651 | 46.55 | 1.3289 | 0.83621 | 50.6862 | 0.049351 | 1.9532 | 0.52769 | 2.6944 | 53.6759 | 0.10239 | 0.028861 | 0.059261 | 0.10239 | 0.10685 | 2.3294 | 1.2841 | 0.38543 | 2.3294 | 2.2973 | 2.5853 | 1.6641 | 0.05819 | 2.5853 | 2.5014 | 0.049351 | 1.9532 | 0.52769 | 2.6944 | 53.6759 | 0.10239 | 0.028861 | 0.059261 | 0.10239 | 0.10685 | 2.3294 | 1.2841 | 0.38543 | 2.3294 | 2.2973 | 2.5853 | 1.6641 | 0.05819 | 2.5853 | 2.5014
102 | 0.27 | 0.25 | South/Central | AL | Birmingham.Muni.AP.722280 | 3 | 3613104 | 38.4288 | 11.3314 | 54.307 | 37.9168 | 16.3902 | 1098.83 | 2.3637 | 36 | 2.2668 | 0.096872 | 33.1344 | 0.87367 | 14.82 | 0.75622 | 0.11745 | 14.4686 | 1.4896 | -3.39 | 2.8604 | -1.3708 | -18.0722 | 2.3637 | 36 | 2.2668 | 0.096872 | 33.1344 | 2.4539 | 35.35 | 2.4623 | -0.0083973 | 31.4349 | 0.049351 | 1.8965 | 0.55922 | 2.6801 | 54.2287 | 0.11665 | 0.043117 | 0.073516 | 0.11665 | 0.1211 | 1.7766 | 0.73139 | -0.1673 | 1.7766 | 1.7446 | 1.6352 | 0.71404 | -0.89189 | 1.6352 | 1.5514 | 0.049351 | 1.8965 | 0.55922 | 2.6801 | 54.2287 | 0.11665 | 0.043117 | 0.073516 | 0.11665 | 0.1211 | 1.7766 | 0.73139 | -0.1673 | 1.7766 | 1.7446 | 1.6352 | 0.71404 | -0.89189 | 1.6352 | 1.5514
103 | 0.27 | 0.3 | South/Central | AL | Birmingham.Muni.AP.722280 | 3 | 3613104 | 37.8617 | 11.6282 | 54.1693 | 37.3572 | 16.8121 | 1104.54 | 2.5014 | 30.29 | 2.8264 | -0.32503 | 23.4333 | 1.0114 | 9.11 | 1.3159 | -0.30445 | 4.7675 | 1.6274 | -9.1 | 3.4201 | -1.7927 | -27.7732 | 2.5014 | 30.29 | 2.8264 | -0.32503 | 23.4333 | 2.5917 | 29.64 | 3.022 | -0.4303 | 21.7339 | 0.049351 | 1.8685 | 0.57386 | 2.6733 | 54.5105 | 0.12345 | 0.049914 | 0.080313 | 0.12345 | 0.1279 | 1.4949 | 0.44959 | -0.4491 | 1.4949 | 1.4628 | 1.1565 | 0.23528 | -1.3706 | 1.1565 | 1.0726 | 0.049351 | 1.8685 | 0.57386 | 2.6733 | 54.5105 | 0.12345 | 0.049914 | 0.080313 | 0.12345 | 0.1279 | 1.4949 | 0.44959 | -0.4491 | 1.4949 | 1.4628 | 1.1565 | 0.23528 | -1.3706 | 1.1565 | 1.0726
104 | 0.27 | 0.35 | South/Central | AL | Birmingham.Muni.AP.722280 | 3 | 3613104 | 36.8526 | 12.2854 | 54.031 | 36.3614 | 17.6696 | 1118.15 | 2.6397 | 16.68 | 3.8222 | -1.1825 | 1.8905 | 1.1497 | -4.5 | 2.3116 | -1.1619 | -16.7752 | 1.7657 | -22.71 | 4.4158 | -2.6501 | -49.316 | 2.6397 | 16.68 | 3.8222 | -1.1825 | 1.8905 | 2.73 | 16.03 | 4.0177 | -1.2877 | 0.19111 | 0.049351 | 1.8187 | 0.6063 | 2.6665 | 55.1821 | 0.13027 | 0.056741 | 0.08714 | 0.13027 | 0.13473 | 0.82318 | -0.22208 | -1.1208 | 0.82318 | 0.7911 | 0.093301 | -0.82788 | -2.4338 | 0.093301 | 0.0094316 | 0.049351 | 1.8187 | 0.6063 | 2.6665 | 55.1821 | 0.13027 | 0.056741 | 0.08714 | 0.13027 | 0.13473 | 0.82318 | -0.22208 | -1.1208 | 0.82318 | 0.7911 | 0.093301 | -0.82788 | -2.4338 | 0.093301 | 0.0094316
105 | 0.27 | 0.4 | South/Central | AL | Birmingham.Muni.AP.722280 | 3 | 3613104 | 36.3122 | 12.5931 | 53.9199 | 35.8281 | 18.0918 | 1124.25 | 2.7508 | 10.58 | 4.3555 | -1.6047 | -8.1624 | 1.2608 | -10.6 | 2.8449 | -1.5841 | -26.8282 | 1.8768 | -28.81 | 4.9491 | -3.0723 | -59.3689 | 2.7508 | 10.58 | 4.3555 | -1.6047 | -8.1624 | 2.8411 | 9.93 | 4.551 | -1.7099 | -9.8618 | 0.049351 | 1.7921 | 0.62148 | 2.661 | 55.4832 | 0.13576 | 0.062222 | 0.092621 | 0.13576 | 0.14021 | 0.52214 | -0.52312 | -1.4218 | 0.52214 | 0.49006 | -0.40282 | -1.324 | -2.9299 | -0.40282 | -0.48669 | 0.049351 | 1.7921 | 0.62148 | 2.661 | 55.4832 | 0.13576 | 0.062222 | 0.092621 | 0.13576 | 0.14021 | 0.52214 | -0.52312 | -1.4218 | 0.52214 | 0.49006 | -0.40282 | -1.324 | -2.9299 | -0.40282 | -0.48669
106 | 0.26 | 0.2 | South/Central | AL | Birmingham.Muni.AP.722280 | 3 | 3613104 | 39.2518 | 10.7025 | 54.2757 | 38.7288 | 15.5469 | 1083.02 | 2.395 | 51.81 | 1.4548 | 0.94021 | 56.4823 | 0.90498 | 30.63 | -0.055816 | 0.9608 | 37.8165 | 1.521 | 12.42 | 2.0484 | -0.52744 | 5.2757 | 2.395 | 51.81 | 1.4548 | 0.94021 | 56.4823 | 2.4852 | 51.16 | 1.6503 | 0.83494 | 54.7829 | 0.049351 | 1.9371 | 0.52818 | 2.6786 | 53.4484 | 0.1182 | 0.044662 | 0.075061 | 0.1182 | 0.12265 | 2.5569 | 1.5116 | 0.61294 | 2.5569 | 2.5248 | 2.7875 | 1.8663 | 0.26036 | 2.7875 | 2.7036 | 0.049351 | 1.9371 | 0.52818 | 2.6786 | 53.4484 | 0.1182 | 0.044662 | 0.075061 | 0.1182 | 0.12265 | 2.5569 | 1.5116 | 0.61294 | 2.5569 | 2.5248 | 2.7875 | 1.8663 | 0.26036 | 2.7875 | 2.7036
107 | 0.26 | 0.25 | South/Central | AL | Birmingham.Muni.AP.722280 | 3 | 3613104 | 38.1089 | 11.3469 | 53.9987 | 37.601 | 16.3977 | 1094.5 | 2.672 | 40.33 | 2.5826 | 0.089394 | 36.9092 | 1.182 | 19.15 | 1.072 | 0.10998 | 18.2434 | 1.798 | 0.94 | 3.1762 | -1.3783 | -14.2973 | 2.672 | 40.33 | 2.5826 | 0.089394 | 36.9092 | 2.7622 | 39.68 | 2.7781 | -0.015876 | 35.2098 | 0.049351 | 1.8807 | 0.55998 | 2.6649 | 54.015 | 0.13187 | 0.058333 | 0.088732 | 0.13187 | 0.13632 | 1.9903 | 0.94508 | 0.04639 | 1.9903 | 1.9583 | 1.8215 | 0.90034 | -0.70559 | 1.8215 | 1.7376 | 0.049351 | 1.8807 | 0.55998 | 2.6649 | 54.015 | 0.13187 | 0.058333 | 0.088732 | 0.13187 | 0.13632 | 1.9903 | 0.94508 | 0.04639 | 1.9903 | 1.9583 | 1.8215 | 0.90034 | -0.70559 | 1.8215 | 1.7376
108 | 0.26 | 0.3 | South/Central | AL | Birmingham.Muni.AP.722280 | 3 | 3613104 | 37.3107 | 11.8132 | 53.837 | 36.8134 | 17.0236 | 1103.57 | 2.8337 | 31.26 | 3.3702 | -0.53647 | 21.9687 | 1.3437 | 10.08 | 1.8596 | -0.51589 | 3.3029 | 1.9597 | -8.13 | 3.9638 | -2.0041 | -29.2379 | 2.8337 | 31.26 | 3.3702 | -0.53647 | 21.9687 | 2.924 | 30.61 | 3.5657 | -0.64174 | 20.2692 | 0.049351 | 1.8413 | 0.583 | 2.6569 | 54.4626 | 0.13985 | 0.066314 | 0.096713 | 0.13985 | 0.1443 | 1.5427 | 0.49746 | -0.40123 | 1.5427 | 1.5106 | 1.0842 | 0.163 | -1.4429 | 1.0842 | 1.0003 | 0.049351 | 1.8413 | 0.583 | 2.6569 | 54.4626 | 0.13985 | 0.066314 | 0.096713 | 0.13985 | 0.1443 | 1.5427 | 0.49746 | -0.40123 | 1.5427 | 1.5106 | 1.0842 | 0.163 | -1.4429 | 1.0842 | 1.0003
109 | 0.26 | 0.35 | South/Central | AL | Birmingham.Muni.AP.722280 | 3 | 3613104 | 36.356 | 12.4579 | 53.7431 | 35.8714 | 17.8718 | 1117.65 | 2.9276 | 17.18 | 4.3122 | -1.3847 | 0.10369 | 1.4376 | -4 | 2.8016 | -1.3641 | -18.5621 | 2.0535 | -22.21 | 4.9058 | -2.8523 | -51.1029 | 2.9276 | 17.18 | 4.3122 | -1.3847 | 0.10369 | 3.0178 | 16.53 | 4.5077 | -1.4899 | -1.5957 | 0.049351 | 1.7942 | 0.61481 | 2.6523 | 55.1575 | 0.14448 | 0.070945 | 0.10134 | 0.14448 | 0.14893 | 0.84786 | -0.19741 | -1.0961 | 0.84786 | 0.81578 | 0.005117 | -0.91606 | -2.522 | 0.005117 | -0.078752 | 0.049351 | 1.7942 | 0.61481 | 2.6523 | 55.1575 | 0.14448 | 0.070945 | 0.10134 | 0.14448 | 0.14893 | 0.84786 | -0.19741 | -1.0961 | 0.84786 | 0.81578 | 0.005117 | -0.91606 | -2.522 | 0.005117 | -0.078752
110 | 0.26 | 0.4 | South/Central | AL | Birmingham.Muni.AP.722280 | 3 | 3613104 | 35.993 | 12.6181 | 53.6258 | 35.5131 | 18.1126 | 1120.37 | 3.0449 | 14.46 | 4.6705 | -1.6255 | -4.9348 | 1.5549 | -6.72 | 3.1599 | -1.605 | -23.6006 | 2.1709 | -24.93 | 5.2641 | -3.0932 | -56.1414 | 3.0449 | 14.46 | 4.6705 | -1.6255 | -4.9348 | 3.1352 | 13.81 | 4.866 | -1.7308 | -6.6343 | 0.049351 | 1.7763 | 0.62272 | 2.6465 | 55.2917 | 0.15027 | 0.076738 | 0.10714 | 0.15027 | 0.15473 | 0.71362 | -0.33164 | -1.2303 | 0.71362 | 0.68154 | -0.24354 | -1.1647 | -2.7706 | -0.24354 | -0.32741 | 0.049351 | 1.7763 | 0.62272 | 2.6465 | 55.2917 | 0.15027 | 0.076738 | 0.10714 | 0.15027 | 0.15473 | 0.71362 | -0.33164 | -1.2303 | 0.71362 | 0.68154 | -0.24354 | -1.1647 | -2.7706 | -0.24354 | -0.32741
111 | 0.25 | 0.2 | South/Central | AL | Birmingham.Muni.AP.722280 | 3 | 3613104 | 38.9165 | 10.7179 | 53.9504 | 38.3978 | 15.5526 | 1078.41 | 2.7203 | 56.42 | 1.7858 | 0.93455 | 60.5256 | 1.2303 | 35.24 | 0.27516 | 0.95513 | 41.8598 | 1.8463 | 17.03 | 2.3794 | -0.5331 | 9.3191 | 2.7203 | 56.42 | 1.7858 | 0.93455 | 60.5256 | 2.8106 | 55.77 | 1.9813 | 0.82928 | 58.8262 | 0.049351 | 1.9206 | 0.52894 | 2.6625 | 53.2209 | 0.13425 | 0.060717 | 0.091116 | 0.13425 | 0.1387 | 2.7844 | 1.7391 | 0.84045 | 2.7844 | 2.7523 | 2.987 | 2.0658 | 0.45991 | 2.987 | 2.9031 | 0.049351 | 1.9206 | 0.52894 | 2.6625 | 53.2209 | 0.13425 | 0.060717 | 0.091116 | 0.13425 | 0.1387 | 2.7844 | 1.7391 | 0.84045 | 2.7844 | 2.7523 | 2.987 | 2.0658 | 0.45991 | 2.987 | 2.9031
112 | 0.25 | 0.25 | South/Central | AL | Birmingham.Muni.AP.722280 | 3 | 3613104 | 37.7832 | 11.3611 | 53.6811 | 37.2795 | 16.4015 | 1089.96 | 2.9896 | 44.87 | 2.904 | 0.085569 | 40.9034 | 1.4996 | 23.69 | 1.3935 | 0.10615 | 22.2376 | 2.1156 | 5.48 | 3.4977 | -1.3821 | -10.3032 | 2.9896 | 44.87 | 2.904 | 0.085569 | 40.9034 | 3.0799 | 44.22 | 3.0996 | -0.0197 | 39.204 | 0.049351 | 1.8647 | 0.56068 | 2.6492 | 53.7909 | 0.14754 | 0.074007 | 0.10441 | 0.14754 | 0.152 | 2.2144 | 1.1691 | 0.27045 | 2.2144 | 2.1823 | 2.0186 | 1.0975 | -0.50847 | 2.0186 | 1.9348 | 0.049351 | 1.8647 | 0.56068 | 2.6492 | 53.7909 | 0.14754 | 0.074007 | 0.10441 | 0.14754 | 0.152 | 2.2144 | 1.1691 | 0.27045 | 2.2144 | 2.1823 | 2.0186 | 1.0975 | -0.50847 | 2.0186 | 1.9348
113 | 0.25 | 0.3 | South/Central | AL | Birmingham.Muni.AP.722280 | 3 | 3613104 | 36.7641 | 12.0046 | 53.5217 | 36.2739 | 17.2478 | 1103.07 | 3.149 | 31.76 | 3.9097 | -0.76066 | 19.9374 | 1.659 | 10.58 | 2.3991 | -0.74008 | 1.2716 | 2.275 | -7.63 | 4.5033 | -2.2283 | -31.2692 | 3.149 | 31.76 | 3.9097 | -0.76066 | 19.9374 | 3.2392 | 31.11 | 4.1052 | -0.86593 | 18.238 | 0.049351 | 1.8144 | 0.59244 | 2.6414 | 54.4379 | 0.15541 | 0.081873 | 0.11227 | 0.15541 | 0.15986 | 1.5674 | 0.52214 | -0.37655 | 1.5674 | 1.5353 | 0.98394 | 0.062755 | -1.5432 | 0.98394 | 0.90007 | 0.049351 | 1.8144 | 0.59244 | 2.6414 | 54.4379 | 0.15541 | 0.081873 | 0.11227 | 0.15541 | 0.15986 | 1.5674 | 0.52214 | -0.37655 | 1.5674 | 1.5353 | 0.98394 | 0.062755 | -1.5432 | 0.98394 | 0.90007
114 | 0.25 | 0.35 | South/Central | AL | Birmingham.Muni.AP.722280 | 3 | 3613104 | 35.8239 | 12.6764 | 53.4883 | 35.3462 | 18.1421 | 1118.86 | 3.1824 | 15.97 | 4.8374 | -1.6549 | -3.9609 | 1.6924 | -5.21 | 3.3268 | -1.6344 | -22.6267 | 2.3084 | -23.42 | 5.431 | -3.1226 | -55.1675 | 3.1824 | 15.97 | 4.8374 | -1.6549 | -3.9609 | 3.2727 | 15.32 | 5.0329 | -1.7602 | -5.6603 | 0.049351 | 1.768 | 0.62559 | 2.6397 | 55.2172 | 0.15706 | 0.083524 | 0.11392 | 0.15706 | 0.16151 | 0.78814 | -0.25712 | -1.1558 | 0.78814 | 0.75606 | -0.19548 | -1.1167 | -2.7226 | -0.19548 | -0.27935 | 0.049351 | 1.768 | 0.62559 | 2.6397 | 55.2172 | 0.15706 | 0.083524 | 0.11392 | 0.15706 | 0.16151 | 0.78814 | -0.25712 | -1.1558 | 0.78814 | 0.75606 | -0.19548 | -1.1167 | -2.7226 | -0.19548 | -0.27935
115 | 0.25 | 0.4 | South/Central | AL | Birmingham.Muni.AP.722280 | 3 | 3613104 | 35.6685 | 12.6381 | 53.3112 | 35.1928 | 18.1185 | 1115.91 | 3.3595 | 18.92 | 4.9908 | -1.6314 | -1.035 | 1.8695 | -2.26 | 3.4803 | -1.6108 | -19.7008 | 2.4854 | -20.47 | 5.5845 | -3.099 | -52.2415 | 3.3595 | 18.92 | 4.9908 | -1.6314 | -1.035 | 3.4497 | 18.27 | 5.1864 | -1.7366 | -2.7344 | 0.049351 | 1.7603 | 0.62371 | 2.631 | 55.0716 | 0.16579 | 0.092261 | 0.12266 | 0.16579 | 0.17025 | 0.93373 | -0.11153 | -1.0102 | 0.93373 | 0.90165 | -0.051077 | -0.97226 | -2.5782 | -0.051077 | -0.13495 | 0.049351 | 1.7603 | 0.62371 | 2.631 | 55.0716 | 0.16579 | 0.092261 | 0.12266 | 0.16579 | 0.17025 | 0.93373 | -0.11153 | -1.0102 | 0.93373 | 0.90165 | -0.051077 | -0.97226 | -2.5782 | -0.051077 | -0.13495
116 | 0.24 | 0.2 | South/Central | AL | Birmingham.Muni.AP.722280 | 3 | 3613104 | 38.5878 | 10.7276 | 53.6268 | 38.0733 | 15.5535 | 1073.75 | 3.0439 | 61.08 | 2.1103 | 0.93358 | 64.6748 | 1.5539 | 39.9 | 0.59972 | 0.95417 | 46.009 | 2.1699 | 21.69 | 2.7039 | -0.53407 | 13.4683 | 3.0439 | 61.08 | 2.1103 | 0.93358 | 64.6748 | 3.1341 | 60.43 | 2.3058 | 0.82831 | 62.9754 | 0.049351 | 1.9044 | 0.52942 | 2.6466 | 52.9909 | 0.15022 | 0.076686 | 0.10709 | 0.15022 | 0.15467 | 3.0144 | 1.9691 | 1.0704 | 3.0144 | 2.9823 | 3.1918 | 2.2706 | 0.66468 | 3.1918 | 3.1079 | 0.049351 | 1.9044 | 0.52942 | 2.6466 | 52.9909 | 0.15022 | 0.076686 | 0.10709 | 0.15022 | 0.15467 | 3.0144 | 1.9691 | 1.0704 | 3.0144 | 2.9823 | 3.1918 | 2.2706 | 0.66468 | 3.1918 | 3.1079
117 | 0.24 | 0.25 | South/Central | AL | Birmingham.Muni.AP.722280 | 3 | 3613104 | 37.4586 | 11.3765 | 53.3681 | 36.9592 | 16.4089 | 1085.57 | 3.3026 | 49.26 | 3.2244 | 0.078227 | 44.7426 | 1.8126 | 28.08 | 1.7138 | 0.09881 | 26.0768 | 2.4286 | 9.87 | 3.818 | -1.3894 | -6.464 | 3.3026 | 49.26 | 3.2244 | 0.078227 | 44.7426 | 3.3929 | 48.61 | 3.4199 | -0.027043 | 43.0431 | 0.049351 | 1.8486 | 0.56144 | 2.6338 | 53.5743 | 0.16299 | 0.089455 | 0.11985 | 0.16299 | 0.16744 | 2.431 | 1.3858 | 0.4871 | 2.431 | 2.399 | 2.2081 | 1.2869 | -0.31901 | 2.2081 | 2.1242 | 0.049351 | 1.8486 | 0.56144 | 2.6338 | 53.5743 | 0.16299 | 0.089455 | 0.11985 | 0.16299 | 0.16744 | 2.431 | 1.3858 | 0.4871 | 2.431 | 2.399 | 2.2081 | 1.2869 | -0.31901 | 2.2081 | 2.1242
118 | 0.24 | 0.3 | South/Central | AL | Birmingham.Muni.AP.722280 | 3 | 3613104 | 36.4388 | 12.0237 | 53.2152 | 35.9528 | 17.2624 | 1098.89 | 3.4555 | 35.94 | 4.2308 | -0.77526 | 23.4957 | 1.9655 | 14.76 | 2.7202 | -0.75468 | 4.8299 | 2.5815 | -3.45 | 4.8244 | -2.2429 | -27.7108 | 3.4555 | 35.94 | 4.2308 | -0.77526 | 23.4957 | 3.5458 | 35.29 | 4.4263 | -0.88053 | 21.7963 | 0.049351 | 1.7983 | 0.59339 | 2.6262 | 54.2316 | 0.17054 | 0.097002 | 0.1274 | 0.17054 | 0.17499 | 1.7737 | 0.72842 | -0.17026 | 1.7737 | 1.7416 | 1.1595 | 0.23836 | -1.3676 | 1.1595 | 1.0757 | 0.049351 | 1.7983 | 0.59339 | 2.6262 | 54.2316 | 0.17054 | 0.097002 | 0.1274 | 0.17054 | 0.17499 | 1.7737 | 0.72842 | -0.17026 | 1.7737 | 1.7416 | 1.1595 | 0.23836 | -1.3676 | 1.1595 | 1.0757
119 | 0.24 | 0.35 | South/Central | AL | Birmingham.Muni.AP.722280 | 3 | 3613104 | 35.4994 | 12.6926 | 53.1709 | 35.0259 | 18.1451 | 1114.31 | 3.4998 | 20.52 | 5.1577 | -1.658 | 0.052139 | 2.0098 | -0.66 | 3.6472 | -1.6374 | -18.6137 | 2.6258 | -18.87 | 5.7514 | -3.1256 | -51.1544 | 3.4998 | 20.52 | 5.1577 | -1.658 | 0.052139 | 3.59 | 19.87 | 5.3533 | -1.7632 | -1.6473 | 0.049351 | 1.7519 | 0.6264 | 2.6241 | 54.9926 | 0.17272 | 0.099185 | 0.12958 | 0.17272 | 0.17717 | 1.0127 | -0.032572 | -0.93126 | 1.0127 | 0.98061 | 0.0025731 | -0.91861 | -2.5245 | 0.0025731 | -0.081296 | 0.049351 | 1.7519 | 0.6264 | 2.6241 | 54.9926 | 0.17272 | 0.099185 | 0.12958 | 0.17272 | 0.17717 | 1.0127 | -0.032572 | -0.93126 | 1.0127 | 0.98061 | 0.0025731 | -0.91861 | -2.5245 | 0.0025731 | -0.081296
120 | 0.24 | 0.4 | South/Central | AL | Birmingham.Muni.AP.722280 | 3 | 3613104 | 35.3528 | 12.6544 | 53.0118 | 34.8811 | 18.1306 | 1111.79 | 3.6589 | 23.04 | 5.3024 | -1.6435 | 2.4979 | 2.1689 | 1.86 | 3.7919 | -1.6229 | -16.1679 | 2.7849 | -16.35 | 5.8961 | -3.1112 | -48.7087 | 3.6589 | 23.04 | 5.3024 | -1.6435 | 2.4979 | 3.7492 | 22.39 | 5.498 | -1.7488 | 0.79845 | 0.049351 | 1.7447 | 0.62451 | 2.6162 | 54.8683 | 0.18057 | 0.10704 | 0.13744 | 0.18057 | 0.18503 | 1.1371 | 0.091793 | -0.80689 | 1.1371 | 1.105 | 0.12327 | -0.79791 | -2.4038 | 0.12327 | 0.039404 | 0.049351 | 1.7447 | 0.62451 | 2.6162 | 54.8683 | 0.18057 | 0.10704 | 0.13744 | 0.18057 | 0.18503 | 1.1371 | 0.091793 | -0.80689 | 1.1371 | 1.105 | 0.12327 | -0.79791 | -2.4038 | 0.12327 | 0.039404
121 | 0.22 | 0.2 | South/Central | AL | Birmingham.Muni.AP.722280 | 3 | 3613104 | 37.9222 | 10.7484 | 52.9719 | 37.4163 | 15.5556 | 1064.3 | 3.6988 | 70.53 | 2.7673 | 0.93152 | 73.0692 | 2.2088 | 49.35 | 1.2567 | 0.9521 | 54.4034 | 2.8248 | 31.14 | 3.3609 | -0.53613 | 21.8626 | 3.6988 | 70.53 | 2.7673 | 0.93152 | 73.0692 | 3.7891 | 69.88 | 2.9628 | 0.82625 | 71.3697 | 0.049351 | 1.8715 | 0.53045 | 2.6142 | 52.5246 | 0.18254 | 0.10901 | 0.13941 | 0.18254 | 0.18699 | 3.4807 | 2.4355 | 1.5368 | 3.4807 | 3.4487 | 3.6061 | 2.6849 | 1.0789 | 3.6061 | 3.5222 | 0.049351 | 1.8715 | 0.53045 | 2.6142 | 52.5246 | 0.18254 | 0.10901 | 0.13941 | 0.18254 | 0.18699 | 3.4807 | 2.4355 | 1.5368 | 3.4807 | 3.4487 | 3.6061 | 2.6849 | 1.0789 | 3.6061 | 3.5222
122 | 0.22 | 0.25 | South/Central | AL | Birmingham.Muni.AP.722280 | 3 | 3613104 | 36.7924 | 11.4026 | 52.718 | 36.3014 | 16.4166 | 1076.29 | 3.9527 | 58.54 | 3.8822 | 0.070516 | 52.9206 | 2.4627 | 37.36 | 2.3716 | 0.091099 | 34.2548 | 3.0787 | 19.15 | 4.4758 | -1.3971 | 1.714 | 3.9527 | 58.54 | 3.8822 | 0.070516 | 52.9206 | 4.0429 | 57.89 | 4.0777 | -0.034753 | 51.2211 | 0.049351 | 1.8158 | 0.56273 | 2.6017 | 53.1163 | 0.19507 | 0.12154 | 0.15194 | 0.19507 | 0.19952 | 2.889 | 1.8438 | 0.94508 | 2.889 | 2.8569 | 2.6117 | 1.6905 | 0.084588 | 2.6117 | 2.5278 | 0.049351 | 1.8158 | 0.56273 | 2.6017 | 53.1163 | 0.19507 | 0.12154 | 0.15194 | 0.19507 | 0.19952 | 2.889 | 1.8438 | 0.94508 | 2.889 | 2.8569 | 2.6117 | 1.6905 | 0.084588 | 2.6117 | 2.5278
123 | 0.22 | 0.3 | South/Central | AL | Birmingham.Muni.AP.722280 | 3 | 3613104 | 35.782 | 12.0542 | 52.579 | 35.3046 | 17.2744 | 1089.88 | 4.0917 | 44.95 | 4.879 | -0.78729 | 31.3774 | 2.6017 | 23.77 | 3.3684 | -0.76671 | 12.7116 | 3.2177 | 5.56 | 5.4727 | -2.2549 | -19.8292 | 4.0917 | 44.95 | 4.879 | -0.78729 | 31.3774 | 4.182 | 44.3 | 5.0746 | -0.89256 | 29.678 | 0.049351 | 1.7659 | 0.59489 | 2.5948 | 53.787 | 0.20193 | 0.1284 | 0.1588 | 0.20193 | 0.20639 | 2.2183 | 1.1731 | 0.27439 | 2.2183 | 2.1863 | 1.5485 | 0.62733 | -0.97859 | 1.5485 | 1.4646 | 0.049351 | 1.7659 | 0.59489 | 2.5948 | 53.787 | 0.20193 | 0.1284 | 0.1588 | 0.20193 | 0.20639 | 2.2183 | 1.1731 | 0.27439 | 2.2183 | 2.1863 | 1.5485 | 0.62733 | -0.97859 | 1.5485 | 1.4646
124 | 0.22 | 0.35 | South/Central | AL | Birmingham.Muni.AP.722280 | 3 | 3613104 | 34.8492 | 12.7314 | 52.5552 | 34.3841 | 18.1711 | 1105.85 | 4.1155 | 28.98 | 5.7995 | -1.684 | 7.2874 | 2.6255 | 7.8 | 4.289 | -1.6634 | -11.3784 | 3.2415 | -10.41 | 6.3932 | -3.1517 | -43.9191 | 4.1155 | 28.98 | 5.7995 | -1.684 | 7.2874 | 4.2058 | 28.33 | 5.9951 | -1.7893 | 5.588 | 0.049351 | 1.7199 | 0.62831 | 2.5937 | 54.5751 | 0.20311 | 0.12957 | 0.15997 | 0.20311 | 0.20756 | 1.4302 | 0.38494 | -0.51375 | 1.4302 | 1.3981 | 0.35964 | -0.56154 | -2.1675 | 0.35964 | 0.27577 | 0.049351 | 1.7199 | 0.62831 | 2.5937 | 54.5751 | 0.20311 | 0.12957 | 0.15997 | 0.20311 | 0.20756 | 1.4302 | 0.38494 | -0.51375 | 1.4302 | 1.3981 | 0.35964 | -0.56154 | -2.1675 | 0.35964 | 0.27577
125 | 0.22 | 0.4 | South/Central | AL | Birmingham.Muni.AP.722280 | 3 | 3613104 | 34.7117 | 12.694 | 52.4057 | 34.2484 | 18.1573 | 1103.49 | 4.265 | 31.34 | 5.9352 | -1.6702 | 9.5935 | 2.775 | 10.16 | 4.4246 | -1.6496 | -9.0723 | 3.391 | -8.05 | 6.5288 | -3.1378 | -41.613 | 4.265 | 31.34 | 5.9352 | -1.6702 | 9.5935 | 4.3553 | 30.69 | 6.1307 | -1.7754 | 7.8941 | 0.049351 | 1.7131 | 0.62646 | 2.5863 | 54.4586 | 0.21048 | 0.13695 | 0.16735 | 0.21048 | 0.21494 | 1.5467 | 0.50141 | -0.39728 | 1.5467 | 1.5146 | 0.47345 | -0.44773 | -2.0537 | 0.47345 | 0.38958 | 0.049351 | 1.7131 | 0.62646 | 2.5863 | 54.4586 | 0.21048 | 0.13695 | 0.16735 | 0.21048 | 0.21494 | 1.5467 | 0.50141 | -0.39728 | 1.5467 | 1.5146 | 0.47345 | -0.44773 | -2.0537 | 0.47345 | 0.38958
126 | 0.2 | 0.2 | South/Central | AL | Birmingham.Muni.AP.722280 | 3 | 3613104 | 37.2512 | 10.7735 | 52.3161 | 36.754 | 15.5621 | 1054.92 | 4.3546 | 79.91 | 3.4295 | 0.92504 | 81.3544 | 2.8646 | 58.73 | 1.919 | 0.94562 | 62.6886 | 3.4806 | 40.52 | 4.0232 | -0.54261 | 30.1479 | 4.3546 | 79.91 | 3.4295 | 0.92504 | 81.3544 | 4.4448 | 79.26 | 3.6251 | 0.81977 | 79.655 | 0.049351 | 1.8384 | 0.53169 | 2.5819 | 52.0617 | 0.2149 | 0.14137 | 0.17177 | 0.2149 | 0.21936 | 3.9437 | 2.8984 | 1.9997 | 3.9437 | 3.9116 | 4.0149 | 3.0938 | 1.4878 | 4.0149 | 3.9311 | 0.049351 | 1.8384 | 0.53169 | 2.5819 | 52.0617 | 0.2149 | 0.14137 | 0.17177 | 0.2149 | 0.21936 | 3.9437 | 2.8984 | 1.9997 | 3.9437 | 3.9116 | 4.0149 | 3.0938 | 1.4878 | 4.0149 | 3.9311
127 | 0.2 | 0.25 | South/Central | AL | Birmingham.Muni.AP.722280 | 3 | 3613104 | 36.1225 | 11.4282 | 52.0637 | 35.6402 | 16.4234 | 1066.93 | 4.607 | 67.9 | 4.5433 | 0.063695 | 61.1782 | 3.117 | 46.72 | 3.0328 | 0.084278 | 42.5124 | 3.733 | 28.51 | 5.137 | -1.404 | 9.9716 | 4.607 | 67.9 | 4.5433 | 0.063695 | 61.1782 | 4.6973 | 67.25 | 4.7389 | -0.041574 | 59.4788 | 0.049351 | 1.7827 | 0.56399 | 2.5694 | 52.6544 | 0.22736 | 0.15383 | 0.18423 | 0.22736 | 0.23182 | 3.351 | 2.3057 | 1.407 | 3.351 | 3.3189 | 3.0192 | 2.098 | 0.49211 | 3.0192 | 2.9354 | 0.049351 | 1.7827 | 0.56399 | 2.5694 | 52.6544 | 0.22736 | 0.15383 | 0.18423 | 0.22736 | 0.23182 | 3.351 | 2.3057 | 1.407 | 3.351 | 3.3189 | 3.0192 | 2.098 | 0.49211 | 3.0192 | 2.9354
128 | 0.2 | 0.3 | South/Central | AL | Birmingham.Muni.AP.722280 | 3 | 3613104 | 35.1218 | 12.0896 | 51.9442 | 34.6529 | 17.2913 | 1080.99 | 4.7265 | 53.84 | 5.5307 | -0.80415 | 39.1094 | 3.2365 | 32.66 | 4.0201 | -0.78356 | 20.4436 | 3.8525 | 14.45 | 6.1243 | -2.2718 | -12.0972 | 4.7265 | 53.84 | 5.5307 | -0.80415 | 39.1094 | 4.8168 | 53.19 | 5.7262 | -0.90942 | 37.4099 | 0.049351 | 1.7333 | 0.59664 | 2.5635 | 53.3482 | 0.23326 | 0.15973 | 0.19013 | 0.23326 | 0.23771 | 2.6571 | 1.6118 | 0.71313 | 2.6571 | 2.625 | 1.9301 | 1.0089 | -0.59701 | 1.9301 | 1.8462 | 0.049351 | 1.7333 | 0.59664 | 2.5635 | 53.3482 | 0.23326 | 0.15973 | 0.19013 | 0.23326 | 0.23771 | 2.6571 | 1.6118 | 0.71313 | 2.6571 | 2.625 | 1.9301 | 1.0089 | -0.59701 | 1.9301 | 1.8462
129 | 0.2 | 0.35 | South/Central | AL | Birmingham.Muni.AP.722280 | 3 | 3613104 | 34.1936 | 12.7675 | 51.9292 | 33.737 | 18.1922 | 1097.15 | 4.7415 | 37.68 | 6.4466 | -1.7051 | 14.7924 | 3.2515 | 16.5 | 4.936 | -1.6845 | -3.8734 | 3.8675 | -1.71 | 7.0402 | -3.1727 | -36.4141 | 4.7415 | 37.68 | 6.4466 | -1.7051 | 14.7924 | 4.8318 | 37.03 | 6.6421 | -1.8103 | 13.093 | 0.049351 | 1.6875 | 0.63009 | 2.5628 | 54.1458 | 0.234 | 0.16047 | 0.19087 | 0.234 | 0.23845 | 1.8596 | 0.8143 | -0.084391 | 1.8596 | 1.8275 | 0.73003 | -0.19115 | -1.7971 | 0.73003 | 0.64616 | 0.049351 | 1.6875 | 0.63009 | 2.5628 | 54.1458 | 0.234 | 0.16047 | 0.19087 | 0.234 | 0.23845 | 1.8596 | 0.8143 | -0.084391 | 1.8596 | 1.8275 | 0.73003 | -0.19115 | -1.7971 | 0.73003 | 0.64616
130 | 0.2 | 0.4 | South/Central | AL | Birmingham.Muni.AP.722280 | 3 | 3613104 | 34.0615 | 12.7356 | 51.7915 | 33.6066 | 18.1849 | 1095.07 | 4.8792 | 39.76 | 6.577 | -1.6978 | 16.7685 | 3.3892 | 18.58 | 5.0664 | -1.6772 | -1.8973 | 4.0052 | 0.37 | 7.1706 | -3.1654 | -34.438 | 4.8792 | 39.76 | 6.577 | -1.6978 | 16.7685 | 4.9695 | 39.11 | 6.7725 | -1.803 | 15.0691 | 0.049351 | 1.681 | 0.62852 | 2.556 | 54.0431 | 0.2408 | 0.16726 | 0.19766 | 0.2408 | 0.24525 | 1.9622 | 0.91695 | 0.01826 | 1.9622 | 1.9301 | 0.82755 | -0.093633 | -1.6996 | 0.82755 | 0.74368 | 0.049351 | 1.681 | 0.62852 | 2.556 | 54.0431 | 0.2408 | 0.16726 | 0.19766 | 0.2408 | 0.24525 | 1.9622 | 0.91695 | 0.01826 | 1.9622 | 1.9301 | 0.82755 | -0.093633 | -1.6996 | 0.82755 | 0.74368
Double | Double | Double | South/Central | AL | Birmingham.Muni.AP.722280 | 3 | 3613104 | 40.8855 | 14.1847 | 60.8566 | 40.3432 | 20.5134 | 1268.82 | -4.1859 | -133.99 | -0.15959 | -4.0263 | -163.5505 | -5.6759 | -155.17 | -1.6702 | -4.0057 | -182.2163 | -5.0599 | -173.38 | 0.43404 | -5.494 | -214.7571 | -4.1859 | -133.99 | -0.15959 | -4.0263 | -163.5505 | -4.0956 | -134.64 | 0.035934 | -4.1316 | -165.2499 | 0.049351 | 2.0178 | 0.70003 | 3.0034 | 62.6179 | -0.20658 | -0.28011 | -0.24971 | -0.20658 | -0.20212 | -6.6126 | -7.6578 | -8.5565 | -6.6126 | -6.6447 | -8.0714 | -8.9926 | -10.5985 | -8.0714 | -8.1553 | 0.049351 | 2.0178 | 0.70003 | 3.0034 | 62.6179 | -0.20658 | -0.28011 | -0.24971 | -0.20658 | -0.20212 | -6.6126 | -7.6578 | -8.5565 | -6.6126 | -6.6447 | -8.0714 | -8.9926 | -10.5985 | -8.0714 | -8.1553
Single | Single | Single | South/Central | AL | Birmingham.Muni.AP.722280 | 3 | 3613104 | 49.8234 | 16.2022 | 72.8329 | 49.1668 | 23.6661 | 1499.34 | -16.1622 | -364.51 | -8.9832 | -7.179 | -403.8535 | -17.6522 | -385.69 | -10.4938 | -7.1584 | -422.5193 | -17.0362 | -403.9 | -8.3896 | -8.6466 | -455.0601 | -16.1622 | -364.51 | -8.9832 | -7.179 | -403.8535 | -16.0719 | -365.16 | -8.7877 | -7.2842 | -405.553 | 0.049351 | 2.4589 | 0.7996 | 3.5944 | 73.9943 | -0.79762 | -0.87116 | -0.84076 | -0.79762 | -0.79317 | -17.989 | -19.0343 | -19.933 | -17.989 | -18.0211 | -19.9307 | -20.8519 | -22.4578 | -19.9307 | -20.0146 | 0.049351 | 2.4589 | 0.7996 | 3.5944 | 73.9943 | -0.79762 | -0.87116 | -0.84076 | -0.79762 | -0.79317 | -17.989 | -19.0343 | -19.933 | -17.989 | -18.0211 | -19.9307 | -20.8519 | -22.4578 | -19.9307 | -20.0146
1 | 0.35 | 0.47 | Southern | TX | Brownsville.Intercontinental.AP.722500 | 2 | 1578218 | 12.7148 | 23.8286 | 43.1431 | 12.6933 | 30.4498 | 1083.67 | -2.4504 | -94.79 | 0.89812 | -3.3485 | -96.7219 | -3.0301 | -101.32 | 0.34927 | -3.3794 | -107.42 | -4.3704 | -155.21 | 0.93803 | -5.3084 | -161.8836 | -2.4504 | -94.79 | 0.89812 | -3.3485 | -96.7219 | -2.5504 | -98.72 | 0.93803 | -3.4884 | -100.7215 | 0.049925 | 0.63479 | 1.1897 | 2.1539 | 54.1027 | -0.12234 | -0.15128 | -0.21819 | -0.12234 | -0.12733 | -4.7324 | -5.0584 | -7.7489 | -4.7324 | -4.9286 | -4.8289 | -5.363 | -8.0821 | -4.8289 | -5.0286 | 0.040846 | 0.51934 | 0.97329 | 1.7622 | 44.2631 | -0.10009 | -0.12377 | -0.17851 | -0.10009 | -0.10417 | -3.8718 | -4.1385 | -6.3396 | -3.8718 | -4.0323 | -3.9507 | -4.3876 | -6.6122 | -3.9507 | -4.114
2 | 0.35 | 0.42 | Southern | TX | Brownsville.Intercontinental.AP.722500 | 2 | 1578218 | 12.9647 | 23.0186 | 42.3331 | 12.9428 | 29.3903 | 1053.34 | -1.6403 | -64.46 | 0.64864 | -2.289 | -65.5068 | -2.2201 | -70.99 | 0.099793 | -2.3199 | -76.2049 | -3.5603 | -124.88 | 0.68856 | -4.2489 | -130.6685 | -1.6403 | -64.46 | 0.64864 | -2.289 | -65.5068 | -1.7403 | -68.39 | 0.68856 | -2.4289 | -69.5064 | 0.049925 | 0.64727 | 1.1492 | 2.1135 | 52.5885 | -0.081895 | -0.11084 | -0.17775 | -0.081895 | -0.086887 | -3.2182 | -3.5442 | -6.2347 | -3.2182 | -3.4144 | -3.2705 | -3.8046 | -6.5237 | -3.2705 | -3.4701 | 0.040846 | 0.52955 | 0.94021 | 1.7291 | 43.0243 | -0.067001 | -0.09068 | -0.14542 | -0.067001 | -0.071085 | -2.6329 | -2.8996 | -5.1008 | -2.6329 | -2.7934 | -2.6757 | -3.1126 | -5.3372 | -2.6757 | -2.839
3 | 0.35 | 0.37 | Southern | TX | Brownsville.Intercontinental.AP.722500 | 2 | 1578218 | 13.2146 | 22.2886 | 41.6429 | 13.1923 | 28.4507 | 1026.71 | -0.95019 | -37.83 | 0.39916 | -1.3494 | -38.3209 | -1.5299 | -44.36 | -0.14968 | -1.3802 | -49.019 | -2.8702 | -98.25 | 0.43908 | -3.3093 | -103.4826 | -0.95019 | -37.83 | 0.39916 | -1.3494 | -38.3209 | -1.0502 | -41.76 | 0.43908 | -1.4893 | -42.3205 | 0.049925 | 0.65975 | 1.1128 | 2.079 | 51.259 | -0.047439 | -0.076383 | -0.1433 | -0.047439 | -0.052432 | -1.8887 | -2.2147 | -4.9052 | -1.8887 | -2.0849 | -1.9132 | -2.4473 | -5.1664 | -1.9132 | -2.1129 | 0.040846 | 0.53976 | 0.91039 | 1.7009 | 41.9366 | -0.038811 | -0.062491 | -0.11723 | -0.038811 | -0.042896 | -1.5452 | -1.8119 | -4.0131 | -1.5452 | -1.7057 | -1.5652 | -2.0022 | -4.2268 | -1.5652 | -1.7286
4 | 0.35 | 0.32 | Southern | TX | Brownsville.Intercontinental.AP.722500 | 2 | 1578218 | 13.4945 | 21.5486 | 40.9528 | 13.4717 | 27.4812 | 999.47 | -0.26009 | -10.59 | 0.11975 | -0.37984 | -10.6573 | -0.83983 | -17.12 | -0.4291 | -0.41074 | -21.3554 | -2.1801 | -71.01 | 0.15967 | -2.3397 | -75.8191 | -0.26009 | -10.59 | 0.11975 | -0.37984 | -10.6573 | -0.3601 | -14.52 | 0.15967 | -0.51976 | -14.657 | 0.049925 | 0.67372 | 1.0758 | 2.0446 | 49.899 | -0.012985 | -0.041929 | -0.10884 | -0.012985 | -0.017978 | -0.52871 | -0.85472 | -3.5452 | -0.52871 | -0.72492 | -0.53207 | -1.0662 | -3.7853 | -0.53207 | -0.73176 | 0.040846 | 0.55119 | 0.88017 | 1.6727 | 40.8239 | -0.010624 | -0.034303 | -0.089047 | -0.010624 | -0.014708 | -0.43255 | -0.69928 | -2.9004 | -0.43255 | -0.59308 | -0.4353 | -0.87227 | -3.0969 | -0.4353 | -0.59867
5 | 0.35 | 0.27 | Southern | TX | Brownsville.Intercontinental.AP.722500 | 2 | 1578218 | 13.6744 | 21.0986 | 40.5327 | 13.6513 | 26.8814 | 982.66 | 0.16001 | 6.22 | -0.059875 | 0.21988 | 6.3355 | -0.41973 | -0.31 | -0.60872 | 0.18899 | -4.3626 | -1.76 | -54.2 | -0.019956 | -1.74 | -58.8263 | 0.16001 | 6.22 | -0.059875 | 0.21988 | 6.3355 | 0.060002 | 2.29 | -0.019958 | 0.07996 | 2.3359 | 0.049925 | 0.6827 | 1.0534 | 2.0236 | 49.0597 | 0.0079884 | -0.020955 | -0.087868 | 0.0079884 | 0.0029956 | 0.31054 | -0.015477 | -2.706 | 0.31054 | 0.11433 | 0.3163 | -0.2178 | -2.9369 | 0.3163 | 0.11662 | 0.040846 | 0.55854 | 0.86178 | 1.6556 | 40.1373 | 0.0065356 | -0.017144 | -0.071887 | 0.0065356 | 0.0024508 | 0.25406 | -0.012662 | -2.2138 | 0.25406 | 0.093536 | 0.25878 | -0.17819 | -2.4028 | 0.25878 | 0.095409
6 | 0.35 | 0.23 | Southern | TX | Brownsville.Intercontinental.AP.722500 | 2 | 1578218 | 13.7844 | 20.8386 | 40.2827 | 13.7611 | 26.5217 | 972.62 | 0.40999 | 16.26 | -0.16964 | 0.57964 | 16.4933 | -0.16975 | 9.73 | -0.71849 | 0.54874 | 5.7952 | -1.51 | -44.16 | -0.12973 | -1.3803 | -48.6684 | 0.40999 | 16.26 | -0.16964 | 0.57964 | 16.4933 | 0.30999 | 12.33 | -0.12973 | 0.43971 | 12.4937 | 0.049925 | 0.68819 | 1.0404 | 2.0111 | 48.5585 | 0.020469 | -0.0084748 | -0.075387 | 0.020469 | 0.015476 | 0.81179 | 0.48577 | -2.2047 | 0.81179 | 0.61558 | 0.82344 | 0.28933 | -2.4298 | 0.82344 | 0.62375 | 0.040846 | 0.56303 | 0.85117 | 1.6454 | 39.7272 | 0.016746 | -0.0069335 | -0.061677 | 0.016746 | 0.012662 | 0.66415 | 0.39743 | -1.8037 | 0.66415 | 0.50363 | 0.67368 | 0.23671 | -1.9879 | 0.67368 | 0.51031
7 | 0.35 | 0.19 | Southern | TX | Brownsville.Intercontinental.AP.722500 | 2 | 1578218 | 14.0642 | 20.1786 | 39.7025 | 14.0405 | 25.6621 | 948.77 | 0.9902 | 40.11 | -0.44906 | 1.4393 | 40.4639 | 0.41046 | 33.58 | -0.9979 | 1.4084 | 29.7658 | -0.92979 | -20.31 | -0.40914 | -0.52065 | -24.6979 | 0.9902 | 40.11 | -0.44906 | 1.4393 | 40.4639 | 0.89019 | 36.18 | -0.40914 | 1.2993 | 36.4642 | 0.049925 | 0.70216 | 1.0074 | 1.9822 | 47.3678 | 0.049436 | 0.020492 | -0.04642 | 0.049436 | 0.044443 | 2.0025 | 1.6765 | -1.014 | 2.0025 | 1.8063 | 2.0202 | 1.4861 | -1.2331 | 2.0202 | 1.8205 | 0.040846 | 0.57446 | 0.82421 | 1.6217 | 38.7531 | 0.040445 | 0.016765 | -0.037978 | 0.040445 | 0.03636 | 1.6383 | 1.3716 | -0.82957 | 1.6383 | 1.4778 | 1.6528 | 1.2158 | -1.0088 | 1.6528 | 1.4894
8 | 0.35 | 0.17 | Southern | TX | Brownsville.Intercontinental.AP.722500 | 2 | 1578218 | 14.2042 | 19.8286 | 39.3925 | 14.1802 | 25.2123 | 936.22 | 1.3002 | 52.66 | -0.58877 | 1.889 | 53.1188 | 0.72049 | 46.13 | -1.1376 | 1.8581 | 42.4208 | -0.61976 | -7.76 | -0.54885 | -0.070911 | -12.0429 | 1.3002 | 52.66 | -0.58877 | 1.889 | 53.1188 | 1.2002 | 48.73 | -0.54885 | 1.7491 | 49.1192 | 0.049925 | 0.70915 | 0.98995 | 1.9667 | 46.7412 | 0.064915 | 0.035971 | -0.030942 | 0.064915 | 0.059922 | 2.6291 | 2.3031 | -0.38742 | 2.6291 | 2.4329 | 2.652 | 2.1179 | -0.60125 | 2.652 | 2.4523 | 0.040846 | 0.58018 | 0.80991 | 1.609 | 38.2404 | 0.053109 | 0.029429 | -0.025314 | 0.053109 | 0.049024 | 2.1509 | 1.8842 | -0.31696 | 2.1509 | 1.9904 | 2.1697 | 1.7327 | -0.4919 | 2.1697 | 2.0063
9 | 0.33 | 0.47 | Southern | TX | Brownsville.Intercontinental.AP.722500 | 2 | 1578218 | 12.4949 | 23.8386 | 42.9232 | 12.4738 | 30.4495 | 1081.41 | -2.2305 | -92.53 | 1.1177 | -3.3481 | -92.8463 | -2.8102 | -99.06 | 0.56881 | -3.379 | -103.5444 | -4.1505 | -152.95 | 1.1576 | -5.3081 | -158.0081 | -2.2305 | -92.53 | 1.1177 | -3.3481 | -92.8463 | -2.3305 | -96.46 | 1.1576 | -3.4881 | -96.846 | 0.049925 | 0.62382 | 1.1902 | 2.143 | 53.9899 | -0.11136 | -0.1403 | -0.20721 | -0.11136 | -0.11635 | -4.6196 | -4.9456 | -7.6361 | -4.6196 | -4.8158 | -4.6354 | -5.1695 | -7.8886 | -4.6354 | -4.8351 | 0.040846 | 0.51036 | 0.9737 | 1.7532 | 44.1708 | -0.091106 | -0.11479 | -0.16953 | -0.091106 | -0.095191 | -3.7794 | -4.0462 | -6.2473 | -3.7794 | -3.94 | -3.7924 | -4.2293 | -6.4539 | -3.7924 | -3.9557
10 | 0.33 | 0.42 | Southern | TX | Brownsville.Intercontinental.AP.722500 | 2 | 1578218 | 12.7448 | 23.0186 | 42.1131 | 12.7232 | 29.3899 | 1051.08 | -1.4204 | -62.2 | 0.86818 | -2.2886 | -61.6299 | -2.0002 | -68.73 | 0.31933 | -2.3195 | -72.328 | -3.3404 | -122.62 | 0.9081 | -4.2485 | -126.7917 | -1.4204 | -62.2 | 0.86818 | -2.2886 | -61.6299 | -1.5204 | -66.13 | 0.90809 | -2.4285 | -65.6296 | 0.049925 | 0.63629 | 1.1492 | 2.1025 | 52.4756 | -0.070915 | -0.099859 | -0.16677 | -0.070915 | -0.075908 | -3.1054 | -3.4314 | -6.1219 | -3.1054 | -3.3016 | -3.0769 | -3.611 | -6.3301 | -3.0769 | -3.2766 | 0.040846 | 0.52057 | 0.94021 | 1.7201 | 42.932 | -0.058018 | -0.081698 | -0.13644 | -0.058018 | -0.062102 | -2.5406 | -2.8073 | -5.0085 | -2.5406 | -2.7011 | -2.5173 | -2.9543 | -5.1789 | -2.5173 | -2.6807
11 | 0.33 | 0.37 | Southern | TX | Brownsville.Intercontinental.AP.722500 | 2 | 1578218 | 12.9947 | 22.2986 | 41.423 | 12.9727 | 28.4503 | 1024.46 | -0.73027 | -35.58 | 0.6187 | -1.349 | -34.444 | -1.31 | -42.11 | 0.069854 | -1.3799 | -45.1421 | -2.6503 | -96 | 0.65862 | -3.3089 | -99.6057 | -0.73027 | -35.58 | 0.6187 | -1.349 | -34.444 | -0.83028 | -39.51 | 0.65862 | -1.4889 | -38.4436 | 0.049925 | 0.64877 | 1.1133 | 2.0681 | 51.1466 | -0.036459 | -0.065403 | -0.13232 | -0.036459 | -0.041452 | -1.7763 | -2.1024 | -4.7928 | -1.7763 | -1.9726 | -1.7196 | -2.2537 | -4.9729 | -1.7196 | -1.9193 | 0.040846 | 0.53078 | 0.9108 | 1.6919 | 41.8447 | -0.029828 | -0.053508 | -0.10825 | -0.029828 | -0.033913 | -1.4533 | -1.72 | -3.9212 | -1.4533 | -1.6138 | -1.4069 | -1.8439 | -4.0685 | -1.4069 | -1.5703
12 | 0.33 | 0.32 | Southern | TX | Brownsville.Intercontinental.AP.722500 | 2 | 1578218 | 13.2746 | 21.5486 | 40.7229 | 13.2521 | 27.4708 | 996.92 | -0.03021 | -8.04 | 0.33929 | -0.3695 | -6.4457 | -0.60995 | -14.57 | -0.20956 | -0.40039 | -17.1438 | -1.9502 | -68.46 | 0.37921 | -2.3294 | -71.6075 | -0.03021 | -8.04 | 0.33929 | -0.3695 | -6.4457 | -0.13021 | -11.97 | 0.3792 | -0.50942 | -10.4453 | 0.049925 | 0.66274 | 1.0758 | 2.0331 | 49.7717 | -0.0015082 | -0.030452 | -0.097365 | -0.0015082 | -0.006501 | -0.4014 | -0.72741 | -3.4179 | -0.4014 | -0.59761 | -0.3218 | -0.85591 | -3.575 | -0.3218 | -0.52149 | 0.040846 | 0.54221 | 0.88017 | 1.6634 | 40.7198 | -0.0012339 | -0.024914 | -0.079657 | -0.0012339 | -0.0053187 | -0.3284 | -0.59512 | -2.7963 | -0.3284 | -0.48892 | -0.26328 | -0.70025 | -2.9248 | -0.26328 | -0.42665
13 | 0.33 | 0.27 | Southern | TX | Brownsville.Intercontinental.AP.722500 | 2 | 1578218 | 13.4545 | 21.0886 | 40.2928 | 13.4317 | 26.8611 | 979.81 | 0.39991 | 9.07 | 0.15966 | 0.24025 | 10.8838 | -0.17983 | 2.54 | -0.38918 | 0.20935 | 0.18572 | -1.5201 | -51.35 | 0.19958 | -1.7197 | -54.278 | 0.39991 | 9.07 | 0.15966 | 0.24025 | 10.8838 | 0.29991 | 5.14 | 0.19958 | 0.10032 | 6.8842 | 0.049925 | 0.67172 | 1.0529 | 2.0116 | 48.9175 | 0.019966 | -0.0089781 | -0.075891 | 0.019966 | 0.014973 | 0.45282 | 0.12681 | -2.5637 | 0.45282 | 0.25662 | 0.54338 | 0.0092722 | -2.7099 | 0.54338 | 0.3437 | 0.040846 | 0.54956 | 0.86138 | 1.6458 | 40.0209 | 0.016335 | -0.0073453 | -0.062088 | 0.016335 | 0.01225 | 0.37047 | 0.10375 | -2.0974 | 0.37047 | 0.20995 | 0.44456 | 0.0075859 | -2.217 | 0.44456 | 0.28119
14 | 0.33 | 0.23 | Southern | TX | Brownsville.Intercontinental.AP.722500 | 2 | 1578218 | 13.5645 | 20.8386 | 40.0528 | 13.5415 | 26.5113 | 970.07 | 0.63994 | 18.81 | 0.049894 | 0.59004 | 20.7071 | 0.060197 | 12.28 | -0.49895 | 0.55915 | 10.009 | -1.2801 | -41.61 | 0.089813 | -1.3699 | -44.4547 | 0.63994 | 18.81 | 0.049894 | 0.59004 | 20.7071 | 0.53993 | 14.88 | 0.089811 | 0.45012 | 16.7074 | 0.049925 | 0.67721 | 1.0404 | 1.9997 | 48.4312 | 0.031949 | 0.0030054 | -0.063907 | 0.031949 | 0.026956 | 0.9391 | 0.61308 | -2.0774 | 0.9391 | 0.74289 | 1.0338 | 0.4997 | -2.2194 | 1.0338 | 0.83412 | 0.040846 | 0.55405 | 0.85117 | 1.636 | 39.6231 | 0.026139 | 0.0024588 | -0.052284 | 0.026139 | 0.022054 | 0.76831 | 0.50158 | -1.6996 | 0.76831 | 0.60778 | 0.84579 | 0.40882 | -1.8158 | 0.84579 | 0.68242
15 | 0.33 | 0.19 | Southern | TX | Brownsville.Intercontinental.AP.722500 | 2 | 1578218 | 13.8444 | 20.1686 | 39.4626 | 13.8209 | 25.6417 | 945.91 | 1.2301 | 42.97 | -0.22952 | 1.4596 | 45.0116 | 0.65034 | 36.44 | -0.77836 | 1.4287 | 34.3135 | -0.6899 | -17.45 | -0.1896 | -0.5003 | -20.1502 | 1.2301 | 42.97 | -0.22952 | 1.4596 | 45.0116 | 1.1301 | 39.04 | -0.1896 | 1.3197 | 41.012 | 0.049925 | 0.69119 | 1.0069 | 1.9702 | 47.225 | 0.061413 | 0.032469 | -0.034444 | 0.061413 | 0.05642 | 2.1453 | 1.8193 | -0.8712 | 2.1453 | 1.9491 | 2.2472 | 1.7131 | -1.006 | 2.2472 | 2.0475 | 0.040846 | 0.56548 | 0.8238 | 1.6119 | 38.6362 | 0.050243 | 0.026564 | -0.02818 | 0.050243 | 0.046159 | 1.7551 | 1.4884 | -0.71276 | 1.7551 | 1.5946 | 1.8385 | 1.4016 | -0.82305 | 1.8385 | 1.6752
16 | 0.33 | 0.17 | Southern | TX | Brownsville.Intercontinental.AP.722500 | 2 | 1578218 | 13.9843 | 19.8086 | 39.1426 | 13.9606 | 25.182 | 933.06 | 1.5501 | 55.82 | -0.36923 | 1.9193 | 58.0025 | 0.97037 | 49.29 | -0.91807 | 1.8884 | 47.3045 | -0.36987 | -4.6 | -0.32931 | -0.040567 | -7.1592 | 1.5501 | 55.82 | -0.36923 | 1.9193 | 58.0025 | 1.4501 | 51.89 | -0.32931 | 1.7794 | 54.0029 | 0.049925 | 0.69817 | 0.98895 | 1.9542 | 46.5834 | 0.07739 | 0.048446 | -0.018466 | 0.07739 | 0.072397 | 2.7868 | 2.4608 | -0.22966 | 2.7868 | 2.5906 | 2.8958 | 2.3617 | -0.35743 | 2.8958 | 2.6961 | 0.040846 | 0.5712 | 0.80909 | 1.5988 | 38.1114 | 0.063315 | 0.039635 | -0.015108 | 0.063315 | 0.05923 | 2.28 | 2.0133 | -0.18789 | 2.28 | 2.1195 | 2.3691 | 1.9322 | -0.29242 | 2.3691 | 2.2058
17 | 0.3 | 0.47 | Southern | TX | Brownsville.Intercontinental.AP.722500 | 2 | 1578218 | 12.1751 | 23.8486 | 42.6034 | 12.1544 | 30.4489 | 1078.13 | -1.9106 | -89.25 | 1.437 | -3.3476 | -87.2084 | -2.4904 | -95.78 | 0.88814 | -3.3785 | -97.9064 | -3.8306 | -149.67 | 1.4769 | -5.3075 | -152.3701 | -1.9106 | -89.25 | 1.437 | -3.3476 | -87.2084 | -2.0106 | -93.18 | 1.4769 | -3.4875 | -91.208 | 0.049925 | 0.60785 | 1.1907 | 2.127 | 53.8261 | -0.09539 | -0.12433 | -0.19125 | -0.09539 | -0.10038 | -4.4558 | -4.7819 | -7.4723 | -4.4558 | -4.6521 | -4.3539 | -4.888 | -7.6071 | -4.3539 | -4.5536 | 0.040846 | 0.4973 | 0.97411 | 1.7402 | 44.0368 | -0.078041 | -0.10172 | -0.15646 | -0.078041 | -0.082126 | -3.6455 | -3.9122 | -6.1134 | -3.6455 | -3.806 | -3.5621 | -3.999 | -6.2236 | -3.5621 | -3.7254
18 | 0.3 | 0.42 | Southern | TX | Brownsville.Intercontinental.AP.722500 | 2 | 1578218 | 12.425 | 23.0286 | 41.7933 | 12.4039 | 29.3894 | 1047.8 | -1.1006 | -58.92 | 1.1875 | -2.2881 | -55.9918 | -1.6803 | -65.45 | 0.63866 | -2.319 | -66.6899 | -3.0205 | -119.34 | 1.2274 | -4.248 | -121.1536 | -1.1006 | -58.92 | 1.1875 | -2.2881 | -55.9918 | -1.2006 | -62.85 | 1.2274 | -2.428 | -59.9915 | 0.049925 | 0.62032 | 1.1497 | 2.0865 | 52.3119 | -0.054946 | -0.08389 | -0.1508 | -0.054946 | -0.059939 | -2.9416 | -3.2676 | -5.9581 | -2.9416 | -3.1378 | -2.7954 | -3.3295 | -6.0486 | -2.7954 | -2.9951 | 0.040846 | 0.5075 | 0.94062 | 1.7071 | 42.798 | -0.044953 | -0.068633 | -0.12338 | -0.044953 | -0.049038 | -2.4066 | -2.6733 | -4.8745 | -2.4066 | -2.5671 | -2.287 | -2.724 | -4.9486 | -2.287 | -2.4504
19 | 0.3 | 0.37 | Southern | TX | Brownsville.Intercontinental.AP.722500 | 2 | 1578218 | 12.6749 | 22.2986 | 41.0932 | 12.6534 | 28.4398 | 1020.88 | -0.40043 | -32 | 0.93803 | -1.3385 | -28.4706 | -0.98017 | -38.53 | 0.38918 | -1.3694 | -39.1686 | -2.3204 | -92.42 | 0.97795 | -3.2984 | -93.6323 | -0.40043 | -32 | 0.93803 | -1.3385 | -28.4706 | -0.50044 | -35.93 | 0.97795 | -1.4784 | -32.4702 | 0.049925 | 0.6328 | 1.1133 | 2.0516 | 50.9679 | -0.019992 | -0.048936 | -0.11585 | -0.019992 | -0.024985 | -1.5976 | -1.9236 | -4.6141 | -1.5976 | -1.7938 | -1.4214 | -1.9555 | -4.6746 | -1.4214 | -1.6211 | 0.040846 | 0.51771 | 0.9108 | 1.6785 | 41.6984 | -0.016356 | -0.040036 | -0.094779 | -0.016356 | -0.020441 | -1.3071 | -1.5738 | -3.7749 | -1.3071 | -1.4676 | -1.1629 | -1.5999 | -3.8245 | -1.1629 | -1.3263
20 | 0.3 | 0.32 | Southern | TX | Brownsville.Intercontinental.AP.722500 | 2 | 1578218 | 12.9448 | 21.5386 | 40.3731 | 12.9228 | 27.4503 | 992.91 | 0.31964 | -4.03 | 0.66859 | -0.34895 | 0.040698 | -0.2601 | -10.56 | 0.11975 | -0.37984 | -10.6574 | -1.6003 | -64.45 | 0.70851 | -2.3089 | -65.1211 | 0.31964 | -4.03 | 0.66859 | -0.34895 | 0.040698 | 0.21964 | -7.96 | 0.70851 | -0.48887 | -3.9589 | 0.049925 | 0.64627 | 1.0753 | 2.0156 | 49.5715 | 0.015958 | -0.012985 | -0.079898 | 0.015958 | 0.010966 | -0.2012 | -0.52721 | -3.2177 | -0.2012 | -0.39741 | 0.0020319 | -0.53208 | -3.2512 | 0.0020319 | -0.19765 | 0.040846 | 0.52874 | 0.87976 | 1.6491 | 40.556 | 0.013056 | -0.010624 | -0.065367 | 0.013056 | 0.0089713 | -0.16461 | -0.43133 | -2.6325 | -0.16461 | -0.32513 | 0.0016623 | -0.43531 | -2.6599 | 0.0016623 | -0.16171
21 | 0.3 | 0.27 | Southern | TX | Brownsville.Intercontinental.AP.722500 | 2 | 1578218 | 13.1247 | 21.0886 | 39.9429 | 13.1024 | 26.8405 | 975.82 | 0.74978 | 13.06 | 0.48897 | 0.26081 | 17.3709 | 0.17004 | 6.53 | -0.059874 | 0.22992 | 6.6728 | -1.1702 | -47.36 | 0.52889 | -1.6991 | -47.7908 | 0.74978 | 13.06 | 0.48897 | 0.26081 | 17.3709 | 0.64978 | 9.13 | 0.52889 | 0.12089 | 13.3713 | 0.049925 | 0.65526 | 1.0529 | 1.9942 | 48.7183 | 0.037433 | 0.0084896 | -0.058423 | 0.037433 | 0.032441 | 0.65203 | 0.32601 | -2.3645 | 0.65203 | 0.45582 | 0.86725 | 0.33314 | -2.386 | 0.86725 | 0.66757 | 0.040846 | 0.53608 | 0.86138 | 1.6315 | 39.8579 | 0.030625 | 0.0069456 | -0.047798 | 0.030625 | 0.026541 | 0.53344 | 0.26672 | -1.9344 | 0.53344 | 0.37292 | 0.70952 | 0.27256 | -1.952 | 0.70952 | 0.54616
22 | 0.3 | 0.23 | Southern | TX | Brownsville.Intercontinental.AP.722500 | 2 | 1578218 | 13.2346 | 20.8186 | 39.693 | 13.2122 | 26.4807 | 965.78 | 0.99977 | 23.1 | 0.3792 | 0.62057 | 27.5288 | 0.42003 | 16.57 | -0.16964 | 0.58968 | 16.8307 | -0.92022 | -37.32 | 0.41912 | -1.3393 | -37.6329 | 0.99977 | 23.1 | 0.3792 | 0.62057 | 27.5288 | 0.89977 | 19.17 | 0.41912 | 0.48065 | 23.5292 | 0.049925 | 0.66074 | 1.0394 | 1.9817 | 48.217 | 0.049914 | 0.02097 | -0.045942 | 0.049914 | 0.044921 | 1.1533 | 0.82726 | -1.8632 | 1.1533 | 0.95707 | 1.3744 | 0.84028 | -1.8788 | 1.3744 | 1.1747 | 0.040846 | 0.54058 | 0.85035 | 1.6213 | 39.4478 | 0.040836 | 0.017156 | -0.037587 | 0.040836 | 0.036751 | 0.94353 | 0.67681 | -1.5244 | 0.94353 | 0.78301 | 1.1244 | 0.68746 | -1.5371 | 1.1244 | 0.96106
23 | 0.3 | 0.19 | Southern | TX | Brownsville.Intercontinental.AP.722500 | 2 | 1578218 | 13.5045 | 20.1386 | 39.0728 | 13.4816 | 25.5912 | 940.9 | 1.6199 | 47.98 | 0.10977 | 1.5101 | 52.6818 | 1.0402 | 41.45 | -0.43908 | 1.4793 | 41.9837 | -0.30007 | -12.44 | 0.14969 | -0.44976 | -12.48 | 1.6199 | 47.98 | 0.10977 | 1.5101 | 52.6818 | 1.5199 | 44.05 | 0.14968 | 1.3702 | 48.6821 | 0.049925 | 0.67422 | 1.0054 | 1.9507 | 46.9749 | 0.080875 | 0.051931 | -0.014981 | 0.080875 | 0.075882 | 2.3954 | 2.0694 | -0.62107 | 2.3954 | 2.1992 | 2.6302 | 2.0961 | -0.62307 | 2.6302 | 2.4305 | 0.040846 | 0.5516 | 0.82257 | 1.596 | 38.4316 | 0.066166 | 0.042487 | -0.012257 | 0.066166 | 0.062082 | 1.9598 | 1.693 | -0.50812 | 1.9598 | 1.7992 | 2.1518 | 1.7148 | -0.50975 | 2.1518 | 1.9884
24 | 0.3 | 0.17 | Southern | TX | Brownsville.Intercontinental.AP.722500 | 2 | 1578218 | 13.6544 | 19.7886 | 38.7727 | 13.6313 | 25.1414 | 928.46 | 1.92 | 60.42 | -0.039919 | 1.9599 | 65.1618 | 1.3402 | 53.89 | -0.58876 | 1.929 | 54.4637 | 0 | 0 | 0 | 0 | 0 | 1.92 | 60.42 | -0.039919 | 1.9599 | 65.1618 | 1.82 | 56.49 | -2.0001e-06 | 1.82 | 61.1621 | 0.049925 | 0.6817 | 0.98795 | 1.9357 | 46.3538 | 0.095856 | 0.066912 | 0 | 0.095856 | 0.090863 | 3.0165 | 2.6905 | 0 | 3.0165 | 2.8203 | 3.2532 | 2.7191 | 0 | 3.2532 | 3.0535 | 0.040846 | 0.55772 | 0.80828 | 1.5837 | 37.9235 | 0.078423 | 0.054743 | 0 | 0.078423 | 0.074338 | 2.4679 | 2.2012 | 0 | 2.4679 | 2.3074 | 2.6616 | 2.2246 | 0 | 2.6616 | 2.4982
25 | 0.28 | 0.47 | Southern | TX | Brownsville.Intercontinental.AP.722500 | 2 | 1578218 | 12.0152 | 23.6986 | 42.2435 | 11.9948 | 30.2487 | 1070.29 | -1.5507 | -81.41 | 1.5966 | -3.1474 | -77.6689 | -2.1305 | -87.94 | 1.0478 | -3.1783 | -88.367 | -3.4707 | -141.83 | 1.6366 | -5.1073 | -142.8306 | -1.5507 | -81.41 | 1.5966 | -3.1474 | -77.6689 | -1.6507 | -85.34 | 1.6366 | -3.2873 | -81.6685 | 0.049925 | 0.59986 | 1.1832 | 2.109 | 53.4347 | -0.077421 | -0.10636 | -0.17328 | -0.077421 | -0.082414 | -4.0644 | -4.3904 | -7.0809 | -4.0644 | -4.2606 | -3.8777 | -4.4118 | -7.1309 | -3.8777 | -4.0773 | 0.040846 | 0.49077 | 0.96798 | 1.7255 | 43.7166 | -0.063341 | -0.08702 | -0.14176 | -0.063341 | -0.067425 | -3.3252 | -3.592 | -5.7931 | -3.3252 | -3.4858 | -3.1724 | -3.6094 | -5.834 | -3.1724 | -3.3358
26 | 0.28 | 0.42 | Southern | TX | Brownsville.Intercontinental.AP.722500 | 2 | 1578218 | 12.2151 | 22.9986 | 41.5334 | 12.1943 | 29.3391 | 1044.09 | -0.84067 | -55.21 | 1.3971 | -2.2377 | -50.6123 | -1.4204 | -61.74 | 0.84822 | -2.2686 | -61.3104 | -2.7607 | -115.63 | 1.437 | -4.1976 | -115.7741 | -0.84067 | -55.21 | 1.3971 | -2.2377 | -50.6123 | -0.94068 | -59.14 | 1.437 | -2.3777 | -54.612 | 0.049925 | 0.60984 | 1.1482 | 2.0736 | 52.1267 | -0.041971 | -0.070915 | -0.13783 | -0.041971 | -0.046964 | -2.7564 | -3.0824 | -5.7729 | -2.7564 | -2.9526 | -2.5268 | -3.0609 | -5.7801 | -2.5268 | -2.7265 | 0.040846 | 0.49893 | 0.93939 | 1.6965 | 42.6465 | -0.034338 | -0.058018 | -0.11276 | -0.034338 | -0.038423 | -2.2551 | -2.5218 | -4.723 | -2.2551 | -2.4156 | -2.0673 | -2.5043 | -4.7289 | -2.0673 | -2.2307
27 | 0.28 | 0.37 | Southern | TX | Brownsville.Intercontinental.AP.722500 | 2 | 1578218 | 12.415 | 22.3886 | 40.9333 | 12.3939 | 28.5393 | 1021.32 | -0.24053 | -32.44 | 1.1975 | -1.438 | -27.2497 | -0.82027 | -38.97 | 0.64864 | -1.4689 | -37.9478 | -2.1605 | -92.86 | 1.2374 | -3.3979 | -92.4115 | -0.24053 | -32.44 | 1.1975 | -1.438 | -27.2497 | -0.34054 | -36.37 | 1.2374 | -1.5779 | -31.2494 | 0.049925 | 0.61982 | 1.1178 | 2.0436 | 50.9899 | -0.012009 | -0.040953 | -0.10787 | -0.012009 | -0.017002 | -1.6196 | -1.9456 | -4.6361 | -1.6196 | -1.8158 | -1.3605 | -1.8946 | -4.6137 | -1.3605 | -1.5601 | 0.040846 | 0.5071 | 0.91447 | 1.6719 | 41.7164 | -0.0098247 | -0.033505 | -0.088248 | -0.0098247 | -0.01391 | -1.325 | -1.5918 | -3.7929 | -1.325 | -1.4856 | -1.113 | -1.55 | -3.7746 | -1.113 | -1.2764
28 | 0.28 | 0.32 | Southern | TX | Brownsville.Intercontinental.AP.722500 | 2 | 1578218 | 12.6649 | 21.7086 | 40.2932 | 12.6434 | 27.6498 | 996.26 | 0.39953 | -7.38 | 0.94801 | -0.54848 | -1.747 | -0.18021 | -13.91 | 0.39916 | -0.57938 | -12.4451 | -1.5205 | -67.8 | 0.98793 | -2.5084 | -66.9088 | 0.39953 | -7.38 | 0.94801 | -0.54848 | -1.747 | 0.29952 | -11.31 | 0.98793 | -0.68841 | -5.7466 | 0.049925 | 0.6323 | 1.0838 | 2.0117 | 49.7387 | 0.019946 | -0.0089973 | -0.07591 | 0.019946 | 0.014954 | -0.36845 | -0.69446 | -3.3849 | -0.36845 | -0.56466 | -0.08722 | -0.62133 | -3.3405 | -0.08722 | -0.2869 | 0.040846 | 0.5173 | 0.8867 | 1.6458 | 40.6928 | 0.016319 | -0.007361 | -0.062104 | 0.016319 | 0.012234 | -0.30144 | -0.56816 | -2.7693 | -0.30144 | -0.46196 | -0.071357 | -0.50833 | -2.7329 | -0.071357 | -0.23473
29 | 0.28 | 0.27 | Southern | TX | Brownsville.Intercontinental.AP.722500 | 2 | 1578218 | 12.8448 | 21.2286 | 39.8331 | 12.823 | 27.0101 | 978.23 | 0.85964 | 10.65 | 0.76838 | 0.09126 | 16.5907 | 0.2799 | 4.12 | 0.21954 | 0.060366 | 5.8926 | -1.0603 | -49.77 | 0.8083 | -1.8686 | -48.5711 | 0.85964 | 10.65 | 0.76838 | 0.09126 | 16.5907 | 0.75964 | 6.72 | 0.8083 | -0.048662 | 12.591 | 0.049925 | 0.64128 | 1.0598 | 1.9887 | 48.8386 | 0.042918 | 0.013974 | -0.052938 | 0.042918 | 0.037925 | 0.53171 | 0.20569 | -2.4848 | 0.53171 | 0.3355 | 0.8283 | 0.29419 | -2.4249 | 0.8283 | 0.62861 | 0.040846 | 0.52465 | 0.86709 | 1.627 | 39.9564 | 0.035113 | 0.011433 | -0.04331 | 0.035113 | 0.031028 | 0.43501 | 0.16828 | -2.0329 | 0.43501 | 0.27448 | 0.67766 | 0.24069 | -1.9839 | 0.67766 | 0.51429
30 | 0.28 | 0.23 | Southern | TX | Brownsville.Intercontinental.AP.722500 | 2 | 1578218 | 13.0047 | 20.8186 | 39.453 | 12.9827 | 26.4704 | 963.11 | 1.2397 | 25.77 | 0.60872 | 0.63095 | 31.9175 | 0.65994 | 19.24 | 0.059874 | 0.60006 | 21.2194 | -0.68031 | -34.65 | 0.64864 | -1.329 | -33.2443 | 1.2397 | 25.77 | 0.60872 | 0.63095 | 31.9175 | 1.1397 | 21.84 | 0.64864 | 0.49103 | 27.9178 | 0.049925 | 0.64927 | 1.0394 | 1.9697 | 48.0837 | 0.061891 | 0.032948 | -0.033965 | 0.061891 | 0.056899 | 1.2866 | 0.96057 | -1.7299 | 1.2866 | 1.0904 | 1.5935 | 1.0594 | -1.6597 | 1.5935 | 1.3938 | 0.040846 | 0.53119 | 0.85035 | 1.6115 | 39.3388 | 0.050635 | 0.026955 | -0.027788 | 0.050635 | 0.04655 | 1.0526 | 0.78587 | -1.4153 | 1.0526 | 0.89207 | 1.3037 | 0.86672 | -1.3579 | 1.3037 | 1.1403
31 | 0.28 | 0.19 | Southern | TX | Brownsville.Intercontinental.AP.722500 | 2 | 1578218 | 13.2746 | 20.1386 | 38.8429 | 13.2521 | 25.5908 | 938.56 | 1.8498 | 50.32 | 0.33929 | 1.5106 | 56.735 | 1.2701 | 43.79 | -0.20956 | 1.4797 | 46.0369 | -0.070148 | -10.1 | 0.3792 | -0.44935 | -8.4267 | 1.8498 | 50.32 | 0.33929 | 1.5106 | 56.735 | 1.7498 | 46.39 | 0.3792 | 1.3706 | 52.7354 | 0.049925 | 0.66274 | 1.0054 | 1.9392 | 46.858 | 0.092354 | 0.06341 | -0.0035022 | 0.092354 | 0.087361 | 2.5122 | 2.1862 | -0.50425 | 2.5122 | 2.316 | 2.8325 | 2.2984 | -0.42071 | 2.8325 | 2.6328 | 0.040846 | 0.54221 | 0.82257 | 1.5866 | 38.336 | 0.075558 | 0.051878 | -0.0028652 | 0.075558 | 0.071473 | 2.0553 | 1.7886 | -0.41254 | 2.0553 | 1.8948 | 2.3174 | 1.8804 | -0.3442 | 2.3174 | 2.154
32 | 0.28 | 0.17 | Southern | TX | Brownsville.Intercontinental.AP.722500 | 2 | 1578218 | 13.4146 | 19.7886 | 38.5229 | 13.3918 | 25.131 | 925.71 | 2.1699 | 63.17 | 0.19958 | 1.9703 | 69.726 | 1.5901 | 56.64 | -0.34927 | 1.9394 | 59.0279 | 0.24988 | 2.75 | 0.2395 | 0.010386 | 4.5642 | 2.1699 | 63.17 | 0.19958 | 1.9703 | 69.726 | 2.0699 | 59.24 | 0.23949 | 1.8304 | 65.7264 | 0.049925 | 0.66973 | 0.98795 | 1.9233 | 46.2165 | 0.10833 | 0.079388 | 0.012475 | 0.10833 | 0.10334 | 3.1538 | 2.8278 | 0.13729 | 3.1538 | 2.9576 | 3.4811 | 2.947 | 0.22787 | 3.4811 | 3.2814 | 0.040846 | 0.54793 | 0.80828 | 1.5735 | 37.8112 | 0.08863 | 0.06495 | 0.010207 | 0.08863 | 0.084545 | 2.5802 | 2.3135 | 0.11233 | 2.5802 | 2.4197 | 2.848 | 2.411 | 0.18643 | 2.848 | 2.6846
33 | 0.27 | 0.47 | Southern | TX | Brownsville.Intercontinental.AP.722500 | 2 | 1578218 | 11.9152 | 23.6786 | 42.1235 | 11.895 | 30.2285 | 1068.64 | -1.4307 | -79.76 | 1.6964 | -3.1272 | -75.2335 | -2.0105 | -86.29 | 1.1476 | -3.1581 | -85.9316 | -3.3507 | -140.18 | 1.7364 | -5.0871 | -140.3953 | -1.4307 | -79.76 | 1.6964 | -3.1272 | -75.2335 | -1.5307 | -83.69 | 1.7364 | -3.2671 | -79.2331 | 0.049925 | 0.59487 | 1.1822 | 2.103 | 53.3523 | -0.07143 | -0.10037 | -0.16729 | -0.07143 | -0.076423 | -3.9821 | -4.3081 | -6.9985 | -3.9821 | -4.1783 | -3.7561 | -4.2902 | -7.0093 | -3.7561 | -3.9558 | 0.040846 | 0.48668 | 0.96717 | 1.7206 | 43.6492 | -0.058439 | -0.082119 | -0.13686 | -0.058439 | -0.062524 | -3.2578 | -3.5246 | -5.7257 | -3.2578 | -3.4184 | -3.073 | -3.5099 | -5.7345 | -3.073 | -3.2363
34 | 0.27 | 0.42 | Southern | TX | Brownsville.Intercontinental.AP.722500 | 2 | 1578218 | 12.1151 | 22.9786 | 41.4034 | 12.0946 | 29.3089 | 1042.14 | -0.71072 | -53.26 | 1.4969 | -2.2076 | -47.8424 | -1.2905 | -59.79 | 0.94801 | -2.2385 | -58.5405 | -2.6307 | -113.68 | 1.5368 | -4.1675 | -113.0042 | -0.71072 | -53.26 | 1.4969 | -2.2076 | -47.8424 | -0.81073 | -57.19 | 1.5368 | -2.3475 | -51.8421 | 0.049925 | 0.60485 | 1.1472 | 2.0671 | 52.0293 | -0.035483 | -0.064427 | -0.13134 | -0.035483 | -0.040476 | -2.659 | -2.985 | -5.6755 | -2.659 | -2.8552 | -2.3886 | -2.9227 | -5.6418 | -2.3886 | -2.5882 | 0.040846 | 0.49485 | 0.93858 | 1.6911 | 42.5668 | -0.02903 | -0.05271 | -0.10745 | -0.02903 | -0.033115 | -2.1754 | -2.4422 | -4.6433 | -2.1754 | -2.336 | -1.9542 | -2.3911 | -4.6157 | -1.9542 | -2.1175
35 | 0.27 | 0.37 | Southern | TX | Brownsville.Intercontinental.AP.722500 | 2 | 1578218 | 12.2751 | 22.4886 | 40.9133 | 12.2542 | 28.6591 | 1023.61 | -0.22061 | -34.73 | 1.3372 | -1.5578 | -28.8161 | -0.80035 | -41.26 | 0.78834 | -1.5887 | -39.5142 | -2.1406 | -95.15 | 1.3771 | -3.5177 | -93.9778 | -0.22061 | -34.73 | 1.3372 | -1.5578 | -28.8161 | -0.32061 | -38.66 | 1.3771 | -1.6977 | -32.8157 | 0.049925 | 0.61284 | 1.1228 | 2.0426 | 51.1042 | -0.011014 | -0.039958 | -0.10687 | -0.011014 | -0.016007 | -1.7339 | -2.0599 | -4.7504 | -1.7339 | -1.9301 | -1.4387 | -1.9728 | -4.6919 | -1.4387 | -1.6383 | 0.040846 | 0.50138 | 0.91856 | 1.6711 | 41.8099 | -0.0090107 | -0.032691 | -0.087434 | -0.0090107 | -0.013095 | -1.4186 | -1.6853 | -3.8865 | -1.4186 | -1.5791 | -1.177 | -1.614 | -3.8386 | -1.177 | -1.3404
36 | 0.27 | 0.32 | Southern | TX | Brownsville.Intercontinental.AP.722500 | 2 | 1578218 | 12.495 | 21.8786 | 40.3333 | 12.4738 | 27.8595 | 1001.04 | 0.35947 | -12.16 | 1.1177 | -0.75818 | -5.8082 | -0.22027 | -18.69 | 0.56881 | -0.78907 | -16.5063 | -1.5605 | -72.58 | 1.1576 | -2.7181 | -70.97 | 0.35947 | -12.16 | 1.1177 | -0.75818 | -5.8082 | 0.25947 | -16.09 | 1.1576 | -0.8981 | -9.8079 | 0.049925 | 0.62382 | 1.0923 | 2.0137 | 49.9774 | 0.017947 | -0.010997 | -0.077909 | 0.017947 | 0.012954 | -0.60709 | -0.93311 | -3.6236 | -0.60709 | -0.8033 | -0.28998 | -0.82408 | -3.5432 | -0.28998 | -0.48966 | 0.040846 | 0.51036 | 0.89364 | 1.6474 | 40.8881 | 0.014683 | -0.0089969 | -0.06374 | 0.014683 | 0.010598 | -0.49668 | -0.7634 | -2.9646 | -0.49668 | -0.65721 | -0.23724 | -0.67421 | -2.8988 | -0.23724 | -0.40061
37 | 0.27 | 0.27 | Southern | TX | Brownsville.Intercontinental.AP.722500 | 2 | 1578218 | 12.7049 | 21.3086 | 39.7932 | 12.6833 | 27.1099 | 979.9 | 0.89955 | 8.98 | 0.90809 | -0.008539 | 15.6957 | 0.31981 | 2.45 | 0.35924 | -0.039433 | 4.9977 | -1.0204 | -51.44 | 0.94801 | -1.9684 | -49.466 | 0.89955 | 8.98 | 0.90809 | -0.008539 | 15.6957 | 0.79955 | 5.05 | 0.94801 | -0.14846 | 11.6961 | 0.049925 | 0.6343 | 1.0638 | 1.9867 | 48.922 | 0.044911 | 0.015967 | -0.050946 | 0.044911 | 0.039918 | 0.44833 | 0.12232 | -2.5682 | 0.44833 | 0.25212 | 0.78362 | 0.24951 | -2.4696 | 0.78362 | 0.58393 | 0.040846 | 0.51894 | 0.87036 | 1.6254 | 40.0246 | 0.036743 | 0.013063 | -0.04168 | 0.036743 | 0.032658 | 0.36679 | 0.10007 | -2.1011 | 0.36679 | 0.20627 | 0.6411 | 0.20413 | -2.0205 | 0.6411 | 0.47773
38 | 0.27 | 0.23 | Southern | TX | Brownsville.Intercontinental.AP.722500 | 2 | 1578218 | 12.8848 | 20.8186 | 39.3231 | 12.8629 | 26.4602 | 961.57 | 1.3696 | 27.31 | 0.72847 | 0.64114 | 34.3672 | 0.78986 | 20.78 | 0.17962 | 0.61024 | 23.6691 | -0.55038 | -33.11 | 0.76839 | -1.3188 | -30.7945 | 1.3696 | 27.31 | 0.72847 | 0.64114 | 34.3672 | 1.2696 | 23.38 | 0.76838 | 0.50122 | 30.3676 | 0.049925 | 0.64328 | 1.0394 | 1.9632 | 48.0068 | 0.068378 | 0.039434 | -0.027478 | 0.068378 | 0.063385 | 1.3635 | 1.0375 | -1.653 | 1.3635 | 1.1673 | 1.7158 | 1.1817 | -1.5374 | 1.7158 | 1.5161 | 0.040846 | 0.52629 | 0.85035 | 1.6062 | 39.2759 | 0.055942 | 0.032262 | -0.022481 | 0.055942 | 0.051857 | 1.1155 | 0.84877 | -1.3524 | 1.1155 | 0.95497 | 1.4037 | 0.96678 | -1.2578 | 1.4037 | 1.2404
39 | 0.27 | 0.19 | Southern | TX | Brownsville.Intercontinental.AP.722500 | 2 | 1578218 | 13.1547 | 20.1386 | 38.713 | 13.1324 | 25.5806 | 937.02 | 1.9798 | 51.86 | 0.45903 | 1.5207 | 59.1841 | 1.4 | 45.33 | -0.089813 | 1.4898 | 48.486 | 0.059762 | -8.56 | 0.49895 | -0.43919 | -5.9776 | 1.9798 | 51.86 | 0.45903 | 1.5207 | 59.1841 | 1.8797 | 47.93 | 0.49895 | 1.3808 | 55.1845 | 0.049925 | 0.65675 | 1.0054 | 1.9328 | 46.7811 | 0.09884 | 0.069896 | 0.0029836 | 0.09884 | 0.093847 | 2.5891 | 2.2631 | -0.42736 | 2.5891 | 2.3929 | 2.9548 | 2.4207 | -0.29844 | 2.9548 | 2.7551 | 0.040846 | 0.53731 | 0.82257 | 1.5813 | 38.2731 | 0.080864 | 0.057184 | 0.002441 | 0.080864 | 0.076779 | 2.1183 | 1.8515 | -0.34964 | 2.1183 | 1.9577 | 2.4174 | 1.9804 | -0.24416 | 2.4174 | 2.254
40 | 0.27 | 0.17 | Southern | TX | Brownsville.Intercontinental.AP.722500 | 2 | 1578218 | 13.3046 | 19.7886 | 38.4029 | 13.2821 | 25.1209 | 924.28 | 2.2898 | 64.6 | 0.30935 | 1.9804 | 71.9988 | 1.71 | 58.07 | -0.2395 | 1.9495 | 61.3007 | 0.36979 | 4.18 | 0.34927 | 0.020526 | 6.837 | 2.2898 | 64.6 | 0.30935 | 1.9804 | 71.9988 | 2.1898 | 60.67 | 0.34926 | 1.8405 | 67.9991 | 0.049925 | 0.66424 | 0.98796 | 1.9173 | 46.1451 | 0.11432 | 0.085375 | 0.018462 | 0.11432 | 0.10933 | 3.2252 | 2.8992 | 0.20869 | 3.2252 | 3.029 | 3.5946 | 3.0605 | 0.34134 | 3.5946 | 3.3949 | 0.040846 | 0.54343 | 0.80828 | 1.5686 | 37.7527 | 0.093527 | 0.069848 | 0.015104 | 0.093527 | 0.089443 | 2.6386 | 2.3719 | 0.17073 | 2.6386 | 2.4781 | 2.9408 | 2.5039 | 0.27926 | 2.9408 | 2.7775
41 | 0.26 | 0.47 | Southern | TX | Brownsville.Intercontinental.AP.722500 | 2 | 1578218 | 11.8152 | 23.6486 | 41.9835 | 11.7952 | 30.1883 | 1066.36 | -1.2908 | -77.48 | 1.7962 | -3.087 | -72.1275 | -1.8705 | -84.01 | 1.2474 | -3.1179 | -82.8256 | -3.2108 | -137.9 | 1.8361 | -5.0469 | -137.2892 | -1.2908 | -77.48 | 1.7962 | -3.087 | -72.1275 | -1.3908 | -81.41 | 1.8361 | -3.2269 | -76.1271 | 0.049925 | 0.58988 | 1.1807 | 2.096 | 53.2385 | -0.064443 | -0.093387 | -0.1603 | -0.064443 | -0.069436 | -3.8682 | -4.1942 | -6.8847 | -3.8682 | -4.0644 | -3.601 | -4.1351 | -6.8542 | -3.601 | -3.8007 | 0.040846 | 0.4826 | 0.96594 | 1.7148 | 43.5561 | -0.052723 | -0.076403 | -0.13115 | -0.052723 | -0.056808 | -3.1647 | -3.4314 | -5.6326 | -3.1647 | -3.3252 | -2.9461 | -3.3831 | -5.6077 | -2.9461 | -3.1095
42 | 0.26 | 0.42 | Southern | TX | Brownsville.Intercontinental.AP.722500 | 2 | 1578218 | 12.0052 | 22.9686 | 41.2735 | 11.9848 | 29.2887 | 1040.38 | -0.58077 | -51.5 | 1.6066 | -2.1874 | -45.2322 | -1.1605 | -58.03 | 1.0578 | -2.2183 | -55.9303 | -2.5008 | -111.92 | 1.6465 | -4.1473 | -110.3939 | -0.58077 | -51.5 | 1.6066 | -2.1874 | -45.2322 | -0.68078 | -55.43 | 1.6465 | -2.3273 | -49.2318 | 0.049925 | 0.59936 | 1.1467 | 2.0606 | 51.9414 | -0.028995 | -0.057939 | -0.12485 | -0.028995 | -0.033988 | -2.5712 | -2.8972 | -5.5877 | -2.5712 | -2.7674 | -2.2582 | -2.7923 | -5.5115 | -2.2582 | -2.4579 | 0.040846 | 0.49036 | 0.93817 | 1.6858 | 42.4949 | -0.023722 | -0.047402 | -0.10214 | -0.023722 | -0.027807 | -2.1035 | -2.3703 | -4.5714 | -2.1035 | -2.2641 | -1.8475 | -2.2845 | -4.5091 | -1.8475 | -2.0109
43 | 0.26 | 0.37 | Southern | TX | Brownsville.Intercontinental.AP.722500 | 2 | 1578218 | 12.1351 | 22.5986 | 40.9134 | 12.1145 | 28.7989 | 1026.51 | -0.22067 | -37.63 | 1.4769 | -1.6976 | -31.0544 | -0.80041 | -44.16 | 0.92805 | -1.7285 | -41.7525 | -2.1407 | -98.05 | 1.5168 | -3.6575 | -96.2162 | -0.22067 | -37.63 | 1.4769 | -1.6976 | -31.0544 | -0.32068 | -41.56 | 1.5168 | -1.8375 | -35.0541 | 0.049925 | 0.60585 | 1.1282 | 2.0426 | 51.249 | -0.011017 | -0.039961 | -0.10687 | -0.011017 | -0.01601 | -1.8787 | -2.2047 | -4.8952 | -1.8787 | -2.0749 | -1.5504 | -2.0845 | -4.8036 | -1.5504 | -1.7501 | 0.040846 | 0.49567 | 0.92305 | 1.6711 | 41.9284 | -0.0090135 | -0.032693 | -0.087437 | -0.0090135 | -0.013098 | -1.537 | -1.8037 | -4.0049 | -1.537 | -1.6975 | -1.2684 | -1.7054 | -3.93 | -1.2684 | -1.4318
44 | 0.26 | 0.32 | Southern | TX | Brownsville.Intercontinental.AP.722500 | 2 | 1578218 | 12.325 | 22.0786 | 40.4133 | 12.3041 | 28.1092 | 1007.05 | 0.27938 | -18.17 | 1.2873 | -1.0079 | -11.215 | -0.30036 | -24.7 | 0.73845 | -1.0388 | -21.9131 | -1.6406 | -78.59 | 1.3272 | -2.9678 | -76.3768 | 0.27938 | -18.17 | 1.2873 | -1.0079 | -11.215 | 0.17938 | -22.1 | 1.3272 | -1.1478 | -15.2147 | 0.049925 | 0.61533 | 1.1023 | 2.0177 | 50.2774 | 0.013948 | -0.014996 | -0.081908 | 0.013948 | 0.0089554 | -0.90715 | -1.2332 | -3.9236 | -0.90715 | -1.1034 | -0.55992 | -1.094 | -3.8131 | -0.55992 | -0.7596 | 0.040846 | 0.50342 | 0.90181 | 1.6507 | 41.1335 | 0.011411 | -0.012268 | -0.067012 | 0.011411 | 0.0073267 | -0.74216 | -1.0089 | -3.2101 | -0.74216 | -0.90269 | -0.45808 | -0.89505 | -3.1197 | -0.45808 | -0.62145
45 | 0.26 | 0.27 | Southern | TX | Brownsville.Intercontinental.AP.722500 | 2 | 1578218 | 12.5649 | 21.3986 | 39.7632 | 12.5436 | 27.2196 | 981.89 | 0.92952 | 6.99 | 1.0478 | -0.11827 | 14.4669 | 0.34978 | 0.46 | 0.49895 | -0.14917 | 3.7688 | -0.99046 | -53.43 | 1.0877 | -2.0782 | -50.6949 | 0.92952 | 6.99 | 1.0478 | -0.11827 | 14.4669 | 0.82952 | 3.06 | 1.0877 | -0.2582 | 10.4672 | 0.049925 | 0.62731 | 1.0683 | 1.9852 | 49.0213 | 0.046407 | 0.017463 | -0.049449 | 0.046407 | 0.041414 | 0.34898 | 0.022966 | -2.6675 | 0.34898 | 0.15277 | 0.72227 | 0.18816 | -2.531 | 0.72227 | 0.52258 | 0.040846 | 0.51322 | 0.87404 | 1.6242 | 40.1059 | 0.037967 | 0.014287 | -0.040456 | 0.037967 | 0.033882 | 0.28551 | 0.018789 | -2.1824 | 0.28551 | 0.12499 | 0.59091 | 0.15394 | -2.0707 | 0.59091 | 0.42754
46 | 0.26 | 0.23 | Southern | TX | Brownsville.Intercontinental.AP.722500 | 2 | 1578218 | 12.7749 | 20.8186 | 39.2132 | 12.7532 | 26.46 | 960.45 | 1.4796 | 28.43 | 0.83824 | 0.64132 | 36.3054 | 0.89982 | 21.9 | 0.28939 | 0.61043 | 25.6073 | -0.44043 | -31.99 | 0.87816 | -1.3186 | -28.8564 | 1.4796 | 28.43 | 0.83824 | 0.64132 | 36.3054 | 1.3796 | 24.5 | 0.87815 | 0.5014 | 32.3057 | 0.049925 | 0.63779 | 1.0394 | 1.9577 | 47.9509 | 0.073868 | 0.044924 | -0.021989 | 0.073868 | 0.068875 | 1.4194 | 1.0934 | -1.5971 | 1.4194 | 1.2232 | 1.8126 | 1.2785 | -1.4407 | 1.8126 | 1.6129 | 0.040846 | 0.5218 | 0.85035 | 1.6017 | 39.2301 | 0.060433 | 0.036754 | -0.01799 | 0.060433 | 0.056349 | 1.1612 | 0.89452 | -1.3066 | 1.1612 | 1.0007 | 1.4829 | 1.0459 | -1.1787 | 1.4829 | 1.3195
47 | 0.26 | 0.19 | Southern | TX | Brownsville.Intercontinental.AP.722500 | 2 | 1578218 | 13.0447 | 20.1386 | 38.603 | 13.0226 | 25.5804 | 935.91 | 2.0897 | 52.97 | 0.5688 | 1.5209 | 61.1223 | 1.51 | 46.44 | 0.019957 | 1.49 | 50.4242 | 0.16972 | -7.45 | 0.60872 | -0.43901 | -4.0395 | 2.0897 | 52.97 | 0.5688 | 1.5209 | 61.1223 | 1.9897 | 49.04 | 0.60872 | 1.381 | 57.1227 | 0.049925 | 0.65126 | 1.0054 | 1.9273 | 46.7257 | 0.10433 | 0.075386 | 0.0084731 | 0.10433 | 0.099337 | 2.6446 | 2.3185 | -0.37194 | 2.6446 | 2.4483 | 3.0516 | 2.5175 | -0.20167 | 3.0516 | 2.8519 | 0.040846 | 0.53282 | 0.82257 | 1.5768 | 38.2278 | 0.085355 | 0.061675 | 0.0069321 | 0.085355 | 0.08127 | 2.1636 | 1.8969 | -0.3043 | 2.1636 | 2.0031 | 2.4966 | 2.0596 | -0.16499 | 2.4966 | 2.3332
48 | 0.26 | 0.17 | Southern | TX | Brownsville.Intercontinental.AP.722500 | 2 | 1578218 | 13.1847 | 19.7886 | 38.283 | 13.1623 | 25.1207 | 923.06 | 2.4097 | 65.82 | 0.4291 | 1.9806 | 74.1132 | 1.83 | 59.29 | -0.11975 | 1.9497 | 63.4151 | 0.48974 | 5.4 | 0.46901 | 0.020729 | 8.9514 | 2.4097 | 65.82 | 0.4291 | 1.9806 | 74.1132 | 2.3097 | 61.89 | 0.46901 | 1.8407 | 70.1136 | 0.049925 | 0.65825 | 0.98796 | 1.9113 | 46.0842 | 0.12031 | 0.091363 | 0.024451 | 0.12031 | 0.11531 | 3.2861 | 2.9601 | 0.2696 | 3.2861 | 3.0899 | 3.7001 | 3.166 | 0.4469 | 3.7001 | 3.5005 | 0.040846 | 0.53854 | 0.80828 | 1.5637 | 37.7029 | 0.098427 | 0.074747 | 0.020004 | 0.098427 | 0.094342 | 2.6885 | 2.4217 | 0.22057 | 2.6885 | 2.5279 | 3.0272 | 2.5902 | 0.36563 | 3.0272 | 2.8638
49 | 0.25 | 0.47 | Southern | TX | Brownsville.Intercontinental.AP.722500 | 2 | 1578218 | 11.7153 | 23.6186 | 41.8436 | 11.6954 | 30.1482 | 1064.08 | -1.1509 | -75.2 | 1.896 | -3.0469 | -69.0221 | -1.7306 | -81.73 | 1.3472 | -3.0778 | -79.7202 | -3.0708 | -135.62 | 1.9359 | -5.0068 | -134.1839 | -1.1509 | -75.2 | 1.896 | -3.0469 | -69.0221 | -1.2509 | -79.13 | 1.9359 | -3.1868 | -73.0218 | 0.049925 | 0.58489 | 1.1792 | 2.0891 | 53.1247 | -0.057457 | -0.086401 | -0.15331 | -0.057457 | -0.06245 | -3.7544 | -4.0804 | -6.7709 | -3.7544 | -3.9506 | -3.446 | -3.9801 | -6.6992 | -3.446 | -3.6456 | 0.040846 | 0.47852 | 0.96472 | 1.7091 | 43.463 | -0.047007 | -0.070687 | -0.12543 | -0.047007 | -0.051092 | -3.0716 | -3.3383 | -5.5395 | -3.0716 | -3.2321 | -2.8192 | -3.2562 | -5.4808 | -2.8192 | -2.9826
50 | 0.25 | 0.42 | Southern | TX | Brownsville.Intercontinental.AP.722500 | 2 | 1578218 | 11.9052 | 22.9686 | 41.1735 | 11.885 | 29.2885 | 1039.36 | -0.48075 | -50.48 | 1.7064 | -2.1872 | -43.4683 | -1.0605 | -57.01 | 1.1576 | -2.2181 | -54.1664 | -2.4007 | -110.9 | 1.7463 | -4.1471 | -108.63 | -0.48075 | -50.48 | 1.7064 | -2.1872 | -43.4683 | -0.58076 | -54.41 | 1.7463 | -2.3271 | -47.4679 | 0.049925 | 0.59437 | 1.1467 | 2.0556 | 51.8905 | -0.024002 | -0.052946 | -0.11986 | -0.024002 | -0.028995 | -2.5202 | -2.8463 | -5.5367 | -2.5202 | -2.7164 | -2.1702 | -2.7043 | -5.4234 | -2.1702 | -2.3699 | 0.040846 | 0.48628 | 0.93817 | 1.6818 | 42.4533 | -0.019637 | -0.043317 | -0.09806 | -0.019637 | -0.023721 | -2.0619 | -2.3286 | -4.5298 | -2.0619 | -2.2224 | -1.7755 | -2.2125 | -4.4371 | -1.7755 | -1.9389
51 | 0.25 | 0.37 | Southern | TX | Brownsville.Intercontinental.AP.722500 | 2 | 1578218 | 11.9952 | 22.7186 | 40.9134 | 11.9748 | 28.9386 | 1029.42 | -0.22073 | -40.54 | 1.6166 | -1.8373 | -33.2922 | -0.80047 | -47.07 | 1.0678 | -1.8682 | -43.9903 | -2.1407 | -100.96 | 1.6565 | -3.7972 | -98.454 | -0.22073 | -40.54 | 1.6166 | -1.8373 | -33.2922 | -0.32073 | -44.47 | 1.6565 | -1.9773 | -37.2919 | 0.049925 | 0.59886 | 1.1342 | 2.0426 | 51.3943 | -0.01102 | -0.039964 | -0.10688 | -0.01102 | -0.016013 | -2.024 | -2.35 | -5.0405 | -2.024 | -2.2202 | -1.6621 | -2.1962 | -4.9154 | -1.6621 | -1.8618 | 0.040846 | 0.48995 | 0.92795 | 1.6711 | 42.0472 | -0.0090156 | -0.032695 | -0.087439 | -0.0090156 | -0.0131 | -1.6559 | -1.9226 | -4.1238 | -1.6559 | -1.8164 | -1.3598 | -1.7968 | -4.0214 | -1.3598 | -1.5232
52 | 0.25 | 0.32 | Southern | TX | Brownsville.Intercontinental.AP.722500 | 2 | 1578218 | 12.1451 | 22.2886 | 40.4934 | 12.1245 | 28.3689 | 1013.26 | 0.19931 | -24.38 | 1.4669 | -1.2676 | -16.7809 | -0.38043 | -30.91 | 0.91807 | -1.2985 | -27.479 | -1.7207 | -84.8 | 1.5068 | -3.2275 | -81.9427 | 0.19931 | -24.38 | 1.4669 | -1.2676 | -16.7809 | 0.099301 | -28.31 | 1.5068 | -1.4075 | -20.7806 | 0.049925 | 0.60635 | 1.1128 | 2.0217 | 50.5875 | 0.0099504 | -0.018993 | -0.085906 | 0.0099504 | 0.0049576 | -1.2172 | -1.5432 | -4.2337 | -1.2172 | -1.4134 | -0.8378 | -1.3719 | -4.091 | -0.8378 | -1.0375 | 0.040846 | 0.49607 | 0.91039 | 1.654 | 41.3872 | 0.0081408 | -0.015539 | -0.070282 | 0.0081408 | 0.004056 | -0.99582 | -1.2625 | -3.4637 | -0.99582 | -1.1563 | -0.68543 | -1.1224 | -3.347 | -0.68543 | -0.84879
53 | 0.25 | 0.27 | Southern | TX | Brownsville.Intercontinental.AP.722500 | 2 | 1578218 | 12.415 | 21.4886 | 39.7233 | 12.3939 | 27.3293 | 983.77 | 0.96947 | 5.11 | 1.1975 | -0.22801 | 13.4136 | 0.38973 | -1.42 | 0.64864 | -0.2589 | 2.7155 | -0.95052 | -55.31 | 1.2374 | -2.1879 | -51.7481 | 0.96947 | 5.11 | 1.1975 | -0.22801 | 13.4136 | 0.86947 | 1.18 | 1.2374 | -0.36793 | 9.414 | 0.049925 | 0.61982 | 1.0728 | 1.9832 | 49.1152 | 0.048401 | 0.019458 | -0.047455 | 0.048401 | 0.043409 | 0.25512 | -0.070894 | -2.7614 | 0.25512 | 0.058912 | 0.66968 | 0.13557 | -2.5835 | 0.66968 | 0.47 | 0.040846 | 0.5071 | 0.87771 | 1.6225 | 40.1826 | 0.039599 | 0.015919 | -0.038824 | 0.039599 | 0.035514 | 0.20872 | -0.058001 | -2.2592 | 0.20872 | 0.048198 | 0.54789 | 0.11092 | -2.1137 | 0.54789 | 0.38452
54 | 0.25 | 0.23 | Southern | TX | Brownsville.Intercontinental.AP.722500 | 2 | 1578218 | 12.6549 | 20.8186 | 39.0832 | 12.6334 | 26.4498 | 958.92 | 1.6095 | 29.96 | 0.95799 | 0.65152 | 38.7559 | 1.0298 | 23.43 | 0.40914 | 0.62063 | 28.0578 | -0.31048 | -30.46 | 0.9979 | -1.3084 | -26.4059 | 1.6095 | 29.96 | 0.95799 | 0.65152 | 38.7559 | 1.5095 | 26.03 | 0.9979 | 0.5116 | 34.7562 | 0.049925 | 0.6318 | 1.0394 | 1.9512 | 47.8745 | 0.080355 | 0.051412 | -0.015501 | 0.080355 | 0.075363 | 1.4958 | 1.1698 | -1.5207 | 1.4958 | 1.2996 | 1.9349 | 1.4008 | -1.3183 | 1.9349 | 1.7352 | 0.040846 | 0.5169 | 0.85035 | 1.5964 | 39.1676 | 0.065741 | 0.042062 | -0.012682 | 0.065741 | 0.061657 | 1.2237 | 0.95701 | -1.2442 | 1.2237 | 1.0632 | 1.583 | 1.146 | -1.0786 | 1.583 | 1.4196
55 | 0.25 | 0.19 | Southern | TX | Brownsville.Intercontinental.AP.722500 | 2 | 1578218 | 12.9248 | 20.1386 | 38.4731 | 12.9029 | 25.5702 | 934.37 | 2.2197 | 54.51 | 0.68855 | 1.5311 | 63.5727 | 1.6399 | 47.98 | 0.13971 | 1.5002 | 52.8746 | 0.29967 | -5.91 | 0.72847 | -0.4288 | -1.589 | 2.2197 | 54.51 | 0.68855 | 1.5311 | 63.5727 | 2.1196 | 50.58 | 0.72847 | 1.3912 | 59.5731 | 0.049925 | 0.64528 | 1.0054 | 1.9208 | 46.6488 | 0.11082 | 0.081873 | 0.014961 | 0.11082 | 0.10582 | 2.7214 | 2.3954 | -0.29506 | 2.7214 | 2.5252 | 3.1739 | 2.6398 | -0.079334 | 3.1739 | 2.9742 | 0.040846 | 0.52792 | 0.82257 | 1.5715 | 38.1649 | 0.090663 | 0.066983 | 0.01224 | 0.090663 | 0.086578 | 2.2265 | 1.9598 | -0.2414 | 2.2265 | 2.066 | 2.5967 | 2.1597 | -0.064905 | 2.5967 | 2.4333
56 | 0.25 | 0.17 | Southern | TX | Brownsville.Intercontinental.AP.722500 | 2 | 1578218 | 13.0647 | 19.7886 | 38.163 | 13.0426 | 25.1205 | 921.83 | 2.5297 | 67.05 | 0.54884 | 1.9808 | 76.2277 | 1.9499 | 60.52 | -1.9943e-06 | 1.9499 | 65.5296 | 0.6097 | 6.63 | 0.58876 | 0.020933 | 11.0659 | 2.5297 | 67.05 | 0.54884 | 1.9808 | 76.2277 | 2.4297 | 63.12 | 0.58876 | 1.8409 | 72.228 | 0.049925 | 0.65226 | 0.98796 | 1.9053 | 46.0228 | 0.1263 | 0.097352 | 0.030439 | 0.1263 | 0.1213 | 3.3475 | 3.0215 | 0.33101 | 3.3475 | 3.1513 | 3.8057 | 3.2716 | 0.55247 | 3.8057 | 3.606 | 0.040846 | 0.53364 | 0.80828 | 1.5588 | 37.6527 | 0.10333 | 0.079647 | 0.024903 | 0.10333 | 0.099242 | 2.7387 | 2.472 | 0.27081 | 2.7387 | 2.5782 | 3.1136 | 2.6766 | 0.45199 | 3.1136 | 2.9502
57 | 0.24 | 0.47 | Southern | TX | Brownsville.Intercontinental.AP.722500 | 2 | 1578218 | 11.6054 | 23.6286 | 41.7336 | 11.5856 | 30.148 | 1062.95 | -1.0409 | -74.07 | 2.0058 | -3.0467 | -67.0847 | -1.6207 | -80.6 | 1.4569 | -3.0776 | -77.7828 | -2.9609 | -134.49 | 2.0457 | -5.0066 | -132.2465 | -1.0409 | -74.07 | 2.0058 | -3.0467 | -67.0847 | -1.1409 | -78 | 2.0457 | -3.1866 | -71.0844 | 0.049925 | 0.5794 | 1.1797 | 2.0836 | 53.0683 | -0.051969 | -0.080912 | -0.14782 | -0.051969 | -0.056961 | -3.698 | -4.024 | -6.7145 | -3.698 | -3.8942 | -3.3492 | -3.8833 | -6.6025 | -3.3492 | -3.5489 | 0.040846 | 0.47403 | 0.96512 | 1.7046 | 43.4168 | -0.042517 | -0.066197 | -0.12094 | -0.042517 | -0.046602 | -3.0254 | -3.2922 | -5.4933 | -3.0254 | -3.186 | -2.7401 | -3.1771 | -5.4017 | -2.7401 | -2.9035
58 | 0.24 | 0.42 | Southern | TX | Brownsville.Intercontinental.AP.722500 | 2 | 1578218 | 11.7953 | 22.9786 | 41.0635 | 11.7752 | 29.2883 | 1038.23 | -0.37082 | -49.35 | 1.8162 | -2.187 | -41.5308 | -0.95056 | -55.88 | 1.2673 | -2.2179 | -52.2289 | -2.2908 | -109.77 | 1.8561 | -4.1469 | -106.6926 | -0.37082 | -49.35 | 1.8162 | -2.187 | -41.5308 | -0.47083 | -53.28 | 1.8561 | -2.3269 | -45.5305 | 0.049925 | 0.58888 | 1.1472 | 2.0501 | 51.8341 | -0.018514 | -0.047457 | -0.11437 | -0.018514 | -0.023506 | -2.4638 | -2.7898 | -5.4803 | -2.4638 | -2.66 | -2.0734 | -2.6076 | -5.3267 | -2.0734 | -2.2731 | 0.040846 | 0.48178 | 0.93857 | 1.6773 | 42.4071 | -0.015146 | -0.038826 | -0.093569 | -0.015146 | -0.019231 | -2.0157 | -2.2825 | -4.4836 | -2.0157 | -2.1763 | -1.6963 | -2.1333 | -4.3579 | -1.6963 | -1.8597
59 | 0.24 | 0.37 | Southern | TX | Brownsville.Intercontinental.AP.722500 | 2 | 1578218 | 11.8752 | 22.7186 | 40.7935 | 11.8551 | 28.9385 | 1028.18 | -0.10079 | -39.3 | 1.7364 | -1.8371 | -31.1785 | -0.68053 | -45.83 | 1.1875 | -1.868 | -41.8766 | -2.0208 | -99.72 | 1.7763 | -3.7971 | -96.3403 | -0.10079 | -39.3 | 1.7364 | -1.8371 | -31.1785 | -0.2008 | -43.23 | 1.7763 | -1.9771 | -35.1781 | 0.049925 | 0.59288 | 1.1342 | 2.0366 | 51.3324 | -0.0050322 | -0.033976 | -0.10089 | -0.0050322 | -0.010025 | -1.9621 | -2.2881 | -4.9786 | -1.9621 | -2.1583 | -1.5566 | -2.0907 | -4.8098 | -1.5566 | -1.7563 | 0.040846 | 0.48505 | 0.92795 | 1.6662 | 41.9966 | -0.004117 | -0.027797 | -0.08254 | -0.004117 | -0.0082018 | -1.6052 | -1.872 | -4.0731 | -1.6052 | -1.7658 | -1.2735 | -1.7105 | -3.9351 | -1.2735 | -1.4369
60 | 0.24 | 0.32 | Southern | TX | Brownsville.Intercontinental.AP.722500 | 2 | 1578218 | 12.0352 | 22.2886 | 40.3835 | 12.0147 | 28.3687 | 1012.14 | 0.30926 | -23.26 | 1.5767 | -1.2674 | -14.8428 | -0.27048 | -29.79 | 1.0278 | -1.2983 | -25.5409 | -1.6107 | -83.68 | 1.6166 | -3.2273 | -80.0046 | 0.30926 | -23.26 | 1.5767 | -1.2674 | -14.8428 | 0.20925 | -27.19 | 1.6166 | -1.4074 | -18.8425 | 0.049925 | 0.60086 | 1.1128 | 2.0162 | 50.5315 | 0.01544 | -0.013504 | -0.080416 | 0.01544 | 0.010447 | -1.1613 | -1.4873 | -4.1778 | -1.1613 | -1.3575 | -0.74104 | -1.2751 | -3.9943 | -0.74104 | -0.94072 | 0.040846 | 0.49158 | 0.91039 | 1.6495 | 41.3414 | 0.012632 | -0.011048 | -0.065791 | 0.012632 | 0.0085471 | -0.95007 | -1.2168 | -3.418 | -0.95007 | -1.1106 | -0.60626 | -1.0432 | -3.2678 | -0.60626 | -0.76963
61 | 0.24 | 0.27 | Southern | TX | Brownsville.Intercontinental.AP.722500 | 2 | 1578218 | 12.305 | 21.4886 | 39.6033 | 12.2842 | 27.3192 | 982.33 | 1.0894 | 6.55 | 1.3073 | -0.21785 | 15.6871 | 0.50967 | 0.02 | 0.75841 | -0.24874 | 4.989 | -0.83058 | -53.87 | 1.3472 | -2.1778 | -49.4746 | 1.0894 | 6.55 | 1.3073 | -0.21785 | 15.6871 | 0.9894 | 2.62 | 1.3472 | -0.35777 | 11.6875 | 0.049925 | 0.61434 | 1.0728 | 1.9772 | 49.0433 | 0.054389 | 0.025445 | -0.041467 | 0.054389 | 0.049396 | 0.32701 | 0.00099851 | -2.6895 | 0.32701 | 0.1308 | 0.78319 | 0.24908 | -2.47 | 0.78319 | 0.5835 | 0.040846 | 0.50261 | 0.87771 | 1.6176 | 40.1238 | 0.044497 | 0.020818 | -0.033926 | 0.044497 | 0.040413 | 0.26754 | 0.00081691 | -2.2004 | 0.26754 | 0.10702 | 0.64075 | 0.20378 | -2.0208 | 0.64075 | 0.47738
62 | 0.24 | 0.23 | Southern | TX | Brownsville.Intercontinental.AP.722500 | 2 | 1578218 | 12.545 | 20.8286 | 38.9832 | 12.5237 | 26.4596 | 958.1 | 1.7095 | 30.78 | 1.0678 | 0.64175 | 40.3593 | 1.1298 | 24.25 | 0.51891 | 0.61085 | 29.6612 | -0.21048 | -29.64 | 1.1077 | -1.3182 | -24.8024 | 1.7095 | 30.78 | 1.0678 | 0.64175 | 40.3593 | 1.6095 | 26.85 | 1.1077 | 0.50183 | 36.3597 | 0.049925 | 0.62631 | 1.0399 | 1.9463 | 47.8336 | 0.085348 | 0.056404 | -0.010509 | 0.085348 | 0.080355 | 1.5367 | 1.2107 | -1.4798 | 1.5367 | 1.3405 | 2.015 | 1.4809 | -1.2383 | 2.015 | 1.8153 | 0.040846 | 0.51241 | 0.85076 | 1.5923 | 39.1341 | 0.069826 | 0.046146 | -0.0085974 | 0.069826 | 0.065741 | 1.2572 | 0.99051 | -1.2107 | 1.2572 | 1.0967 | 1.6485 | 1.2115 | -1.0131 | 1.6485 | 1.4851
63 | 0.24 | 0.19 | Southern | TX | Brownsville.Intercontinental.AP.722500 | 2 | 1578218 | 12.8049 | 20.1386 | 38.3531 | 12.7831 | 25.57 | 933.13 | 2.3396 | 55.75 | 0.8083 | 1.5313 | 65.6872 | 1.7599 | 49.22 | 0.25945 | 1.5004 | 54.9892 | 0.41962 | -4.67 | 0.84822 | -0.4286 | 0.52548 | 2.3396 | 55.75 | 0.8083 | 1.5313 | 65.6872 | 2.2396 | 51.82 | 0.84822 | 1.3914 | 61.6876 | 0.049925 | 0.63929 | 1.0054 | 1.9148 | 46.5869 | 0.11681 | 0.087862 | 0.02095 | 0.11681 | 0.11181 | 2.7833 | 2.4573 | -0.23315 | 2.7833 | 2.5871 | 3.2795 | 2.7454 | 0.026235 | 3.2795 | 3.0798 | 0.040846 | 0.52302 | 0.82257 | 1.5666 | 38.1142 | 0.095563 | 0.071883 | 0.01714 | 0.095563 | 0.091478 | 2.2771 | 2.0104 | -0.19075 | 2.2771 | 2.1166 | 2.683 | 2.2461 | 0.021464 | 2.683 | 2.5197
64 | 0.24 | 0.17 | Southern | TX | Brownsville.Intercontinental.AP.722500 | 2 | 1578218 | 12.9448 | 19.7886 | 38.0331 | 12.9228 | 25.1103 | 920.29 | 2.6596 | 68.59 | 0.66859 | 1.991 | 78.6774 | 2.0799 | 62.06 | 0.11975 | 1.9601 | 67.9793 | 0.73963 | 8.17 | 0.70851 | 0.031114 | 13.5156 | 2.6596 | 68.59 | 0.66859 | 1.991 | 78.6774 | 2.5596 | 64.66 | 0.70851 | 1.8511 | 74.6778 | 0.049925 | 0.64628 | 0.98796 | 1.8988 | 45.9459 | 0.13278 | 0.10384 | 0.036926 | 0.13278 | 0.12779 | 3.4244 | 3.0984 | 0.40789 | 3.4244 | 3.2282 | 3.928 | 3.3939 | 0.67477 | 3.928 | 3.7283 | 0.040846 | 0.52874 | 0.80828 | 1.5535 | 37.5898 | 0.10863 | 0.084954 | 0.03021 | 0.10863 | 0.10455 | 2.8016 | 2.5349 | 0.33371 | 2.8016 | 2.6411 | 3.2136 | 2.7767 | 0.55205 | 3.2136 | 3.0503
65 | 0.22 | 0.47 | Southern | TX | Brownsville.Intercontinental.AP.722500 | 2 | 1578218 | 11.3854 | 23.6386 | 41.5237 | 11.3661 | 30.1576 | 1061 | -0.83098 | -72.12 | 2.2253 | -3.0563 | -63.5431 | -1.4107 | -78.65 | 1.6765 | -3.0872 | -74.2412 | -2.751 | -132.54 | 2.2652 | -5.0162 | -128.7049 | -0.83098 | -72.12 | 2.2253 | -3.0563 | -63.5431 | -0.93098 | -76.05 | 2.2652 | -3.1962 | -67.5428 | 0.049925 | 0.56842 | 1.1802 | 2.0731 | 52.9709 | -0.041487 | -0.070431 | -0.13734 | -0.041487 | -0.04648 | -3.6006 | -3.9266 | -6.6171 | -3.6006 | -3.7968 | -3.1724 | -3.7065 | -6.4257 | -3.1724 | -3.3721 | 0.040846 | 0.46504 | 0.96553 | 1.6961 | 43.3372 | -0.033942 | -0.057621 | -0.11236 | -0.033942 | -0.038026 | -2.9458 | -3.2125 | -5.4137 | -2.9458 | -3.1063 | -2.5955 | -3.0324 | -5.257 | -2.5955 | -2.7588
66 | 0.22 | 0.42 | Southern | TX | Brownsville.Intercontinental.AP.722500 | 2 | 1578218 | 11.5654 | 22.9886 | 40.8436 | 11.5457 | 29.2979 | 1036.17 | -0.1509 | -47.29 | 2.0457 | -2.1966 | -37.8136 | -0.73064 | -53.82 | 1.4969 | -2.2275 | -48.5117 | -2.0709 | -107.71 | 2.0856 | -4.1565 | -102.9754 | -0.1509 | -47.29 | 2.0457 | -2.1966 | -37.8136 | -0.2509 | -51.22 | 2.0856 | -2.3365 | -41.8133 | 0.049925 | 0.57741 | 1.1477 | 2.0391 | 51.7313 | -0.0075337 | -0.036477 | -0.10339 | -0.0075337 | -0.012526 | -2.361 | -2.687 | -5.3775 | -2.361 | -2.5572 | -1.8879 | -2.422 | -5.1411 | -1.8879 | -2.0875 | 0.040846 | 0.47239 | 0.93898 | 1.6683 | 42.323 | -0.0061636 | -0.029843 | -0.084587 | -0.0061636 | -0.010248 | -1.9316 | -2.1983 | -4.3995 | -1.9316 | -2.0921 | -1.5445 | -1.9815 | -4.2061 | -1.5445 | -1.7079
67 | 0.22 | 0.37 | Southern | TX | Brownsville.Intercontinental.AP.722500 | 2 | 1578218 | 11.6553 | 22.7286 | 40.5736 | 11.6355 | 28.9381 | 1025.93 | 0.11911 | -37.05 | 1.9559 | -1.8368 | -27.3023 | -0.46063 | -43.58 | 1.407 | -1.8677 | -38.0004 | -1.8009 | -97.47 | 1.9958 | -3.7967 | -92.4641 | 0.11911 | -37.05 | 1.9559 | -1.8368 | -27.3023 | 0.019103 | -40.98 | 1.9958 | -1.9767 | -31.302 | 0.049925 | 0.5819 | 1.1347 | 2.0257 | 51.22 | 0.0059465 | -0.022997 | -0.08991 | 0.0059465 | 0.00095373 | -1.8497 | -2.1758 | -4.8662 | -1.8497 | -2.0459 | -1.3631 | -1.8972 | -4.6163 | -1.3631 | -1.5628 | 0.040846 | 0.47607 | 0.92836 | 1.6573 | 41.9047 | 0.004865 | -0.018815 | -0.073558 | 0.004865 | 0.00078027 | -1.5133 | -1.7801 | -3.9812 | -1.5133 | -1.6739 | -1.1152 | -1.5521 | -3.7767 | -1.1152 | -1.2785
68 | 0.22 | 0.32 | Southern | TX | Brownsville.Intercontinental.AP.722500 | 2 | 1578218 | 11.8053 | 22.2886 | 40.1436 | 11.7852 | 28.3584 | 1009.47 | 0.54914 | -20.59 | 1.8062 | -1.2571 | -10.455 | -0.030601 | -27.12 | 1.2574 | -1.288 | -21.1531 | -1.3708 | -81.01 | 1.8461 | -3.217 | -75.6167 | 0.54914 | -20.59 | 1.8062 | -1.2571 | -10.455 | 0.44913 | -24.52 | 1.8461 | -1.397 | -14.4546 | 0.049925 | 0.58938 | 1.1128 | 2.0042 | 50.3982 | 0.027416 | -0.0015278 | -0.06844 | 0.027416 | 0.022423 | -1.028 | -1.354 | -4.0445 | -1.028 | -1.2242 | -0.52197 | -1.0561 | -3.7752 | -0.52197 | -0.72165 | 0.040846 | 0.48219 | 0.91039 | 1.6397 | 41.2324 | 0.02243 | -0.0012499 | -0.055993 | 0.02243 | 0.018345 | -0.84101 | -1.1077 | -3.3089 | -0.84101 | -1.0015 | -0.42704 | -0.86401 | -3.0886 | -0.42704 | -0.59041
69 | 0.22 | 0.27 | Southern | TX | Brownsville.Intercontinental.AP.722500 | 2 | 1578218 | 12.0751 | 21.4886 | 39.3634 | 12.0546 | 27.3088 | 979.65 | 1.3293 | 9.23 | 1.5368 | -0.20746 | 20.0757 | 0.74957 | 2.7 | 0.98792 | -0.23836 | 9.3776 | -0.59068 | -51.19 | 1.5767 | -2.1674 | -45.0861 | 1.3293 | 9.23 | 1.5368 | -0.20746 | 20.0757 | 1.2293 | 5.3 | 1.5767 | -0.34739 | 16.076 | 0.049925 | 0.60286 | 1.0728 | 1.9652 | 48.9095 | 0.066366 | 0.037422 | -0.02949 | 0.066366 | 0.061373 | 0.46081 | 0.1348 | -2.5557 | 0.46081 | 0.2646 | 1.0023 | 0.46818 | -2.2509 | 1.0023 | 0.8026 | 0.040846 | 0.49322 | 0.87771 | 1.6078 | 40.0144 | 0.054296 | 0.030616 | -0.024127 | 0.054296 | 0.050212 | 0.377 | 0.11028 | -2.0909 | 0.377 | 0.21648 | 0.82 | 0.38303 | -1.8416 | 0.82 | 0.65663
70 | 0.22 | 0.23 | Southern | TX | Brownsville.Intercontinental.AP.722500 | 2 | 1578218 | 12.3051 | 20.8086 | 38.7134 | 12.2842 | 26.4292 | 954.71 | 1.9794 | 34.17 | 1.3073 | 0.67211 | 45.5949 | 1.3996 | 27.64 | 0.7584 | 0.64122 | 34.8968 | 0.059373 | -26.25 | 1.3472 | -1.2878 | -19.5669 | 1.9794 | 34.17 | 1.3073 | 0.67211 | 45.5949 | 1.8794 | 30.24 | 1.3472 | 0.53219 | 41.5952 | 0.049925 | 0.61434 | 1.0389 | 1.9328 | 47.6643 | 0.09882 | 0.069877 | 0.0029642 | 0.09882 | 0.093828 | 1.706 | 1.3799 | -1.3105 | 1.706 | 1.5097 | 2.2763 | 1.7422 | -0.97689 | 2.2763 | 2.0767 | 0.040846 | 0.50261 | 0.84994 | 1.5813 | 38.9957 | 0.080848 | 0.057168 | 0.0024251 | 0.080848 | 0.076763 | 1.3957 | 1.129 | -1.0722 | 1.3957 | 1.2352 | 1.8623 | 1.4254 | -0.79922 | 1.8623 | 1.699
71 | 0.22 | 0.19 | Southern | TX | Brownsville.Intercontinental.AP.722500 | 2 | 1578218 | 12.5749 | 20.1286 | 38.0932 | 12.5536 | 25.5396 | 929.86 | 2.5995 | 59.02 | 1.0378 | 1.5617 | 70.7479 | 2.0198 | 52.49 | 0.48897 | 1.5308 | 60.0498 | 0.67952 | -1.4 | 1.0777 | -0.39822 | 5.5861 | 2.5995 | 59.02 | 1.0378 | 1.5617 | 70.7479 | 2.4995 | 55.09 | 1.0777 | 1.4218 | 66.7482 | 0.049925 | 0.62781 | 1.0049 | 1.9018 | 46.4237 | 0.12978 | 0.10084 | 0.033925 | 0.12978 | 0.12479 | 2.9466 | 2.6206 | -0.069896 | 2.9466 | 2.7504 | 3.5321 | 2.998 | 0.27889 | 3.5321 | 3.3324 | 0.040846 | 0.51363 | 0.82216 | 1.5559 | 37.9807 | 0.10618 | 0.082499 | 0.027755 | 0.10618 | 0.10209 | 2.4107 | 2.144 | -0.057184 | 2.4107 | 2.2502 | 2.8897 | 2.4528 | 0.22817 | 2.8897 | 2.7264
72 | 0.22 | 0.17 | Southern | TX | Brownsville.Intercontinental.AP.722500 | 2 | 1578218 | 12.7149 | 19.7786 | 37.7832 | 12.6933 | 25.0899 | 917.33 | 2.9095 | 71.55 | 0.89811 | 2.0114 | 83.4028 | 2.3298 | 65.02 | 0.34926 | 1.9805 | 72.7047 | 0.98955 | 11.13 | 0.93803 | 0.05152 | 18.241 | 2.9095 | 71.55 | 0.89811 | 2.0114 | 83.4028 | 2.8095 | 67.62 | 0.93803 | 1.8715 | 79.4031 | 0.049925 | 0.6348 | 0.98746 | 1.8863 | 45.7981 | 0.14526 | 0.11632 | 0.049404 | 0.14526 | 0.14027 | 3.5722 | 3.2462 | 0.55567 | 3.5722 | 3.376 | 4.1639 | 3.6298 | 0.91069 | 4.1639 | 3.9642 | 0.040846 | 0.51935 | 0.80787 | 1.5433 | 37.4689 | 0.11884 | 0.095162 | 0.040419 | 0.11884 | 0.11476 | 2.9225 | 2.6558 | 0.45461 | 2.9225 | 2.762 | 3.4066 | 2.9697 | 0.74506 | 3.4066 | 3.2433
73 | 0.2 | 0.47 | Southern | TX | Brownsville.Intercontinental.AP.722500 | 2 | 1578218 | 11.1556 | 23.6486 | 41.2938 | 11.1366 | 30.1573 | 1058.62 | -0.60111 | -69.74 | 2.4548 | -3.056 | -59.492 | -1.1809 | -76.27 | 1.906 | -3.0869 | -70.1901 | -2.5211 | -130.16 | 2.4948 | -5.0159 | -124.6538 | -0.60111 | -69.74 | 2.4548 | -3.056 | -59.492 | -0.70112 | -73.67 | 2.4948 | -3.1959 | -63.4917 | 0.049925 | 0.55695 | 1.1807 | 2.0616 | 52.8521 | -0.030011 | -0.058955 | -0.12587 | -0.030011 | -0.035004 | -3.4818 | -3.8078 | -6.4983 | -3.4818 | -3.678 | -2.9702 | -3.5043 | -6.2234 | -2.9702 | -3.1698 | 0.040846 | 0.45566 | 0.96594 | 1.6867 | 43.2399 | -0.024553 | -0.048233 | -0.10298 | -0.024553 | -0.028638 | -2.8486 | -3.1153 | -5.3165 | -2.8486 | -3.0091 | -2.43 | -2.867 | -5.0916 | -2.43 | -2.5934
74 | 0.2 | 0.42 | Southern | TX | Brownsville.Intercontinental.AP.722500 | 2 | 1578218 | 11.3355 | 22.9986 | 40.6138 | 11.3162 | 29.2976 | 1033.79 | 0.078963 | -44.91 | 2.2752 | -2.1963 | -33.7625 | -0.50078 | -51.44 | 1.7264 | -2.2272 | -44.4606 | -1.841 | -105.33 | 2.3151 | -4.1562 | -98.9242 | 0.078963 | -44.91 | 2.2752 | -2.1963 | -33.7625 | -0.021042 | -48.84 | 2.3151 | -2.3362 | -37.7621 | 0.049925 | 0.56593 | 1.1482 | 2.0277 | 51.6124 | 0.0039423 | -0.025002 | -0.091914 | 0.0039423 | -0.0010505 | -2.2422 | -2.5682 | -5.2586 | -2.2422 | -2.4384 | -1.6856 | -2.2197 | -4.9388 | -1.6856 | -1.8853 | 0.040846 | 0.463 | 0.93939 | 1.6589 | 42.2257 | 0.0032253 | -0.020455 | -0.075198 | 0.0032253 | -0.00085947 | -1.8344 | -2.1011 | -4.3023 | -1.8344 | -1.9949 | -1.379 | -1.816 | -4.0406 | -1.379 | -1.5424
75 | 0.2 | 0.37 | Southern | TX | Brownsville.Intercontinental.AP.722500 | 2 | 1578218 | 11.4254 | 22.7386 | 40.3537 | 11.406 | 28.9477 | 1023.86 | 0.33903 | -34.98 | 2.1854 | -1.8464 | -23.5851 | -0.24071 | -41.51 | 1.6366 | -1.8773 | -34.2832 | -1.581 | -95.4 | 2.2253 | -3.8063 | -88.7469 | 0.33903 | -34.98 | 2.1854 | -1.8464 | -23.5851 | 0.23903 | -38.91 | 2.2253 | -1.9863 | -27.5848 | 0.049925 | 0.57042 | 1.1352 | 2.0147 | 51.1167 | 0.016926 | -0.012017 | -0.07893 | 0.016926 | 0.011934 | -1.7464 | -2.0724 | -4.7629 | -1.7464 | -1.9426 | -1.1775 | -1.7116 | -4.4307 | -1.1775 | -1.3772 | 0.040846 | 0.46668 | 0.92877 | 1.6483 | 41.8201 | 0.013848 | -0.0098318 | -0.064575 | 0.013848 | 0.0097632 | -1.4288 | -1.6955 | -3.8967 | -1.4288 | -1.5893 | -0.96335 | -1.4003 | -3.6249 | -0.96335 | -1.1267
76 | 0.2 | 0.32 | Southern | TX | Brownsville.Intercontinental.AP.722500 | 2 | 1578218 | 11.5654 | 22.2986 | 39.9037 | 11.5457 | 28.358 | 1007 | 0.78902 | -18.12 | 2.0457 | -1.2567 | -6.2269 | 0.20928 | -24.65 | 1.4969 | -1.2876 | -16.925 | -1.131 | -78.54 | 2.0856 | -3.2166 | -71.3887 | 0.78902 | -18.12 | 2.0457 | -1.2567 | -6.2269 | 0.68901 | -22.05 | 2.0856 | -1.3966 | -10.2265 | 0.049925 | 0.57741 | 1.1133 | 1.9922 | 50.2749 | 0.039392 | 0.010448 | -0.056464 | 0.039392 | 0.034399 | -0.90465 | -1.2307 | -3.9211 | -0.90465 | -1.1009 | -0.31088 | -0.84499 | -3.5641 | -0.31088 | -0.51056 | 0.040846 | 0.47239 | 0.9108 | 1.6299 | 41.1315 | 0.032228 | 0.0085481 | -0.046195 | 0.032228 | 0.028143 | -0.74012 | -1.0068 | -3.208 | -0.74012 | -0.90064 | -0.25434 | -0.69131 | -2.9159 | -0.25434 | -0.41771
77 | 0.2 | 0.27 | Southern | TX | Brownsville.Intercontinental.AP.722500 | 2 | 1578218 | 11.8353 | 21.4886 | 39.1136 | 11.8151 | 27.2984 | 976.88 | 1.5792 | 12 | 1.7763 | -0.1971 | 24.6392 | 0.99943 | 5.47 | 1.2274 | -0.22799 | 13.9411 | -0.34082 | -48.42 | 1.8162 | -2.157 | -40.5226 | 1.5792 | 12 | 1.7763 | -0.1971 | 24.6392 | 1.4792 | 8.07 | 1.8162 | -0.33702 | 20.6396 | 0.049925 | 0.59088 | 1.0728 | 1.9528 | 48.7712 | 0.078841 | 0.049897 | -0.017016 | 0.078841 | 0.073848 | 0.59911 | 0.27309 | -2.4174 | 0.59911 | 0.4029 | 1.2301 | 0.69602 | -2.0231 | 1.2301 | 1.0304 | 0.040846 | 0.48342 | 0.87771 | 1.5976 | 39.9012 | 0.064502 | 0.040822 | -0.013921 | 0.064502 | 0.060417 | 0.49015 | 0.22343 | -1.9777 | 0.49015 | 0.32962 | 1.0064 | 0.56943 | -1.6552 | 1.0064 | 0.84303
78 | 0.2 | 0.23 | Southern | TX | Brownsville.Intercontinental.AP.722500 | 2 | 1578218 | 12.0752 | 20.7986 | 38.4635 | 12.0546 | 26.4088 | 951.73 | 2.2292 | 37.15 | 1.5368 | 0.69247 | 50.3188 | 1.6495 | 30.62 | 0.98792 | 0.66158 | 39.6207 | 0.30926 | -23.27 | 1.5767 | -1.2674 | -14.8429 | 2.2292 | 37.15 | 1.5368 | 0.69247 | 50.3188 | 2.1292 | 33.22 | 1.5767 | 0.55255 | 46.3192 | 0.049925 | 0.60286 | 1.0384 | 1.9203 | 47.5156 | 0.1113 | 0.082352 | 0.01544 | 0.1113 | 0.1063 | 1.8547 | 1.5287 | -1.1618 | 1.8547 | 1.6585 | 2.5122 | 1.9781 | -0.74104 | 2.5122 | 2.3125 | 0.040846 | 0.49322 | 0.84953 | 1.5711 | 38.874 | 0.091055 | 0.067375 | 0.012632 | 0.091055 | 0.08697 | 1.5174 | 1.2507 | -0.95048 | 1.5174 | 1.3569 | 2.0553 | 1.6183 | -0.60627 | 2.0553 | 1.8919
79 | 0.2 | 0.19 | Southern | TX | Brownsville.Intercontinental.AP.722500 | 2 | 1578218 | 12.3351 | 20.1186 | 37.8333 | 12.3141 | 25.5192 | 926.78 | 2.8594 | 62.1 | 1.2773 | 1.5821 | 75.6482 | 2.2796 | 55.57 | 0.72847 | 1.5512 | 64.9501 | 0.9394 | 1.68 | 1.3172 | -0.37783 | 10.4864 | 2.8594 | 62.1 | 1.2773 | 1.5821 | 75.6482 | 2.7594 | 58.17 | 1.3172 | 1.4422 | 71.6485 | 0.049925 | 0.61583 | 1.0044 | 1.8888 | 46.2699 | 0.14276 | 0.11381 | 0.0469 | 0.14276 | 0.13776 | 3.1004 | 2.7744 | 0.083875 | 3.1004 | 2.9042 | 3.7768 | 3.2427 | 0.52354 | 3.7768 | 3.5771 | 0.040846 | 0.50383 | 0.82176 | 1.5453 | 37.8549 | 0.11679 | 0.093114 | 0.03837 | 0.11679 | 0.11271 | 2.5365 | 2.2698 | 0.068621 | 2.5365 | 2.376 | 3.0899 | 2.6529 | 0.42832 | 3.0899 | 2.9265
80 | 0.2 | 0.17 | Southern | TX | Brownsville.Intercontinental.AP.722500 | 2 | 1578218 | 12.475 | 19.7686 | 37.5233 | 12.4538 | 25.0695 | 914.24 | 3.1694 | 74.64 | 1.1376 | 2.0318 | 88.3031 | 2.5897 | 68.11 | 0.58876 | 2.0009 | 77.605 | 1.2494 | 14.22 | 1.1775 | 0.071906 | 23.1413 | 3.1694 | 74.64 | 1.1376 | 2.0318 | 88.3031 | 3.0694 | 70.71 | 1.1775 | 1.8919 | 84.3034 | 0.049925 | 0.62282 | 0.98696 | 1.8734 | 45.6438 | 0.15823 | 0.12929 | 0.062378 | 0.15823 | 0.15324 | 3.7264 | 3.4004 | 0.70994 | 3.7264 | 3.5302 | 4.4086 | 3.8745 | 1.1553 | 4.4086 | 4.2089 | 0.040846 | 0.50955 | 0.80746 | 1.5327 | 37.3427 | 0.12946 | 0.10578 | 0.051034 | 0.12946 | 0.12537 | 3.0487 | 2.782 | 0.58082 | 3.0487 | 2.8882 | 3.6068 | 3.1698 | 0.94522 | 3.6068 | 3.4434
81 | 0.35 | 0.2 | Southern | TX | Brownsville.Intercontinental.AP.722500 | 2 | 1578218 | 13.9843 | 20.3486 | 39.8426 | 13.9606 | 25.882 | 954.78 | 0.85013 | 34.1 | -0.36923 | 1.2194 | 34.479 | 0.27039 | 27.57 | -0.91807 | 1.1885 | 23.7809 | -1.0699 | -26.32 | -0.32931 | -0.74055 | -30.6827 | 0.85013 | 34.1 | -0.36923 | 1.2194 | 34.479 | 0.75013 | 30.17 | -0.32931 | 1.0794 | 30.4794 | 0.049925 | 0.69817 | 1.0159 | 1.9892 | 47.6678 | 0.042443 | 0.013499 | -0.053413 | 0.042443 | 0.03745 | 1.7025 | 1.3764 | -1.314 | 1.7025 | 1.5063 | 1.7214 | 1.1873 | -1.5318 | 1.7214 | 1.5217 | 0.040846 | 0.5712 | 0.83115 | 1.6274 | 38.9985 | 0.034724 | 0.011044 | -0.043699 | 0.034724 | 0.030639 | 1.3928 | 1.1261 | -1.0751 | 1.3928 | 1.2323 | 1.4083 | 0.97135 | -1.2533 | 1.4083 | 1.2449
82 | 0.35 | 0.25 | Southern | TX | Brownsville.Intercontinental.AP.722500 | 2 | 1578218 | 13.6544 | 21.1786 | 40.5927 | 13.6313 | 26.9614 | 984.95 | 0.10001 | 3.93 | -0.039917 | 0.13992 | 3.9996 | -0.47973 | -2.6 | -0.58876 | 0.10903 | -6.6984 | -1.82 | -56.49 | 2.0001e-06 | -1.82 | -61.1621 | 0.10001 | 3.93 | -0.039917 | 0.13992 | 3.9996 | 0 | 0 | 0 | 0 | 0 | 0.049925 | 0.6817 | 1.0574 | 2.0266 | 49.1741 | 0.0049928 | -0.023951 | -0.090863 | 0.0049928 | 0 | 0.19621 | -0.12981 | -2.8203 | 0.19621 | 0 | 0.19968 | -0.33442 | -3.0535 | 0.19968 | 0 | 0.040846 | 0.55772 | 0.86505 | 1.658 | 40.2308 | 0.0040848 | -0.019595 | -0.074338 | 0.0040848 | 0 | 0.16052 | -0.1062 | -2.3074 | 0.16052 | 0 | 0.16337 | -0.2736 | -2.4982 | 0.16337 | 0
83 | 0.35 | 0.3 | Southern | TX | Brownsville.Intercontinental.AP.722500 | 2 | 1578218 | 13.6144 | 21.2586 | 40.6927 | 13.5914 | 27.1013 | 988.88 | 0 | 0 | 0 | 0 | 0 | -0.57974 | -6.53 | -0.54885 | -0.030894 | -10.6981 | -1.92 | -60.42 | 0.039919 | -1.9599 | -65.1618 | 0 | 0 | 0 | 0 | 0 | -0.10001 | -3.93 | 0.039917 | -0.13992 | -3.9996 | 0.049925 | 0.67971 | 1.0613 | 2.0316 | 49.3703 | 0 | -0.028944 | -0.095856 | 0 | -0.0049928 | 0 | -0.32601 | -3.0165 | 0 | -0.19621 | 0 | -0.53411 | -3.2532 | 0 | -0.19968 | 0.040846 | 0.55609 | 0.86832 | 1.6621 | 40.3914 | 0 | -0.02368 | -0.078423 | 0 | -0.0040848 | 0 | -0.26672 | -2.4679 | 0 | -0.16052 | 0 | -0.43697 | -2.6616 | 0 | -0.16337
84 | 0.35 | 0.35 | Southern | TX | Brownsville.Intercontinental.AP.722500 | 2 | 1578218 | 13.3246 | 21.9986 | 41.3728 | 13.302 | 28.0708 | 1016.04 | -0.68012 | -27.16 | 0.28939 | -0.96952 | -27.488 | -1.2599 | -33.69 | -0.25945 | -1.0004 | -38.1861 | -2.6001 | -87.58 | 0.32931 | -2.9294 | -92.6498 | -0.68012 | -27.16 | 0.28939 | -0.96952 | -27.488 | -0.78013 | -31.09 | 0.32931 | -1.1094 | -31.4877 | 0.049925 | 0.66523 | 1.0983 | 2.0656 | 50.7263 | -0.033955 | -0.062899 | -0.12981 | -0.033955 | -0.038948 | -1.356 | -1.682 | -4.3725 | -1.356 | -1.5522 | -1.3724 | -1.9065 | -4.6256 | -1.3724 | -1.572 | 0.040846 | 0.54425 | 0.89855 | 1.6899 | 41.5007 | -0.02778 | -0.05146 | -0.1062 | -0.02778 | -0.031865 | -1.1094 | -1.3761 | -3.5773 | -1.1094 | -1.2699 | -1.1228 | -1.5597 | -3.7843 | -1.1228 | -1.2861
85 | 0.35 | 0.4 | Southern | TX | Brownsville.Intercontinental.AP.722500 | 2 | 1578218 | 13.0647 | 22.7186 | 42.043 | 13.0426 | 29.0005 | 1042.25 | -1.3503 | -53.37 | 0.54885 | -1.8991 | -54.1623 | -1.93 | -59.9 | 3e-06 | -1.93 | -64.8604 | -3.2703 | -113.79 | 0.58877 | -3.859 | -119.324 | -1.3503 | -53.37 | 0.54885 | -1.8991 | -54.1623 | -1.4503 | -57.3 | 0.58877 | -2.0391 | -58.1619 | 0.049925 | 0.65226 | 1.1342 | 2.099 | 52.0348 | -0.067414 | -0.096358 | -0.16327 | -0.067414 | -0.072407 | -2.6645 | -2.9905 | -5.681 | -2.6645 | -2.8607 | -2.7041 | -3.2382 | -5.9573 | -2.7041 | -2.9038 | 0.040846 | 0.53363 | 0.92796 | 1.7173 | 42.5713 | -0.055153 | -0.078833 | -0.13358 | -0.055153 | -0.059238 | -2.1799 | -2.4466 | -4.6478 | -2.1799 | -2.3405 | -2.2123 | -2.6493 | -4.8739 | -2.2123 | -2.3757
86 | 0.33 | 0.2 | Southern | TX | Brownsville.Intercontinental.AP.722500 | 2 | 1578218 | 13.7644 | 20.3386 | 39.6027 | 13.7411 | 25.8616 | 951.93 | 1.09 | 36.95 | -0.14969 | 1.2397 | 39.0274 | 0.5103 | 30.42 | -0.69853 | 1.2088 | 28.3293 | -0.82995 | -23.47 | -0.10977 | -0.72018 | -26.1343 | 1.09 | 36.95 | -0.14969 | 1.2397 | 39.0274 | 0.99003 | 33.02 | -0.10977 | 1.0998 | 35.0278 | 0.049925 | 0.68719 | 1.0154 | 1.9772 | 47.5255 | 0.054421 | 0.025477 | -0.041436 | 0.054421 | 0.049428 | 1.8447 | 1.5187 | -1.1718 | 1.8447 | 1.6485 | 1.9485 | 1.4144 | -1.3048 | 1.9485 | 1.7488 | 0.040846 | 0.56221 | 0.83074 | 1.6176 | 38.8821 | 0.044523 | 0.020843 | -0.0339 | 0.044523 | 0.040438 | 1.5092 | 1.2425 | -0.95865 | 1.5092 | 1.3487 | 1.5941 | 1.1571 | -1.0675 | 1.5941 | 1.4307
87 | 0.33 | 0.25 | Southern | TX | Brownsville.Intercontinental.AP.722500 | 2 | 1578218 | 13.4345 | 21.1686 | 40.3528 | 13.4118 | 26.941 | 982.09 | 0.33991 | 6.79 | 0.17962 | 0.16029 | 8.548 | -0.23983 | 0.26 | -0.36922 | 0.12939 | -2.1501 | -1.5801 | -53.63 | 0.21954 | -1.7996 | -56.6138 | 0.33991 | 6.79 | 0.17962 | 0.16029 | 8.548 | 0.2399 | 2.86 | 0.21954 | 0.020364 | 4.5483 | 0.049925 | 0.67072 | 1.0569 | 2.0146 | 49.0313 | 0.01697 | -0.011974 | -0.078886 | 0.01697 | 0.011977 | 0.33899 | 0.012981 | -2.6775 | 0.33899 | 0.14279 | 0.42676 | -0.10735 | -2.8265 | 0.42676 | 0.22708 | 0.040846 | 0.54874 | 0.86464 | 1.6482 | 40.114 | 0.013884 | -0.0097961 | -0.064539 | 0.013884 | 0.009799 | 0.27734 | 0.01062 | -2.1905 | 0.27734 | 0.11682 | 0.34915 | -0.087824 | -2.3124 | 0.34915 | 0.18578
88 | 0.33 | 0.3 | Southern | TX | Brownsville.Intercontinental.AP.722500 | 2 | 1578218 | 13.3946 | 21.2486 | 40.4528 | 13.3719 | 27.081 | 986.03 | 0.23988 | 2.85 | 0.21954 | 0.020344 | 4.5476 | -0.33986 | -3.68 | -0.32931 | -0.01055 | -6.1505 | -1.6801 | -57.57 | 0.25946 | -1.9396 | -60.6141 | 0.23988 | 2.85 | 0.21954 | 0.020344 | 4.5476 | 0.13988 | -1.08 | 0.25945 | -0.11958 | 0.54797 | 0.049925 | 0.66873 | 1.0608 | 2.0196 | 49.228 | 0.011976 | -0.016968 | -0.08388 | 0.011976 | 0.0069834 | 0.14229 | -0.18373 | -2.8742 | 0.14229 | -0.053919 | 0.22704 | -0.30707 | -3.0262 | 0.22704 | 0.027358 | 0.040846 | 0.54711 | 0.86791 | 1.6523 | 40.275 | 0.0097981 | -0.013882 | -0.068625 | 0.0097981 | 0.0057134 | 0.11641 | -0.15031 | -2.3515 | 0.11641 | -0.044113 | 0.18575 | -0.25122 | -2.4758 | 0.18575 | 0.022382
89 | 0.33 | 0.35 | Southern | TX | Brownsville.Intercontinental.AP.722500 | 2 | 1578218 | 13.1047 | 21.9986 | 41.143 | 13.0825 | 28.0605 | 1013.48 | -0.45024 | -24.6 | 0.50893 | -0.95917 | -23.2764 | -1.03 | -31.13 | -0.039915 | -0.99006 | -33.9745 | -2.3702 | -85.02 | 0.54885 | -2.9191 | -88.4382 | -0.45024 | -24.6 | 0.50893 | -0.95917 | -23.2764 | -0.55024 | -28.53 | 0.54885 | -1.0991 | -27.2761 | 0.049925 | 0.65426 | 1.0983 | 2.0541 | 50.5984 | -0.022478 | -0.051422 | -0.11833 | -0.022478 | -0.027471 | -1.2282 | -1.5542 | -4.2447 | -1.2282 | -1.4244 | -1.1621 | -1.6962 | -4.4153 | -1.1621 | -1.3618 | 0.040846 | 0.53527 | 0.89855 | 1.6805 | 41.3962 | -0.01839 | -0.04207 | -0.096813 | -0.01839 | -0.022475 | -1.0048 | -1.2715 | -3.4727 | -1.0048 | -1.1653 | -0.95074 | -1.3877 | -3.6123 | -0.95074 | -1.1141
90 | 0.33 | 0.4 | Southern | TX | Brownsville.Intercontinental.AP.722500 | 2 | 1578218 | 12.8448 | 22.7386 | 41.8431 | 12.823 | 29.02 | 1040.63 | -1.1503 | -51.75 | 0.76839 | -1.9187 | -50.9567 | -1.7301 | -58.28 | 0.21954 | -1.9496 | -61.6548 | -3.0703 | -112.17 | 0.80831 | -3.8786 | -116.1185 | -1.1503 | -51.75 | 0.76839 | -1.9187 | -50.9567 | -1.2503 | -55.68 | 0.8083 | -2.0587 | -54.9563 | 0.049925 | 0.64128 | 1.1352 | 2.089 | 51.9539 | -0.057431 | -0.086375 | -0.15329 | -0.057431 | -0.062424 | -2.5836 | -2.9097 | -5.6001 | -2.5836 | -2.7798 | -2.544 | -3.0781 | -5.7973 | -2.544 | -2.7437 | 0.040846 | 0.52465 | 0.92877 | 1.7091 | 42.5051 | -0.046986 | -0.070666 | -0.12541 | -0.046986 | -0.051071 | -2.1138 | -2.3805 | -4.5816 | -2.1138 | -2.2743 | -2.0814 | -2.5183 | -4.7429 | -2.0814 | -2.2447
91 | 0.3 | 0.2 | Southern | TX | Brownsville.Intercontinental.AP.722500 | 2 | 1578218 | 13.4345 | 20.3186 | 39.2328 | 13.4118 | 25.821 | 947.33 | 1.4599 | 41.55 | 0.17962 | 1.2803 | 46.1859 | 0.88015 | 35.02 | -0.36922 | 1.2494 | 35.4878 | -0.4601 | -18.87 | 0.21954 | -0.67964 | -18.9758 | 1.4599 | 41.55 | 0.17962 | 1.2803 | 46.1859 | 1.3599 | 37.62 | 0.21954 | 1.1403 | 42.1863 | 0.049925 | 0.67073 | 1.0144 | 1.9587 | 47.2959 | 0.072886 | 0.043942 | -0.022971 | 0.072886 | 0.067893 | 2.0744 | 1.7484 | -0.94209 | 2.0744 | 1.8782 | 2.3059 | 1.7717 | -0.94738 | 2.3059 | 2.1062 | 0.040846 | 0.54874 | 0.82992 | 1.6025 | 38.6942 | 0.05963 | 0.03595 | -0.018793 | 0.05963 | 0.055545 | 1.6971 | 1.4304 | -0.77076 | 1.6971 | 1.5366 | 1.8865 | 1.4495 | -0.77508 | 1.8865 | 1.7231
92 | 0.3 | 0.25 | Southern | TX | Brownsville.Intercontinental.AP.722500 | 2 | 1578218 | 13.1047 | 21.1586 | 40.003 | 13.0825 | 26.9205 | 978.1 | 0.68974 | 10.78 | 0.50893 | 0.18081 | 15.0337 | 0.11 | 4.25 | -0.039916 | 0.14992 | 4.3357 | -1.2302 | -49.64 | 0.54885 | -1.7791 | -50.128 | 0.68974 | 10.78 | 0.50893 | 0.18081 | 15.0337 | 0.58974 | 6.85 | 0.54885 | 0.040892 | 11.0341 | 0.049925 | 0.65426 | 1.0564 | 1.9972 | 48.8321 | 0.034436 | 0.005492 | -0.06142 | 0.034436 | 0.029443 | 0.5382 | 0.21218 | -2.4783 | 0.5382 | 0.34199 | 0.75057 | 0.21646 | -2.5027 | 0.75057 | 0.55088 | 0.040846 | 0.53527 | 0.86424 | 1.6339 | 39.9511 | 0.028173 | 0.0044932 | -0.05025 | 0.028173 | 0.024088 | 0.44032 | 0.17359 | -2.0276 | 0.44032 | 0.27979 | 0.61406 | 0.17709 | -2.0475 | 0.61406 | 0.45069
93 | 0.3 | 0.3 | Southern | TX | Brownsville.Intercontinental.AP.722500 | 2 | 1578218 | 13.0647 | 21.2486 | 40.113 | 13.0426 | 27.0704 | 982.35 | 0.57974 | 6.53 | 0.54885 | 0.030894 | 10.6981 | 0 | 0 | 0 | 0 | 0 | -1.3402 | -53.89 | 0.58876 | -1.929 | -54.4637 | 0.57974 | 6.53 | 0.54885 | 0.030894 | 10.6981 | 0.47973 | 2.6 | 0.58876 | -0.10903 | 6.6984 | 0.049925 | 0.65226 | 1.0608 | 2.0027 | 49.0443 | 0.028944 | 0 | -0.066912 | 0.028944 | 0.023951 | 0.32601 | 0 | -2.6905 | 0.32601 | 0.12981 | 0.53411 | 0 | -2.7191 | 0.53411 | 0.33442 | 0.040846 | 0.53363 | 0.86791 | 1.6384 | 40.1246 | 0.02368 | 0 | -0.054743 | 0.02368 | 0.019595 | 0.26672 | 0 | -2.2012 | 0.26672 | 0.1062 | 0.43697 | 0 | -2.2246 | 0.43697 | 0.2736
94 | 0.3 | 0.35 | Southern | TX | Brownsville.Intercontinental.AP.722500 | 2 | 1578218 | 12.7748 | 21.9986 | 40.8031 | 12.7532 | 28.05 | 1009.8 | -0.11041 | -20.92 | 0.83824 | -0.94864 | -17.1267 | -0.69015 | -27.45 | 0.28939 | -0.97954 | -27.8248 | -2.0304 | -81.34 | 0.87816 | -2.9086 | -82.2885 | -0.11041 | -20.92 | 0.83824 | -0.94864 | -17.1267 | -0.21041 | -24.85 | 0.87816 | -1.0886 | -21.1264 | 0.049925 | 0.63779 | 1.0983 | 2.0371 | 50.4147 | -0.005512 | -0.034456 | -0.10137 | -0.005512 | -0.010505 | -1.0444 | -1.3705 | -4.0609 | -1.0444 | -1.2406 | -0.85506 | -1.3892 | -4.1083 | -0.85506 | -1.0547 | 0.040846 | 0.5218 | 0.89855 | 1.6666 | 41.2459 | -0.0045096 | -0.028189 | -0.082933 | -0.0045096 | -0.0085943 | -0.85449 | -1.1212 | -3.3224 | -0.85449 | -1.015 | -0.69955 | -1.1365 | -3.3611 | -0.69955 | -0.86292
95 | 0.3 | 0.4 | Southern | TX | Brownsville.Intercontinental.AP.722500 | 2 | 1578218 | 12.5249 | 22.7486 | 41.5232 | 12.5037 | 29.0195 | 1037.35 | -0.83047 | -48.47 | 1.0877 | -1.9182 | -45.318 | -1.4102 | -55 | 0.53887 | -1.9491 | -56.0161 | -2.7505 | -108.89 | 1.1276 | -3.8781 | -110.4798 | -0.83047 | -48.47 | 1.0877 | -1.9182 | -45.318 | -0.93047 | -52.4 | 1.1276 | -2.0581 | -49.3177 | 0.049925 | 0.62531 | 1.1357 | 2.0731 | 51.7902 | -0.041461 | -0.070405 | -0.13732 | -0.041461 | -0.046454 | -2.4199 | -2.7459 | -5.4364 | -2.4199 | -2.6161 | -2.2625 | -2.7966 | -5.5158 | -2.2625 | -2.4622 | 0.040846 | 0.51159 | 0.92918 | 1.696 | 42.3712 | -0.033921 | -0.057601 | -0.11234 | -0.033921 | -0.038006 | -1.9798 | -2.2465 | -4.4477 | -1.9798 | -2.1403 | -1.851 | -2.288 | -4.5126 | -1.851 | -2.0144
96 | 0.28 | 0.2 | Southern | TX | Brownsville.Intercontinental.AP.722500 | 2 | 1578218 | 13.2047 | 20.3086 | 38.993 | 13.1823 | 25.8107 | 944.67 | 1.6998 | 44.21 | 0.40914 | 1.2906 | 50.5739 | 1.12 | 37.68 | -0.13971 | 1.2597 | 39.8758 | -0.22021 | -16.21 | 0.44906 | -0.66927 | -14.5879 | 1.6998 | 44.21 | 0.40914 | 1.2906 | 50.5739 | 1.5998 | 40.28 | 0.44905 | 1.1507 | 46.5742 | 0.049925 | 0.65925 | 1.0139 | 1.9467 | 47.1631 | 0.084862 | 0.055918 | -0.010994 | 0.084862 | 0.079869 | 2.2072 | 1.8812 | -0.80929 | 2.2072 | 2.011 | 2.5249 | 1.9908 | -0.72831 | 2.5249 | 2.3252 | 0.040846 | 0.53935 | 0.82952 | 1.5927 | 38.5856 | 0.069428 | 0.045748 | -0.0089948 | 0.069428 | 0.065343 | 1.8058 | 1.5391 | -0.66211 | 1.8058 | 1.6453 | 2.0657 | 1.6287 | -0.59585 | 2.0657 | 1.9024
97 | 0.28 | 0.25 | Southern | TX | Brownsville.Intercontinental.AP.722500 | 2 | 1578218 | 12.8748 | 21.1586 | 39.7631 | 12.853 | 26.9101 | 975.44 | 0.92963 | 13.44 | 0.73845 | 0.19118 | 19.4217 | 0.34989 | 6.91 | 0.1896 | 0.16029 | 8.7236 | -0.99036 | -46.98 | 0.77837 | -1.7687 | -45.7401 | 0.92963 | 13.44 | 0.73845 | 0.19118 | 19.4217 | 0.82962 | 9.51 | 0.77836 | 0.051258 | 15.422 | 0.049925 | 0.64278 | 1.0564 | 1.9852 | 48.6993 | 0.046412 | 0.017468 | -0.049444 | 0.046412 | 0.041419 | 0.671 | 0.34498 | -2.3455 | 0.671 | 0.47479 | 0.96964 | 0.43553 | -2.2836 | 0.96964 | 0.76995 | 0.040846 | 0.52588 | 0.86424 | 1.6241 | 39.8424 | 0.037971 | 0.014291 | -0.040452 | 0.037971 | 0.033886 | 0.54896 | 0.28224 | -1.9189 | 0.54896 | 0.38844 | 0.79329 | 0.35632 | -1.8683 | 0.79329 | 0.62992
98 | 0.28 | 0.3 | Southern | TX | Brownsville.Intercontinental.AP.722500 | 2 | 1578218 | 12.7748 | 21.4186 | 40.0231 | 12.7532 | 27.27 | 985.59 | 0.6696 | 3.29 | 0.83824 | -0.16864 | 9.0859 | 0.089856 | -3.24 | 0.28939 | -0.19954 | -1.6122 | -1.2504 | -57.13 | 0.87816 | -2.1285 | -56.0759 | 0.6696 | 3.29 | 0.83824 | -0.16864 | 9.0859 | 0.56959 | -0.64 | 0.87816 | -0.30856 | 5.0862 | 0.049925 | 0.63779 | 1.0693 | 1.9982 | 49.206 | 0.03343 | 0.0044861 | -0.062426 | 0.03343 | 0.028437 | 0.16425 | -0.16176 | -2.8522 | 0.16425 | -0.031952 | 0.45362 | -0.08049 | -2.7996 | 0.45362 | 0.25393 | 0.040846 | 0.5218 | 0.87486 | 1.6348 | 40.257 | 0.02735 | 0.0036702 | -0.051073 | 0.02735 | 0.023265 | 0.13438 | -0.13234 | -2.3335 | 0.13438 | -0.026141 | 0.37112 | -0.065851 | -2.2905 | 0.37112 | 0.20775
99 | 0.28 | 0.35 | Southern | TX | Brownsville.Intercontinental.AP.722500 | 2 | 1578218 | 12.495 | 22.1786 | 40.7432 | 12.4738 | 28.2695 | 1013.77 | -0.050507 | -24.89 | 1.1177 | -1.1682 | -19.5859 | -0.63025 | -31.42 | 0.56881 | -1.1991 | -30.284 | -1.9705 | -85.31 | 1.1576 | -3.1281 | -84.7477 | -0.050507 | -24.89 | 1.1177 | -1.1682 | -19.5859 | -0.15051 | -28.82 | 1.1576 | -1.3081 | -23.5856 | 0.049925 | 0.62382 | 1.1073 | 2.0341 | 50.6129 | -0.0025216 | -0.031465 | -0.098378 | -0.0025216 | -0.0075144 | -1.2426 | -1.5687 | -4.2591 | -1.2426 | -1.4389 | -0.97784 | -1.5119 | -4.2311 | -0.97784 | -1.1775 | 0.040846 | 0.51036 | 0.9059 | 1.6642 | 41.408 | -0.002063 | -0.025743 | -0.080486 | -0.002063 | -0.0061477 | -1.0166 | -1.2834 | -3.4845 | -1.0166 | -1.1772 | -0.8 | -1.237 | -3.4616 | -0.8 | -0.96337
100 | 0.28 | 0.4 | Southern | TX | Brownsville.Intercontinental.AP.722500 | 2 | 1578218 | 12.295 | 22.7586 | 41.2933 | 12.2742 | 29.0191 | 1034.98 | -0.60058 | -46.1 | 1.3172 | -1.9178 | -41.2662 | -1.1803 | -52.63 | 0.76839 | -1.9487 | -51.9643 | -2.5206 | -106.52 | 1.3572 | -3.8777 | -106.4279 | -0.60058 | -46.1 | 1.3172 | -1.9178 | -41.2662 | -0.70059 | -50.03 | 1.3571 | -2.0577 | -45.2658 | 0.049925 | 0.61384 | 1.1362 | 2.0616 | 51.6718 | -0.029984 | -0.058928 | -0.12584 | -0.029984 | -0.034977 | -2.3016 | -2.6276 | -5.3181 | -2.3016 | -2.4978 | -2.0602 | -2.5943 | -5.3135 | -2.0602 | -2.2599 | 0.040846 | 0.5022 | 0.92959 | 1.6866 | 42.2743 | -0.024531 | -0.048211 | -0.10295 | -0.024531 | -0.028616 | -1.883 | -2.1497 | -4.3509 | -1.883 | -2.0435 | -1.6855 | -2.1225 | -4.3471 | -1.6855 | -1.8489
101 | 0.27 | 0.2 | Southern | TX | Brownsville.Intercontinental.AP.722500 | 2 | 1578218 | 13.0847 | 20.3086 | 38.863 | 13.0625 | 25.8005 | 943.14 | 1.8297 | 45.74 | 0.52889 | 1.3008 | 53.0243 | 1.25 | 39.21 | -0.01996 | 1.2699 | 42.3262 | -0.090266 | -14.68 | 0.56881 | -0.65907 | -12.1375 | 1.8297 | 45.74 | 0.52889 | 1.3008 | 53.0243 | 1.7297 | 41.81 | 0.5688 | 1.1609 | 49.0246 | 0.049925 | 0.65326 | 1.0139 | 1.9403 | 47.0867 | 0.09135 | 0.062406 | -0.0045066 | 0.09135 | 0.086357 | 2.2836 | 1.9576 | -0.73291 | 2.2836 | 2.0874 | 2.6473 | 2.1132 | -0.60597 | 2.6473 | 2.4476 | 0.040846 | 0.53445 | 0.82952 | 1.5874 | 38.5231 | 0.074736 | 0.051056 | -0.003687 | 0.074736 | 0.070651 | 1.8683 | 1.6016 | -0.59961 | 1.8683 | 1.7078 | 2.1658 | 1.7288 | -0.49576 | 2.1658 | 2.0024
102 | 0.27 | 0.25 | Southern | TX | Brownsville.Intercontinental.AP.722500 | 2 | 1578218 | 12.7648 | 21.1586 | 39.6431 | 12.7432 | 26.8999 | 974.01 | 1.0496 | 14.87 | 0.84822 | 0.2014 | 21.6972 | 0.46988 | 8.34 | 0.29937 | 0.17051 | 10.9991 | -0.87037 | -45.55 | 0.88814 | -1.7585 | -43.4646 | 1.0496 | 14.87 | 0.84822 | 0.2014 | 21.6972 | 0.94961 | 10.94 | 0.88813 | 0.061479 | 17.6975 | 0.049925 | 0.63729 | 1.0564 | 1.9792 | 48.6279 | 0.052403 | 0.023459 | -0.043454 | 0.052403 | 0.04741 | 0.74239 | 0.41638 | -2.2741 | 0.74239 | 0.54618 | 1.0832 | 0.54913 | -2.17 | 1.0832 | 0.88356 | 0.040846 | 0.52139 | 0.86423 | 1.6192 | 39.784 | 0.042872 | 0.019192 | -0.035551 | 0.042872 | 0.038787 | 0.60737 | 0.34065 | -1.8605 | 0.60737 | 0.44685 | 0.88623 | 0.44926 | -1.7753 | 0.88623 | 0.72286
103 | 0.27 | 0.3 | Southern | TX | Brownsville.Intercontinental.AP.722500 | 2 | 1578218 | 12.6149 | 21.5586 | 40.0332 | 12.5935 | 27.4397 | 989.23 | 0.65955 | -0.35 | 0.9979 | -0.33836 | 6.1926 | 0.079806 | -6.88 | 0.44906 | -0.36925 | -4.5054 | -1.2604 | -60.77 | 1.0378 | -2.2983 | -58.9691 | 0.65955 | -0.35 | 0.9979 | -0.33836 | 6.1926 | 0.55954 | -4.28 | 1.0378 | -0.47828 | 2.193 | 0.049925 | 0.6298 | 1.0763 | 1.9987 | 49.3878 | 0.032928 | 0.0039844 | -0.062928 | 0.032928 | 0.027935 | -0.017474 | -0.34349 | -3.034 | -0.017474 | -0.21368 | 0.30917 | -0.22494 | -2.9441 | 0.30917 | 0.10949 | 0.040846 | 0.51526 | 0.88057 | 1.6352 | 40.4057 | 0.02694 | 0.0032597 | -0.051483 | 0.02694 | 0.022855 | -0.014296 | -0.28102 | -2.4822 | -0.014296 | -0.17482 | 0.25294 | -0.18403 | -2.4086 | 0.25294 | 0.089574
104 | 0.27 | 0.35 | Southern | TX | Brownsville.Intercontinental.AP.722500 | 2 | 1578218 | 12.325 | 22.3686 | 40.8033 | 12.3041 | 28.4992 | 1019.15 | -0.11058 | -30.27 | 1.2873 | -1.3979 | -24.3199 | -0.69032 | -36.8 | 0.73845 | -1.4288 | -35.018 | -2.0306 | -90.69 | 1.3272 | -3.3578 | -89.4816 | -0.11058 | -30.27 | 1.2873 | -1.3979 | -24.3199 | -0.21058 | -34.2 | 1.3272 | -1.5378 | -28.3195 | 0.049925 | 0.61533 | 1.1168 | 2.0371 | 50.8815 | -0.0055206 | -0.034464 | -0.10138 | -0.0055206 | -0.010513 | -1.5112 | -1.8373 | -4.5277 | -1.5112 | -1.7075 | -1.2142 | -1.7483 | -4.4674 | -1.2142 | -1.4139 | 0.040846 | 0.50342 | 0.91366 | 1.6666 | 41.6278 | -0.0045166 | -0.028196 | -0.08294 | -0.0045166 | -0.0086013 | -1.2364 | -1.5031 | -3.7043 | -1.2364 | -1.3969 | -0.99336 | -1.4303 | -3.6549 | -0.99336 | -1.1567
105 | 0.27 | 0.4 | Southern | TX | Brownsville.Intercontinental.AP.722500 | 2 | 1578218 | 12.1851 | 22.7586 | 41.1834 | 12.1644 | 29.019 | 1033.86 | -0.49065 | -44.98 | 1.427 | -1.9177 | -39.3288 | -1.0704 | -51.51 | 0.87816 | -1.9486 | -50.0269 | -2.4106 | -105.4 | 1.4669 | -3.8776 | -104.4905 | -0.49065 | -44.98 | 1.427 | -1.9177 | -39.3288 | -0.59066 | -48.91 | 1.4669 | -2.0576 | -43.3284 | 0.049925 | 0.60835 | 1.1362 | 2.0561 | 51.6159 | -0.024496 | -0.05344 | -0.12035 | -0.024496 | -0.029489 | -2.2456 | -2.5717 | -5.2621 | -2.2456 | -2.4419 | -1.9635 | -2.4976 | -5.2167 | -1.9635 | -2.1632 | 0.040846 | 0.49771 | 0.92959 | 1.6822 | 42.2286 | -0.020041 | -0.043721 | -0.098464 | -0.020041 | -0.024126 | -1.8372 | -2.104 | -4.3051 | -1.8372 | -1.9978 | -1.6064 | -2.0434 | -4.268 | -1.6064 | -1.7698
106 | 0.26 | 0.2 | Southern | TX | Brownsville.Intercontinental.AP.722500 | 2 | 1578218 | 12.9748 | 20.3186 | 38.763 | 12.9528 | 25.8103 | 942.32 | 1.9297 | 46.56 | 0.63866 | 1.291 | 54.6271 | 1.35 | 40.03 | 0.08981 | 1.2601 | 43.929 | 0.00971 | -13.86 | 0.67857 | -0.66886 | -10.5346 | 1.9297 | 46.56 | 0.63866 | 1.291 | 54.6271 | 1.8297 | 42.63 | 0.67857 | 1.1511 | 50.6275 | 0.049925 | 0.64777 | 1.0144 | 1.9353 | 47.0458 | 0.096341 | 0.067397 | 0.00048478 | 0.096341 | 0.091348 | 2.3245 | 1.9985 | -0.69197 | 2.3245 | 2.1283 | 2.7273 | 2.1932 | -0.52595 | 2.7273 | 2.5276 | 0.040846 | 0.52996 | 0.82992 | 1.5833 | 38.4896 | 0.07882 | 0.05514 | 0.00039661 | 0.07882 | 0.074735 | 1.9018 | 1.635 | -0.56612 | 1.9018 | 1.7412 | 2.2313 | 1.7943 | -0.43029 | 2.2313 | 2.0679
107 | 0.26 | 0.25 | Southern | TX | Brownsville.Intercontinental.AP.722500 | 2 | 1578218 | 12.6449 | 21.1486 | 39.5132 | 12.6234 | 26.8897 | 972.47 | 1.1795 | 16.41 | 0.96796 | 0.21156 | 24.1462 | 0.59979 | 9.88 | 0.41912 | 0.18067 | 13.4481 | -0.74046 | -44.01 | 1.0079 | -1.7483 | -41.0156 | 1.1795 | 16.41 | 0.96796 | 0.21156 | 24.1462 | 1.0795 | 12.48 | 1.0079 | 0.07164 | 20.1466 | 0.049925 | 0.6313 | 1.0559 | 1.9727 | 48.551 | 0.058888 | 0.029945 | -0.036968 | 0.058888 | 0.053896 | 0.81928 | 0.49326 | -2.1972 | 0.81928 | 0.62307 | 1.2055 | 0.6714 | -2.0477 | 1.2055 | 1.0058 | 0.040846 | 0.51649 | 0.86383 | 1.6139 | 39.7211 | 0.048178 | 0.024499 | -0.030245 | 0.048178 | 0.044094 | 0.67028 | 0.40355 | -1.7976 | 0.67028 | 0.50975 | 0.98627 | 0.5493 | -1.6753 | 0.98627 | 0.8229
108 | 0.26 | 0.3 | Southern | TX | Brownsville.Intercontinental.AP.722500 | 2 | 1578218 | 12.435 | 21.7586 | 40.1033 | 12.4139 | 27.6894 | 995.14 | 0.58945 | -6.26 | 1.1775 | -0.58808 | 0.96205 | 0.00971 | -12.79 | 0.62868 | -0.61897 | -9.736 | -1.3305 | -66.68 | 1.2174 | -2.548 | -64.1997 | 0.58945 | -6.26 | 1.1775 | -0.58808 | 0.96205 | 0.48945 | -10.19 | 1.2174 | -0.728 | -3.0376 | 0.049925 | 0.62082 | 1.0863 | 2.0022 | 49.6828 | 0.029429 | 0.00048478 | -0.066428 | 0.029429 | 0.024436 | -0.31253 | -0.63855 | -3.329 | -0.31253 | -0.50874 | 0.048031 | -0.48608 | -3.2052 | 0.048031 | -0.15165 | 0.040846 | 0.50791 | 0.88874 | 1.638 | 40.6471 | 0.024076 | 0.00039661 | -0.054347 | 0.024076 | 0.019992 | -0.25569 | -0.52241 | -2.7236 | -0.25569 | -0.41622 | 0.039296 | -0.39767 | -2.6223 | 0.039296 | -0.12407
109 | 0.26 | 0.35 | Southern | TX | Brownsville.Intercontinental.AP.722500 | 2 | 1578218 | 12.1651 | 22.5586 | 40.8834 | 12.1445 | 28.7389 | 1024.96 | -0.19065 | -36.08 | 1.447 | -1.6376 | -29.5664 | -0.77039 | -42.61 | 0.89811 | -1.6685 | -40.2644 | -2.1106 | -96.5 | 1.4869 | -3.5975 | -94.7281 | -0.19065 | -36.08 | 1.447 | -1.6376 | -29.5664 | -0.29066 | -40.01 | 1.4869 | -1.7775 | -33.566 | 0.049925 | 0.60735 | 1.1262 | 2.0411 | 51.1716 | -0.0095183 | -0.038462 | -0.10537 | -0.0095183 | -0.014511 | -1.8013 | -2.1273 | -4.8178 | -1.8013 | -1.9975 | -1.4761 | -2.0102 | -4.7293 | -1.4761 | -1.6758 | 0.040846 | 0.49689 | 0.92142 | 1.6699 | 41.8651 | -0.0077872 | -0.031467 | -0.08621 | -0.0077872 | -0.011872 | -1.4737 | -1.7404 | -3.9416 | -1.4737 | -1.6342 | -1.2077 | -1.6446 | -3.8692 | -1.2077 | -1.371
110 | 0.26 | 0.4 | Southern | TX | Brownsville.Intercontinental.AP.722500 | 2 | 1578218 | 12.0751 | 22.7686 | 41.0834 | 12.0546 | 29.0288 | 1033.04 | -0.39068 | -44.16 | 1.5368 | -1.9275 | -37.7259 | -0.97042 | -50.69 | 0.98793 | -1.9583 | -48.424 | -2.3107 | -104.58 | 1.5767 | -3.8874 | -102.8877 | -0.39068 | -44.16 | 1.5368 | -1.9275 | -37.7259 | -0.49068 | -48.09 | 1.5767 | -2.0674 | -41.7256 | 0.049925 | 0.60286 | 1.1367 | 2.0511 | 51.575 | -0.019505 | -0.048449 | -0.11536 | -0.019505 | -0.024498 | -2.2047 | -2.5307 | -5.2212 | -2.2047 | -2.4009 | -1.8835 | -2.4176 | -5.1367 | -1.8835 | -2.0832 | 0.040846 | 0.49322 | 0.93 | 1.6781 | 42.1951 | -0.015958 | -0.039637 | -0.094381 | -0.015958 | -0.020042 | -1.8037 | -2.0705 | -4.2716 | -1.8037 | -1.9643 | -1.5409 | -1.9779 | -4.2025 | -1.5409 | -1.7043
111 | 0.25 | 0.2 | Southern | TX | Brownsville.Intercontinental.AP.722500 | 2 | 1578218 | 12.8548 | 20.3186 | 38.6431 | 12.833 | 25.8101 | 941.09 | 2.0496 | 47.79 | 0.7584 | 1.2912 | 56.7416 | 1.4699 | 41.26 | 0.20956 | 1.2604 | 46.0435 | 0.12966 | -12.63 | 0.79832 | -0.66866 | -8.4202 | 2.0496 | 47.79 | 0.7584 | 1.2912 | 56.7416 | 1.9496 | 43.86 | 0.79832 | 1.1513 | 52.7419 | 0.049925 | 0.64178 | 1.0144 | 1.9293 | 46.9843 | 0.10233 | 0.073386 | 0.0064734 | 0.10233 | 0.097337 | 2.3859 | 2.0599 | -0.63056 | 2.3859 | 2.1897 | 2.8328 | 2.2987 | -0.42038 | 2.8328 | 2.6332 | 0.040846 | 0.52506 | 0.82992 | 1.5784 | 38.4394 | 0.083719 | 0.060039 | 0.0052961 | 0.083719 | 0.079634 | 1.952 | 1.6853 | -0.51588 | 1.952 | 1.7915 | 2.3176 | 1.8807 | -0.34393 | 2.3176 | 2.1543
112 | 0.25 | 0.25 | Southern | TX | Brownsville.Intercontinental.AP.722500 | 2 | 1578218 | 12.535 | 21.1486 | 39.4032 | 12.5137 | 26.8895 | 971.35 | 1.2895 | 17.53 | 1.0777 | 0.21177 | 26.0851 | 0.70976 | 11 | 0.52889 | 0.18087 | 15.387 | -0.63049 | -42.89 | 1.1177 | -1.7481 | -39.0767 | 1.2895 | 17.53 | 1.0777 | 0.21177 | 26.0851 | 1.1895 | 13.6 | 1.1177 | 0.071844 | 22.0854 | 0.049925 | 0.62581 | 1.0559 | 1.9672 | 48.4951 | 0.064379 | 0.035435 | -0.031477 | 0.064379 | 0.059386 | 0.87519 | 0.54918 | -2.1413 | 0.87519 | 0.67899 | 1.3023 | 0.7682 | -1.9509 | 1.3023 | 1.1026 | 0.040846 | 0.512 | 0.86383 | 1.6094 | 39.6753 | 0.05267 | 0.028991 | -0.025753 | 0.05267 | 0.048586 | 0.71602 | 0.4493 | -1.7519 | 0.71602 | 0.5555 | 1.0655 | 0.62849 | -1.5961 | 1.0655 | 0.90209
113 | 0.25 | 0.3 | Southern | TX | Brownsville.Intercontinental.AP.722500 | 2 | 1578218 | 12.2551 | 21.9786 | 40.2033 | 12.2343 | 27.969 | 1001.98 | 0.48942 | -13.1 | 1.3571 | -0.86773 | -5.2745 | -0.090321 | -19.63 | 0.8083 | -0.89862 | -15.9726 | -1.4306 | -73.52 | 1.3971 | -2.8276 | -70.4363 | 0.48942 | -13.1 | 1.3571 | -0.86773 | -5.2745 | 0.38941 | -17.03 | 1.3971 | -1.0077 | -9.2742 | 0.049925 | 0.61184 | 1.0973 | 2.0072 | 50.0243 | 0.024434 | -0.0045093 | -0.071422 | 0.024434 | 0.019442 | -0.65402 | -0.98004 | -3.6705 | -0.65402 | -0.85023 | -0.26333 | -0.79744 | -3.5166 | -0.26333 | -0.46302 | 0.040846 | 0.50056 | 0.89773 | 1.6421 | 40.9264 | 0.019991 | -0.0036892 | -0.058432 | 0.019991 | 0.015906 | -0.53508 | -0.8018 | -3.003 | -0.53508 | -0.6956 | -0.21544 | -0.65241 | -2.877 | -0.21544 | -0.37881
114 | 0.25 | 0.35 | Southern | TX | Brownsville.Intercontinental.AP.722500 | 2 | 1578218 | 11.9852 | 22.8086 | 41.0134 | 11.9648 | 29.0486 | 1032.74 | -0.32072 | -43.86 | 1.6266 | -1.9473 | -36.8125 | -0.90046 | -50.39 | 1.0777 | -1.9782 | -47.5106 | -2.2407 | -104.28 | 1.6665 | -3.9072 | -101.9743 | -0.32072 | -43.86 | 1.6266 | -1.9473 | -36.8125 | -0.42073 | -47.79 | 1.6665 | -2.0872 | -40.8122 | 0.049925 | 0.59837 | 1.1387 | 2.0476 | 51.56 | -0.016012 | -0.044956 | -0.11187 | -0.016012 | -0.021005 | -2.1897 | -2.5157 | -5.2062 | -2.1897 | -2.3859 | -1.8379 | -2.372 | -5.0911 | -1.8379 | -2.0376 | 0.040846 | 0.48954 | 0.93163 | 1.6752 | 42.1829 | -0.0131 | -0.03678 | -0.091523 | -0.0131 | -0.017185 | -1.7915 | -2.0582 | -4.2594 | -1.7915 | -1.952 | -1.5036 | -1.9406 | -4.1652 | -1.5036 | -1.667
115 | 0.25 | 0.4 | Southern | TX | Brownsville.Intercontinental.AP.722500 | 2 | 1578218 | 11.9552 | 22.7686 | 40.9535 | 11.9349 | 29.0186 | 1031.49 | -0.26077 | -42.61 | 1.6565 | -1.9173 | -35.2769 | -0.84051 | -49.14 | 1.1077 | -1.9482 | -45.975 | -2.1808 | -103.03 | 1.6964 | -3.8772 | -100.4387 | -0.26077 | -42.61 | 1.6565 | -1.9173 | -35.2769 | -0.36078 | -46.54 | 1.6964 | -2.0572 | -39.2766 | 0.049925 | 0.59687 | 1.1367 | 2.0446 | 51.4976 | -0.013019 | -0.041963 | -0.10888 | -0.013019 | -0.018012 | -2.1273 | -2.4533 | -5.1438 | -2.1273 | -2.3235 | -1.7612 | -2.2953 | -5.0144 | -1.7612 | -1.9609 | 0.040846 | 0.48832 | 0.93 | 1.6728 | 42.1318 | -0.010651 | -0.034331 | -0.089074 | -0.010651 | -0.014736 | -1.7404 | -2.0072 | -4.2083 | -1.7404 | -1.901 | -1.4409 | -1.8779 | -4.1025 | -1.4409 | -1.6043
116 | 0.24 | 0.2 | Southern | TX | Brownsville.Intercontinental.AP.722500 | 2 | 1578218 | 12.7349 | 20.3086 | 38.5031 | 12.7133 | 25.7899 | 939.24 | 2.1896 | 49.64 | 0.87815 | 1.3114 | 59.5274 | 1.6098 | 43.11 | 0.32931 | 1.2805 | 48.8293 | 0.26959 | -10.78 | 0.91807 | -0.64848 | -5.6344 | 2.1896 | 49.64 | 0.87815 | 1.3114 | 59.5274 | 2.0896 | 45.71 | 0.91807 | 1.1715 | 55.5277 | 0.049925 | 0.63579 | 1.0139 | 1.9223 | 46.892 | 0.10932 | 0.080372 | 0.013459 | 0.10932 | 0.10432 | 2.4783 | 2.1523 | -0.5382 | 2.4783 | 2.2821 | 2.9719 | 2.4378 | -0.2813 | 2.9719 | 2.7722 | 0.040846 | 0.52016 | 0.82952 | 1.5727 | 38.3638 | 0.089435 | 0.065755 | 0.011012 | 0.089435 | 0.08535 | 2.0276 | 1.7609 | -0.44032 | 2.0276 | 1.8671 | 2.4314 | 1.9945 | -0.23014 | 2.4314 | 2.2681
117 | 0.24 | 0.25 | Southern | TX | Brownsville.Intercontinental.AP.722500 | 2 | 1578218 | 12.415 | 21.1486 | 39.2733 | 12.3939 | 26.8794 | 969.8 | 1.4194 | 19.08 | 1.1975 | 0.22193 | 28.5341 | 0.83967 | 12.55 | 0.64864 | 0.19103 | 17.836 | -0.50058 | -41.34 | 1.2374 | -1.738 | -36.6276 | 1.4194 | 19.08 | 1.1975 | 0.22193 | 28.5341 | 1.3194 | 15.15 | 1.2374 | 0.082005 | 24.5345 | 0.049925 | 0.61983 | 1.0559 | 1.9607 | 48.4177 | 0.070865 | 0.041921 | -0.024992 | 0.070865 | 0.065872 | 0.95258 | 0.62656 | -2.0639 | 0.95258 | 0.75637 | 1.4246 | 0.89047 | -1.8287 | 1.4246 | 1.2249 | 0.040846 | 0.5071 | 0.86383 | 1.6041 | 39.612 | 0.057977 | 0.034297 | -0.020446 | 0.057977 | 0.053892 | 0.77933 | 0.51261 | -1.6886 | 0.77933 | 0.61881 | 1.1655 | 0.72852 | -1.4961 | 1.1655 | 1.0021
118 | 0.24 | 0.3 | Southern | TX | Brownsville.Intercontinental.AP.722500 | 2 | 1578218 | 12.1351 | 21.9786 | 40.0734 | 12.1145 | 27.9589 | 1000.44 | 0.61933 | -11.56 | 1.4769 | -0.85757 | -2.8255 | 0.039587 | -18.09 | 0.92805 | -0.88846 | -13.5236 | -1.3007 | -71.98 | 1.5168 | -2.8175 | -67.9872 | 0.61933 | -11.56 | 1.4769 | -0.85757 | -2.8255 | 0.51932 | -15.49 | 1.5168 | -0.99749 | -6.8251 | 0.049925 | 0.60585 | 1.0973 | 2.0007 | 49.9474 | 0.03092 | 0.0019764 | -0.064936 | 0.03092 | 0.025927 | -0.57714 | -0.90315 | -3.5936 | -0.57714 | -0.77335 | -0.14106 | -0.67517 | -3.3943 | -0.14106 | -0.34075 | 0.040846 | 0.49567 | 0.89773 | 1.6368 | 40.8635 | 0.025297 | 0.001617 | -0.053126 | 0.025297 | 0.021212 | -0.47217 | -0.7389 | -2.9401 | -0.47217 | -0.6327 | -0.11541 | -0.55238 | -2.777 | -0.11541 | -0.27878
119 | 0.24 | 0.35 | Southern | TX | Brownsville.Intercontinental.AP.722500 | 2 | 1578218 | 11.8752 | 22.8086 | 40.9035 | 11.8551 | 29.0484 | 1031.61 | -0.21077 | -42.73 | 1.7364 | -1.9471 | -34.8744 | -0.79051 | -49.26 | 1.1875 | -1.978 | -45.5725 | -2.1308 | -103.15 | 1.7763 | -3.907 | -100.0362 | -0.21077 | -42.73 | 1.7364 | -1.9471 | -34.8744 | -0.31078 | -46.66 | 1.7763 | -2.087 | -38.8741 | 0.049925 | 0.59288 | 1.1387 | 2.0421 | 51.5036 | -0.010523 | -0.039467 | -0.10638 | -0.010523 | -0.015516 | -2.1333 | -2.4593 | -5.1498 | -2.1333 | -2.3295 | -1.7411 | -2.2752 | -4.9944 | -1.7411 | -1.9408 | 0.040846 | 0.48505 | 0.93163 | 1.6707 | 42.1367 | -0.0086091 | -0.032289 | -0.087032 | -0.0086091 | -0.012694 | -1.7453 | -2.0121 | -4.2132 | -1.7453 | -1.9059 | -1.4245 | -1.8614 | -4.086 | -1.4245 | -1.5878
120 | 0.24 | 0.4 | Southern | TX | Brownsville.Intercontinental.AP.722500 | 2 | 1578218 | 11.8452 | 22.7786 | 40.8535 | 11.8251 | 29.0284 | 1030.67 | -0.1608 | -41.79 | 1.7663 | -1.9271 | -33.6741 | -0.74054 | -48.32 | 1.2174 | -1.958 | -44.3722 | -2.0808 | -102.21 | 1.8062 | -3.887 | -98.8359 | -0.1608 | -41.79 | 1.7663 | -1.9271 | -33.6741 | -0.2608 | -45.72 | 1.8062 | -2.067 | -37.6738 | 0.049925 | 0.59138 | 1.1372 | 2.0396 | 51.4567 | -0.0080279 | -0.036972 | -0.10388 | -0.0080279 | -0.013021 | -2.0864 | -2.4124 | -5.1029 | -2.0864 | -2.2826 | -1.6812 | -2.2153 | -4.9344 | -1.6812 | -1.8809 | 0.040846 | 0.48383 | 0.9304 | 1.6687 | 42.0983 | -0.0065679 | -0.030248 | -0.084991 | -0.0065679 | -0.010653 | -1.7069 | -1.9737 | -4.1748 | -1.7069 | -1.8675 | -1.3754 | -1.8124 | -4.037 | -1.3754 | -1.5388
121 | 0.22 | 0.2 | Southern | TX | Brownsville.Intercontinental.AP.722500 | 2 | 1578218 | 12.505 | 20.2986 | 38.2532 | 12.4837 | 25.7695 | 936.28 | 2.4395 | 52.6 | 1.1077 | 1.3318 | 64.252 | 1.8597 | 46.07 | 0.55882 | 1.3009 | 53.554 | 0.51949 | -7.82 | 1.1476 | -0.62809 | -0.90972 | 2.4395 | 52.6 | 1.1077 | 1.3318 | 64.252 | 2.3395 | 48.67 | 1.1476 | 1.1919 | 60.2524 | 0.049925 | 0.62432 | 1.0134 | 1.9098 | 46.7442 | 0.12179 | 0.092848 | 0.025936 | 0.12179 | 0.1168 | 2.6261 | 2.3001 | -0.39042 | 2.6261 | 2.4299 | 3.2078 | 2.6737 | -0.045418 | 3.2078 | 3.0081 | 0.040846 | 0.51077 | 0.82911 | 1.5625 | 38.2429 | 0.099642 | 0.075962 | 0.021219 | 0.099642 | 0.095557 | 2.1485 | 1.8818 | -0.31941 | 2.1485 | 1.988 | 2.6244 | 2.1874 | -0.037158 | 2.6244 | 2.461
122 | 0.22 | 0.25 | Southern | TX | Brownsville.Intercontinental.AP.722500 | 2 | 1578218 | 12.1851 | 21.1486 | 39.0334 | 12.1644 | 26.869 | 967.14 | 1.6593 | 21.74 | 1.427 | 0.23229 | 32.9221 | 1.0796 | 15.21 | 0.87815 | 0.2014 | 22.224 | -0.26069 | -38.68 | 1.4669 | -1.7276 | -32.2397 | 1.6593 | 21.74 | 1.427 | 0.23229 | 32.9221 | 1.5593 | 17.81 | 1.4669 | 0.092371 | 28.9224 | 0.049925 | 0.60835 | 1.0559 | 1.9488 | 48.2849 | 0.082841 | 0.053897 | -0.013015 | 0.082841 | 0.077848 | 1.0854 | 0.75937 | -1.9311 | 1.0854 | 0.88917 | 1.6436 | 1.1095 | -1.6096 | 1.6436 | 1.444 | 0.040846 | 0.49771 | 0.86383 | 1.5943 | 39.5034 | 0.067775 | 0.044095 | -0.010648 | 0.067775 | 0.06369 | 0.88798 | 0.62126 | -1.5799 | 0.88798 | 0.72746 | 1.3447 | 0.90775 | -1.3168 | 1.3447 | 1.1814
123 | 0.22 | 0.3 | Southern | TX | Brownsville.Intercontinental.AP.722500 | 2 | 1578218 | 11.9052 | 21.9786 | 39.8335 | 11.885 | 27.9485 | 997.78 | 0.85919 | -8.9 | 1.7064 | -0.84722 | 1.5618 | 0.27945 | -15.43 | 1.1576 | -0.87812 | -9.1363 | -1.0608 | -69.32 | 1.7463 | -2.8071 | -63.6 | 0.85919 | -8.9 | 1.7064 | -0.84722 | 1.5618 | 0.75918 | -12.83 | 1.7463 | -0.98715 | -2.4379 | 0.049925 | 0.59437 | 1.0973 | 1.9887 | 49.8146 | 0.042895 | 0.013952 | -0.052961 | 0.042895 | 0.037903 | -0.44434 | -0.77035 | -3.4608 | -0.44434 | -0.64054 | 0.077972 | -0.45614 | -3.1753 | 0.077972 | -0.12171 | 0.040846 | 0.48628 | 0.89773 | 1.627 | 40.7549 | 0.035094 | 0.011414 | -0.043329 | 0.035094 | 0.031009 | -0.36353 | -0.63025 | -2.8314 | -0.36353 | -0.52405 | 0.063791 | -0.37318 | -2.5978 | 0.063791 | -0.099577
124 | 0.22 | 0.35 | Southern | TX | Brownsville.Intercontinental.AP.722500 | 2 | 1578218 | 11.6453 | 22.8186 | 40.6736 | 11.6255 | 29.0481 | 1029.24 | 0.019109 | -40.36 | 1.9659 | -1.9468 | -30.8226 | -0.56063 | -46.89 | 1.417 | -1.9777 | -41.5207 | -1.9009 | -100.78 | 2.0058 | -3.9067 | -95.9844 | 0.019109 | -40.36 | 1.9659 | -1.9468 | -30.8226 | -0.080896 | -44.29 | 2.0058 | -2.0867 | -34.8222 | 0.049925 | 0.5814 | 1.1392 | 2.0306 | 51.3853 | 0.00095403 | -0.02799 | -0.094902 | 0.00095403 | -0.0040388 | -2.015 | -2.341 | -5.0315 | -2.015 | -2.2112 | -1.5388 | -2.0729 | -4.7921 | -1.5388 | -1.7385 | 0.040846 | 0.47566 | 0.93204 | 1.6613 | 42.0399 | 0.00078052 | -0.022899 | -0.077642 | 0.00078052 | -0.0033042 | -1.6485 | -1.9152 | -4.1164 | -1.6485 | -1.8091 | -1.259 | -1.6959 | -3.9205 | -1.259 | -1.4223
125 | 0.22 | 0.4 | Southern | TX | Brownsville.Intercontinental.AP.722500 | 2 | 1578218 | 11.6154 | 22.7886 | 40.6236 | 11.5956 | 29.028 | 1028.3 | 0.069084 | -39.42 | 1.9958 | -1.9267 | -29.6223 | -0.51066 | -45.95 | 1.447 | -1.9576 | -40.3204 | -1.8509 | -99.84 | 2.0357 | -3.8866 | -94.7841 | 0.069084 | -39.42 | 1.9958 | -1.9267 | -29.6223 | -0.030921 | -43.35 | 2.0357 | -2.0666 | -33.622 | 0.049925 | 0.5799 | 1.1377 | 2.0282 | 51.3383 | 0.003449 | -0.025495 | -0.092407 | 0.003449 | -0.0015437 | -1.9681 | -2.2941 | -4.9846 | -1.9681 | -2.1643 | -1.4789 | -2.013 | -4.7321 | -1.4789 | -1.6786 | 0.040846 | 0.47444 | 0.93081 | 1.6593 | 42.0015 | 0.0028218 | -0.020858 | -0.075601 | 0.0028218 | -0.001263 | -1.6101 | -1.8769 | -4.078 | -1.6101 | -1.7707 | -1.2099 | -1.6469 | -3.8715 | -1.2099 | -1.3733
126 | 0.2 | 0.2 | Southern | TX | Brownsville.Intercontinental.AP.722500 | 2 | 1578218 | 12.2651 | 20.2986 | 38.0033 | 12.2442 | 25.7591 | 933.5 | 2.6894 | 55.38 | 1.3472 | 1.3422 | 68.817 | 2.1096 | 48.85 | 0.79832 | 1.3113 | 58.1189 | 0.7694 | -5.04 | 1.3871 | -0.61769 | 3.6552 | 2.6894 | 55.38 | 1.3472 | 1.3422 | 68.817 | 2.5894 | 51.45 | 1.3871 | 1.2023 | 64.8174 | 0.049925 | 0.61234 | 1.0134 | 1.8973 | 46.6054 | 0.13427 | 0.10533 | 0.038413 | 0.13427 | 0.12928 | 2.7649 | 2.4389 | -0.25162 | 2.7649 | 2.5687 | 3.4357 | 2.9016 | 0.18249 | 3.4357 | 3.236 | 0.040846 | 0.50097 | 0.82911 | 1.5523 | 38.1293 | 0.10985 | 0.08617 | 0.031427 | 0.10985 | 0.10576 | 2.262 | 1.9953 | -0.20586 | 2.262 | 2.1015 | 2.8109 | 2.3739 | 0.1493 | 2.8109 | 2.6475
127 | 0.2 | 0.25 | Southern | TX | Brownsville.Intercontinental.AP.722500 | 2 | 1578218 | 11.9552 | 21.1486 | 38.7935 | 11.9349 | 26.8586 | 964.46 | 1.8992 | 24.42 | 1.6565 | 0.24268 | 37.3107 | 1.3195 | 17.89 | 1.1077 | 0.21179 | 26.6126 | -0.020791 | -36 | 1.6964 | -1.7172 | -27.8511 | 1.8992 | 24.42 | 1.6565 | 0.24268 | 37.3107 | 1.7992 | 20.49 | 1.6964 | 0.10276 | 33.3111 | 0.049925 | 0.59687 | 1.0559 | 1.9368 | 48.1511 | 0.094818 | 0.065874 | -0.001038 | 0.094818 | 0.089825 | 1.2192 | 0.89317 | -1.7973 | 1.2192 | 1.023 | 1.8628 | 1.3286 | -1.3905 | 1.8628 | 1.6631 | 0.040846 | 0.48832 | 0.86383 | 1.5845 | 39.3939 | 0.077574 | 0.053894 | -0.00084922 | 0.077574 | 0.073489 | 0.99745 | 0.73073 | -1.4704 | 0.99745 | 0.83693 | 1.524 | 1.087 | -1.1376 | 1.524 | 1.3606
128 | 0.2 | 0.3 | Southern | TX | Brownsville.Intercontinental.AP.722500 | 2 | 1578218 | 11.6753 | 21.9886 | 39.6136 | 11.6555 | 27.9581 | 995.72 | 1.0791 | -6.84 | 1.9359 | -0.8568 | 5.2797 | 0.49939 | -13.37 | 1.3871 | -0.88769 | -5.4184 | -0.84085 | -67.26 | 1.9759 | -2.8167 | -59.8821 | 1.0791 | -6.84 | 1.9359 | -0.8568 | 5.2797 | 0.97913 | -10.77 | 1.9758 | -0.99672 | 1.28 | 0.049925 | 0.5829 | 1.0978 | 1.9777 | 49.7118 | 0.053876 | 0.024933 | -0.04198 | 0.053876 | 0.048884 | -0.34149 | -0.6675 | -3.358 | -0.34149 | -0.5377 | 0.26359 | -0.27052 | -2.9896 | 0.26359 | 0.063905 | 0.040846 | 0.47689 | 0.89814 | 1.618 | 40.6708 | 0.044078 | 0.020398 | -0.034345 | 0.044078 | 0.039993 | -0.27938 | -0.54611 | -2.7473 | -0.27938 | -0.43991 | 0.21565 | -0.22132 | -2.4459 | 0.21565 | 0.052283
129 | 0.2 | 0.35 | Southern | TX | Brownsville.Intercontinental.AP.722500 | 2 | 1578218 | 11.4055 | 22.8286 | 40.4337 | 11.386 | 29.0477 | 1026.74 | 0.25899 | -37.86 | 2.2054 | -1.9464 | -26.5945 | -0.32075 | -44.39 | 1.6565 | -1.9773 | -37.2925 | -1.661 | -98.28 | 2.2453 | -3.9063 | -91.7562 | 0.25899 | -37.86 | 2.2054 | -1.9464 | -26.5945 | 0.15898 | -41.79 | 2.2453 | -2.0863 | -30.5941 | 0.049925 | 0.56942 | 1.1397 | 2.0187 | 51.2605 | 0.01293 | -0.016014 | -0.082926 | 0.01293 | 0.0079374 | -1.8902 | -2.2162 | -4.9067 | -1.8902 | -2.0864 | -1.3277 | -1.8618 | -4.581 | -1.3277 | -1.5274 | 0.040846 | 0.46586 | 0.93245 | 1.6515 | 41.9378 | 0.010579 | -0.013101 | -0.067844 | 0.010579 | 0.0064938 | -1.5464 | -1.8131 | -4.0143 | -1.5464 | -1.7069 | -1.0863 | -1.5232 | -3.7478 | -1.0863 | -1.2496
130 | 0.2 | 0.4 | Southern | TX | Brownsville.Intercontinental.AP.722500 | 2 | 1578218 | 11.3855 | 22.7986 | 40.4037 | 11.3661 | 29.0376 | 1026.24 | 0.28899 | -37.36 | 2.2253 | -1.9363 | -25.9058 | -0.29075 | -43.89 | 1.6765 | -1.9672 | -36.6039 | -1.631 | -97.78 | 2.2652 | -3.8962 | -91.0676 | 0.28899 | -37.36 | 2.2253 | -1.9363 | -25.9058 | 0.18898 | -41.29 | 2.2652 | -2.0763 | -29.9055 | 0.049925 | 0.56842 | 1.1382 | 2.0172 | 51.2355 | 0.014428 | -0.014516 | -0.081428 | 0.014428 | 0.009435 | -1.8652 | -2.1912 | -4.8817 | -1.8652 | -2.0614 | -1.2934 | -1.8275 | -4.5466 | -1.2934 | -1.493 | 0.040846 | 0.46505 | 0.93122 | 1.6503 | 41.9174 | 0.011804 | -0.011876 | -0.066619 | 0.011804 | 0.0077191 | -1.526 | -1.7927 | -3.9939 | -1.526 | -1.6865 | -1.0581 | -1.4951 | -3.7197 | -1.0581 | -1.2215
Double | Double | Double | Southern | TX | Brownsville.Intercontinental.AP.722500 | 2 | 1578218 | 14.0442 | 25.1186 | 46.2325 | 14.0205 | 32.212 | 1151.86 | -5.5398 | -162.98 | -0.42909 | -5.1107 | -179.3007 | -6.1195 | -169.51 | -0.97794 | -5.1416 | -189.9988 | -7.4598 | -223.4 | -0.38917 | -7.0706 | -244.4625 | -5.5398 | -162.98 | -0.42909 | -5.1107 | -179.3007 | -5.6398 | -166.91 | -0.38918 | -5.2506 | -183.3004 | 0.049925 | 0.70116 | 1.2541 | 2.3082 | 57.5071 | -0.27658 | -0.30552 | -0.37243 | -0.27658 | -0.28157 | -8.1369 | -8.4629 | -11.1533 | -8.1369 | -8.3331 | -8.9517 | -9.4858 | -12.2049 | -8.9517 | -9.1514 | 0.040846 | 0.57364 | 1.026 | 1.8884 | 47.0484 | -0.22627 | -0.24995 | -0.3047 | -0.22627 | -0.23036 | -6.657 | -6.9237 | -9.1249 | -6.657 | -6.8175 | -7.3236 | -7.7606 | -9.9852 | -7.3236 | -7.487
Single | Single | Single | Southern | TX | Brownsville.Intercontinental.AP.722500 | 2 | 1578218 | 17.6124 | 28.0587 | 53.8308 | 17.583 | 36.2478 | 1312.92 | -13.1381 | -324.04 | -3.9916 | -9.1465 | -377.6296 | -13.7178 | -330.57 | -4.5404 | -9.1774 | -388.3277 | -15.0581 | -384.46 | -3.9517 | -11.1064 | -442.7914 | -13.1381 | -324.04 | -3.9916 | -9.1465 | -377.6296 | -13.2381 | -327.97 | -3.9517 | -9.2864 | -381.6293 | 0.049925 | 0.87931 | 1.4008 | 2.6875 | 65.5481 | -0.65593 | -0.68487 | -0.75178 | -0.65593 | -0.66092 | -16.1778 | -16.5039 | -19.1943 | -16.1778 | -16.3741 | -18.8533 | -19.3874 | -22.1066 | -18.8533 | -19.053 | 0.040846 | 0.71939 | 1.1461 | 2.1988 | 53.627 | -0.53663 | -0.56031 | -0.61506 | -0.53663 | -0.54072 | -13.2356 | -13.5023 | -15.7035 | -13.2356 | -13.3961 | -15.4245 | -15.8615 | -18.0861 | -15.4245 | -15.5879
1 | 0.35 | 0.47 | South/Central | SC | Charleston.Intl.AP.722080 | 3 | 1030593 | 28.7122 | 15.0887 | 49.0521 | 28.6439 | 20.4082 | 1047.14 | -0.21307 | -64.15 | 2.5998 | -2.8129 | -79.276 | -1.4232 | -78.4 | 1.3807 | -2.8039 | -94.6464 | -1.2284 | -109.88 | 3.1177 | -4.346 | -134.0877 | -0.21307 | -64.15 | 2.5998 | -2.8129 | -79.276 | -0.17256 | -66.36 | 2.7611 | -2.9336 | -82.0391 | 0.014077 | 0.40418 | 0.2124 | 0.6905 | 14.7404 | -0.0029993 | -0.020034 | -0.017291 | -0.0029993 | -0.0024291 | -0.90303 | -1.1036 | -1.5468 | -0.90303 | -0.93414 | -1.116 | -1.3323 | -1.8875 | -1.116 | -1.1549 | 0.014077 | 0.40418 | 0.2124 | 0.6905 | 14.7404 | -0.0029993 | -0.020034 | -0.017291 | -0.0029993 | -0.0024291 | -0.90303 | -1.1036 | -1.5468 | -0.90303 | -0.93414 | -1.116 | -1.3323 | -1.8875 | -1.116 | -1.1549
2 | 0.35 | 0.42 | South/Central | SC | Charleston.Intl.AP.722080 | 3 | 1030593 | 29.4265 | 14.3962 | 48.8633 | 29.3565 | 19.5068 | 1025.14 | -0.024307 | -42.15 | 1.8871 | -1.9114 | -52.3163 | -1.2345 | -56.4 | 0.668 | -1.9025 | -67.6867 | -1.0396 | -87.88 | 2.405 | -3.4446 | -107.128 | -0.024307 | -42.15 | 1.8871 | -1.9114 | -52.3163 | 0.016203 | -44.36 | 2.0484 | -2.0322 | -55.0794 | 0.014077 | 0.41423 | 0.20265 | 0.68784 | 14.4307 | -0.00034216 | -0.017377 | -0.014634 | -0.00034216 | 0.00022809 | -0.59334 | -0.79393 | -1.2371 | -0.59334 | -0.62445 | -0.73645 | -0.95281 | -1.508 | -0.73645 | -0.77534 | 0.014077 | 0.41423 | 0.20265 | 0.68784 | 14.4307 | -0.00034216 | -0.017377 | -0.014634 | -0.00034216 | 0.00022809 | -0.59334 | -0.79393 | -1.2371 | -0.59334 | -0.62445 | -0.73645 | -0.95281 | -1.508 | -0.73645 | -0.77534
3 | 0.35 | 0.37 | South/Central | SC | Charleston.Intl.AP.722080 | 3 | 1030593 | 30.1607 | 13.7845 | 48.7954 | 30.089 | 18.7064 | 1006.81 | 0.043566 | -23.82 | 1.1546 | -1.1111 | -29.6656 | -1.1666 | -38.07 | -0.064501 | -1.1021 | -45.036 | -0.97172 | -69.55 | 1.6725 | -2.6442 | -84.4773 | 0.043566 | -23.82 | 1.1546 | -1.1111 | -29.6656 | 0.084076 | -26.03 | 1.3159 | -1.2318 | -32.4287 | 0.014077 | 0.42457 | 0.19404 | 0.68689 | 14.1727 | 0.00061327 | -0.016422 | -0.013679 | 0.00061327 | 0.0011835 | -0.33531 | -0.53591 | -0.97904 | -0.33531 | -0.36642 | -0.4176 | -0.63396 | -1.1892 | -0.4176 | -0.45649 | 0.014077 | 0.42457 | 0.19404 | 0.68689 | 14.1727 | 0.00061327 | -0.016422 | -0.013679 | 0.00061327 | 0.0011835 | -0.33531 | -0.53591 | -0.97904 | -0.33531 | -0.36642 | -0.4176 | -0.63396 | -1.1892 | -0.4176 | -0.45649
4 | 0.35 | 0.32 | South/Central | SC | Charleston.Intl.AP.722080 | 3 | 1030593 | 30.9758 | 13.1636 | 48.7991 | 30.9021 | 17.8969 | 989.13 | 0.039921 | -6.14 | 0.34154 | -0.30162 | -7.6908 | -1.1702 | -20.39 | -0.87759 | -0.29264 | -23.0612 | -0.97536 | -51.87 | 0.85943 | -1.8348 | -62.5025 | 0.039921 | -6.14 | 0.34154 | -0.30162 | -7.6908 | 0.080431 | -8.35 | 0.50283 | -0.4224 | -10.4539 | 0.014077 | 0.43604 | 0.1853 | 0.68694 | 13.9238 | 0.00056197 | -0.016473 | -0.01373 | 0.00056197 | 0.0011322 | -0.086432 | -0.28703 | -0.73017 | -0.086432 | -0.11754 | -0.10826 | -0.32463 | -0.87984 | -0.10826 | -0.14716 | 0.014077 | 0.43604 | 0.1853 | 0.68694 | 13.9238 | 0.00056197 | -0.016473 | -0.01373 | 0.00056197 | 0.0011322 | -0.086432 | -0.28703 | -0.73017 | -0.086432 | -0.11754 | -0.10826 | -0.32463 | -0.87984 | -0.10826 | -0.14716
5 | 0.35 | 0.27 | South/Central | SC | Charleston.Intl.AP.722080 | 3 | 1030593 | 31.5194 | 12.8008 | 48.8488 | 31.4445 | 17.4043 | 978.91 | -0.0098158 | 4.08 | -0.20083 | 0.19101 | 5.0701 | -1.22 | -10.17 | -1.42 | 0.2 | -10.3003 | -1.0251 | -41.65 | 0.31706 | -1.3422 | -49.7416 | -0.0098158 | 4.08 | -0.20083 | 0.19101 | 5.0701 | 0.030694 | 1.87 | -0.039546 | 0.07024 | 2.307 | 0.014077 | 0.44369 | 0.18019 | 0.68764 | 13.78 | -0.00013818 | -0.017173 | -0.01443 | -0.00013818 | 0.00043207 | 0.057434 | -0.14316 | -0.5863 | 0.057434 | 0.026324 | 0.071371 | -0.145 | -0.70021 | 0.071371 | 0.032475 | 0.014077 | 0.44369 | 0.18019 | 0.68764 | 13.78 | -0.00013818 | -0.017173 | -0.01443 | -0.00013818 | 0.00043207 | 0.057434 | -0.14316 | -0.5863 | 0.057434 | 0.026324 | 0.071371 | -0.145 | -0.70021 | 0.071371 | 0.032475
6 | 0.35 | 0.23 | South/Central | SC | Charleston.Intl.AP.722080 | 3 | 1030593 | 31.8523 | 12.6105 | 48.9014 | 31.7766 | 17.1248 | 973.4 | -0.062455 | 9.59 | -0.53294 | 0.47048 | 11.994 | -1.2726 | -4.66 | -1.7521 | 0.47946 | -3.3764 | -1.0777 | -36.14 | -0.01505 | -1.0627 | -42.8177 | -0.062455 | 9.59 | -0.53294 | 0.47048 | 11.994 | -0.021946 | 7.38 | -0.37165 | 0.34971 | 9.2309 | 0.014077 | 0.44838 | 0.17752 | 0.68838 | 13.7024 | -0.00087917 | -0.017914 | -0.015171 | -0.00087917 | -0.00030892 | 0.135 | -0.065598 | -0.50874 | 0.135 | 0.10389 | 0.16884 | -0.047529 | -0.60274 | 0.16884 | 0.12994 | 0.014077 | 0.44838 | 0.17752 | 0.68838 | 13.7024 | -0.00087917 | -0.017914 | -0.015171 | -0.00087917 | -0.00030892 | 0.135 | -0.065598 | -0.50874 | 0.135 | 0.10389 | 0.16884 | -0.047529 | -0.60274 | 0.16884 | 0.12994
7 | 0.35 | 0.19 | South/Central | SC | Charleston.Intl.AP.722080 | 3 | 1030593 | 32.6567 | 12.0873 | 49.0119 | 32.5791 | 16.4328 | 959.55 | -0.17295 | 23.44 | -1.3355 | 1.1625 | 29.3955 | -1.3831 | 9.19 | -2.5546 | 1.1715 | 14.0251 | -1.1882 | -22.29 | -0.81757 | -0.37066 | -25.4162 | -0.17295 | 23.44 | -1.3355 | 1.1625 | 29.3955 | -0.13244 | 21.23 | -1.1742 | 1.0417 | 26.6324 | 0.014077 | 0.4597 | 0.17015 | 0.68993 | 13.5074 | -0.0024346 | -0.01947 | -0.016727 | -0.0024346 | -0.0018644 | 0.32996 | 0.12937 | -0.31377 | 0.32996 | 0.29885 | 0.4138 | 0.19743 | -0.35778 | 0.4138 | 0.3749 | 0.014077 | 0.4597 | 0.17015 | 0.68993 | 13.5074 | -0.0024346 | -0.01947 | -0.016727 | -0.0024346 | -0.0018644 | 0.32996 | 0.12937 | -0.31377 | 0.32996 | 0.29885 | 0.4138 | 0.19743 | -0.35778 | 0.4138 | 0.3749
8 | 0.35 | 0.17 | South/Central | SC | Charleston.Intl.AP.722080 | 3 | 1030593 | 33.0798 | 11.8171 | 49.0751 | 33.0012 | 16.074 | 952.46 | -0.23616 | 30.53 | -1.7575 | 1.5213 | 38.3422 | -1.4463 | 16.28 | -2.9766 | 1.5303 | 22.9718 | -1.2514 | -15.2 | -1.2396 | -0.011835 | -16.4696 | -0.23616 | 30.53 | -1.7575 | 1.5213 | 38.3422 | -0.19565 | 28.32 | -1.5962 | 1.4006 | 35.5791 | 0.014077 | 0.46566 | 0.16635 | 0.69082 | 13.4076 | -0.0033244 | -0.02036 | -0.017616 | -0.0033244 | -0.0027542 | 0.42977 | 0.22917 | -0.21397 | 0.42977 | 0.39866 | 0.53974 | 0.32337 | -0.23184 | 0.53974 | 0.50084 | 0.014077 | 0.46566 | 0.16635 | 0.69082 | 13.4076 | -0.0033244 | -0.02036 | -0.017616 | -0.0033244 | -0.0027542 | 0.42977 | 0.22917 | -0.21397 | 0.42977 | 0.39866 | 0.53974 | 0.32337 | -0.23184 | 0.53974 | 0.50084
9 | 0.33 | 0.47 | South/Central | SC | Charleston.Intl.AP.722080 | 3 | 1030593 | 28.2414 | 15.1193 | 48.6019 | 28.1742 | 20.4276 | 1042.16 | 0.23712 | -59.17 | 3.0694 | -2.8323 | -73.9957 | -0.97303 | -73.42 | 1.8503 | -2.8233 | -89.3661 | -0.77816 | -104.9 | 3.5873 | -4.3655 | -128.8074 | 0.23712 | -59.17 | 3.0694 | -2.8323 | -73.9957 | 0.27763 | -61.38 | 3.2307 | -2.9531 | -76.7588 | 0.014077 | 0.39755 | 0.21283 | 0.68416 | 14.6703 | 0.0033379 | -0.013697 | -0.010954 | 0.0033379 | 0.0039082 | -0.83293 | -1.0335 | -1.4767 | -0.83293 | -0.86404 | -1.0416 | -1.258 | -1.8132 | -1.0416 | -1.0805 | 0.014077 | 0.39755 | 0.21283 | 0.68416 | 14.6703 | 0.0033379 | -0.013697 | -0.010954 | 0.0033379 | 0.0039082 | -0.83293 | -1.0335 | -1.4767 | -0.83293 | -0.86404 | -1.0416 | -1.258 | -1.8132 | -1.0416 | -1.0805
10 | 0.33 | 0.42 | South/Central | SC | Charleston.Intl.AP.722080 | 3 | 1030593 | 28.9551 | 14.4169 | 48.4026 | 28.8862 | 19.5164 | 1019.82 | 0.43642 | -36.83 | 2.3575 | -1.9211 | -46.6335 | -0.77374 | -51.08 | 1.1384 | -1.9121 | -62.0039 | -0.57887 | -82.56 | 2.8754 | -3.4542 | -101.4453 | 0.43642 | -36.83 | 2.3575 | -1.9211 | -46.6335 | 0.47693 | -39.04 | 2.5188 | -2.0418 | -49.3966 | 0.014077 | 0.4076 | 0.20294 | 0.68136 | 14.3558 | 0.0061434 | -0.010892 | -0.0081486 | 0.0061434 | 0.0067136 | -0.51845 | -0.71904 | -1.1622 | -0.51845 | -0.54956 | -0.65645 | -0.87282 | -1.428 | -0.65645 | -0.69535 | 0.014077 | 0.4076 | 0.20294 | 0.68136 | 14.3558 | 0.0061434 | -0.010892 | -0.0081486 | 0.0061434 | 0.0067136 | -0.51845 | -0.71904 | -1.1622 | -0.51845 | -0.54956 | -0.65645 | -0.87282 | -1.428 | -0.65645 | -0.69535
11 | 0.33 | 0.37 | South/Central | SC | Charleston.Intl.AP.722080 | 3 | 1030593 | 29.68 | 13.805 | 48.3254 | 29.6094 | 18.7159 | 1001.39 | 0.51363 | -18.4 | 1.6342 | -1.1206 | -23.8596 | -0.69653 | -32.65 | 0.41509 | -1.1116 | -39.23 | -0.50166 | -64.13 | 2.1521 | -2.6538 | -78.6713 | 0.51363 | -18.4 | 1.6342 | -1.1206 | -23.8596 | 0.55414 | -20.61 | 1.7955 | -1.2414 | -26.6227 | 0.014077 | 0.4178 | 0.19433 | 0.68027 | 14.0964 | 0.0072303 | -0.0098049 | -0.0070617 | 0.0072303 | 0.0078005 | -0.25901 | -0.45961 | -0.90275 | -0.25901 | -0.29012 | -0.33587 | -0.55223 | -1.1074 | -0.33587 | -0.37476 | 0.014077 | 0.4178 | 0.19433 | 0.68027 | 14.0964 | 0.0072303 | -0.0098049 | -0.0070617 | 0.0072303 | 0.0078005 | -0.25901 | -0.45961 | -0.90275 | -0.25901 | -0.29012 | -0.33587 | -0.55223 | -1.1074 | -0.33587 | -0.37476
12 | 0.33 | 0.32 | South/Central | SC | Charleston.Intl.AP.722080 | 3 | 1030593 | 30.4852 | 13.1839 | 48.319 | 30.4127 | 17.9064 | 983.6 | 0.51996 | -0.61 | 0.831 | -0.31105 | -1.7532 | -0.6902 | -14.86 | -0.38813 | -0.30206 | -17.1236 | -0.49533 | -46.34 | 1.3489 | -1.8442 | -56.565 | 0.51996 | -0.61 | 0.831 | -0.31105 | -1.7532 | 0.56047 | -2.82 | 0.99229 | -0.43182 | -4.5163 | 0.014077 | 0.42914 | 0.18559 | 0.68018 | 13.846 | 0.0073194 | -0.0097158 | -0.0069726 | 0.0073194 | 0.0078896 | -0.0085869 | -0.20918 | -0.65232 | -0.0085869 | -0.039697 | -0.02468 | -0.24105 | -0.79626 | -0.02468 | -0.063576 | 0.014077 | 0.42914 | 0.18559 | 0.68018 | 13.846 | 0.0073194 | -0.0097158 | -0.0069726 | 0.0073194 | 0.0078896 | -0.0085869 | -0.20918 | -0.65232 | -0.0085869 | -0.039697 | -0.02468 | -0.24105 | -0.79626 | -0.02468 | -0.063576
13 | 0.33 | 0.27 | South/Central | SC | Charleston.Intl.AP.722080 | 3 | 1030593 | 31.0379 | 12.8211 | 48.3781 | 30.9641 | 17.414 | 973.5 | 0.46088 | 9.49 | 0.27959 | 0.18128 | 10.8787 | -0.74928 | -4.76 | -0.93954 | 0.19026 | -4.4917 | -0.55441 | -36.24 | 0.79748 | -1.3519 | -43.933 | 0.46088 | 9.49 | 0.27959 | 0.18128 | 10.8787 | 0.50139 | 7.28 | 0.44088 | 0.060507 | 8.1156 | 0.014077 | 0.43692 | 0.18048 | 0.68101 | 13.7038 | 0.0064877 | -0.010547 | -0.0078043 | 0.0064877 | 0.0070579 | 0.13359 | -0.067006 | -0.51014 | 0.13359 | 0.10248 | 0.15314 | -0.063229 | -0.61844 | 0.15314 | 0.11424 | 0.014077 | 0.43692 | 0.18048 | 0.68101 | 13.7038 | 0.0064877 | -0.010547 | -0.0078043 | 0.0064877 | 0.0070579 | 0.13359 | -0.067006 | -0.51014 | 0.13359 | 0.10248 | 0.15314 | -0.063229 | -0.61844 | 0.15314 | 0.11424
14 | 0.33 | 0.23 | South/Central | SC | Charleston.Intl.AP.722080 | 3 | 1030593 | 31.3609 | 12.6393 | 48.4287 | 31.2863 | 17.1424 | 968.13 | 0.41026 | 14.86 | -0.042642 | 0.4529 | 17.6154 | -0.79989 | 0.61 | -1.2618 | 0.46189 | 2.245 | -0.60502 | -30.87 | 0.47524 | -1.0803 | -37.1964 | 0.41026 | 14.86 | -0.042642 | 0.4529 | 17.6154 | 0.45077 | 12.65 | 0.11864 | 0.33213 | 14.8523 | 0.014077 | 0.44146 | 0.17792 | 0.68172 | 13.6282 | 0.0057752 | -0.01126 | -0.0085168 | 0.0057752 | 0.0063454 | 0.20918 | 0.0085869 | -0.43455 | 0.20918 | 0.17807 | 0.24797 | 0.031602 | -0.52361 | 0.24797 | 0.20907 | 0.014077 | 0.44146 | 0.17792 | 0.68172 | 13.6282 | 0.0057752 | -0.01126 | -0.0085168 | 0.0057752 | 0.0063454 | 0.20918 | 0.0085869 | -0.43455 | 0.20918 | 0.17807 | 0.24797 | 0.031602 | -0.52361 | 0.24797 | 0.20907
15 | 0.33 | 0.19 | South/Central | SC | Charleston.Intl.AP.722080 | 3 | 1030593 | 32.1562 | 12.0977 | 48.5118 | 32.0797 | 16.4321 | 953.59 | 0.32721 | 29.4 | -0.83603 | 1.1632 | 35.8689 | -0.88295 | 15.15 | -2.0552 | 1.1722 | 20.4985 | -0.68808 | -16.33 | -0.31814 | -0.36994 | -18.9428 | 0.32721 | 29.4 | -0.83603 | 1.1632 | 35.8689 | 0.36772 | 27.19 | -0.67474 | 1.0425 | 33.1058 | 0.014077 | 0.45266 | 0.1703 | 0.68289 | 13.4235 | 0.004606 | -0.012429 | -0.009686 | 0.004606 | 0.0051763 | 0.41386 | 0.21326 | -0.22987 | 0.41386 | 0.38275 | 0.50492 | 0.28855 | -0.26665 | 0.50492 | 0.46603 | 0.014077 | 0.45266 | 0.1703 | 0.68289 | 13.4235 | 0.004606 | -0.012429 | -0.009686 | 0.004606 | 0.0051763 | 0.41386 | 0.21326 | -0.22987 | 0.41386 | 0.38275 | 0.50492 | 0.28855 | -0.26665 | 0.50492 | 0.46603
16 | 0.33 | 0.17 | South/Central | SC | Charleston.Intl.AP.722080 | 3 | 1030593 | 32.5886 | 11.8274 | 48.5841 | 32.5111 | 16.073 | 946.58 | 0.25489 | 36.41 | -1.2674 | 1.5223 | 44.7042 | -0.95527 | 22.16 | -2.4865 | 1.5313 | 29.3338 | -0.7604 | -9.32 | -0.74951 | -0.010881 | -10.1075 | 0.25489 | 36.41 | -1.2674 | 1.5223 | 44.7042 | 0.2954 | 34.2 | -1.1061 | 1.4015 | 41.9411 | 0.014077 | 0.45874 | 0.16649 | 0.68391 | 13.3249 | 0.003588 | -0.013447 | -0.010704 | 0.003588 | 0.0041583 | 0.51254 | 0.31194 | -0.1312 | 0.51254 | 0.48143 | 0.62929 | 0.41293 | -0.14228 | 0.62929 | 0.5904 | 0.014077 | 0.45874 | 0.16649 | 0.68391 | 13.3249 | 0.003588 | -0.013447 | -0.010704 | 0.003588 | 0.0041583 | 0.51254 | 0.31194 | -0.1312 | 0.51254 | 0.48143 | 0.62929 | 0.41293 | -0.14228 | 0.62929 | 0.5904
17 | 0.3 | 0.47 | South/Central | SC | Charleston.Intl.AP.722080 | 3 | 1030593 | 27.5299 | 15.1696 | 47.9312 | 27.4643 | 20.4668 | 1034.99 | 0.90782 | -52 | 3.7794 | -2.8715 | -66.409 | -0.30233 | -66.25 | 2.5602 | -2.8625 | -81.7794 | -0.10746 | -97.73 | 4.2972 | -4.4047 | -121.2207 | 0.90782 | -52 | 3.7794 | -2.8715 | -66.409 | 0.94833 | -54.21 | 3.9406 | -2.9923 | -69.1721 | 0.014077 | 0.38753 | 0.21354 | 0.67472 | 14.5694 | 0.012779 | -0.0042559 | -0.0015127 | 0.012779 | 0.01335 | -0.732 | -0.93259 | -1.3757 | -0.732 | -0.76311 | -0.93483 | -1.1512 | -1.7064 | -0.93483 | -0.97372 | 0.014077 | 0.38753 | 0.21354 | 0.67472 | 14.5694 | 0.012779 | -0.0042559 | -0.0015127 | 0.012779 | 0.01335 | -0.732 | -0.93259 | -1.3757 | -0.732 | -0.76311 | -0.93483 | -1.1512 | -1.7064 | -0.93483 | -0.97372
18 | 0.3 | 0.42 | South/Central | SC | Charleston.Intl.AP.722080 | 3 | 1030593 | 28.2343 | 14.4573 | 47.7123 | 28.1671 | 19.5452 | 1012.21 | 1.1267 | -29.22 | 3.0766 | -1.9498 | -38.5093 | -0.083439 | -43.47 | 1.8574 | -1.9409 | -53.8797 | 0.11143 | -74.95 | 3.5944 | -3.483 | -93.3211 | 1.1267 | -29.22 | 3.0766 | -1.9498 | -38.5093 | 1.1672 | -31.43 | 3.2378 | -2.0706 | -41.2724 | 0.014077 | 0.39745 | 0.20351 | 0.67164 | 14.2487 | 0.015861 | -0.0011746 | 0.0015686 | 0.015861 | 0.016431 | -0.41133 | -0.61192 | -1.0551 | -0.41133 | -0.44244 | -0.54209 | -0.75846 | -1.3137 | -0.54209 | -0.58099 | 0.014077 | 0.39745 | 0.20351 | 0.67164 | 14.2487 | 0.015861 | -0.0011746 | 0.0015686 | 0.015861 | 0.016431 | -0.41133 | -0.61192 | -1.0551 | -0.41133 | -0.44244 | -0.54209 | -0.75846 | -1.3137 | -0.54209 | -0.58099
19 | 0.3 | 0.37 | South/Central | SC | Charleston.Intl.AP.722080 | 3 | 1030593 | 28.9488 | 13.8454 | 47.6244 | 28.8799 | 18.7446 | 993.64 | 1.2146 | -10.65 | 2.3638 | -1.1492 | -15.5947 | 0.0044041 | -24.9 | 1.1447 | -1.1403 | -30.9651 | 0.19927 | -56.38 | 2.8817 | -2.6824 | -70.4064 | 1.2146 | -10.65 | 2.3638 | -1.1492 | -15.5947 | 1.2551 | -12.86 | 2.5251 | -1.27 | -18.3578 | 0.014077 | 0.40751 | 0.1949 | 0.6704 | 13.9873 | 0.017097 | 6.1996e-05 | 0.0028052 | 0.017097 | 0.017667 | -0.14992 | -0.35051 | -0.79365 | -0.14992 | -0.18103 | -0.21952 | -0.43589 | -0.9911 | -0.21952 | -0.25842 | 0.014077 | 0.40751 | 0.1949 | 0.6704 | 13.9873 | 0.017097 | 6.1996e-05 | 0.0028052 | 0.017097 | 0.017667 | -0.14992 | -0.35051 | -0.79365 | -0.14992 | -0.18103 | -0.21952 | -0.43589 | -0.9911 | -0.21952 | -0.25842
20 | 0.3 | 0.32 | South/Central | SC | Charleston.Intl.AP.722080 | 3 | 1030593 | 29.7538 | 13.2145 | 47.608 | 29.683 | 17.9251 | 975.51 | 1.2309 | 7.48 | 1.5607 | -0.32974 | 6.9121 | 0.020784 | -6.77 | 0.34154 | -0.32076 | -8.4583 | 0.21565 | -38.25 | 2.0786 | -1.8629 | -47.8997 | 1.2309 | 7.48 | 1.5607 | -0.32974 | 6.9121 | 1.2714 | 5.27 | 1.722 | -0.45052 | 4.149 | 0.014077 | 0.41884 | 0.18602 | 0.67017 | 13.7321 | 0.017328 | 0.00029258 | 0.0030357 | 0.017328 | 0.017898 | 0.10529 | -0.0953 | -0.53844 | 0.10529 | 0.074185 | 0.0973 | -0.11907 | -0.67428 | 0.0973 | 0.058404 | 0.014077 | 0.41884 | 0.18602 | 0.67017 | 13.7321 | 0.017328 | 0.00029258 | 0.0030357 | 0.017328 | 0.017898 | 0.10529 | -0.0953 | -0.53844 | 0.10529 | 0.074185 | 0.0973 | -0.11907 | -0.67428 | 0.0973 | 0.058404
21 | 0.3 | 0.27 | South/Central | SC | Charleston.Intl.AP.722080 | 3 | 1030593 | 30.2873 | 12.8516 | 47.638 | 30.2152 | 17.4229 | 964.87 | 1.2009 | 18.12 | 1.0285 | 0.17246 | 20.1879 | -0.0092158 | 3.87 | -0.19066 | 0.18145 | 4.8175 | 0.18565 | -27.61 | 1.5464 | -1.3607 | -34.6238 | 1.2009 | 18.12 | 1.0285 | 0.17246 | 20.1879 | 1.2414 | 15.91 | 1.1898 | 0.051688 | 17.4248 | 0.014077 | 0.42635 | 0.18091 | 0.67059 | 13.5823 | 0.016905 | -0.00012973 | 0.0026134 | 0.016905 | 0.017476 | 0.25507 | 0.054477 | -0.38866 | 0.25507 | 0.22396 | 0.28418 | 0.067815 | -0.48739 | 0.28418 | 0.24529 | 0.014077 | 0.42635 | 0.18091 | 0.67059 | 13.5823 | 0.016905 | -0.00012973 | 0.0026134 | 0.016905 | 0.017476 | 0.25507 | 0.054477 | -0.38866 | 0.25507 | 0.22396 | 0.28418 | 0.067815 | -0.48739 | 0.28418 | 0.24529
22 | 0.3 | 0.23 | South/Central | SC | Charleston.Intl.AP.722080 | 3 | 1030593 | 30.6195 | 12.6606 | 47.6892 | 30.5467 | 17.1426 | 959.29 | 1.1497 | 23.7 | 0.697 | 0.45274 | 27.1527 | -0.060407 | 9.45 | -0.52213 | 0.46173 | 11.7823 | 0.13446 | -22.03 | 1.2149 | -1.0804 | -27.659 | 1.1497 | 23.7 | 0.697 | 0.45274 | 27.1527 | 1.1903 | 21.49 | 0.85829 | 0.33197 | 24.3896 | 0.014077 | 0.43103 | 0.17822 | 0.67131 | 13.5038 | 0.016185 | -0.00085034 | 0.0018928 | 0.016185 | 0.016755 | 0.33362 | 0.13303 | -0.31011 | 0.33362 | 0.30251 | 0.38222 | 0.16586 | -0.38935 | 0.38222 | 0.34333 | 0.014077 | 0.43103 | 0.17822 | 0.67131 | 13.5038 | 0.016185 | -0.00085034 | 0.0018928 | 0.016185 | 0.016755 | 0.33362 | 0.13303 | -0.31011 | 0.33362 | 0.30251 | 0.38222 | 0.16586 | -0.38935 | 0.38222 | 0.34333
23 | 0.3 | 0.19 | South/Central | SC | Charleston.Intl.AP.722080 | 3 | 1030593 | 31.405 | 12.1089 | 47.7519 | 31.3303 | 16.4216 | 944.26 | 1.0871 | 38.73 | -0.086614 | 1.1737 | 45.9596 | -0.12304 | 24.48 | -1.3058 | 1.1827 | 30.5892 | 0.07183 | -7 | 0.43127 | -0.35944 | -8.8521 | 1.0871 | 38.73 | -0.086614 | 1.1737 | 45.9596 | 1.1276 | 36.52 | 0.07467 | 1.053 | 43.1965 | 0.014077 | 0.44208 | 0.17045 | 0.6722 | 13.2922 | 0.015303 | -0.001732 | 0.0010111 | 0.015303 | 0.015873 | 0.5452 | 0.3446 | -0.098538 | 0.5452 | 0.51409 | 0.64697 | 0.4306 | -0.12461 | 0.64697 | 0.60807 | 0.014077 | 0.44208 | 0.17045 | 0.6722 | 13.2922 | 0.015303 | -0.001732 | 0.0010111 | 0.015303 | 0.015873 | 0.5452 | 0.3446 | -0.098538 | 0.5452 | 0.51409 | 0.64697 | 0.4306 | -0.12461 | 0.64697 | 0.60807
24 | 0.3 | 0.17 | South/Central | SC | Charleston.Intl.AP.722080 | 3 | 1030593 | 31.8373 | 11.8381 | 47.8237 | 31.7616 | 16.0621 | 937.26 | 1.0153 | 45.73 | -0.51789 | 1.5332 | 54.8117 | -0.19487 | 31.48 | -1.737 | 1.5422 | 39.4413 | 0 | 0 | 0 | 0 | 0 | 1.0153 | 45.73 | -0.51789 | 1.5332 | 54.8117 | 1.0558 | 43.52 | -0.3566 | 1.4124 | 52.0486 | 0.014077 | 0.44817 | 0.16664 | 0.67321 | 13.1937 | 0.014292 | -0.0027432 | 0 | 0.014292 | 0.014862 | 0.64373 | 0.44314 | 0 | 0.64373 | 0.61262 | 0.77158 | 0.55521 | 0 | 0.77158 | 0.73268 | 0.014077 | 0.44817 | 0.16664 | 0.67321 | 13.1937 | 0.014292 | -0.0027432 | 0 | 0.014292 | 0.014862 | 0.64373 | 0.44314 | 0 | 0.64373 | 0.61262 | 0.77158 | 0.55521 | 0 | 0.77158 | 0.73268
25 | 0.28 | 0.47 | South/Central | SC | Charleston.Intl.AP.722080 | 3 | 1030593 | 27.1895 | 15.0594 | 47.4401 | 27.1248 | 20.3153 | 1025.82 | 1.3989 | -42.83 | 4.1189 | -2.72 | -55.9504 | 0.18871 | -57.08 | 2.8997 | -2.711 | -71.3208 | 0.38359 | -88.56 | 4.6368 | -4.2532 | -110.7621 | 1.3989 | -42.83 | 4.1189 | -2.72 | -55.9504 | 1.4394 | -45.04 | 4.2802 | -2.8408 | -58.7135 | 0.014077 | 0.38274 | 0.21199 | 0.66781 | 14.4403 | 0.019692 | 0.0026565 | 0.0053997 | 0.019692 | 0.020262 | -0.60291 | -0.80351 | -1.2466 | -0.60291 | -0.63402 | -0.7876 | -1.004 | -1.5592 | -0.7876 | -0.8265 | 0.014077 | 0.38274 | 0.21199 | 0.66781 | 14.4403 | 0.019692 | 0.0026565 | 0.0053997 | 0.019692 | 0.020262 | -0.60291 | -0.80351 | -1.2466 | -0.60291 | -0.63402 | -0.7876 | -1.004 | -1.5592 | -0.7876 | -0.8265
26 | 0.28 | 0.42 | South/Central | SC | Charleston.Intl.AP.722080 | 3 | 1030593 | 27.7738 | 14.4578 | 47.2322 | 27.7077 | 19.5246 | 1006 | 1.6067 | -23.01 | 3.536 | -1.9293 | -31.7554 | 0.3966 | -37.26 | 2.3169 | -1.9203 | -47.1258 | 0.59147 | -68.74 | 4.0539 | -3.4624 | -86.5671 | 1.6067 | -23.01 | 3.536 | -1.9293 | -31.7554 | 1.6473 | -25.22 | 3.6973 | -2.05 | -34.5185 | 0.014077 | 0.39097 | 0.20352 | 0.66488 | 14.1613 | 0.022618 | 0.0055828 | 0.008326 | 0.022618 | 0.023188 | -0.32391 | -0.5245 | -0.96764 | -0.32391 | -0.35502 | -0.44702 | -0.66338 | -1.2186 | -0.44702 | -0.48591 | 0.014077 | 0.39097 | 0.20352 | 0.66488 | 14.1613 | 0.022618 | 0.0055828 | 0.008326 | 0.022618 | 0.023188 | -0.32391 | -0.5245 | -0.96764 | -0.32391 | -0.35502 | -0.44702 | -0.66338 | -1.2186 | -0.44702 | -0.48591
27 | 0.28 | 0.37 | South/Central | SC | Charleston.Intl.AP.722080 | 3 | 1030593 | 28.3676 | 13.9366 | 47.1443 | 28.3001 | 18.8442 | 990.06 | 1.6947 | -7.07 | 2.9436 | -1.2489 | -12.1092 | 0.48457 | -21.32 | 1.7245 | -1.2399 | -27.4796 | 0.67945 | -52.8 | 3.4615 | -2.782 | -66.921 | 1.6947 | -7.07 | 2.9436 | -1.2489 | -12.1092 | 1.7352 | -9.28 | 3.1049 | -1.3696 | -14.8723 | 0.014077 | 0.39933 | 0.19618 | 0.66364 | 13.9369 | 0.023856 | 0.0068213 | 0.0095644 | 0.023856 | 0.024427 | -0.099523 | -0.30012 | -0.74326 | -0.099523 | -0.13063 | -0.17046 | -0.38683 | -0.94204 | -0.17046 | -0.20936 | 0.014077 | 0.39933 | 0.19618 | 0.66364 | 13.9369 | 0.023856 | 0.0068213 | 0.0095644 | 0.023856 | 0.024427 | -0.099523 | -0.30012 | -0.74326 | -0.099523 | -0.13063 | -0.17046 | -0.38683 | -0.94204 | -0.17046 | -0.20936
28 | 0.28 | 0.32 | South/Central | SC | Charleston.Intl.AP.722080 | 3 | 1030593 | 29.0916 | 13.3747 | 47.1265 | 29.0223 | 18.1042 | 973.66 | 1.7125 | 9.33 | 2.2214 | -0.50888 | 8.252 | 0.50233 | -4.92 | 1.0022 | -0.49989 | -7.1184 | 0.6972 | -36.4 | 2.7392 | -2.042 | -46.5597 | 1.7125 | 9.33 | 2.2214 | -0.50888 | 8.252 | 1.753 | 7.12 | 2.3826 | -0.62965 | 5.4889 | 0.014077 | 0.40952 | 0.18827 | 0.66339 | 13.7061 | 0.024106 | 0.0070712 | 0.0098144 | 0.024106 | 0.024677 | 0.13134 | -0.069258 | -0.5124 | 0.13134 | 0.10023 | 0.11616 | -0.1002 | -0.65541 | 0.11616 | 0.077266 | 0.014077 | 0.40952 | 0.18827 | 0.66339 | 13.7061 | 0.024106 | 0.0070712 | 0.0098144 | 0.024106 | 0.024677 | 0.13134 | -0.069258 | -0.5124 | 0.13134 | 0.10023 | 0.11616 | -0.1002 | -0.65541 | 0.11616 | 0.077266
29 | 0.28 | 0.27 | South/Central | SC | Charleston.Intl.AP.722080 | 3 | 1030593 | 29.6454 | 12.9919 | 47.1564 | 29.5748 | 17.5815 | 962.54 | 1.6826 | 20.45 | 1.6688 | 0.013785 | 22.0859 | 0.47245 | 6.2 | 0.44968 | 0.022767 | 6.7155 | 0.66732 | -25.28 | 2.1867 | -1.5194 | -32.7258 | 1.6826 | 20.45 | 1.6688 | 0.013785 | 22.0859 | 1.7231 | 18.24 | 1.8301 | -0.10699 | 19.3228 | 0.014077 | 0.41731 | 0.18288 | 0.66381 | 13.5495 | 0.023686 | 0.0066506 | 0.0093937 | 0.023686 | 0.024256 | 0.28787 | 0.087276 | -0.35586 | 0.28787 | 0.25676 | 0.3109 | 0.094533 | -0.46068 | 0.3109 | 0.272 | 0.014077 | 0.41731 | 0.18288 | 0.66381 | 13.5495 | 0.023686 | 0.0066506 | 0.0093937 | 0.023686 | 0.024256 | 0.28787 | 0.087276 | -0.35586 | 0.28787 | 0.25676 | 0.3109 | 0.094533 | -0.46068 | 0.3109 | 0.272
30 | 0.28 | 0.23 | South/Central | SC | Charleston.Intl.AP.722080 | 3 | 1030593 | 30.1087 | 12.6804 | 47.1882 | 30.037 | 17.1512 | 953.51 | 1.6508 | 29.48 | 1.2067 | 0.44411 | 33.3831 | 0.44066 | 15.23 | -0.012433 | 0.45309 | 18.0127 | 0.63553 | -16.25 | 1.7246 | -1.0891 | -21.4286 | 1.6508 | 29.48 | 1.2067 | 0.44411 | 33.3831 | 1.6913 | 27.27 | 1.368 | 0.32333 | 30.62 | 0.014077 | 0.42383 | 0.1785 | 0.66426 | 13.4224 | 0.023238 | 0.0062031 | 0.0089462 | 0.023238 | 0.023808 | 0.41499 | 0.21439 | -0.22875 | 0.41499 | 0.38388 | 0.46993 | 0.25356 | -0.30165 | 0.46993 | 0.43103 | 0.014077 | 0.42383 | 0.1785 | 0.66426 | 13.4224 | 0.023238 | 0.0062031 | 0.0089462 | 0.023238 | 0.023808 | 0.41499 | 0.21439 | -0.22875 | 0.41499 | 0.38388 | 0.46993 | 0.25356 | -0.30165 | 0.46993 | 0.43103
31 | 0.28 | 0.19 | South/Central | SC | Charleston.Intl.AP.722080 | 3 | 1030593 | 30.8936 | 12.129 | 47.2506 | 30.82 | 16.4306 | 938.47 | 1.5884 | 44.52 | 0.42362 | 1.1647 | 52.1831 | 0.37822 | 30.27 | -0.79552 | 1.1737 | 36.8127 | 0.57309 | -1.21 | 0.94151 | -0.36842 | -2.6286 | 1.5884 | 44.52 | 0.42362 | 1.1647 | 52.1831 | 1.6289 | 42.31 | 0.58491 | 1.044 | 49.42 | 0.014077 | 0.43488 | 0.17074 | 0.66514 | 13.2107 | 0.022359 | 0.0053241 | 0.0080672 | 0.022359 | 0.022929 | 0.6267 | 0.42611 | -0.017033 | 0.6267 | 0.59559 | 0.73457 | 0.51821 | -0.037003 | 0.73457 | 0.69568 | 0.014077 | 0.43488 | 0.17074 | 0.66514 | 13.2107 | 0.022359 | 0.0053241 | 0.0080672 | 0.022359 | 0.022929 | 0.6267 | 0.42611 | -0.017033 | 0.6267 | 0.59559 | 0.73457 | 0.51821 | -0.037003 | 0.73457 | 0.69568
32 | 0.28 | 0.17 | South/Central | SC | Charleston.Intl.AP.722080 | 3 | 1030593 | 31.3072 | 11.8677 | 47.3223 | 31.2326 | 16.0897 | 931.9 | 1.5167 | 51.09 | 0.011022 | 1.5057 | 60.5327 | 0.30652 | 36.84 | -1.2081 | 1.5146 | 45.1622 | 0.50139 | 5.36 | 0.52891 | -0.027517 | 5.7209 | 1.5167 | 51.09 | 0.011022 | 1.5057 | 60.5327 | 1.5572 | 48.88 | 0.17231 | 1.3849 | 57.7696 | 0.014077 | 0.44071 | 0.16706 | 0.66615 | 13.1182 | 0.02135 | 0.0043149 | 0.007058 | 0.02135 | 0.02192 | 0.71919 | 0.51859 | 0.075452 | 0.71919 | 0.68808 | 0.85211 | 0.63574 | 0.080532 | 0.85211 | 0.81321 | 0.014077 | 0.44071 | 0.16706 | 0.66615 | 13.1182 | 0.02135 | 0.0043149 | 0.007058 | 0.02135 | 0.02192 | 0.71919 | 0.51859 | 0.075452 | 0.71919 | 0.68808 | 0.85211 | 0.63574 | 0.080532 | 0.85211 | 0.81321
33 | 0.27 | 0.47 | South/Central | SC | Charleston.Intl.AP.722080 | 3 | 1030593 | 26.9789 | 15.0494 | 47.21 | 26.9146 | 20.2954 | 1022.63 | 1.629 | -39.64 | 4.3291 | -2.7 | -52.4377 | 0.41887 | -53.89 | 3.1099 | -2.6911 | -67.8081 | 0.61374 | -85.37 | 4.847 | -4.2332 | -107.2494 | 1.629 | -39.64 | 4.3291 | -2.7 | -52.4377 | 1.6695 | -41.85 | 4.4904 | -2.8208 | -55.2008 | 0.014077 | 0.37978 | 0.21185 | 0.66457 | 14.3954 | 0.022932 | 0.0058964 | 0.0086396 | 0.022932 | 0.023502 | -0.55801 | -0.7586 | -1.2017 | -0.55801 | -0.58912 | -0.73816 | -0.95452 | -1.5097 | -0.73816 | -0.77705 | 0.014077 | 0.37978 | 0.21185 | 0.66457 | 14.3954 | 0.022932 | 0.0058964 | 0.0086396 | 0.022932 | 0.023502 | -0.55801 | -0.7586 | -1.2017 | -0.55801 | -0.58912 | -0.73816 | -0.95452 | -1.5097 | -0.73816 | -0.77705
34 | 0.27 | 0.42 | South/Central | SC | Charleston.Intl.AP.722080 | 3 | 1030593 | 27.5438 | 14.4583 | 46.9927 | 27.4781 | 19.5146 | 1002.92 | 1.8463 | -19.93 | 3.7655 | -1.9192 | -28.3923 | 0.63612 | -34.18 | 2.5464 | -1.9103 | -43.7627 | 0.83099 | -65.66 | 4.2834 | -3.4524 | -83.204 | 1.8463 | -19.93 | 3.7655 | -1.9192 | -28.3923 | 1.8868 | -22.14 | 3.9268 | -2.04 | -31.1554 | 0.014077 | 0.38773 | 0.20353 | 0.66151 | 14.1179 | 0.02599 | 0.0089546 | 0.011698 | 0.02599 | 0.02656 | -0.28055 | -0.48115 | -0.92429 | -0.28055 | -0.31166 | -0.39967 | -0.61604 | -1.1712 | -0.39967 | -0.43857 | 0.014077 | 0.38773 | 0.20353 | 0.66151 | 14.1179 | 0.02599 | 0.0089546 | 0.011698 | 0.02599 | 0.02656 | -0.28055 | -0.48115 | -0.92429 | -0.28055 | -0.31166 | -0.39967 | -0.61604 | -1.1712 | -0.39967 | -0.43857
35 | 0.27 | 0.37 | South/Central | SC | Charleston.Intl.AP.722080 | 3 | 1030593 | 28.0461 | 14.0369 | 46.943 | 27.9793 | 18.9637 | 990.27 | 1.896 | -7.28 | 3.2644 | -1.3684 | -12.7644 | 0.68584 | -21.53 | 2.0453 | -1.3594 | -28.1348 | 0.88071 | -53.01 | 3.7823 | -2.9016 | -67.5762 | 1.896 | -7.28 | 3.2644 | -1.3684 | -12.7644 | 1.9365 | -9.49 | 3.4257 | -1.4892 | -15.5275 | 0.014077 | 0.3948 | 0.1976 | 0.66081 | 13.9399 | 0.02669 | 0.0096545 | 0.012398 | 0.02669 | 0.02726 | -0.10248 | -0.30307 | -0.74621 | -0.10248 | -0.13359 | -0.17968 | -0.39605 | -0.95126 | -0.17968 | -0.21858 | 0.014077 | 0.3948 | 0.1976 | 0.66081 | 13.9399 | 0.02669 | 0.0096545 | 0.012398 | 0.02669 | 0.02726 | -0.10248 | -0.30307 | -0.74621 | -0.10248 | -0.13359 | -0.17968 | -0.39605 | -0.95126 | -0.17968 | -0.21858
36 | 0.27 | 0.32 | South/Central | SC | Charleston.Intl.AP.722080 | 3 | 1030593 | 28.6906 | 13.5344 | 46.9151 | 28.6223 | 18.2928 | 975.24 | 1.9239 | 7.75 | 2.6214 | -0.69747 | 5.8493 | 0.71377 | -6.5 | 1.4023 | -0.68849 | -9.5211 | 0.90864 | -37.98 | 3.1393 | -2.2306 | -48.9625 | 1.9239 | 7.75 | 2.6214 | -0.69747 | 5.8493 | 1.9644 | 5.54 | 2.7827 | -0.81825 | 3.0862 | 0.014077 | 0.40387 | 0.19052 | 0.66042 | 13.7283 | 0.027083 | 0.010048 | 0.012791 | 0.027083 | 0.027653 | 0.1091 | -0.091499 | -0.53464 | 0.1091 | 0.077986 | 0.082339 | -0.13403 | -0.68924 | 0.082339 | 0.043443 | 0.014077 | 0.40387 | 0.19052 | 0.66042 | 13.7283 | 0.027083 | 0.010048 | 0.012791 | 0.027083 | 0.027653 | 0.1091 | -0.091499 | -0.53464 | 0.1091 | 0.077986 | 0.082339 | -0.13403 | -0.68924 | 0.082339 | 0.043443
37 | 0.27 | 0.27 | South/Central | SC | Charleston.Intl.AP.722080 | 3 | 1030593 | 29.3052 | 13.0725 | 46.9067 | 29.2354 | 17.6713 | 961.54 | 1.9323 | 21.45 | 2.0083 | -0.075985 | 22.8656 | 0.72216 | 7.2 | 0.78916 | -0.067003 | 7.4952 | 0.91703 | -24.28 | 2.5262 | -1.6092 | -31.9461 | 1.9323 | 21.45 | 2.0083 | -0.075985 | 22.8656 | 1.9728 | 19.24 | 2.1696 | -0.19676 | 20.1025 | 0.014077 | 0.41252 | 0.18402 | 0.6603 | 13.5354 | 0.027201 | 0.010166 | 0.012909 | 0.027201 | 0.027771 | 0.30195 | 0.10135 | -0.34179 | 0.30195 | 0.27084 | 0.32188 | 0.10551 | -0.4497 | 0.32188 | 0.28298 | 0.014077 | 0.41252 | 0.18402 | 0.6603 | 13.5354 | 0.027201 | 0.010166 | 0.012909 | 0.027201 | 0.027771 | 0.30195 | 0.10135 | -0.34179 | 0.30195 | 0.27084 | 0.32188 | 0.10551 | -0.4497 | 0.32188 | 0.28298
38 | 0.27 | 0.23 | South/Central | SC | Charleston.Intl.AP.722080 | 3 | 1030593 | 29.8487 | 12.691 | 46.938 | 29.7776 | 17.1604 | 950.72 | 1.9009 | 32.27 | 1.466 | 0.43492 | 36.3605 | 0.69079 | 18.02 | 0.24689 | 0.4439 | 20.9901 | 0.88566 | -13.46 | 1.9839 | -1.0983 | -18.4512 | 1.9009 | 32.27 | 1.466 | 0.43492 | 36.3605 | 1.9415 | 30.06 | 1.6273 | 0.31414 | 33.5974 | 0.014077 | 0.42018 | 0.17865 | 0.66074 | 13.3831 | 0.026759 | 0.0097241 | 0.012467 | 0.026759 | 0.02733 | 0.45426 | 0.25366 | -0.18947 | 0.45426 | 0.42315 | 0.51184 | 0.29547 | -0.25973 | 0.51184 | 0.47295 | 0.014077 | 0.42018 | 0.17865 | 0.66074 | 13.3831 | 0.026759 | 0.0097241 | 0.012467 | 0.026759 | 0.02733 | 0.45426 | 0.25366 | -0.18947 | 0.45426 | 0.42315 | 0.51184 | 0.29547 | -0.25973 | 0.51184 | 0.47295
39 | 0.27 | 0.19 | South/Central | SC | Charleston.Intl.AP.722080 | 3 | 1030593 | 30.6236 | 12.1395 | 46.991 | 30.5507 | 16.4404 | 935.6 | 1.8479 | 47.39 | 0.69301 | 1.1549 | 55.2651 | 0.63778 | 33.14 | -0.52613 | 1.1639 | 39.8947 | 0.83265 | 1.66 | 1.2109 | -0.37824 | 0.45334 | 1.8479 | 47.39 | 0.69301 | 1.1549 | 55.2651 | 1.8884 | 45.18 | 0.85429 | 1.0342 | 52.502 | 0.014077 | 0.43108 | 0.17089 | 0.66149 | 13.1703 | 0.026013 | 0.008978 | 0.011721 | 0.026013 | 0.026583 | 0.6671 | 0.46651 | 0.023368 | 0.6671 | 0.63599 | 0.77796 | 0.56159 | 0.0063816 | 0.77796 | 0.73906 | 0.014077 | 0.43108 | 0.17089 | 0.66149 | 13.1703 | 0.026013 | 0.008978 | 0.011721 | 0.026013 | 0.026583 | 0.6671 | 0.46651 | 0.023368 | 0.6671 | 0.63599 | 0.77796 | 0.56159 | 0.0063816 | 0.77796 | 0.73906
40 | 0.27 | 0.17 | South/Central | SC | Charleston.Intl.AP.722080 | 3 | 1030593 | 31.046 | 11.8777 | 47.0616 | 30.9721 | 16.0896 | 928.78 | 1.7774 | 54.21 | 0.27161 | 1.5058 | 63.8992 | 0.56721 | 39.96 | -0.94753 | 1.5147 | 48.5288 | 0.76208 | 8.48 | 0.78949 | -0.027413 | 9.0874 | 1.7774 | 54.21 | 0.27161 | 1.5058 | 63.8992 | 1.8179 | 52 | 0.43289 | 1.385 | 61.1361 | 0.014077 | 0.43703 | 0.1672 | 0.66248 | 13.0743 | 0.02502 | 0.0079845 | 0.010728 | 0.02502 | 0.02559 | 0.76311 | 0.56251 | 0.11937 | 0.76311 | 0.732 | 0.8995 | 0.68313 | 0.12792 | 0.8995 | 0.8606 | 0.014077 | 0.43703 | 0.1672 | 0.66248 | 13.0743 | 0.02502 | 0.0079845 | 0.010728 | 0.02502 | 0.02559 | 0.76311 | 0.56251 | 0.11937 | 0.76311 | 0.732 | 0.8995 | 0.68313 | 0.12792 | 0.8995 | 0.8606
41 | 0.26 | 0.47 | South/Central | SC | Charleston.Intl.AP.722080 | 3 | 1030593 | 26.7688 | 15.03 | 46.9797 | 26.705 | 20.2747 | 1019.42 | 1.8593 | -36.43 | 4.5386 | -2.6794 | -48.9037 | 0.64913 | -50.68 | 3.3195 | -2.6704 | -64.2741 | 0.844 | -82.16 | 5.0565 | -4.2125 | -103.7154 | 1.8593 | -36.43 | 4.5386 | -2.6794 | -48.9037 | 1.8998 | -38.64 | 4.6999 | -2.8001 | -51.6668 | 0.014077 | 0.37682 | 0.21157 | 0.66133 | 14.3502 | 0.026173 | 0.0091378 | 0.011881 | 0.026173 | 0.026743 | -0.51282 | -0.71341 | -1.1566 | -0.51282 | -0.54393 | -0.68841 | -0.90478 | -1.46 | -0.68841 | -0.7273 | 0.014077 | 0.37682 | 0.21157 | 0.66133 | 14.3502 | 0.026173 | 0.0091378 | 0.011881 | 0.026173 | 0.026743 | -0.51282 | -0.71341 | -1.1566 | -0.51282 | -0.54393 | -0.68841 | -0.90478 | -1.46 | -0.68841 | -0.7273
42 | 0.26 | 0.42 | South/Central | SC | Charleston.Intl.AP.722080 | 3 | 1030593 | 27.3131 | 14.4583 | 46.7526 | 27.248 | 19.5046 | 999.83 | 2.0864 | -16.84 | 3.9957 | -1.9093 | -25.022 | 0.87625 | -31.09 | 2.7765 | -1.9003 | -40.3924 | 1.0711 | -62.57 | 4.5136 | -3.4424 | -79.8338 | 2.0864 | -16.84 | 3.9957 | -1.9093 | -25.022 | 2.1269 | -19.05 | 4.157 | -2.03 | -27.7851 | 0.014077 | 0.38448 | 0.20353 | 0.65813 | 14.0744 | 0.02937 | 0.012335 | 0.015078 | 0.02937 | 0.02994 | -0.23705 | -0.43765 | -0.88079 | -0.23705 | -0.26816 | -0.35223 | -0.5686 | -1.1238 | -0.35223 | -0.39113 | 0.014077 | 0.38448 | 0.20353 | 0.65813 | 14.0744 | 0.02937 | 0.012335 | 0.015078 | 0.02937 | 0.02994 | -0.23705 | -0.43765 | -0.88079 | -0.23705 | -0.26816 | -0.35223 | -0.5686 | -1.1238 | -0.35223 | -0.39113
43 | 0.26 | 0.37 | South/Central | SC | Charleston.Intl.AP.722080 | 3 | 1030593 | 27.7158 | 14.1467 | 46.7332 | 27.6498 | 19.0834 | 990.36 | 2.1058 | -7.37 | 3.5939 | -1.4881 | -13.3135 | 0.89566 | -21.62 | 2.3748 | -1.4791 | -28.6839 | 1.0905 | -53.1 | 4.1118 | -3.0213 | -68.1252 | 2.1058 | -7.37 | 3.5939 | -1.4881 | -13.3135 | 2.1463 | -9.58 | 3.7552 | -1.6089 | -16.0766 | 0.014077 | 0.39015 | 0.19914 | 0.65786 | 13.9411 | 0.029643 | 0.012608 | 0.015351 | 0.029643 | 0.030213 | -0.10375 | -0.30434 | -0.74748 | -0.10375 | -0.13486 | -0.18741 | -0.40378 | -0.95899 | -0.18741 | -0.22631 | 0.014077 | 0.39015 | 0.19914 | 0.65786 | 13.9411 | 0.029643 | 0.012608 | 0.015351 | 0.029643 | 0.030213 | -0.10375 | -0.30434 | -0.74748 | -0.10375 | -0.13486 | -0.18741 | -0.40378 | -0.95899 | -0.18741 | -0.22631
44 | 0.26 | 0.32 | South/Central | SC | Charleston.Intl.AP.722080 | 3 | 1030593 | 28.2695 | 13.7147 | 46.7137 | 28.2021 | 18.5116 | 977.61 | 2.1253 | 5.38 | 3.0416 | -0.91629 | 2.4943 | 0.91512 | -8.87 | 1.8224 | -0.9073 | -12.8761 | 1.11 | -40.35 | 3.5594 | -2.4495 | -52.3175 | 2.1253 | 5.38 | 3.0416 | -0.91629 | 2.4943 | 2.1658 | 3.17 | 3.2028 | -1.0371 | -0.26884 | 0.014077 | 0.39794 | 0.19306 | 0.65758 | 13.7617 | 0.029917 | 0.012882 | 0.015625 | 0.029917 | 0.030487 | 0.075733 | -0.12486 | -0.568 | 0.075733 | 0.044624 | 0.035111 | -0.18126 | -0.73646 | 0.035111 | -0.0037844 | 0.014077 | 0.39794 | 0.19306 | 0.65758 | 13.7617 | 0.029917 | 0.012882 | 0.015625 | 0.029917 | 0.030487 | 0.075733 | -0.12486 | -0.568 | 0.075733 | 0.044624 | 0.035111 | -0.18126 | -0.73646 | 0.035111 | -0.0037844
45 | 0.26 | 0.27 | South/Central | SC | Charleston.Intl.AP.722080 | 3 | 1030593 | 28.9736 | 13.1622 | 46.6753 | 28.9046 | 17.7707 | 960.94 | 2.1637 | 22.05 | 2.3391 | -0.1754 | 23.1464 | 0.95352 | 7.8 | 1.1199 | -0.16641 | 7.776 | 1.1484 | -23.68 | 2.857 | -1.7086 | -31.6653 | 2.1637 | 22.05 | 2.3391 | -0.1754 | 23.1464 | 2.2042 | 19.84 | 2.5004 | -0.29617 | 20.3833 | 0.014077 | 0.40786 | 0.18528 | 0.65704 | 13.527 | 0.030458 | 0.013423 | 0.016166 | 0.030458 | 0.031028 | 0.31039 | 0.1098 | -0.33334 | 0.31039 | 0.27928 | 0.32583 | 0.10946 | -0.44575 | 0.32583 | 0.28693 | 0.014077 | 0.40786 | 0.18528 | 0.65704 | 13.527 | 0.030458 | 0.013423 | 0.016166 | 0.030458 | 0.031028 | 0.31039 | 0.1098 | -0.33334 | 0.31039 | 0.27928 | 0.32583 | 0.10946 | -0.44575 | 0.32583 | 0.28693
46 | 0.26 | 0.23 | South/Central | SC | Charleston.Intl.AP.722080 | 3 | 1030593 | 29.5882 | 12.7011 | 46.6783 | 29.5177 | 17.1606 | 947.61 | 2.1607 | 35.38 | 1.726 | 0.4347 | 39.7058 | 0.95052 | 21.13 | 0.50684 | 0.44368 | 24.3354 | 1.1454 | -10.35 | 2.2439 | -1.0985 | -15.106 | 2.1607 | 35.38 | 1.726 | 0.4347 | 39.7058 | 2.2012 | 33.17 | 1.8873 | 0.31392 | 36.9427 | 0.014077 | 0.41651 | 0.17879 | 0.65708 | 13.3394 | 0.030415 | 0.01338 | 0.016123 | 0.030415 | 0.030986 | 0.49804 | 0.29744 | -0.1457 | 0.49804 | 0.46693 | 0.55893 | 0.34257 | -0.21264 | 0.55893 | 0.52004 | 0.014077 | 0.41651 | 0.17879 | 0.65708 | 13.3394 | 0.030415 | 0.01338 | 0.016123 | 0.030415 | 0.030986 | 0.49804 | 0.29744 | -0.1457 | 0.49804 | 0.46693 | 0.55893 | 0.34257 | -0.21264 | 0.55893 | 0.52004
47 | 0.26 | 0.19 | South/Central | SC | Charleston.Intl.AP.722080 | 3 | 1030593 | 30.3629 | 12.1495 | 46.731 | 30.2906 | 16.4404 | 932.49 | 2.108 | 50.5 | 0.95306 | 1.1549 | 58.6196 | 0.89781 | 36.25 | -0.26607 | 1.1639 | 43.2492 | 1.0927 | 4.77 | 1.4709 | -0.37827 | 3.8078 | 2.108 | 50.5 | 0.95306 | 1.1549 | 58.6196 | 2.1485 | 48.29 | 1.1143 | 1.0341 | 55.8565 | 0.014077 | 0.42741 | 0.17103 | 0.65783 | 13.1265 | 0.029673 | 0.012638 | 0.015381 | 0.029673 | 0.030244 | 0.71088 | 0.51029 | 0.067147 | 0.71088 | 0.67977 | 0.82518 | 0.60881 | 0.053602 | 0.82518 | 0.78628 | 0.014077 | 0.42741 | 0.17103 | 0.65783 | 13.1265 | 0.029673 | 0.012638 | 0.015381 | 0.029673 | 0.030244 | 0.71088 | 0.51029 | 0.067147 | 0.71088 | 0.67977 | 0.82518 | 0.60881 | 0.053602 | 0.82518 | 0.78628
48 | 0.26 | 0.17 | South/Central | SC | Charleston.Intl.AP.722080 | 3 | 1030593 | 30.776 | 11.8877 | 46.8016 | 30.7027 | 16.099 | 925.87 | 2.0373 | 57.12 | 0.541 | 1.4963 | 66.9976 | 0.82719 | 42.87 | -0.67814 | 1.5053 | 51.6272 | 1.0221 | 11.39 | 1.0589 | -0.036827 | 12.1858 | 2.0373 | 57.12 | 0.541 | 1.4963 | 66.9976 | 2.0778 | 54.91 | 0.70228 | 1.3756 | 64.2345 | 0.014077 | 0.43323 | 0.16734 | 0.65882 | 13.0333 | 0.028679 | 0.011644 | 0.014387 | 0.028679 | 0.02925 | 0.80407 | 0.60347 | 0.16034 | 0.80407 | 0.77296 | 0.94311 | 0.72675 | 0.17154 | 0.94311 | 0.90422 | 0.014077 | 0.43323 | 0.16734 | 0.65882 | 13.0333 | 0.028679 | 0.011644 | 0.014387 | 0.028679 | 0.02925 | 0.80407 | 0.60347 | 0.16034 | 0.80407 | 0.77296 | 0.94311 | 0.72675 | 0.17154 | 0.94311 | 0.90422
49 | 0.25 | 0.47 | South/Central | SC | Charleston.Intl.AP.722080 | 3 | 1030593 | 26.5584 | 15.0194 | 46.7488 | 26.4951 | 20.2536 | 1016.2 | 2.0902 | -33.21 | 4.7485 | -2.6583 | -45.352 | 0.88006 | -47.46 | 3.5294 | -2.6493 | -60.7224 | 1.0749 | -78.94 | 5.2664 | -4.1915 | -100.1637 | 2.0902 | -33.21 | 4.7485 | -2.6583 | -45.352 | 2.1307 | -35.42 | 4.9098 | -2.7791 | -48.1151 | 0.014077 | 0.37386 | 0.21143 | 0.65807 | 14.3049 | 0.029424 | 0.012388 | 0.015132 | 0.029424 | 0.029994 | -0.46749 | -0.66809 | -1.1112 | -0.46749 | -0.4986 | -0.63841 | -0.85478 | -1.41 | -0.63841 | -0.67731 | 0.014077 | 0.37386 | 0.21143 | 0.65807 | 14.3049 | 0.029424 | 0.012388 | 0.015132 | 0.029424 | 0.029994 | -0.46749 | -0.66809 | -1.1112 | -0.46749 | -0.4986 | -0.63841 | -0.85478 | -1.41 | -0.63841 | -0.67731
50 | 0.25 | 0.42 | South/Central | SC | Charleston.Intl.AP.722080 | 3 | 1030593 | 27.0825 | 14.4686 | 46.5224 | 27.018 | 19.5045 | 997.08 | 2.3166 | -14.09 | 4.2257 | -1.9091 | -22.049 | 1.1064 | -28.34 | 3.0066 | -1.9002 | -37.4194 | 1.3013 | -59.82 | 4.7436 | -3.4423 | -76.8607 | 2.3166 | -14.09 | 4.2257 | -1.9091 | -22.049 | 2.3571 | -16.3 | 4.387 | -2.0299 | -24.8121 | 0.014077 | 0.38124 | 0.20367 | 0.65489 | 14.0357 | 0.03261 | 0.015575 | 0.018318 | 0.03261 | 0.03318 | -0.19834 | -0.39894 | -0.84208 | -0.19834 | -0.22945 | -0.31038 | -0.52675 | -1.082 | -0.31038 | -0.34928 | 0.014077 | 0.38124 | 0.20367 | 0.65489 | 14.0357 | 0.03261 | 0.015575 | 0.018318 | 0.03261 | 0.03318 | -0.19834 | -0.39894 | -0.84208 | -0.19834 | -0.22945 | -0.31038 | -0.52675 | -1.082 | -0.31038 | -0.34928
51 | 0.25 | 0.37 | South/Central | SC | Charleston.Intl.AP.722080 | 3 | 1030593 | 27.3941 | 14.2572 | 46.5419 | 27.3288 | 19.2132 | 990.9 | 2.2971 | -7.91 | 3.9149 | -1.6179 | -14.3762 | 1.0869 | -22.16 | 2.6958 | -1.6089 | -29.7467 | 1.2818 | -53.64 | 4.4328 | -3.151 | -69.188 | 2.2971 | -7.91 | 3.9149 | -1.6179 | -14.3762 | 2.3376 | -10.12 | 4.0762 | -1.7386 | -17.1393 | 0.014077 | 0.38562 | 0.2007 | 0.65516 | 13.9487 | 0.032335 | 0.0153 | 0.018043 | 0.032335 | 0.032905 | -0.11135 | -0.31194 | -0.75508 | -0.11135 | -0.14246 | -0.20237 | -0.41874 | -0.97395 | -0.20237 | -0.24127 | 0.014077 | 0.38562 | 0.2007 | 0.65516 | 13.9487 | 0.032335 | 0.0153 | 0.018043 | 0.032335 | 0.032905 | -0.11135 | -0.31194 | -0.75508 | -0.11135 | -0.14246 | -0.20237 | -0.41874 | -0.97395 | -0.20237 | -0.24127
52 | 0.25 | 0.32 | South/Central | SC | Charleston.Intl.AP.722080 | 3 | 1030593 | 27.8475 | 13.9145 | 46.5221 | 27.7811 | 18.741 | 980.32 | 2.3169 | 2.67 | 3.4626 | -1.1457 | -1.2754 | 1.1067 | -11.58 | 2.2434 | -1.1367 | -16.6458 | 1.3016 | -43.06 | 3.9805 | -2.6789 | -56.0871 | 2.3169 | 2.67 | 3.4626 | -1.1457 | -1.2754 | 2.3574 | 0.46 | 3.6239 | -1.2665 | -4.0385 | 0.014077 | 0.392 | 0.19587 | 0.65488 | 13.7998 | 0.032614 | 0.015579 | 0.018322 | 0.032614 | 0.033184 | 0.037585 | -0.16301 | -0.60615 | 0.037585 | 0.0064753 | -0.017953 | -0.23432 | -0.78953 | -0.017953 | -0.056849 | 0.014077 | 0.392 | 0.19587 | 0.65488 | 13.7998 | 0.032614 | 0.015579 | 0.018322 | 0.032614 | 0.033184 | 0.037585 | -0.16301 | -0.60615 | 0.037585 | 0.0064753 | -0.017953 | -0.23432 | -0.78953 | -0.017953 | -0.056849
53 | 0.25 | 0.27 | South/Central | SC | Charleston.Intl.AP.722080 | 3 | 1030593 | 28.6331 | 13.2525 | 46.4445 | 28.5649 | 17.8796 | 960.54 | 2.3945 | 22.45 | 2.6787 | -0.2843 | 23.1614 | 1.1843 | 8.2 | 1.4596 | -0.27531 | 7.791 | 1.3792 | -23.28 | 3.1966 | -1.8175 | -31.6504 | 2.3945 | 22.45 | 2.6787 | -0.2843 | 23.1614 | 2.435 | 20.24 | 2.84 | -0.40507 | 20.3983 | 0.014077 | 0.40306 | 0.18655 | 0.65379 | 13.5214 | 0.033706 | 0.016671 | 0.019414 | 0.033706 | 0.034277 | 0.31603 | 0.11543 | -0.32771 | 0.31603 | 0.28492 | 0.32604 | 0.10967 | -0.44554 | 0.32604 | 0.28714 | 0.014077 | 0.40306 | 0.18655 | 0.65379 | 13.5214 | 0.033706 | 0.016671 | 0.019414 | 0.033706 | 0.034277 | 0.31603 | 0.11543 | -0.32771 | 0.31603 | 0.28492 | 0.32604 | 0.10967 | -0.44554 | 0.32604 | 0.28714
54 | 0.25 | 0.23 | South/Central | SC | Charleston.Intl.AP.722080 | 3 | 1030593 | 29.3273 | 12.7116 | 46.4273 | 29.2574 | 17.1698 | 944.81 | 2.4117 | 38.18 | 1.9862 | 0.42548 | 42.6942 | 1.2016 | 23.93 | 0.76709 | 0.43446 | 27.3237 | 1.3964 | -7.55 | 2.5041 | -1.1077 | -12.1176 | 2.4117 | 38.18 | 1.9862 | 0.42548 | 42.6942 | 2.4522 | 35.97 | 2.1475 | 0.3047 | 39.9311 | 0.014077 | 0.41284 | 0.17894 | 0.65355 | 13.2999 | 0.033949 | 0.016914 | 0.019657 | 0.033949 | 0.034519 | 0.53745 | 0.33686 | -0.10628 | 0.53745 | 0.50634 | 0.601 | 0.38463 | -0.17058 | 0.601 | 0.5621 | 0.014077 | 0.41284 | 0.17894 | 0.65355 | 13.2999 | 0.033949 | 0.016914 | 0.019657 | 0.033949 | 0.034519 | 0.53745 | 0.33686 | -0.10628 | 0.53745 | 0.50634 | 0.601 | 0.38463 | -0.17058 | 0.601 | 0.5621
55 | 0.25 | 0.19 | South/Central | SC | Charleston.Intl.AP.722080 | 3 | 1030593 | 30.0929 | 12.1693 | 46.48 | 30.0212 | 16.4587 | 929.88 | 2.359 | 53.11 | 1.2225 | 1.1366 | 61.3605 | 1.1489 | 38.86 | 0.003315 | 1.1456 | 45.9901 | 1.3437 | 7.38 | 1.7403 | -0.3966 | 6.5488 | 2.359 | 53.11 | 1.2225 | 1.1366 | 61.3605 | 2.3995 | 50.9 | 1.3837 | 1.0158 | 58.5974 | 0.014077 | 0.42361 | 0.17131 | 0.65429 | 13.0898 | 0.033208 | 0.016173 | 0.018916 | 0.033208 | 0.033778 | 0.74762 | 0.54703 | 0.10389 | 0.74762 | 0.71651 | 0.86376 | 0.6474 | 0.092186 | 0.86376 | 0.82487 | 0.014077 | 0.42361 | 0.17131 | 0.65429 | 13.0898 | 0.033208 | 0.016173 | 0.018916 | 0.033208 | 0.033778 | 0.74762 | 0.54703 | 0.10389 | 0.74762 | 0.71651 | 0.86376 | 0.6474 | 0.092186 | 0.86376 | 0.82487
56 | 0.25 | 0.17 | South/Central | SC | Charleston.Intl.AP.722080 | 3 | 1030593 | 30.515 | 11.8984 | 46.5414 | 30.4423 | 16.0991 | 922.75 | 2.2976 | 60.24 | 0.80135 | 1.4962 | 70.3519 | 1.0874 | 45.99 | -0.41779 | 1.5052 | 54.9815 | 1.2823 | 14.51 | 1.3192 | -0.036952 | 15.5402 | 2.2976 | 60.24 | 0.80135 | 1.4962 | 70.3519 | 2.3381 | 58.03 | 0.96263 | 1.3754 | 67.5888 | 0.014077 | 0.42955 | 0.16749 | 0.65516 | 12.9894 | 0.032342 | 0.015307 | 0.01805 | 0.032342 | 0.032913 | 0.84799 | 0.64739 | 0.20425 | 0.84799 | 0.81688 | 0.99033 | 0.77397 | 0.21876 | 0.99033 | 0.95144 | 0.014077 | 0.42955 | 0.16749 | 0.65516 | 12.9894 | 0.032342 | 0.015307 | 0.01805 | 0.032342 | 0.032913 | 0.84799 | 0.64739 | 0.20425 | 0.84799 | 0.81688 | 0.99033 | 0.77397 | 0.21876 | 0.99033 | 0.95144
57 | 0.24 | 0.47 | South/Central | SC | Charleston.Intl.AP.722080 | 3 | 1030593 | 26.3083 | 15.0392 | 46.5084 | 26.2456 | 20.2629 | 1013.5 | 2.3305 | -30.51 | 4.9981 | -2.6675 | -42.5018 | 1.1204 | -44.76 | 3.779 | -2.6586 | -57.8723 | 1.3153 | -76.24 | 5.516 | -4.2007 | -97.3136 | 2.3305 | -30.51 | 4.9981 | -2.6675 | -42.5018 | 2.3711 | -32.72 | 5.1594 | -2.7883 | -45.2649 | 0.014077 | 0.37034 | 0.2117 | 0.65469 | 14.2669 | 0.032807 | 0.015772 | 0.018515 | 0.032807 | 0.033377 | -0.42948 | -0.63008 | -1.0732 | -0.42948 | -0.46059 | -0.59829 | -0.81466 | -1.3699 | -0.59829 | -0.63719 | 0.014077 | 0.37034 | 0.2117 | 0.65469 | 14.2669 | 0.032807 | 0.015772 | 0.018515 | 0.032807 | 0.033377 | -0.42948 | -0.63008 | -1.0732 | -0.42948 | -0.46059 | -0.59829 | -0.81466 | -1.3699 | -0.59829 | -0.63719
58 | 0.24 | 0.42 | South/Central | SC | Charleston.Intl.AP.722080 | 3 | 1030593 | 26.8322 | 14.4795 | 46.2828 | 26.7682 | 19.5146 | 994.41 | 2.5561 | -11.42 | 4.4755 | -1.9193 | -19.2347 | 1.346 | -25.67 | 3.2563 | -1.9103 | -34.6051 | 1.5409 | -57.15 | 4.9933 | -3.4525 | -74.0464 | 2.5561 | -11.42 | 4.4755 | -1.9193 | -19.2347 | 2.5966 | -13.63 | 4.6367 | -2.0401 | -21.9978 | 0.014077 | 0.37771 | 0.20383 | 0.65152 | 13.9981 | 0.035982 | 0.018947 | 0.02169 | 0.035982 | 0.036553 | -0.16076 | -0.36135 | -0.80449 | -0.16076 | -0.19187 | -0.27076 | -0.48713 | -1.0423 | -0.27076 | -0.30966 | 0.014077 | 0.37771 | 0.20383 | 0.65152 | 13.9981 | 0.035982 | 0.018947 | 0.02169 | 0.035982 | 0.036553 | -0.16076 | -0.36135 | -0.80449 | -0.16076 | -0.19187 | -0.27076 | -0.48713 | -1.0423 | -0.27076 | -0.30966
59 | 0.24 | 0.37 | South/Central | SC | Charleston.Intl.AP.722080 | 3 | 1030593 | 27.1439 | 14.277 | 46.3109 | 27.0792 | 19.2317 | 988.56 | 2.528 | -5.57 | 4.1645 | -1.6364 | -11.9006 | 1.3179 | -19.82 | 2.9453 | -1.6274 | -27.271 | 1.5128 | -51.3 | 4.6823 | -3.1696 | -66.7124 | 2.528 | -5.57 | 4.1645 | -1.6364 | -11.9006 | 2.5686 | -7.78 | 4.3257 | -1.7572 | -14.6637 | 0.014077 | 0.3821 | 0.20097 | 0.65191 | 13.9158 | 0.035587 | 0.018552 | 0.021295 | 0.035587 | 0.036157 | -0.078408 | -0.279 | -0.72214 | -0.078408 | -0.10952 | -0.16752 | -0.38389 | -0.9391 | -0.16752 | -0.20642 | 0.014077 | 0.3821 | 0.20097 | 0.65191 | 13.9158 | 0.035587 | 0.018552 | 0.021295 | 0.035587 | 0.036157 | -0.078408 | -0.279 | -0.72214 | -0.078408 | -0.10952 | -0.16752 | -0.38389 | -0.9391 | -0.16752 | -0.20642
60 | 0.24 | 0.32 | South/Central | SC | Charleston.Intl.AP.722080 | 3 | 1030593 | 27.5875 | 13.9251 | 46.2721 | 27.5217 | 18.7504 | 977.53 | 2.5669 | 5.46 | 3.722 | -1.1551 | 1.6954 | 1.3567 | -8.79 | 2.5028 | -1.1461 | -13.6751 | 1.5516 | -40.27 | 4.2399 | -2.6883 | -53.1164 | 2.5669 | 5.46 | 3.722 | -1.1551 | 1.6954 | 2.6074 | 3.25 | 3.8833 | -1.2759 | -1.0677 | 0.014077 | 0.38834 | 0.19602 | 0.65136 | 13.7605 | 0.036134 | 0.019099 | 0.021842 | 0.036134 | 0.036704 | 0.07686 | -0.12374 | -0.56687 | 0.07686 | 0.04575 | 0.023865 | -0.1925 | -0.74771 | 0.023865 | -0.01503 | 0.014077 | 0.38834 | 0.19602 | 0.65136 | 13.7605 | 0.036134 | 0.019099 | 0.021842 | 0.036134 | 0.036704 | 0.07686 | -0.12374 | -0.56687 | 0.07686 | 0.04575 | 0.023865 | -0.1925 | -0.74771 | 0.023865 | -0.01503
61 | 0.24 | 0.27 | South/Central | SC | Charleston.Intl.AP.722080 | 3 | 1030593 | 28.3725 | 13.2626 | 46.1846 | 28.3049 | 17.8798 | 957.44 | 2.6544 | 25.55 | 2.9388 | -0.28445 | 26.5107 | 1.4442 | 11.3 | 1.7197 | -0.27547 | 11.1403 | 1.6391 | -20.18 | 3.4567 | -1.8176 | -28.301 | 2.6544 | 25.55 | 2.9388 | -0.28445 | 26.5107 | 2.6949 | 23.34 | 3.1001 | -0.40523 | 23.7476 | 0.014077 | 0.3994 | 0.1867 | 0.65013 | 13.4777 | 0.037365 | 0.02033 | 0.023073 | 0.037365 | 0.037935 | 0.35966 | 0.15907 | -0.28407 | 0.35966 | 0.32855 | 0.37319 | 0.15682 | -0.39839 | 0.37319 | 0.33429 | 0.014077 | 0.3994 | 0.1867 | 0.65013 | 13.4777 | 0.037365 | 0.02033 | 0.023073 | 0.037365 | 0.037935 | 0.35966 | 0.15907 | -0.28407 | 0.35966 | 0.32855 | 0.37319 | 0.15682 | -0.39839 | 0.37319 | 0.33429
62 | 0.24 | 0.23 | South/Central | SC | Charleston.Intl.AP.722080 | 3 | 1030593 | 29.0673 | 12.7216 | 46.168 | 28.998 | 17.17 | 941.71 | 2.671 | 41.28 | 2.2456 | 0.42535 | 46.0365 | 1.4608 | 27.03 | 1.0265 | 0.43434 | 30.6661 | 1.6557 | -4.45 | 2.7635 | -1.1078 | -8.7752 | 2.671 | 41.28 | 2.2456 | 0.42535 | 46.0365 | 2.7115 | 39.07 | 2.4069 | 0.30458 | 43.2734 | 0.014077 | 0.40918 | 0.17908 | 0.6499 | 13.2563 | 0.037599 | 0.020564 | 0.023307 | 0.037599 | 0.03817 | 0.58109 | 0.3805 | -0.062642 | 0.58109 | 0.54998 | 0.64805 | 0.43168 | -0.12353 | 0.64805 | 0.60915 | 0.014077 | 0.40918 | 0.17908 | 0.6499 | 13.2563 | 0.037599 | 0.020564 | 0.023307 | 0.037599 | 0.03817 | 0.58109 | 0.3805 | -0.062642 | 0.58109 | 0.54998 | 0.64805 | 0.43168 | -0.12353 | 0.64805 | 0.60915
63 | 0.24 | 0.19 | South/Central | SC | Charleston.Intl.AP.722080 | 3 | 1030593 | 29.8323 | 12.1699 | 46.2108 | 29.7612 | 16.4496 | 926.47 | 2.6282 | 56.52 | 1.4825 | 1.1457 | 65.0816 | 1.418 | 42.27 | 0.26337 | 1.1547 | 49.7112 | 1.6129 | 10.79 | 2.0004 | -0.38748 | 10.2699 | 2.6282 | 56.52 | 1.4825 | 1.1457 | 65.0816 | 2.6687 | 54.31 | 1.6438 | 1.0249 | 62.3185 | 0.014077 | 0.41994 | 0.17131 | 0.6505 | 13.0418 | 0.036997 | 0.019962 | 0.022705 | 0.036997 | 0.037567 | 0.79562 | 0.59503 | 0.15189 | 0.79562 | 0.76451 | 0.91614 | 0.69978 | 0.14457 | 0.91614 | 0.87725 | 0.014077 | 0.41994 | 0.17131 | 0.6505 | 13.0418 | 0.036997 | 0.019962 | 0.022705 | 0.036997 | 0.037567 | 0.79562 | 0.59503 | 0.15189 | 0.79562 | 0.76451 | 0.91614 | 0.69978 | 0.14457 | 0.91614 | 0.87725
64 | 0.24 | 0.17 | South/Central | SC | Charleston.Intl.AP.722080 | 3 | 1030593 | 30.2453 | 11.9082 | 46.2815 | 30.1732 | 16.1083 | 919.86 | 2.5575 | 63.13 | 1.0704 | 1.4871 | 73.4566 | 1.3473 | 48.88 | -0.1487 | 1.496 | 58.0862 | 1.5422 | 17.4 | 1.5883 | -0.046111 | 18.6449 | 2.5575 | 63.13 | 1.0704 | 1.4871 | 73.4566 | 2.598 | 60.92 | 1.2317 | 1.3663 | 70.6935 | 0.014077 | 0.42576 | 0.16763 | 0.6515 | 12.9487 | 0.036001 | 0.018966 | 0.02171 | 0.036001 | 0.036572 | 0.88867 | 0.68808 | 0.24494 | 0.88867 | 0.85756 | 1.034 | 0.81767 | 0.26246 | 1.034 | 0.99514 | 0.014077 | 0.42576 | 0.16763 | 0.6515 | 12.9487 | 0.036001 | 0.018966 | 0.02171 | 0.036001 | 0.036572 | 0.88867 | 0.68808 | 0.24494 | 0.88867 | 0.85756 | 1.034 | 0.81767 | 0.26246 | 1.034 | 0.99514
65 | 0.22 | 0.47 | South/Central | SC | Charleston.Intl.AP.722080 | 3 | 1030593 | 25.8074 | 15.0704 | 46.0296 | 25.7458 | 20.2837 | 1008.2 | 2.8094 | -25.21 | 5.4978 | -2.6884 | -36.8905 | 1.5993 | -39.46 | 4.2787 | -2.6794 | -52.2609 | 1.7941 | -70.94 | 6.0157 | -4.2216 | -91.7022 | 2.8094 | -25.21 | 5.4978 | -2.6884 | -36.8905 | 2.8499 | -27.42 | 5.6591 | -2.8092 | -39.6536 | 0.014077 | 0.36329 | 0.21214 | 0.64795 | 14.1923 | 0.039548 | 0.022513 | 0.025256 | 0.039548 | 0.040118 | -0.35488 | -0.55547 | -0.99861 | -0.35488 | -0.38599 | -0.5193 | -0.73567 | -1.2909 | -0.5193 | -0.5582 | 0.014077 | 0.36329 | 0.21214 | 0.64795 | 14.1923 | 0.039548 | 0.022513 | 0.025256 | 0.039548 | 0.040118 | -0.35488 | -0.55547 | -0.99861 | -0.35488 | -0.38599 | -0.5193 | -0.73567 | -1.2909 | -0.5193 | -0.5582
66 | 0.22 | 0.42 | South/Central | SC | Charleston.Intl.AP.722080 | 3 | 1030593 | 26.3308 | 14.5191 | 45.8112 | 26.2679 | 19.5432 | 989.4 | 3.0278 | -6.41 | 4.9757 | -1.9479 | -13.9271 | 1.8176 | -20.66 | 3.7566 | -1.9389 | -29.2975 | 2.0125 | -52.14 | 5.4936 | -3.4811 | -68.7388 | 3.0278 | -6.41 | 4.9757 | -1.9479 | -13.9271 | 3.0683 | -8.62 | 5.137 | -2.0687 | -16.6902 | 0.014077 | 0.37065 | 0.20438 | 0.64488 | 13.9276 | 0.042622 | 0.025587 | 0.02833 | 0.042622 | 0.043192 | -0.090233 | -0.29083 | -0.73397 | -0.090233 | -0.12134 | -0.19605 | -0.41242 | -0.96763 | -0.19605 | -0.23495 | 0.014077 | 0.37065 | 0.20438 | 0.64488 | 13.9276 | 0.042622 | 0.025587 | 0.02833 | 0.042622 | 0.043192 | -0.090233 | -0.29083 | -0.73397 | -0.090233 | -0.12134 | -0.19605 | -0.41242 | -0.96763 | -0.19605 | -0.23495
67 | 0.22 | 0.37 | South/Central | SC | Charleston.Intl.AP.722080 | 3 | 1030593 | 26.633 | 14.3076 | 45.8213 | 26.5695 | 19.2518 | 983.1 | 3.0177 | -0.11 | 4.6742 | -1.6565 | -6.129 | 1.8075 | -14.36 | 3.455 | -1.6475 | -21.4994 | 2.0024 | -45.84 | 5.192 | -3.1897 | -60.9408 | 3.0177 | -0.11 | 4.6742 | -1.6565 | -6.129 | 3.0582 | -2.32 | 4.8354 | -1.7773 | -8.8921 | 0.014077 | 0.37491 | 0.20141 | 0.64502 | 13.8389 | 0.042479 | 0.025444 | 0.028187 | 0.042479 | 0.043049 | -0.0015485 | -0.20214 | -0.64528 | -0.0015485 | -0.032658 | -0.086277 | -0.30264 | -0.85785 | -0.086277 | -0.12517 | 0.014077 | 0.37491 | 0.20141 | 0.64502 | 13.8389 | 0.042479 | 0.025444 | 0.028187 | 0.042479 | 0.043049 | -0.0015485 | -0.20214 | -0.64528 | -0.0015485 | -0.032658 | -0.086277 | -0.30264 | -0.85785 | -0.086277 | -0.12517
68 | 0.22 | 0.32 | South/Central | SC | Charleston.Intl.AP.722080 | 3 | 1030593 | 27.0759 | 13.9555 | 45.7814 | 27.0113 | 18.7701 | 972.07 | 3.0575 | 10.92 | 4.2323 | -1.1748 | 7.4912 | 1.8474 | -3.33 | 3.0132 | -1.1658 | -7.8793 | 2.0423 | -34.81 | 4.7502 | -2.7079 | -47.3206 | 3.0575 | 10.92 | 4.2323 | -1.1748 | 7.4912 | 3.0981 | 8.71 | 4.3936 | -1.2955 | 4.7281 | 0.014077 | 0.38114 | 0.19645 | 0.64446 | 13.6837 | 0.043041 | 0.026005 | 0.028749 | 0.043041 | 0.043611 | 0.15372 | -0.046876 | -0.49001 | 0.15372 | 0.12261 | 0.10545 | -0.11091 | -0.66612 | 0.10545 | 0.066556 | 0.014077 | 0.38114 | 0.19645 | 0.64446 | 13.6837 | 0.043041 | 0.026005 | 0.028749 | 0.043041 | 0.043611 | 0.15372 | -0.046876 | -0.49001 | 0.15372 | 0.12261 | 0.10545 | -0.11091 | -0.66612 | 0.10545 | 0.066556
69 | 0.22 | 0.27 | South/Central | SC | Charleston.Intl.AP.722080 | 3 | 1030593 | 27.8516 | 13.2838 | 45.6749 | 27.7852 | 17.8897 | 951.55 | 3.164 | 31.44 | 3.4585 | -0.29443 | 32.816 | 1.9539 | 17.19 | 2.2393 | -0.28544 | 17.4456 | 2.1488 | -14.29 | 3.9764 | -1.8276 | -21.9957 | 3.164 | 31.44 | 3.4585 | -0.29443 | 32.816 | 3.2046 | 29.23 | 3.6198 | -0.4152 | 30.0529 | 0.014077 | 0.39206 | 0.18699 | 0.64296 | 13.3948 | 0.04454 | 0.027505 | 0.030248 | 0.04454 | 0.04511 | 0.44258 | 0.24198 | -0.20116 | 0.44258 | 0.41147 | 0.46195 | 0.24558 | -0.30963 | 0.46195 | 0.42305 | 0.014077 | 0.39206 | 0.18699 | 0.64296 | 13.3948 | 0.04454 | 0.027505 | 0.030248 | 0.04454 | 0.04511 | 0.44258 | 0.24198 | -0.20116 | 0.44258 | 0.41147 | 0.46195 | 0.24558 | -0.30963 | 0.46195 | 0.42305
70 | 0.22 | 0.23 | South/Central | SC | Charleston.Intl.AP.722080 | 3 | 1030593 | 28.5458 | 12.742 | 45.6567 | 28.4777 | 17.179 | 935.79 | 3.1823 | 47.2 | 2.766 | 0.41634 | 52.3885 | 1.9721 | 32.95 | 1.5468 | 0.42532 | 37.0181 | 2.167 | 1.47 | 3.2838 | -1.1168 | -2.4232 | 3.1823 | 47.2 | 2.766 | 0.41634 | 52.3885 | 3.2228 | 44.99 | 2.9272 | 0.29557 | 49.6254 | 0.014077 | 0.40183 | 0.17937 | 0.6427 | 13.173 | 0.044797 | 0.027761 | 0.030505 | 0.044797 | 0.045367 | 0.66443 | 0.46383 | 0.020693 | 0.66443 | 0.63332 | 0.73747 | 0.5211 | -0.034111 | 0.73747 | 0.69857 | 0.014077 | 0.40183 | 0.17937 | 0.6427 | 13.173 | 0.044797 | 0.027761 | 0.030505 | 0.044797 | 0.045367 | 0.66443 | 0.46383 | 0.020693 | 0.66443 | 0.63332 | 0.73747 | 0.5211 | -0.034111 | 0.73747 | 0.69857
71 | 0.22 | 0.19 | South/Central | SC | Charleston.Intl.AP.722080 | 3 | 1030593 | 29.3108 | 12.1903 | 45.6994 | 29.2409 | 16.4585 | 920.55 | 3.1396 | 62.44 | 2.0028 | 1.1368 | 71.4377 | 1.9294 | 48.19 | 0.78367 | 1.1458 | 56.0673 | 2.1243 | 16.71 | 2.5207 | -0.39639 | 16.626 | 3.1396 | 62.44 | 2.0028 | 1.1368 | 71.4377 | 3.1801 | 60.23 | 2.1641 | 1.016 | 68.6746 | 0.014077 | 0.4126 | 0.1716 | 0.6433 | 12.9584 | 0.044195 | 0.02716 | 0.029903 | 0.044195 | 0.044766 | 0.87896 | 0.67836 | 0.23522 | 0.87896 | 0.84785 | 1.0056 | 0.78925 | 0.23404 | 1.0056 | 0.96672 | 0.014077 | 0.4126 | 0.1716 | 0.6433 | 12.9584 | 0.044195 | 0.02716 | 0.029903 | 0.044195 | 0.044766 | 0.87896 | 0.67836 | 0.23522 | 0.87896 | 0.84785 | 1.0056 | 0.78925 | 0.23404 | 1.0056 | 0.96672
72 | 0.22 | 0.17 | South/Central | SC | Charleston.Intl.AP.722080 | 3 | 1030593 | 29.7238 | 11.9189 | 45.7512 | 29.6529 | 16.0983 | 913.3 | 3.0878 | 69.69 | 1.5907 | 1.497 | 80.5693 | 1.8776 | 55.44 | 0.37161 | 1.506 | 65.1989 | 2.0725 | 23.96 | 2.1086 | -0.036162 | 25.7575 | 3.0878 | 69.69 | 1.5907 | 1.497 | 80.5693 | 3.1283 | 67.48 | 1.752 | 1.3762 | 77.8062 | 0.014077 | 0.41842 | 0.16778 | 0.64403 | 12.8564 | 0.043466 | 0.026431 | 0.029174 | 0.043466 | 0.044036 | 0.98101 | 0.78042 | 0.33728 | 0.98101 | 0.94991 | 1.1342 | 0.91779 | 0.36258 | 1.1342 | 1.0953 | 0.014077 | 0.41842 | 0.16778 | 0.64403 | 12.8564 | 0.043466 | 0.026431 | 0.029174 | 0.043466 | 0.044036 | 0.98101 | 0.78042 | 0.33728 | 0.98101 | 0.94991 | 1.1342 | 0.91779 | 0.36258 | 1.1342 | 1.0953
73 | 0.2 | 0.47 | South/Central | SC | Charleston.Intl.AP.722080 | 3 | 1030593 | 25.3065 | 15.1107 | 45.5681 | 25.2461 | 20.322 | 1003.48 | 3.2709 | -20.49 | 5.9976 | -2.7267 | -31.9777 | 2.0607 | -34.74 | 4.7784 | -2.7177 | -47.3481 | 2.2556 | -66.22 | 6.5154 | -4.2599 | -86.7895 | 3.2709 | -20.49 | 5.9976 | -2.7267 | -31.9777 | 3.3114 | -22.7 | 6.1588 | -2.8475 | -34.7408 | 0.014077 | 0.35624 | 0.21271 | 0.64146 | 14.1258 | 0.046043 | 0.029008 | 0.031751 | 0.046043 | 0.046614 | -0.28843 | -0.48903 | -0.93217 | -0.28843 | -0.31954 | -0.45015 | -0.66651 | -1.2217 | -0.45015 | -0.48904 | 0.014077 | 0.35624 | 0.21271 | 0.64146 | 14.1258 | 0.046043 | 0.029008 | 0.031751 | 0.046043 | 0.046614 | -0.28843 | -0.48903 | -0.93217 | -0.28843 | -0.31954 | -0.45015 | -0.66651 | -1.2217 | -0.45015 | -0.48904
74 | 0.2 | 0.42 | South/Central | SC | Charleston.Intl.AP.722080 | 3 | 1030593 | 25.8199 | 14.5498 | 45.3306 | 25.7582 | 19.5724 | 984.26 | 3.5084 | -1.27 | 5.4854 | -1.9771 | -8.5192 | 2.2982 | -15.52 | 4.2663 | -1.9681 | -23.8897 | 2.4931 | -47 | 6.0033 | -3.5102 | -63.331 | 3.5084 | -1.27 | 5.4854 | -1.9771 | -8.5192 | 3.5489 | -3.48 | 5.6467 | -2.0978 | -11.2823 | 0.014077 | 0.36346 | 0.20481 | 0.63811 | 13.8553 | 0.049387 | 0.032351 | 0.035095 | 0.049387 | 0.049957 | -0.017878 | -0.21847 | -0.66161 | -0.017878 | -0.048987 | -0.11992 | -0.33629 | -0.8915 | -0.11992 | -0.15882 | 0.014077 | 0.36346 | 0.20481 | 0.63811 | 13.8553 | 0.049387 | 0.032351 | 0.035095 | 0.049387 | 0.049957 | -0.017878 | -0.21847 | -0.66161 | -0.017878 | -0.048987 | -0.11992 | -0.33629 | -0.8915 | -0.11992 | -0.15882
75 | 0.2 | 0.37 | South/Central | SC | Charleston.Intl.AP.722080 | 3 | 1030593 | 26.1216 | 14.348 | 45.3402 | 26.0593 | 19.2809 | 977.96 | 3.4988 | 5.03 | 5.1844 | -1.6856 | -0.71411 | 2.2886 | -9.22 | 3.9653 | -1.6766 | -16.0845 | 2.4835 | -40.7 | 5.7023 | -3.2188 | -55.5258 | 3.4988 | 5.03 | 5.1844 | -1.6856 | -0.71411 | 3.5393 | 2.82 | 5.3457 | -1.8064 | -3.4772 | 0.014077 | 0.36771 | 0.20197 | 0.63825 | 13.7666 | 0.049252 | 0.032216 | 0.03496 | 0.049252 | 0.049822 | 0.070807 | -0.12979 | -0.57293 | 0.070807 | 0.039697 | -0.010052 | -0.22642 | -0.78163 | -0.010052 | -0.048948 | 0.014077 | 0.36771 | 0.20197 | 0.63825 | 13.7666 | 0.049252 | 0.032216 | 0.03496 | 0.049252 | 0.049822 | 0.070807 | -0.12979 | -0.57293 | 0.070807 | 0.039697 | -0.010052 | -0.22642 | -0.78163 | -0.010052 | -0.048948
76 | 0.2 | 0.32 | South/Central | SC | Charleston.Intl.AP.722080 | 3 | 1030593 | 26.5458 | 13.9958 | 45.2816 | 26.4824 | 18.7992 | 966.73 | 3.5574 | 16.26 | 4.7612 | -1.2039 | 13.1493 | 2.3472 | 2.01 | 3.5421 | -1.1949 | -2.2211 | 2.5421 | -29.47 | 5.2791 | -2.737 | -41.6625 | 3.5574 | 16.26 | 4.7612 | -1.2039 | 13.1493 | 3.5979 | 14.05 | 4.9225 | -1.3246 | 10.3862 | 0.014077 | 0.37368 | 0.19702 | 0.63742 | 13.6085 | 0.050077 | 0.033041 | 0.035785 | 0.050077 | 0.050647 | 0.22889 | 0.028294 | -0.41484 | 0.22889 | 0.19778 | 0.1851 | -0.031267 | -0.58648 | 0.1851 | 0.1462 | 0.014077 | 0.37368 | 0.19702 | 0.63742 | 13.6085 | 0.050077 | 0.033041 | 0.035785 | 0.050077 | 0.050647 | 0.22889 | 0.028294 | -0.41484 | 0.22889 | 0.19778 | 0.1851 | -0.031267 | -0.58648 | 0.1851 | 0.1462
77 | 0.2 | 0.27 | South/Central | SC | Charleston.Intl.AP.722080 | 3 | 1030593 | 27.321 | 13.3136 | 45.164 | 27.2558 | 17.9083 | 945.82 | 3.6749 | 37.17 | 3.9879 | -0.31298 | 38.9035 | 2.4648 | 22.92 | 2.7688 | -0.30399 | 23.533 | 2.6597 | -8.56 | 4.5058 | -1.8461 | -15.9083 | 3.6749 | 37.17 | 3.9879 | -0.31298 | 38.9035 | 3.7154 | 34.96 | 4.1492 | -0.43375 | 36.1404 | 0.014077 | 0.38459 | 0.18741 | 0.63577 | 13.3142 | 0.051732 | 0.034696 | 0.03744 | 0.051732 | 0.052302 | 0.52324 | 0.32264 | -0.1205 | 0.52324 | 0.49213 | 0.54764 | 0.33127 | -0.22394 | 0.54764 | 0.50874 | 0.014077 | 0.38459 | 0.18741 | 0.63577 | 13.3142 | 0.051732 | 0.034696 | 0.03744 | 0.051732 | 0.052302 | 0.52324 | 0.32264 | -0.1205 | 0.52324 | 0.49213 | 0.54764 | 0.33127 | -0.22394 | 0.54764 | 0.50874
78 | 0.2 | 0.23 | South/Central | SC | Charleston.Intl.AP.722080 | 3 | 1030593 | 28.0151 | 12.7717 | 45.1457 | 27.9483 | 17.1974 | 930.07 | 3.6933 | 52.92 | 3.2954 | 0.39789 | 58.4801 | 2.4831 | 38.67 | 2.0763 | 0.40688 | 43.1097 | 2.678 | 7.19 | 3.8133 | -1.1353 | 3.6684 | 3.6933 | 52.92 | 3.2954 | 0.39789 | 58.4801 | 3.7338 | 50.71 | 3.4567 | 0.27712 | 55.717 | 0.014077 | 0.39436 | 0.17978 | 0.63551 | 13.0924 | 0.05199 | 0.034955 | 0.037698 | 0.05199 | 0.05256 | 0.74495 | 0.54435 | 0.10121 | 0.74495 | 0.71384 | 0.82322 | 0.60685 | 0.051639 | 0.82322 | 0.78432 | 0.014077 | 0.39436 | 0.17978 | 0.63551 | 13.0924 | 0.05199 | 0.034955 | 0.037698 | 0.05199 | 0.05256 | 0.74495 | 0.54435 | 0.10121 | 0.74495 | 0.71384 | 0.82322 | 0.60685 | 0.051639 | 0.82322 | 0.78432
79 | 0.2 | 0.19 | South/Central | SC | Charleston.Intl.AP.722080 | 3 | 1030593 | 28.7707 | 12.2106 | 45.1691 | 28.7021 | 16.4671 | 914.39 | 3.6698 | 68.6 | 2.5416 | 1.1283 | 78.0477 | 2.4597 | 54.35 | 1.3225 | 1.1372 | 62.6773 | 2.6546 | 22.87 | 3.0595 | -0.40492 | 23.2359 | 3.6698 | 68.6 | 2.5416 | 1.1283 | 78.0477 | 3.7103 | 66.39 | 2.7029 | 1.0075 | 75.2846 | 0.014077 | 0.405 | 0.17189 | 0.63584 | 12.8717 | 0.05166 | 0.034625 | 0.037368 | 0.05166 | 0.05223 | 0.96567 | 0.76508 | 0.32194 | 0.96567 | 0.93456 | 1.0987 | 0.8823 | 0.32709 | 1.0987 | 1.0598 | 0.014077 | 0.405 | 0.17189 | 0.63584 | 12.8717 | 0.05166 | 0.034625 | 0.037368 | 0.05166 | 0.05223 | 0.96567 | 0.76508 | 0.32194 | 0.96567 | 0.93456 | 1.0987 | 0.8823 | 0.32709 | 1.0987 | 1.0598
80 | 0.2 | 0.17 | South/Central | SC | Charleston.Intl.AP.722080 | 3 | 1030593 | 29.1833 | 11.9386 | 45.2205 | 29.1136 | 16.1069 | 907.12 | 3.6185 | 75.87 | 2.1301 | 1.4885 | 87.1852 | 2.4084 | 61.62 | 0.91092 | 1.4974 | 71.8148 | 2.6032 | 30.14 | 2.6479 | -0.04471 | 32.3735 | 3.6185 | 75.87 | 2.1301 | 1.4885 | 87.1852 | 3.659 | 73.66 | 2.2913 | 1.3677 | 84.4221 | 0.014077 | 0.41081 | 0.16806 | 0.63656 | 12.7694 | 0.050937 | 0.033902 | 0.036645 | 0.050937 | 0.051508 | 1.068 | 0.86741 | 0.42428 | 1.068 | 1.0369 | 1.2273 | 1.0109 | 0.45572 | 1.2273 | 1.1884 | 0.014077 | 0.41081 | 0.16806 | 0.63656 | 12.7694 | 0.050937 | 0.033902 | 0.036645 | 0.050937 | 0.051508 | 1.068 | 0.86741 | 0.42428 | 1.068 | 1.0369 | 1.2273 | 1.0109 | 0.45572 | 1.2273 | 1.1884
81 | 0.35 | 0.2 | South/Central | SC | Charleston.Intl.AP.722080 | 3 | 1030593 | 32.4457 | 12.2184 | 48.9723 | 32.3685 | 16.6038 | 962.84 | -0.13333 | 20.15 | -1.1249 | 0.99153 | 25.2551 | -1.3435 | 5.9 | -2.344 | 1.0005 | 9.8847 | -1.1486 | -25.58 | -0.60697 | -0.54164 | -29.5566 | -0.13333 | 20.15 | -1.1249 | 0.99153 | 25.2551 | -0.092821 | 17.94 | -0.96358 | 0.87075 | 22.492 | 0.014077 | 0.45673 | 0.172 | 0.68938 | 13.5537 | -0.0018769 | -0.018912 | -0.016169 | -0.0018769 | -0.0013066 | 0.28365 | 0.083053 | -0.36009 | 0.28365 | 0.25254 | 0.35551 | 0.13915 | -0.41606 | 0.35551 | 0.31662 | 0.014077 | 0.45673 | 0.172 | 0.68938 | 13.5537 | -0.0018769 | -0.018912 | -0.016169 | -0.0018769 | -0.0013066 | 0.28365 | 0.083053 | -0.36009 | 0.28365 | 0.25254 | 0.35551 | 0.13915 | -0.41606 | 0.35551 | 0.31662
82 | 0.35 | 0.25 | South/Central | SC | Charleston.Intl.AP.722080 | 3 | 1030593 | 31.4798 | 12.8806 | 48.8795 | 31.405 | 17.4745 | 980.78 | -0.04051 | 2.21 | -0.16128 | 0.12078 | 2.7631 | -1.2507 | -12.04 | -1.3804 | 0.12976 | -12.6073 | -1.0558 | -43.52 | 0.3566 | -1.4124 | -52.0486 | -0.04051 | 2.21 | -0.16128 | 0.12078 | 2.7631 | 0 | 0 | 0 | 0 | 0 | 0.014077 | 0.44314 | 0.18132 | 0.68807 | 13.8063 | -0.00057025 | -0.017605 | -0.014862 | -0.00057025 | 0 | 0.03111 | -0.16949 | -0.61262 | 0.03111 | 0 | 0.038896 | -0.17747 | -0.73268 | 0.038896 | 0 | 0.014077 | 0.44314 | 0.18132 | 0.68807 | 13.8063 | -0.00057025 | -0.017605 | -0.014862 | -0.00057025 | 0 | 0.03111 | -0.16949 | -0.61262 | 0.03111 | 0 | 0.038896 | -0.17747 | -0.73268 | 0.038896 | 0
83 | 0.35 | 0.3 | South/Central | SC | Charleston.Intl.AP.722080 | 3 | 1030593 | 31.3181 | 12.9318 | 48.839 | 31.2437 | 17.5953 | 982.99 | 0 | 0 | 0 | 0 | 0 | -1.2102 | -14.25 | -1.2191 | 0.0089827 | -15.3704 | -1.0153 | -45.73 | 0.51789 | -1.5332 | -54.8117 | 0 | 0 | 0 | 0 | 0 | 0.04051 | -2.21 | 0.16128 | -0.12078 | -2.7631 | 0.014077 | 0.44086 | 0.18204 | 0.6875 | 13.8374 | 0 | -0.017035 | -0.014292 | 0 | 0.00057025 | 0 | -0.20059 | -0.64373 | 0 | -0.03111 | 0 | -0.21637 | -0.77158 | 0 | -0.038896 | 0.014077 | 0.44086 | 0.18204 | 0.6875 | 13.8374 | 0 | -0.017035 | -0.014292 | 0 | 0.00057025 | 0 | -0.20059 | -0.64373 | 0 | -0.03111 | 0 | -0.21637 | -0.77158 | 0 | -0.038896
84 | 0.35 | 0.35 | South/Central | SC | Charleston.Intl.AP.722080 | 3 | 1030593 | 30.473 | 13.5342 | 48.7868 | 30.4006 | 18.3862 | 999.7 | 0.052186 | -16.71 | 0.8431 | -0.79092 | -20.8443 | -1.158 | -30.96 | -0.37603 | -0.78193 | -36.2147 | -0.9631 | -62.44 | 1.361 | -2.3241 | -75.656 | 0.052186 | -16.71 | 0.8431 | -0.79092 | -20.8443 | 0.092696 | -18.92 | 1.0044 | -0.91169 | -23.6074 | 0.014077 | 0.42896 | 0.19052 | 0.68676 | 14.0726 | 0.00073462 | -0.016301 | -0.013557 | 0.00073462 | 0.0013049 | -0.23522 | -0.43582 | -0.87896 | -0.23522 | -0.26633 | -0.29342 | -0.50979 | -1.065 | -0.29342 | -0.33232 | 0.014077 | 0.42896 | 0.19052 | 0.68676 | 14.0726 | 0.00073462 | -0.016301 | -0.013557 | 0.00073462 | 0.0013049 | -0.23522 | -0.43582 | -0.87896 | -0.23522 | -0.26633 | -0.29342 | -0.50979 | -1.065 | -0.29342 | -0.33232
85 | 0.35 | 0.4 | South/Central | SC | Charleston.Intl.AP.722080 | 3 | 1030593 | 29.718 | 14.1366 | 48.8155 | 29.6474 | 19.1681 | 1017.16 | 0.023477 | -34.17 | 1.5963 | -1.5728 | -42.4866 | -1.1867 | -48.42 | 0.37714 | -1.5638 | -57.857 | -0.99181 | -79.9 | 2.1142 | -3.106 | -97.2984 | 0.023477 | -34.17 | 1.5963 | -1.5728 | -42.4866 | 0.063986 | -36.38 | 1.7576 | -1.6936 | -45.2497 | 0.014077 | 0.41834 | 0.199 | 0.68717 | 14.3184 | 0.00033048 | -0.016705 | -0.013962 | 0.00033048 | 0.00090072 | -0.48101 | -0.6816 | -1.1247 | -0.48101 | -0.51212 | -0.59808 | -0.81444 | -1.3697 | -0.59808 | -0.63697 | 0.014077 | 0.41834 | 0.199 | 0.68717 | 14.3184 | 0.00033048 | -0.016705 | -0.013962 | 0.00033048 | 0.00090072 | -0.48101 | -0.6816 | -1.1247 | -0.48101 | -0.51212 | -0.59808 | -0.81444 | -1.3697 | -0.59808 | -0.63697
86 | 0.33 | 0.2 | South/Central | SC | Charleston.Intl.AP.722080 | 3 | 1030593 | 31.9544 | 12.229 | 48.4814 | 31.8784 | 16.603 | 956.95 | 0.35756 | 26.04 | -0.63476 | 0.99233 | 31.6109 | -0.85259 | 11.79 | -1.8539 | 1.0013 | 16.2405 | -0.65772 | -19.69 | -0.11688 | -0.54084 | -23.2008 | 0.35756 | 26.04 | -0.63476 | 0.99233 | 31.6109 | 0.39807 | 23.83 | -0.47348 | 0.87155 | 28.8478 | 0.014077 | 0.44982 | 0.17215 | 0.68247 | 13.4708 | 0.0050333 | -0.012002 | -0.0092586 | 0.0050333 | 0.0056036 | 0.36656 | 0.16597 | -0.27717 | 0.36656 | 0.33545 | 0.44498 | 0.22861 | -0.32659 | 0.44498 | 0.40609 | 0.014077 | 0.44982 | 0.17215 | 0.68247 | 13.4708 | 0.0050333 | -0.012002 | -0.0092586 | 0.0050333 | 0.0056036 | 0.36656 | 0.16597 | -0.27717 | 0.36656 | 0.33545 | 0.44498 | 0.22861 | -0.32659 | 0.44498 | 0.40609
87 | 0.33 | 0.25 | South/Central | SC | Charleston.Intl.AP.722080 | 3 | 1030593 | 30.9982 | 12.8913 | 48.3986 | 30.9245 | 17.4741 | 975.02 | 0.44038 | 7.97 | 0.31914 | 0.12125 | 8.9809 | -0.76977 | -6.28 | -0.9 | 0.13023 | -6.3895 | -0.5749 | -37.76 | 0.83703 | -1.4119 | -45.8308 | 0.44038 | 7.97 | 0.31914 | 0.12125 | 8.9809 | 0.48089 | 5.76 | 0.48042 | 0.00047007 | 6.2178 | 0.014077 | 0.43636 | 0.18147 | 0.6813 | 13.7252 | 0.0061992 | -0.010836 | -0.0080928 | 0.0061992 | 0.0067695 | 0.11219 | -0.088403 | -0.53154 | 0.11219 | 0.081083 | 0.12642 | -0.089944 | -0.64515 | 0.12642 | 0.087528 | 0.014077 | 0.43636 | 0.18147 | 0.6813 | 13.7252 | 0.0061992 | -0.010836 | -0.0080928 | 0.0061992 | 0.0067695 | 0.11219 | -0.088403 | -0.53154 | 0.11219 | 0.081083 | 0.12642 | -0.089944 | -0.64515 | 0.12642 | 0.087528
88 | 0.33 | 0.3 | South/Central | SC | Charleston.Intl.AP.722080 | 3 | 1030593 | 30.8369 | 12.9424 | 48.3584 | 30.7635 | 17.5948 | 977.26 | 0.4806 | 5.73 | 0.48013 | 0.00047006 | 6.214 | -0.72956 | -8.52 | -0.73901 | 0.0094528 | -9.1564 | -0.53469 | -40 | 0.99801 | -1.5327 | -48.5978 | 0.4806 | 5.73 | 0.48013 | 0.00047006 | 6.214 | 0.5211 | 3.52 | 0.64141 | -0.12031 | 3.4509 | 0.014077 | 0.43409 | 0.18219 | 0.68073 | 13.7567 | 0.0067653 | -0.01027 | -0.0075267 | 0.0067653 | 0.0073355 | 0.08066 | -0.11993 | -0.56307 | 0.08066 | 0.04955 | 0.087473 | -0.12889 | -0.6841 | 0.087473 | 0.048577 | 0.014077 | 0.43409 | 0.18219 | 0.68073 | 13.7567 | 0.0067653 | -0.01027 | -0.0075267 | 0.0067653 | 0.0073355 | 0.08066 | -0.11993 | -0.56307 | 0.08066 | 0.04955 | 0.087473 | -0.12889 | -0.6841 | 0.087473 | 0.048577
89 | 0.33 | 0.35 | South/Central | SC | Charleston.Intl.AP.722080 | 3 | 1030593 | 29.9923 | 13.5547 | 48.3167 | 29.921 | 18.3958 | 994.28 | 0.52225 | -11.29 | 1.3227 | -0.80045 | -15.0382 | -0.6879 | -25.54 | 0.10356 | -0.79146 | -30.4087 | -0.49303 | -57.02 | 1.8406 | -2.3336 | -69.85 | 0.52225 | -11.29 | 1.3227 | -0.80045 | -15.0382 | 0.56276 | -13.5 | 1.484 | -0.92122 | -17.8013 | 0.014077 | 0.4222 | 0.19081 | 0.68015 | 13.9963 | 0.0073516 | -0.0096835 | -0.0069404 | 0.0073516 | 0.0079219 | -0.15893 | -0.35952 | -0.80266 | -0.15893 | -0.19004 | -0.21169 | -0.42806 | -0.98327 | -0.21169 | -0.25059 | 0.014077 | 0.4222 | 0.19081 | 0.68015 | 13.9963 | 0.0073516 | -0.0096835 | -0.0069404 | 0.0073516 | 0.0079219 | -0.15893 | -0.35952 | -0.80266 | -0.15893 | -0.19004 | -0.21169 | -0.42806 | -0.98327 | -0.21169 | -0.25059
90 | 0.33 | 0.4 | South/Central | SC | Charleston.Intl.AP.722080 | 3 | 1030593 | 29.2373 | 14.1664 | 48.3546 | 29.1678 | 19.1868 | 1012.05 | 0.48437 | -29.06 | 2.0759 | -1.5915 | -37.0482 | -0.72578 | -43.31 | 0.85673 | -1.5825 | -52.4187 | -0.53091 | -74.79 | 2.5938 | -3.1247 | -91.86 | 0.48437 | -29.06 | 2.0759 | -1.5915 | -37.0482 | 0.52488 | -31.27 | 2.2372 | -1.7123 | -39.8113 | 0.014077 | 0.41157 | 0.19942 | 0.68068 | 14.2465 | 0.0068184 | -0.010217 | -0.0074735 | 0.0068184 | 0.0073887 | -0.40907 | -0.60967 | -1.0528 | -0.40907 | -0.44018 | -0.52152 | -0.73789 | -1.2931 | -0.52152 | -0.56042 | 0.014077 | 0.41157 | 0.19942 | 0.68068 | 14.2465 | 0.0068184 | -0.010217 | -0.0074735 | 0.0068184 | 0.0073887 | -0.40907 | -0.60967 | -1.0528 | -0.40907 | -0.44018 | -0.52152 | -0.73789 | -1.2931 | -0.52152 | -0.56042
91 | 0.3 | 0.2 | South/Central | SC | Charleston.Intl.AP.722080 | 3 | 1030593 | 31.2037 | 12.2488 | 47.7311 | 31.1295 | 16.6017 | 947.95 | 1.1079 | 35.04 | 0.11422 | 0.99366 | 41.3287 | -0.10227 | 20.79 | -1.1049 | 1.0026 | 25.9583 | 0.092595 | -10.69 | 0.6321 | -0.53951 | -13.4831 | 1.1079 | 35.04 | 0.11422 | 0.99366 | 41.3287 | 1.1484 | 32.83 | 0.2755 | 0.87289 | 38.5656 | 0.014077 | 0.43925 | 0.17242 | 0.6719 | 13.3441 | 0.015595 | -0.0014397 | 0.0013035 | 0.015595 | 0.016166 | 0.49325 | 0.29266 | -0.15048 | 0.49325 | 0.46214 | 0.58178 | 0.36541 | -0.1898 | 0.58178 | 0.54288 | 0.014077 | 0.43925 | 0.17242 | 0.6719 | 13.3441 | 0.015595 | -0.0014397 | 0.0013035 | 0.015595 | 0.016166 | 0.49325 | 0.29266 | -0.15048 | 0.49325 | 0.46214 | 0.58178 | 0.36541 | -0.1898 | 0.58178 | 0.54288
92 | 0.3 | 0.25 | South/Central | SC | Charleston.Intl.AP.722080 | 3 | 1030593 | 30.2478 | 12.9217 | 47.6679 | 30.1758 | 17.492 | 966.7 | 1.1711 | 16.29 | 1.0678 | 0.10329 | 17.9212 | -0.039041 | 2.04 | -0.15131 | 0.11227 | 2.5508 | 0.15583 | -29.44 | 1.5857 | -1.4299 | -36.8906 | 1.1711 | 16.29 | 1.0678 | 0.10329 | 17.9212 | 1.2116 | 14.08 | 1.2291 | -0.017484 | 15.1581 | 0.014077 | 0.42579 | 0.1819 | 0.67101 | 13.6081 | 0.016486 | -0.00054958 | 0.0021936 | 0.016486 | 0.017056 | 0.22931 | 0.028717 | -0.41442 | 0.22931 | 0.1982 | 0.25227 | 0.035907 | -0.5193 | 0.25227 | 0.21338 | 0.014077 | 0.42579 | 0.1819 | 0.67101 | 13.6081 | 0.016486 | -0.00054958 | 0.0021936 | 0.016486 | 0.017056 | 0.22931 | 0.028717 | -0.41442 | 0.22931 | 0.1982 | 0.25227 | 0.035907 | -0.5193 | 0.25227 | 0.21338
93 | 0.3 | 0.3 | South/Central | SC | Charleston.Intl.AP.722080 | 3 | 1030593 | 30.0962 | 12.9727 | 47.6288 | 30.0245 | 17.6043 | 968.74 | 1.2102 | 14.25 | 1.2191 | -0.0089827 | 15.3704 | 0 | 0 | 0 | 0 | 0 | 0.19487 | -31.48 | 1.737 | -1.5422 | -39.4413 | 1.2102 | 14.25 | 1.2191 | -0.0089827 | 15.3704 | 1.2507 | 12.04 | 1.3804 | -0.12976 | 12.6073 | 0.014077 | 0.42366 | 0.18262 | 0.67046 | 13.6368 | 0.017035 | 0 | 0.0027432 | 0.017035 | 0.017605 | 0.20059 | 0 | -0.44314 | 0.20059 | 0.16949 | 0.21637 | 0 | -0.55521 | 0.21637 | 0.17747 | 0.014077 | 0.42366 | 0.18262 | 0.67046 | 13.6368 | 0.017035 | 0 | 0.0027432 | 0.017035 | 0.017605 | 0.20059 | 0 | -0.44314 | 0.20059 | 0.16949 | 0.21637 | 0 | -0.55521 | 0.21637 | 0.17747
94 | 0.3 | 0.35 | South/Central | SC | Charleston.Intl.AP.722080 | 3 | 1030593 | 29.2609 | 13.5945 | 47.6149 | 29.1913 | 18.4236 | 986.5 | 1.2241 | -3.51 | 2.0524 | -0.8283 | -6.7405 | 0.013911 | -17.76 | 0.83323 | -0.81932 | -22.1109 | 0.20878 | -49.24 | 2.5703 | -2.3615 | -61.5523 | 1.2241 | -3.51 | 2.0524 | -0.8283 | -6.7405 | 1.2646 | -5.72 | 2.2137 | -0.94908 | -9.5036 | 0.014077 | 0.4119 | 0.19137 | 0.67027 | 13.8868 | 0.017231 | 0.00019582 | 0.002939 | 0.017231 | 0.017801 | -0.04941 | -0.25 | -0.69314 | -0.04941 | -0.08052 | -0.094885 | -0.31125 | -0.86646 | -0.094885 | -0.13378 | 0.014077 | 0.4119 | 0.19137 | 0.67027 | 13.8868 | 0.017231 | 0.00019582 | 0.002939 | 0.017231 | 0.017801 | -0.04941 | -0.25 | -0.69314 | -0.04941 | -0.08052 | -0.094885 | -0.31125 | -0.86646 | -0.094885 | -0.13378
95 | 0.3 | 0.4 | South/Central | SC | Charleston.Intl.AP.722080 | 3 | 1030593 | 28.5066 | 14.2078 | 47.6552 | 28.4388 | 19.2165 | 1004.33 | 1.1837 | -21.34 | 2.8049 | -1.6212 | -28.8317 | -0.026418 | -35.59 | 1.5858 | -1.6122 | -44.2021 | 0.16845 | -67.07 | 3.3228 | -3.1543 | -83.6434 | 1.1837 | -21.34 | 2.8049 | -1.6212 | -28.8317 | 1.2242 | -23.55 | 2.9662 | -1.7419 | -31.5948 | 0.014077 | 0.40128 | 0.2 | 0.67084 | 14.1378 | 0.016663 | -0.00037188 | 0.0023713 | 0.016663 | 0.017234 | -0.3004 | -0.50099 | -0.94413 | -0.3004 | -0.33151 | -0.40586 | -0.62223 | -1.1774 | -0.40586 | -0.44475 | 0.014077 | 0.40128 | 0.2 | 0.67084 | 14.1378 | 0.016663 | -0.00037188 | 0.0023713 | 0.016663 | 0.017234 | -0.3004 | -0.50099 | -0.94413 | -0.3004 | -0.33151 | -0.40586 | -0.62223 | -1.1774 | -0.40586 | -0.44475
96 | 0.28 | 0.2 | South/Central | SC | Charleston.Intl.AP.722080 | 3 | 1030593 | 30.683 | 12.2692 | 47.2208 | 30.61 | 16.6108 | 942.07 | 1.6182 | 40.92 | 0.63369 | 0.98452 | 47.6648 | 0.40806 | 26.67 | -0.58545 | 0.9935 | 32.2944 | 0.60293 | -4.81 | 1.1516 | -0.54865 | -7.1469 | 1.6182 | 40.92 | 0.63369 | 0.98452 | 47.6648 | 1.6587 | 38.71 | 0.79497 | 0.86375 | 44.9017 | 0.014077 | 0.43192 | 0.17271 | 0.66472 | 13.2614 | 0.022779 | 0.0057441 | 0.0084873 | 0.022779 | 0.02335 | 0.57602 | 0.37543 | -0.06771 | 0.57602 | 0.54491 | 0.67097 | 0.4546 | -0.10061 | 0.67097 | 0.63207 | 0.014077 | 0.43192 | 0.17271 | 0.66472 | 13.2614 | 0.022779 | 0.0057441 | 0.0084873 | 0.022779 | 0.02335 | 0.57602 | 0.37543 | -0.06771 | 0.57602 | 0.54491 | 0.67097 | 0.4546 | -0.10061 | 0.67097 | 0.63207
97 | 0.28 | 0.25 | South/Central | SC | Charleston.Intl.AP.722080 | 3 | 1030593 | 29.7463 | 12.942 | 47.1767 | 29.6755 | 17.5012 | 961.03 | 1.6623 | 21.96 | 1.5682 | 0.09412 | 24.0096 | 0.45215 | 7.71 | 0.34905 | 0.1031 | 8.6392 | 0.64702 | -23.77 | 2.0861 | -1.4391 | -30.8021 | 1.6623 | 21.96 | 1.5682 | 0.09412 | 24.0096 | 1.7028 | 19.75 | 1.7295 | -0.026655 | 21.2465 | 0.014077 | 0.41873 | 0.18218 | 0.6641 | 13.5283 | 0.0234 | 0.0063649 | 0.009108 | 0.0234 | 0.02397 | 0.30913 | 0.10853 | -0.33461 | 0.30913 | 0.27802 | 0.33798 | 0.12161 | -0.4336 | 0.33798 | 0.29908 | 0.014077 | 0.41873 | 0.18218 | 0.6641 | 13.5283 | 0.0234 | 0.0063649 | 0.009108 | 0.0234 | 0.02397 | 0.30913 | 0.10853 | -0.33461 | 0.30913 | 0.27802 | 0.33798 | 0.12161 | -0.4336 | 0.33798 | 0.29908
98 | 0.28 | 0.3 | South/Central | SC | Charleston.Intl.AP.722080 | 3 | 1030593 | 29.4133 | 13.143 | 47.1454 | 29.3433 | 17.8022 | 967.28 | 1.6936 | 15.71 | 1.9004 | -0.20684 | 16.225 | 0.4834 | 1.46 | 0.68126 | -0.19785 | 0.85463 | 0.67827 | -30.02 | 2.4183 | -1.74 | -38.5867 | 1.6936 | 15.71 | 1.9004 | -0.20684 | 16.225 | 1.7341 | 13.5 | 2.0617 | -0.32761 | 13.4619 | 0.014077 | 0.41405 | 0.18501 | 0.66366 | 13.6162 | 0.02384 | 0.0068048 | 0.0095479 | 0.02384 | 0.02441 | 0.22115 | 0.020552 | -0.42259 | 0.22115 | 0.19004 | 0.2284 | 0.01203 | -0.54318 | 0.2284 | 0.1895 | 0.014077 | 0.41405 | 0.18501 | 0.66366 | 13.6162 | 0.02384 | 0.0068048 | 0.0095479 | 0.02384 | 0.02441 | 0.22115 | 0.020552 | -0.42259 | 0.22115 | 0.19004 | 0.2284 | 0.01203 | -0.54318 | 0.2284 | 0.1895
99 | 0.28 | 0.35 | South/Central | SC | Charleston.Intl.AP.722080 | 3 | 1030593 | 28.599 | 13.7655 | 47.1447 | 28.5309 | 18.6138 | 985.03 | 1.6943 | -2.04 | 2.7128 | -1.0185 | -5.848 | 0.4841 | -16.29 | 1.4936 | -1.0095 | -21.2184 | 0.67897 | -47.77 | 3.2306 | -2.5517 | -60.6598 | 1.6943 | -2.04 | 2.7128 | -1.0185 | -5.848 | 1.7348 | -4.25 | 2.874 | -1.1393 | -8.6111 | 0.014077 | 0.40258 | 0.19377 | 0.66365 | 13.8661 | 0.02385 | 0.0068146 | 0.0095578 | 0.02385 | 0.02442 | -0.028717 | -0.22931 | -0.67245 | -0.028717 | -0.059827 | -0.082322 | -0.29869 | -0.8539 | -0.082322 | -0.12122 | 0.014077 | 0.40258 | 0.19377 | 0.66365 | 13.8661 | 0.02385 | 0.0068146 | 0.0095578 | 0.02385 | 0.02442 | -0.028717 | -0.22931 | -0.67245 | -0.028717 | -0.059827 | -0.082322 | -0.29869 | -0.8539 | -0.082322 | -0.12122
100 | 0.28 | 0.4 | South/Central | SC | Charleston.Intl.AP.722080 | 3 | 1030593 | 28.0052 | 14.2473 | 47.1926 | 27.9385 | 19.2541 | 999.61 | 1.6464 | -16.62 | 3.3052 | -1.6587 | -23.8837 | 0.43627 | -30.87 | 2.086 | -1.6498 | -39.2541 | 0.63115 | -62.35 | 3.8231 | -3.1919 | -78.6954 | 1.6464 | -16.62 | 3.3052 | -1.6587 | -23.8837 | 1.6869 | -18.83 | 3.4665 | -1.7795 | -26.6468 | 0.014077 | 0.39422 | 0.20056 | 0.66432 | 14.0713 | 0.023177 | 0.0061414 | 0.0088845 | 0.023177 | 0.023747 | -0.23396 | -0.43455 | -0.87769 | -0.23396 | -0.26507 | -0.33621 | -0.55257 | -1.1078 | -0.33621 | -0.3751 | 0.014077 | 0.39422 | 0.20056 | 0.66432 | 14.0713 | 0.023177 | 0.0061414 | 0.0088845 | 0.023177 | 0.023747 | -0.23396 | -0.43455 | -0.87769 | -0.23396 | -0.26507 | -0.33621 | -0.55257 | -1.1078 | -0.33621 | -0.3751
101 | 0.27 | 0.2 | South/Central | SC | Charleston.Intl.AP.722080 | 3 | 1030593 | 30.4224 | 12.2792 | 46.9701 | 30.3499 | 16.6202 | 939.28 | 1.8689 | 43.71 | 0.89374 | 0.97513 | 50.6438 | 0.65872 | 29.46 | -0.3254 | 0.98412 | 35.2734 | 0.85359 | -2.02 | 1.4116 | -0.55804 | -4.1679 | 1.8689 | 43.71 | 0.89374 | 0.97513 | 50.6438 | 1.9094 | 41.5 | 1.055 | 0.85436 | 47.8807 | 0.014077 | 0.42825 | 0.17285 | 0.66119 | 13.2221 | 0.026308 | 0.0092727 | 0.012016 | 0.026308 | 0.026878 | 0.6153 | 0.4147 | -0.028435 | 0.6153 | 0.58419 | 0.7129 | 0.49654 | -0.058671 | 0.7129 | 0.67401 | 0.014077 | 0.42825 | 0.17285 | 0.66119 | 13.2221 | 0.026308 | 0.0092727 | 0.012016 | 0.026308 | 0.026878 | 0.6153 | 0.4147 | -0.028435 | 0.6153 | 0.58419 | 0.7129 | 0.49654 | -0.058671 | 0.7129 | 0.67401
102 | 0.27 | 0.25 | South/Central | SC | Charleston.Intl.AP.722080 | 3 | 1030593 | 29.4863 | 12.952 | 46.9173 | 29.4161 | 17.5012 | 957.93 | 1.9217 | 25.06 | 1.8276 | 0.094067 | 27.3548 | 0.71152 | 10.81 | 0.60847 | 0.10305 | 11.9844 | 0.90639 | -20.67 | 2.3455 | -1.4391 | -27.4569 | 1.9217 | 25.06 | 1.8276 | 0.094067 | 27.3548 | 1.9622 | 22.85 | 1.9889 | -0.026708 | 24.5917 | 0.014077 | 0.41507 | 0.18232 | 0.66045 | 13.4846 | 0.027051 | 0.010016 | 0.012759 | 0.027051 | 0.027621 | 0.35277 | 0.15217 | -0.29097 | 0.35277 | 0.32166 | 0.38507 | 0.1687 | -0.38651 | 0.38507 | 0.34617 | 0.014077 | 0.41507 | 0.18232 | 0.66045 | 13.4846 | 0.027051 | 0.010016 | 0.012759 | 0.027051 | 0.027621 | 0.35277 | 0.15217 | -0.29097 | 0.35277 | 0.32166 | 0.38507 | 0.1687 | -0.38651 | 0.38507 | 0.34617
103 | 0.27 | 0.3 | South/Central | SC | Charleston.Intl.AP.722080 | 3 | 1030593 | 29.0322 | 13.2635 | 46.9052 | 28.9631 | 17.9421 | 967.46 | 1.9338 | 15.53 | 2.2806 | -0.34682 | 15.5162 | 0.72361 | 1.28 | 1.0614 | -0.33783 | 0.14576 | 0.91848 | -30.2 | 2.7985 | -1.88 | -39.2956 | 1.9338 | 15.53 | 2.2806 | -0.34682 | 15.5162 | 1.9743 | 13.32 | 2.4419 | -0.46759 | 12.7531 | 0.014077 | 0.40868 | 0.18671 | 0.66028 | 13.6188 | 0.027221 | 0.010186 | 0.012929 | 0.027221 | 0.027792 | 0.21861 | 0.018018 | -0.42512 | 0.21861 | 0.1875 | 0.21842 | 0.0020519 | -0.55316 | 0.21842 | 0.17952 | 0.014077 | 0.40868 | 0.18671 | 0.66028 | 13.6188 | 0.027221 | 0.010186 | 0.012929 | 0.027221 | 0.027792 | 0.21861 | 0.018018 | -0.42512 | 0.21861 | 0.1875 | 0.21842 | 0.0020519 | -0.55316 | 0.21842 | 0.17952
104 | 0.27 | 0.35 | South/Central | SC | Charleston.Intl.AP.722080 | 3 | 1030593 | 28.208 | 13.9358 | 46.9637 | 28.1408 | 18.823 | 987.41 | 1.8753 | -4.42 | 3.1029 | -1.2277 | -9.2028 | 0.6651 | -18.67 | 1.8838 | -1.2187 | -24.5732 | 0.85997 | -50.15 | 3.6208 | -2.7608 | -64.0146 | 1.8753 | -4.42 | 3.1029 | -1.2277 | -9.2028 | 1.9158 | -6.63 | 3.2642 | -1.3484 | -11.9659 | 0.014077 | 0.39708 | 0.19617 | 0.6611 | 13.8996 | 0.026398 | 0.0093626 | 0.012106 | 0.026398 | 0.026968 | -0.06222 | -0.26281 | -0.70595 | -0.06222 | -0.093329 | -0.12955 | -0.34591 | -0.90112 | -0.12955 | -0.16844 | 0.014077 | 0.39708 | 0.19617 | 0.6611 | 13.8996 | 0.026398 | 0.0093626 | 0.012106 | 0.026398 | 0.026968 | -0.06222 | -0.26281 | -0.70595 | -0.06222 | -0.093329 | -0.12955 | -0.34591 | -0.90112 | -0.12955 | -0.16844
105 | 0.27 | 0.4 | South/Central | SC | Charleston.Intl.AP.722080 | 3 | 1030593 | 27.7546 | 14.2673 | 46.9525 | 27.6884 | 19.2641 | 996.95 | 1.8865 | -13.96 | 3.5553 | -1.6688 | -21.0599 | 0.67631 | -28.21 | 2.3361 | -1.6598 | -36.4303 | 0.87118 | -59.69 | 4.0731 | -3.202 | -75.8717 | 1.8865 | -13.96 | 3.5553 | -1.6688 | -21.0599 | 1.927 | -16.17 | 3.7165 | -1.7896 | -23.823 | 0.014077 | 0.3907 | 0.20084 | 0.66094 | 14.0339 | 0.026555 | 0.0095203 | 0.012263 | 0.026555 | 0.027126 | -0.19651 | -0.39711 | -0.84025 | -0.19651 | -0.22762 | -0.29646 | -0.51282 | -1.068 | -0.29646 | -0.33535 | 0.014077 | 0.3907 | 0.20084 | 0.66094 | 14.0339 | 0.026555 | 0.0095203 | 0.012263 | 0.026555 | 0.027126 | -0.19651 | -0.39711 | -0.84025 | -0.19651 | -0.22762 | -0.29646 | -0.51282 | -1.068 | -0.29646 | -0.33535
106 | 0.26 | 0.2 | South/Central | SC | Charleston.Intl.AP.722080 | 3 | 1030593 | 30.1618 | 12.2898 | 46.7102 | 30.09 | 16.6202 | 936.17 | 2.1288 | 46.82 | 1.1537 | 0.97511 | 53.9969 | 0.91865 | 32.57 | -0.065443 | 0.98409 | 38.6265 | 1.1135 | 1.09 | 1.6716 | -0.55806 | -0.81484 | 2.1288 | 46.82 | 1.1537 | 0.97511 | 53.9969 | 2.1693 | 44.61 | 1.315 | 0.85433 | 51.2338 | 0.014077 | 0.42458 | 0.173 | 0.65753 | 13.1783 | 0.029967 | 0.012932 | 0.015675 | 0.029967 | 0.030537 | 0.65908 | 0.45848 | 0.015344 | 0.65908 | 0.62797 | 0.76011 | 0.54374 | -0.01147 | 0.76011 | 0.72121 | 0.014077 | 0.42458 | 0.173 | 0.65753 | 13.1783 | 0.029967 | 0.012932 | 0.015675 | 0.029967 | 0.030537 | 0.65908 | 0.45848 | 0.015344 | 0.65908 | 0.62797 | 0.76011 | 0.54374 | -0.01147 | 0.76011 | 0.72121
107 | 0.26 | 0.25 | South/Central | SC | Charleston.Intl.AP.722080 | 3 | 1030593 | 29.2263 | 12.962 | 46.6672 | 29.1566 | 17.5105 | 955.14 | 2.1718 | 27.85 | 2.087 | 0.084779 | 30.3296 | 0.96165 | 13.6 | 0.86789 | 0.093762 | 14.9592 | 1.1565 | -17.88 | 2.6049 | -1.4484 | -24.4821 | 2.1718 | 27.85 | 2.087 | 0.084779 | 30.3296 | 2.2123 | 25.64 | 2.2483 | -0.035996 | 27.5665 | 0.014077 | 0.41141 | 0.18246 | 0.65693 | 13.4454 | 0.030572 | 0.013537 | 0.01628 | 0.030572 | 0.031142 | 0.39204 | 0.19145 | -0.25169 | 0.39204 | 0.36093 | 0.42694 | 0.21058 | -0.34463 | 0.42694 | 0.38805 | 0.014077 | 0.41141 | 0.18246 | 0.65693 | 13.4454 | 0.030572 | 0.013537 | 0.01628 | 0.030572 | 0.031142 | 0.39204 | 0.19145 | -0.25169 | 0.39204 | 0.36093 | 0.42694 | 0.21058 | -0.34463 | 0.42694 | 0.38805
108 | 0.26 | 0.3 | South/Central | SC | Charleston.Intl.AP.722080 | 3 | 1030593 | 28.5911 | 13.4538 | 46.6846 | 28.523 | 18.1616 | 969.6 | 2.1544 | 13.39 | 2.7207 | -0.56628 | 12.3923 | 0.94425 | -0.86 | 1.5016 | -0.5573 | -2.9781 | 1.1391 | -32.34 | 3.2386 | -2.0995 | -42.4194 | 2.1544 | 13.39 | 2.7207 | -0.56628 | 12.3923 | 2.1949 | 11.18 | 2.882 | -0.68706 | 9.6292 | 0.014077 | 0.40247 | 0.18939 | 0.65717 | 13.6489 | 0.030327 | 0.013292 | 0.016035 | 0.030327 | 0.030898 | 0.18849 | -0.012106 | -0.45524 | 0.18849 | 0.15738 | 0.17444 | -0.041922 | -0.59713 | 0.17444 | 0.13555 | 0.014077 | 0.40247 | 0.18939 | 0.65717 | 13.6489 | 0.030327 | 0.013292 | 0.016035 | 0.030327 | 0.030898 | 0.18849 | -0.012106 | -0.45524 | 0.18849 | 0.15738 | 0.17444 | -0.041922 | -0.59713 | 0.17444 | 0.13555
109 | 0.26 | 0.35 | South/Central | SC | Charleston.Intl.AP.722080 | 3 | 1030593 | 27.8166 | 14.1162 | 46.7828 | 27.7503 | 19.0325 | 989.83 | 2.0562 | -6.84 | 3.4934 | -1.4372 | -12.5679 | 0.84605 | -21.09 | 2.2742 | -1.4282 | -27.9383 | 1.0409 | -52.57 | 4.0113 | -2.9703 | -67.3797 | 2.0562 | -6.84 | 3.4934 | -1.4372 | -12.5679 | 2.0967 | -9.05 | 3.6547 | -1.5579 | -15.331 | 0.014077 | 0.39157 | 0.19871 | 0.65855 | 13.9337 | 0.028945 | 0.01191 | 0.014653 | 0.028945 | 0.029515 | -0.096286 | -0.29688 | -0.74002 | -0.096286 | -0.1274 | -0.17692 | -0.39328 | -0.94849 | -0.17692 | -0.21581 | 0.014077 | 0.39157 | 0.19871 | 0.65855 | 13.9337 | 0.028945 | 0.01191 | 0.014653 | 0.028945 | 0.029515 | -0.096286 | -0.29688 | -0.74002 | -0.096286 | -0.1274 | -0.17692 | -0.39328 | -0.94849 | -0.17692 | -0.21581
110 | 0.26 | 0.4 | South/Central | SC | Charleston.Intl.AP.722080 | 3 | 1030593 | 27.5037 | 14.2871 | 46.7213 | 27.4381 | 19.2832 | 994.6 | 2.1177 | -11.61 | 3.8055 | -1.6879 | -18.5963 | 0.9075 | -25.86 | 2.5864 | -1.6789 | -33.9667 | 1.1024 | -57.34 | 4.3234 | -3.2211 | -73.408 | 2.1177 | -11.61 | 3.8055 | -1.6879 | -18.5963 | 2.1582 | -13.82 | 3.9668 | -1.8087 | -21.3594 | 0.014077 | 0.38716 | 0.20112 | 0.65769 | 14.0008 | 0.02981 | 0.012775 | 0.015518 | 0.02981 | 0.03038 | -0.16343 | -0.36403 | -0.80717 | -0.16343 | -0.19454 | -0.26178 | -0.47814 | -1.0334 | -0.26178 | -0.30067 | 0.014077 | 0.38716 | 0.20112 | 0.65769 | 14.0008 | 0.02981 | 0.012775 | 0.015518 | 0.02981 | 0.03038 | -0.16343 | -0.36403 | -0.80717 | -0.16343 | -0.19454 | -0.26178 | -0.47814 | -1.0334 | -0.26178 | -0.30067
111 | 0.25 | 0.2 | South/Central | SC | Charleston.Intl.AP.722080 | 3 | 1030593 | 29.901 | 12.2998 | 46.4593 | 29.8297 | 16.6296 | 933.36 | 2.3796 | 49.63 | 1.4139 | 0.96569 | 56.9774 | 1.1695 | 35.38 | 0.19481 | 0.97467 | 41.607 | 1.3644 | 3.9 | 1.9318 | -0.56748 | 2.1657 | 2.3796 | 49.63 | 1.4139 | 0.96569 | 56.9774 | 2.4201 | 47.42 | 1.5752 | 0.84492 | 54.2143 | 0.014077 | 0.42091 | 0.17314 | 0.654 | 13.1388 | 0.033498 | 0.016463 | 0.019206 | 0.033498 | 0.034068 | 0.69863 | 0.49804 | 0.0549 | 0.69863 | 0.66752 | 0.80206 | 0.58569 | 0.030486 | 0.80206 | 0.76317 | 0.014077 | 0.42091 | 0.17314 | 0.654 | 13.1388 | 0.033498 | 0.016463 | 0.019206 | 0.033498 | 0.034068 | 0.69863 | 0.49804 | 0.0549 | 0.69863 | 0.66752 | 0.80206 | 0.58569 | 0.030486 | 0.80206 | 0.76317
112 | 0.25 | 0.25 | South/Central | SC | Charleston.Intl.AP.722080 | 3 | 1030593 | 28.9749 | 12.9818 | 46.4257 | 28.9058 | 17.5198 | 952.46 | 2.4133 | 30.53 | 2.3378 | 0.07549 | 33.1933 | 1.2032 | 16.28 | 1.1187 | 0.084473 | 17.8229 | 1.398 | -15.2 | 2.8557 | -1.4577 | -21.6184 | 2.4133 | 30.53 | 2.3378 | 0.07549 | 33.1933 | 2.4538 | 28.32 | 2.4991 | -0.045285 | 30.4302 | 0.014077 | 0.40787 | 0.18274 | 0.65353 | 13.4076 | 0.033972 | 0.016937 | 0.01968 | 0.033972 | 0.034542 | 0.42977 | 0.22917 | -0.21397 | 0.42977 | 0.39866 | 0.46726 | 0.25089 | -0.30432 | 0.46726 | 0.42836 | 0.014077 | 0.40787 | 0.18274 | 0.65353 | 13.4076 | 0.033972 | 0.016937 | 0.01968 | 0.033972 | 0.034542 | 0.42977 | 0.22917 | -0.21397 | 0.42977 | 0.39866 | 0.46726 | 0.25089 | -0.30432 | 0.46726 | 0.42836
113 | 0.25 | 0.3 | South/Central | SC | Charleston.Intl.AP.722080 | 3 | 1030593 | 28.1497 | 13.6541 | 46.4833 | 28.0827 | 18.4007 | 972.4 | 2.3557 | 10.59 | 3.161 | -0.80535 | 8.4851 | 1.1455 | -3.66 | 1.9419 | -0.79636 | -6.8853 | 1.3404 | -35.14 | 3.6789 | -2.3385 | -46.3266 | 2.3557 | 10.59 | 3.161 | -0.80535 | 8.4851 | 2.3962 | 8.38 | 3.3223 | -0.92612 | 5.722 | 0.014077 | 0.39626 | 0.19221 | 0.65434 | 13.6883 | 0.03316 | 0.016125 | 0.018868 | 0.03316 | 0.03373 | 0.14907 | -0.051521 | -0.49466 | 0.14907 | 0.11796 | 0.11944 | -0.096923 | -0.65213 | 0.11944 | 0.080548 | 0.014077 | 0.39626 | 0.19221 | 0.65434 | 13.6883 | 0.03316 | 0.016125 | 0.018868 | 0.03316 | 0.03373 | 0.14907 | -0.051521 | -0.49466 | 0.14907 | 0.11796 | 0.11944 | -0.096923 | -0.65213 | 0.11944 | 0.080548
114 | 0.25 | 0.35 | South/Central | SC | Charleston.Intl.AP.722080 | 3 | 1030593 | 27.3946 | 14.3464 | 46.6415 | 27.3293 | 19.3122 | 994.26 | 2.1975 | -11.27 | 3.9144 | -1.7169 | -18.3562 | 0.98731 | -25.52 | 2.6952 | -1.7079 | -33.7266 | 1.1822 | -57 | 4.4323 | -3.2501 | -73.1679 | 2.1975 | -11.27 | 3.9144 | -1.7169 | -18.3562 | 2.238 | -13.48 | 4.0757 | -1.8377 | -21.1193 | 0.014077 | 0.38563 | 0.20195 | 0.65657 | 13.996 | 0.030933 | 0.013898 | 0.016641 | 0.030933 | 0.031504 | -0.15865 | -0.35924 | -0.80238 | -0.15865 | -0.18976 | -0.2584 | -0.47476 | -1.03 | -0.2584 | -0.29729 | 0.014077 | 0.38563 | 0.20195 | 0.65657 | 13.996 | 0.030933 | 0.013898 | 0.016641 | 0.030933 | 0.031504 | -0.15865 | -0.35924 | -0.80238 | -0.15865 | -0.18976 | -0.2584 | -0.47476 | -1.03 | -0.2584 | -0.29729
115 | 0.25 | 0.4 | South/Central | SC | Charleston.Intl.AP.722080 | 3 | 1030593 | 27.253 | 14.3076 | 46.4813 | 27.188 | 19.2932 | 991.96 | 2.3577 | -8.97 | 4.0556 | -1.6979 | -15.7715 | 1.1476 | -23.22 | 2.8365 | -1.6889 | -31.1419 | 1.3424 | -54.7 | 4.5735 | -3.2311 | -70.5832 | 2.3577 | -8.97 | 4.0556 | -1.6979 | -15.7715 | 2.3982 | -11.18 | 4.2169 | -1.8187 | -18.5346 | 0.014077 | 0.38364 | 0.20141 | 0.65431 | 13.9637 | 0.033189 | 0.016154 | 0.018897 | 0.033189 | 0.033759 | -0.12627 | -0.32686 | -0.77 | -0.12627 | -0.15738 | -0.22201 | -0.43838 | -0.99359 | -0.22201 | -0.26091 | 0.014077 | 0.38364 | 0.20141 | 0.65431 | 13.9637 | 0.033189 | 0.016154 | 0.018897 | 0.033189 | 0.033759 | -0.12627 | -0.32686 | -0.77 | -0.12627 | -0.15738 | -0.22201 | -0.43838 | -0.99359 | -0.22201 | -0.26091
116 | 0.24 | 0.2 | South/Central | SC | Charleston.Intl.AP.722080 | 3 | 1030593 | 29.6403 | 12.3101 | 46.199 | 29.5697 | 16.6294 | 930.27 | 2.6399 | 52.72 | 1.674 | 0.96594 | 60.3428 | 1.4298 | 38.47 | 0.45486 | 0.97492 | 44.9724 | 1.6247 | 6.99 | 2.1919 | -0.56723 | 5.5311 | 2.6399 | 52.72 | 1.674 | 0.96594 | 60.3428 | 2.6804 | 50.51 | 1.8353 | 0.84517 | 57.5797 | 0.014077 | 0.41724 | 0.17329 | 0.65034 | 13.0953 | 0.037162 | 0.020127 | 0.02287 | 0.037162 | 0.037732 | 0.74213 | 0.54154 | 0.098397 | 0.74213 | 0.71102 | 0.84944 | 0.63307 | 0.07786 | 0.84944 | 0.81054 | 0.014077 | 0.41724 | 0.17329 | 0.65034 | 13.0953 | 0.037162 | 0.020127 | 0.02287 | 0.037162 | 0.037732 | 0.74213 | 0.54154 | 0.098397 | 0.74213 | 0.71102 | 0.84944 | 0.63307 | 0.07786 | 0.84944 | 0.81054
117 | 0.24 | 0.25 | South/Central | SC | Charleston.Intl.AP.722080 | 3 | 1030593 | 28.7147 | 12.9918 | 46.1754 | 28.6463 | 17.5291 | 949.66 | 2.6636 | 33.33 | 2.5974 | 0.0662 | 36.1693 | 1.4534 | 19.08 | 1.3782 | 0.075183 | 20.7989 | 1.6483 | -12.4 | 3.1152 | -1.467 | -18.6424 | 2.6636 | 33.33 | 2.5974 | 0.0662 | 36.1693 | 2.7041 | 31.12 | 2.7586 | -0.054575 | 33.4062 | 0.014077 | 0.40421 | 0.18288 | 0.65 | 13.3682 | 0.037495 | 0.020459 | 0.023203 | 0.037495 | 0.038065 | 0.46918 | 0.26859 | -0.17455 | 0.46918 | 0.43807 | 0.50915 | 0.29278 | -0.26243 | 0.50915 | 0.47025 | 0.014077 | 0.40421 | 0.18288 | 0.65 | 13.3682 | 0.037495 | 0.020459 | 0.023203 | 0.037495 | 0.038065 | 0.46918 | 0.26859 | -0.17455 | 0.46918 | 0.43807 | 0.50915 | 0.29278 | -0.26243 | 0.50915 | 0.47025
118 | 0.24 | 0.3 | South/Central | SC | Charleston.Intl.AP.722080 | 3 | 1030593 | 27.8897 | 13.6646 | 46.2339 | 27.8232 | 18.4106 | 969.63 | 2.6051 | 13.36 | 3.4204 | -0.8153 | 11.4334 | 1.395 | -0.89 | 2.2013 | -0.80631 | -3.937 | 1.5898 | -32.37 | 3.9383 | -2.3485 | -43.3783 | 2.6051 | 13.36 | 3.4204 | -0.8153 | 11.4334 | 2.6456 | 11.15 | 3.5817 | -0.93607 | 8.6703 | 0.014077 | 0.3926 | 0.19235 | 0.65083 | 13.6493 | 0.036672 | 0.019637 | 0.02238 | 0.036672 | 0.037242 | 0.18807 | -0.012528 | -0.45567 | 0.18807 | 0.15696 | 0.16095 | -0.055421 | -0.61063 | 0.16095 | 0.12205 | 0.014077 | 0.3926 | 0.19235 | 0.65083 | 13.6493 | 0.036672 | 0.019637 | 0.02238 | 0.036672 | 0.037242 | 0.18807 | -0.012528 | -0.45567 | 0.18807 | 0.15696 | 0.16095 | -0.055421 | -0.61063 | 0.16095 | 0.12205
119 | 0.24 | 0.35 | South/Central | SC | Charleston.Intl.AP.722080 | 3 | 1030593 | 27.1439 | 14.3661 | 46.4099 | 27.0792 | 19.3307 | 991.89 | 2.4291 | -8.9 | 4.1645 | -1.7353 | -15.8684 | 1.219 | -23.15 | 2.9453 | -1.7264 | -31.2388 | 1.4138 | -54.63 | 4.6823 | -3.2685 | -70.6802 | 2.4291 | -8.9 | 4.1645 | -1.7353 | -15.8684 | 2.4696 | -11.11 | 4.3257 | -1.8561 | -18.6315 | 0.014077 | 0.3821 | 0.20223 | 0.6533 | 13.9627 | 0.034194 | 0.017159 | 0.019902 | 0.034194 | 0.034765 | -0.12528 | -0.32588 | -0.76902 | -0.12528 | -0.15639 | -0.22338 | -0.43974 | -0.99495 | -0.22338 | -0.26227 | 0.014077 | 0.3821 | 0.20223 | 0.6533 | 13.9627 | 0.034194 | 0.017159 | 0.019902 | 0.034194 | 0.034765 | -0.12528 | -0.32588 | -0.76902 | -0.12528 | -0.15639 | -0.22338 | -0.43974 | -0.99495 | -0.22338 | -0.26227
120 | 0.24 | 0.4 | South/Central | SC | Charleston.Intl.AP.722080 | 3 | 1030593 | 27.0028 | 14.3182 | 46.2416 | 26.9384 | 19.3032 | 989.3 | 2.5974 | -6.31 | 4.3053 | -1.7079 | -12.9505 | 1.3872 | -20.56 | 3.0861 | -1.6989 | -28.3209 | 1.5821 | -52.04 | 4.8232 | -3.2411 | -67.7622 | 2.5974 | -6.31 | 4.3053 | -1.7079 | -12.9505 | 2.6379 | -8.52 | 4.4666 | -1.8287 | -15.7136 | 0.014077 | 0.38011 | 0.20155 | 0.65094 | 13.9262 | 0.036563 | 0.019528 | 0.022271 | 0.036563 | 0.037133 | -0.088825 | -0.28942 | -0.73256 | -0.088825 | -0.11993 | -0.1823 | -0.39867 | -0.95388 | -0.1823 | -0.2212 | 0.014077 | 0.38011 | 0.20155 | 0.65094 | 13.9262 | 0.036563 | 0.019528 | 0.022271 | 0.036563 | 0.037133 | -0.088825 | -0.28942 | -0.73256 | -0.088825 | -0.11993 | -0.1823 | -0.39867 | -0.95388 | -0.1823 | -0.2212
121 | 0.22 | 0.2 | South/Central | SC | Charleston.Intl.AP.722080 | 3 | 1030593 | 29.1097 | 12.3299 | 45.6782 | 29.0402 | 16.638 | 924.22 | 3.1608 | 58.77 | 2.2034 | 0.95736 | 66.8302 | 1.9506 | 44.52 | 0.9843 | 0.96634 | 51.4598 | 2.1455 | 13.04 | 2.7213 | -0.57581 | 12.0185 | 3.1608 | 58.77 | 2.2034 | 0.95736 | 66.8302 | 3.2013 | 56.56 | 2.3647 | 0.83659 | 64.0671 | 0.014077 | 0.40977 | 0.17357 | 0.643 | 13.0101 | 0.044494 | 0.027459 | 0.030202 | 0.044494 | 0.045064 | 0.8273 | 0.6267 | 0.18356 | 0.8273 | 0.79619 | 0.94076 | 0.72439 | 0.16918 | 0.94076 | 0.90186 | 0.014077 | 0.40977 | 0.17357 | 0.643 | 13.0101 | 0.044494 | 0.027459 | 0.030202 | 0.044494 | 0.045064 | 0.8273 | 0.6267 | 0.18356 | 0.8273 | 0.79619 | 0.94076 | 0.72439 | 0.16918 | 0.94076 | 0.90186
122 | 0.22 | 0.25 | South/Central | SC | Charleston.Intl.AP.722080 | 3 | 1030593 | 28.1933 | 13.013 | 45.6652 | 28.1261 | 17.5391 | 943.77 | 3.1738 | 39.22 | 3.1176 | 0.056228 | 42.4816 | 1.9636 | 24.97 | 1.8984 | 0.06521 | 27.1112 | 2.1585 | -6.51 | 3.6355 | -1.4769 | -12.3301 | 3.1738 | 39.22 | 3.1176 | 0.056228 | 42.4816 | 3.2143 | 37.01 | 3.2788 | -0.064547 | 39.7185 | 0.014077 | 0.39687 | 0.18318 | 0.64282 | 13.2853 | 0.044677 | 0.027642 | 0.030385 | 0.044677 | 0.045247 | 0.55209 | 0.3515 | -0.09164 | 0.55209 | 0.52098 | 0.59801 | 0.38164 | -0.17357 | 0.59801 | 0.55911 | 0.014077 | 0.39687 | 0.18318 | 0.64282 | 13.2853 | 0.044677 | 0.027642 | 0.030385 | 0.044677 | 0.045247 | 0.55209 | 0.3515 | -0.09164 | 0.55209 | 0.52098 | 0.59801 | 0.38164 | -0.17357 | 0.59801 | 0.55911
123 | 0.22 | 0.3 | South/Central | SC | Charleston.Intl.AP.722080 | 3 | 1030593 | 27.378 | 13.6945 | 45.7418 | 27.3127 | 18.4291 | 964.15 | 3.0972 | 18.84 | 3.931 | -0.83378 | 17.2797 | 1.887 | 4.59 | 2.7118 | -0.82479 | 1.9093 | 2.0819 | -26.89 | 4.4488 | -2.3669 | -37.532 | 3.0972 | 18.84 | 3.931 | -0.83378 | 17.2797 | 3.1377 | 16.63 | 4.0922 | -0.95455 | 14.5166 | 0.014077 | 0.3854 | 0.19278 | 0.6439 | 13.5722 | 0.043599 | 0.026563 | 0.029307 | 0.043599 | 0.044169 | 0.26521 | 0.064613 | -0.37853 | 0.26521 | 0.2341 | 0.24324 | 0.026877 | -0.52833 | 0.24324 | 0.20435 | 0.014077 | 0.3854 | 0.19278 | 0.6439 | 13.5722 | 0.043599 | 0.026563 | 0.029307 | 0.043599 | 0.044169 | 0.26521 | 0.064613 | -0.37853 | 0.26521 | 0.2341 | 0.24324 | 0.026877 | -0.52833 | 0.24324 | 0.20435
124 | 0.22 | 0.35 | South/Central | SC | Charleston.Intl.AP.722080 | 3 | 1030593 | 26.6233 | 14.3968 | 45.9099 | 26.5597 | 19.3501 | 986.29 | 2.9291 | -3.3 | 4.6839 | -1.7548 | -9.9465 | 1.719 | -17.55 | 3.4648 | -1.7458 | -25.3169 | 1.9138 | -49.03 | 5.2018 | -3.288 | -64.7582 | 2.9291 | -3.3 | 4.6839 | -1.7548 | -9.9465 | 2.9696 | -5.51 | 4.8452 | -1.8756 | -12.7096 | 0.014077 | 0.37477 | 0.20266 | 0.64627 | 13.8838 | 0.041233 | 0.024198 | 0.026941 | 0.041233 | 0.041803 | -0.046454 | -0.24705 | -0.69019 | -0.046454 | -0.077563 | -0.14002 | -0.35638 | -0.91159 | -0.14002 | -0.17891 | 0.014077 | 0.37477 | 0.20266 | 0.64627 | 13.8838 | 0.041233 | 0.024198 | 0.026941 | 0.041233 | 0.041803 | -0.046454 | -0.24705 | -0.69019 | -0.046454 | -0.077563 | -0.14002 | -0.35638 | -0.91159 | -0.14002 | -0.17891
125 | 0.22 | 0.4 | South/Central | SC | Charleston.Intl.AP.722080 | 3 | 1030593 | 26.4921 | 14.358 | 45.7607 | 26.4289 | 19.3318 | 984.14 | 3.0783 | -1.15 | 4.8148 | -1.7365 | -7.5237 | 1.8681 | -15.4 | 3.5956 | -1.7275 | -22.8941 | 2.063 | -46.88 | 5.3327 | -3.2697 | -62.3354 | 3.0783 | -1.15 | 4.8148 | -1.7365 | -7.5237 | 3.1188 | -3.36 | 4.9761 | -1.8573 | -10.2868 | 0.014077 | 0.37293 | 0.20211 | 0.64417 | 13.8536 | 0.043332 | 0.026297 | 0.02904 | 0.043332 | 0.043903 | -0.016188 | -0.21678 | -0.65992 | -0.016188 | -0.047298 | -0.10591 | -0.32228 | -0.87749 | -0.10591 | -0.14481 | 0.014077 | 0.37293 | 0.20211 | 0.64417 | 13.8536 | 0.043332 | 0.026297 | 0.02904 | 0.043332 | 0.043903 | -0.016188 | -0.21678 | -0.65992 | -0.016188 | -0.047298 | -0.10591 | -0.32228 | -0.87749 | -0.10591 | -0.14481
126 | 0.2 | 0.2 | South/Central | SC | Charleston.Intl.AP.722080 | 3 | 1030593 | 28.5788 | 12.3506 | 45.1577 | 28.5106 | 16.6471 | 918.19 | 3.6813 | 64.8 | 2.7331 | 0.9482 | 73.2969 | 2.4711 | 50.55 | 1.5139 | 0.95719 | 57.9265 | 2.666 | 19.07 | 3.251 | -0.58497 | 18.4852 | 3.6813 | 64.8 | 2.7331 | 0.9482 | 73.2969 | 3.7218 | 62.59 | 2.8944 | 0.82743 | 70.5338 | 0.014077 | 0.4023 | 0.17386 | 0.63568 | 12.9252 | 0.051821 | 0.034786 | 0.037529 | 0.051821 | 0.052391 | 0.91218 | 0.71158 | 0.26845 | 0.91218 | 0.88107 | 1.0318 | 0.81542 | 0.26021 | 1.0318 | 0.99289 | 0.014077 | 0.4023 | 0.17386 | 0.63568 | 12.9252 | 0.051821 | 0.034786 | 0.037529 | 0.051821 | 0.052391 | 0.91218 | 0.71158 | 0.26845 | 0.91218 | 0.88107 | 1.0318 | 0.81542 | 0.26021 | 1.0318 | 0.99289
127 | 0.2 | 0.25 | South/Central | SC | Charleston.Intl.AP.722080 | 3 | 1030593 | 27.6627 | 13.0431 | 45.1544 | 27.5967 | 17.5577 | 938.05 | 3.6846 | 44.94 | 3.647 | 0.03757 | 48.5647 | 2.4744 | 30.69 | 2.4279 | 0.046552 | 33.1943 | 2.6693 | -0.79 | 4.1649 | -1.4956 | -6.247 | 3.6846 | 44.94 | 3.647 | 0.03757 | 48.5647 | 3.7251 | 42.73 | 3.8083 | -0.083205 | 45.8016 | 0.014077 | 0.3894 | 0.18361 | 0.63563 | 13.2048 | 0.051867 | 0.034832 | 0.037575 | 0.051867 | 0.052437 | 0.63261 | 0.43202 | -0.011121 | 0.63261 | 0.6015 | 0.68364 | 0.46727 | -0.087938 | 0.68364 | 0.64474 | 0.014077 | 0.3894 | 0.18361 | 0.63563 | 13.2048 | 0.051867 | 0.034832 | 0.037575 | 0.051867 | 0.052437 | 0.63261 | 0.43202 | -0.011121 | 0.63261 | 0.6015 | 0.68364 | 0.46727 | -0.087938 | 0.68364 | 0.64474
128 | 0.2 | 0.3 | South/Central | SC | Charleston.Intl.AP.722080 | 3 | 1030593 | 26.8474 | 13.725 | 45.2317 | 26.7833 | 18.4484 | 958.44 | 3.6073 | 24.55 | 4.4604 | -0.85311 | 23.3355 | 2.3971 | 10.3 | 3.2413 | -0.84413 | 7.9651 | 2.592 | -21.18 | 4.9783 | -2.3863 | -31.4762 | 3.6073 | 24.55 | 4.4604 | -0.85311 | 23.3355 | 3.6478 | 22.34 | 4.6217 | -0.97389 | 20.5724 | 0.014077 | 0.37793 | 0.19321 | 0.63672 | 13.4918 | 0.050779 | 0.033744 | 0.036487 | 0.050779 | 0.051349 | 0.34559 | 0.14499 | -0.29815 | 0.34559 | 0.31448 | 0.32849 | 0.11212 | -0.44309 | 0.32849 | 0.28959 | 0.014077 | 0.37793 | 0.19321 | 0.63672 | 13.4918 | 0.050779 | 0.033744 | 0.036487 | 0.050779 | 0.051349 | 0.34559 | 0.14499 | -0.29815 | 0.34559 | 0.31448 | 0.32849 | 0.11212 | -0.44309 | 0.32849 | 0.28959
129 | 0.2 | 0.35 | South/Central | SC | Charleston.Intl.AP.722080 | 3 | 1030593 | 26.1024 | 14.4366 | 45.4193 | 26.0401 | 19.3792 | 981.06 | 3.4197 | 1.93 | 5.2036 | -1.7839 | -4.4087 | 2.2095 | -12.32 | 3.9845 | -1.7749 | -19.7791 | 2.4044 | -43.8 | 5.7215 | -3.3171 | -59.2204 | 3.4197 | 1.93 | 5.2036 | -1.7839 | -4.4087 | 3.4602 | -0.28 | 5.3649 | -1.9047 | -7.1718 | 0.014077 | 0.36744 | 0.20322 | 0.63936 | 13.8102 | 0.048138 | 0.031103 | 0.033846 | 0.048138 | 0.048709 | 0.027168 | -0.17343 | -0.61657 | 0.027168 | -0.0039415 | -0.062061 | -0.27843 | -0.83364 | -0.062061 | -0.10096 | 0.014077 | 0.36744 | 0.20322 | 0.63936 | 13.8102 | 0.048138 | 0.031103 | 0.033846 | 0.048138 | 0.048709 | 0.027168 | -0.17343 | -0.61657 | 0.027168 | -0.0039415 | -0.062061 | -0.27843 | -0.83364 | -0.062061 | -0.10096
130 | 0.2 | 0.4 | South/Central | SC | Charleston.Intl.AP.722080 | 3 | 1030593 | 25.9812 | 14.3891 | 45.2807 | 25.9192 | 19.3615 | 979.05 | 3.5583 | 3.94 | 5.3245 | -1.7662 | -2.1371 | 2.3481 | -10.31 | 4.1053 | -1.7572 | -17.5075 | 2.543 | -41.79 | 5.8424 | -3.2993 | -56.9489 | 3.5583 | 3.94 | 5.3245 | -1.7662 | -2.1371 | 3.5988 | 1.73 | 5.4858 | -1.8869 | -4.9002 | 0.014077 | 0.36573 | 0.20255 | 0.63741 | 13.7819 | 0.05009 | 0.033055 | 0.035798 | 0.05009 | 0.05066 | 0.055463 | -0.14513 | -0.58827 | 0.055463 | 0.024353 | -0.030084 | -0.24645 | -0.80166 | -0.030084 | -0.06898 | 0.014077 | 0.36573 | 0.20255 | 0.63741 | 13.7819 | 0.05009 | 0.033055 | 0.035798 | 0.05009 | 0.05066 | 0.055463 | -0.14513 | -0.58827 | 0.055463 | 0.024353 | -0.030084 | -0.24645 | -0.80166 | -0.030084 | -0.06898
Double | Double | Double | South/Central | SC | Charleston.Intl.AP.722080 | 3 | 1030593 | 31.4012 | 15.9702 | 53.0534 | 31.3268 | 21.7266 | 1123.84 | -4.2144 | -140.85 | -0.083135 | -4.1312 | -166.7731 | -5.4245 | -155.1 | -1.3023 | -4.1223 | -182.1436 | -5.2297 | -186.58 | 0.43475 | -5.6644 | -221.5849 | -4.2144 | -140.85 | -0.083135 | -4.1312 | -166.7731 | -4.1739 | -143.06 | 0.07815 | -4.252 | -169.5362 | 0.014077 | 0.44203 | 0.22481 | 0.74682 | 15.8201 | -0.059325 | -0.07636 | -0.073617 | -0.059325 | -0.058755 | -1.9827 | -2.1833 | -2.6265 | -1.9827 | -2.0138 | -2.3476 | -2.564 | -3.1192 | -2.3476 | -2.3865 | 0.014077 | 0.44203 | 0.22481 | 0.74682 | 15.8201 | -0.059325 | -0.07636 | -0.073617 | -0.059325 | -0.058755 | -1.9827 | -2.1833 | -2.6265 | -1.9827 | -2.0138 | -2.3476 | -2.564 | -3.1192 | -2.3476 | -2.3865
Single | Single | Single | South/Central | SC | Charleston.Intl.AP.722080 | 3 | 1030593 | 38.8407 | 18.0505 | 63.5741 | 38.7493 | 24.8248 | 1316.9 | -14.7351 | -333.91 | -7.5056 | -7.2295 | -386.8143 | -15.9453 | -348.16 | -8.7248 | -7.2205 | -402.1847 | -15.7504 | -379.64 | -6.9877 | -8.7627 | -441.6261 | -14.7351 | -333.91 | -7.5056 | -7.2295 | -386.8143 | -14.6946 | -336.12 | -7.3443 | -7.3503 | -389.5774 | 0.014077 | 0.54675 | 0.25409 | 0.89492 | 18.5378 | -0.20742 | -0.22446 | -0.22172 | -0.20742 | -0.20685 | -4.7004 | -4.901 | -5.3441 | -4.7004 | -4.7315 | -5.4451 | -5.6615 | -6.2167 | -5.4451 | -5.484 | 0.014077 | 0.54675 | 0.25409 | 0.89492 | 18.5378 | -0.20742 | -0.22446 | -0.22172 | -0.20742 | -0.20685 | -4.7004 | -4.901 | -5.3441 | -4.7004 | -4.7315 | -5.4451 | -5.6615 | -6.2167 | -5.4451 | -5.484
1 | 0.35 | 0.47 | South/Central | NC | Charlotte-Douglas.Intl.AP.723140 | 3 | 2994711 | 43.2343 | 11.4036 | 59.8295 | 43.1322 | 16.6973 | 946.85 | 1.151 | -33.58 | 3.6709 | -2.52 | -53.7069 | -0.57059 | -52.48 | 1.9325 | -2.5031 | -75.4617 | 0.47581 | -65.93 | 4.3491 | -3.8732 | -99.2357 | 1.151 | -33.58 | 3.6709 | -2.52 | -53.7069 | 1.2718 | -34.09 | 3.8926 | -2.6208 | -54.8914 | 0.040905 | 1.7685 | 0.46646 | 2.4473 | 38.7306 | 0.047079 | -0.02334 | 0.019463 | 0.047079 | 0.052021 | -1.3736 | -2.1467 | -2.6968 | -1.3736 | -1.3944 | -2.1969 | -3.0867 | -4.0592 | -2.1969 | -2.2453 | 0.040905 | 1.7685 | 0.46646 | 2.4473 | 38.7306 | 0.047079 | -0.02334 | 0.019463 | 0.047079 | 0.052021 | -1.3736 | -2.1467 | -2.6968 | -1.3736 | -1.3944 | -2.1969 | -3.0867 | -4.0592 | -2.1969 | -2.2453
2 | 0.35 | 0.42 | South/Central | NC | Charlotte-Douglas.Intl.AP.723140 | 3 | 2994711 | 44.2598 | 10.7917 | 60.0424 | 44.1552 | 15.8872 | 934.28 | 0.93807 | -21.01 | 2.6479 | -1.7098 | -34.4124 | -0.78348 | -39.91 | 0.90944 | -1.6929 | -56.1672 | 0.26292 | -53.36 | 3.326 | -3.0631 | -79.9412 | 0.93807 | -21.01 | 2.6479 | -1.7098 | -34.4124 | 1.0589 | -21.52 | 2.8695 | -1.8106 | -35.5969 | 0.040905 | 1.8104 | 0.44143 | 2.456 | 38.2164 | 0.038371 | -0.032048 | 0.010755 | 0.038371 | 0.043313 | -0.85941 | -1.6325 | -2.1827 | -0.85941 | -0.88027 | -1.4076 | -2.2975 | -3.27 | -1.4076 | -1.4561 | 0.040905 | 1.8104 | 0.44143 | 2.456 | 38.2164 | 0.038371 | -0.032048 | 0.010755 | 0.038371 | 0.043313 | -0.85941 | -1.6325 | -2.1827 | -0.85941 | -0.88027 | -1.4076 | -2.2975 | -3.27 | -1.4076 | -1.4561
3 | 0.35 | 0.37 | South/Central | NC | Charlotte-Douglas.Intl.AP.723140 | 3 | 2994711 | 45.2955 | 10.2598 | 60.3559 | 45.1885 | 15.1674 | 924.51 | 0.62455 | -11.24 | 1.6146 | -0.99003 | -18.8761 | -1.097 | -30.14 | -0.12382 | -0.97317 | -40.6309 | -0.050589 | -43.59 | 2.2927 | -2.3433 | -64.4049 | 0.62455 | -11.24 | 1.6146 | -0.99003 | -18.8761 | 0.74536 | -11.75 | 1.8362 | -1.0909 | -20.0606 | 0.040905 | 1.8528 | 0.41968 | 2.4688 | 37.8168 | 0.025547 | -0.044872 | -0.0020693 | 0.025547 | 0.030489 | -0.45977 | -1.2329 | -1.783 | -0.45977 | -0.48063 | -0.77212 | -1.662 | -2.6345 | -0.77212 | -0.82057 | 0.040905 | 1.8528 | 0.41968 | 2.4688 | 37.8168 | 0.025547 | -0.044872 | -0.0020693 | 0.025547 | 0.030489 | -0.45977 | -1.2329 | -1.783 | -0.45977 | -0.48063 | -0.77212 | -1.662 | -2.6345 | -0.77212 | -0.82057
4 | 0.35 | 0.32 | South/Central | NC | Charlotte-Douglas.Intl.AP.723140 | 3 | 2994711 | 46.4314 | 9.7283 | 60.7698 | 46.3218 | 14.4481 | 915.88 | 0.21065 | -2.61 | 0.48132 | -0.27067 | -4.6457 | -1.5109 | -21.51 | -1.2571 | -0.25381 | -26.4004 | -0.46449 | -34.96 | 1.1595 | -1.6239 | -50.1744 | 0.21065 | -2.61 | 0.48132 | -0.27067 | -4.6457 | 0.33146 | -3.12 | 0.70296 | -0.3715 | -5.8301 | 0.040905 | 1.8993 | 0.39793 | 2.4858 | 37.4638 | 0.0086168 | -0.061803 | -0.019 | 0.0086168 | 0.013558 | -0.10676 | -0.87986 | -1.43 | -0.10676 | -0.12762 | -0.19003 | -1.0799 | -2.0524 | -0.19003 | -0.23848 | 0.040905 | 1.8993 | 0.39793 | 2.4858 | 37.4638 | 0.0086168 | -0.061803 | -0.019 | 0.0086168 | 0.013558 | -0.10676 | -0.87986 | -1.43 | -0.10676 | -0.12762 | -0.19003 | -1.0799 | -2.0524 | -0.19003 | -0.23848
5 | 0.35 | 0.27 | South/Central | NC | Charlotte-Douglas.Intl.AP.723140 | 3 | 2994711 | 47.1956 | 9.4163 | 61.0907 | 47.0842 | 14.0065 | 911.36 | -0.11021 | 1.91 | -0.28112 | 0.17091 | 3.2278 | -1.8318 | -16.99 | -2.0195 | 0.18777 | -18.5269 | -0.78535 | -30.44 | 0.39702 | -1.1824 | -42.3009 | -0.11021 | 1.91 | -0.28112 | 0.17091 | 3.2278 | 0.010597 | 1.4 | -0.059486 | 0.070083 | 2.0434 | 0.040905 | 1.9305 | 0.38517 | 2.4989 | 37.2789 | -0.0045081 | -0.074928 | -0.032125 | -0.0045081 | 0.00043347 | 0.078128 | -0.69497 | -1.2451 | 0.078128 | 0.057267 | 0.13203 | -0.75784 | -1.7303 | 0.13203 | 0.083585 | 0.040905 | 1.9305 | 0.38517 | 2.4989 | 37.2789 | -0.0045081 | -0.074928 | -0.032125 | -0.0045081 | 0.00043347 | 0.078128 | -0.69497 | -1.2451 | 0.078128 | 0.057267 | 0.13203 | -0.75784 | -1.7303 | 0.13203 | 0.083585
6 | 0.35 | 0.23 | South/Central | NC | Charlotte-Douglas.Intl.AP.723140 | 3 | 2994711 | 47.6582 | 9.2657 | 61.3126 | 47.5457 | 13.7668 | 909.42 | -0.33209 | 3.85 | -0.74264 | 0.41055 | 6.8843 | -2.0536 | -15.05 | -2.481 | 0.42741 | -14.8704 | -1.0072 | -28.5 | -0.064501 | -0.94273 | -38.6444 | -0.33209 | 3.85 | -0.74264 | 0.41055 | 6.8843 | -0.21129 | 3.34 | -0.521 | 0.30972 | 5.6999 | 0.040905 | 1.9494 | 0.37901 | 2.508 | 37.1995 | -0.013584 | -0.084004 | -0.041201 | -0.013584 | -0.0086425 | 0.15748 | -0.61562 | -1.1658 | 0.15748 | 0.13662 | 0.2816 | -0.60827 | -1.5807 | 0.2816 | 0.23315 | 0.040905 | 1.9494 | 0.37901 | 2.508 | 37.1995 | -0.013584 | -0.084004 | -0.041201 | -0.013584 | -0.0086425 | 0.15748 | -0.61562 | -1.1658 | 0.15748 | 0.13662 | 0.2816 | -0.60827 | -1.5807 | 0.2816 | 0.23315
7 | 0.35 | 0.19 | South/Central | NC | Charlotte-Douglas.Intl.AP.723140 | 3 | 2994711 | 48.764 | 8.8133 | 61.7953 | 48.6489 | 13.1464 | 903.47 | -0.81486 | 9.8 | -1.8458 | 1.031 | 17.5343 | -2.5364 | -9.1 | -3.5842 | 1.0478 | -4.2205 | -1.49 | -22.55 | -1.1677 | -0.32231 | -27.9945 | -0.81486 | 9.8 | -1.8458 | 1.031 | 17.5343 | -0.69405 | 9.29 | -1.6242 | 0.93014 | 16.3498 | 0.040905 | 1.9947 | 0.3605 | 2.5277 | 36.9561 | -0.033332 | -0.10375 | -0.060948 | -0.033332 | -0.02839 | 0.40087 | -0.37223 | -0.9224 | 0.40087 | 0.38 | 0.71723 | -0.17264 | -1.1451 | 0.71723 | 0.66878 | 0.040905 | 1.9947 | 0.3605 | 2.5277 | 36.9561 | -0.033332 | -0.10375 | -0.060948 | -0.033332 | -0.02839 | 0.40087 | -0.37223 | -0.9224 | 0.40087 | 0.38 | 0.71723 | -0.17264 | -1.1451 | 0.71723 | 0.66878
8 | 0.35 | 0.17 | South/Central | NC | Charlotte-Douglas.Intl.AP.723140 | 3 | 2994711 | 49.3567 | 8.5921 | 62.077 | 49.2402 | 12.8368 | 900.99 | -1.0965 | 12.28 | -2.4371 | 1.3406 | 22.3239 | -2.818 | -6.62 | -4.1755 | 1.3574 | 0.56915 | -1.7716 | -20.07 | -1.7589 | -0.012698 | -23.2049 | -1.0965 | 12.28 | -2.4371 | 1.3406 | 22.3239 | -0.97567 | 11.77 | -2.2154 | 1.2398 | 21.1395 | 0.040905 | 2.0189 | 0.35146 | 2.5392 | 36.8547 | -0.044851 | -0.11527 | -0.072467 | -0.044851 | -0.039909 | 0.50231 | -0.27079 | -0.82096 | 0.50231 | 0.48145 | 0.91315 | 0.023281 | -0.94919 | 0.91315 | 0.8647 | 0.040905 | 2.0189 | 0.35146 | 2.5392 | 36.8547 | -0.044851 | -0.11527 | -0.072467 | -0.044851 | -0.039909 | 0.50231 | -0.27079 | -0.82096 | 0.50231 | 0.48145 | 0.91315 | 0.023281 | -0.94919 | 0.91315 | 0.8647
9 | 0.33 | 0.47 | South/Central | NC | Charlotte-Douglas.Intl.AP.723140 | 3 | 2994711 | 42.5637 | 11.4334 | 59.1884 | 42.4632 | 16.7253 | 940.26 | 1.792 | -26.99 | 4.3399 | -2.5479 | -46.1947 | 0.070497 | -45.89 | 2.6015 | -2.531 | -67.9495 | 1.1169 | -59.34 | 5.0181 | -3.9012 | -91.7235 | 1.792 | -26.99 | 4.3399 | -2.5479 | -46.1947 | 1.9129 | -27.5 | 4.5616 | -2.6487 | -47.3792 | 0.040905 | 1.7411 | 0.46768 | 2.4211 | 38.461 | 0.073303 | 0.0028837 | 0.045687 | 0.073303 | 0.078245 | -1.104 | -1.8771 | -2.4273 | -1.104 | -1.1249 | -1.8896 | -2.7795 | -3.7519 | -1.8896 | -1.938 | 0.040905 | 1.7411 | 0.46768 | 2.4211 | 38.461 | 0.073303 | 0.0028837 | 0.045687 | 0.073303 | 0.078245 | -1.104 | -1.8771 | -2.4273 | -1.104 | -1.1249 | -1.8896 | -2.7795 | -3.7519 | -1.8896 | -1.938
10 | 0.33 | 0.42 | South/Central | NC | Charlotte-Douglas.Intl.AP.723140 | 3 | 2994711 | 43.5792 | 10.8124 | 59.3725 | 43.4762 | 15.8963 | 926.99 | 1.6079 | -13.72 | 3.3268 | -1.7189 | -26.0171 | -0.11361 | -32.62 | 1.5884 | -1.702 | -47.7718 | 0.9328 | -46.07 | 4.005 | -3.0722 | -71.5458 | 1.6079 | -13.72 | 3.3268 | -1.7189 | -26.0171 | 1.7287 | -14.23 | 3.5485 | -1.8197 | -27.2015 | 0.040905 | 1.7826 | 0.44228 | 2.4286 | 37.9182 | 0.065772 | -0.0046472 | 0.038156 | 0.065772 | 0.070714 | -0.56121 | -1.3343 | -1.8845 | -0.56121 | -0.58207 | -1.0642 | -1.9541 | -2.9266 | -1.0642 | -1.1127 | 0.040905 | 1.7826 | 0.44228 | 2.4286 | 37.9182 | 0.065772 | -0.0046472 | 0.038156 | 0.065772 | 0.070714 | -0.56121 | -1.3343 | -1.8845 | -0.56121 | -0.58207 | -1.0642 | -1.9541 | -2.9266 | -1.0642 | -1.1127
11 | 0.33 | 0.37 | South/Central | NC | Charlotte-Douglas.Intl.AP.723140 | 3 | 2994711 | 44.6052 | 10.2805 | 59.6764 | 44.4998 | 15.1765 | 917.11 | 1.3041 | -3.84 | 2.3032 | -0.99912 | -10.3548 | -0.41742 | -22.74 | 0.56484 | -0.98226 | -32.1096 | 0.62898 | -36.19 | 2.9814 | -2.3524 | -55.8836 | 1.3041 | -3.84 | 2.3032 | -0.99912 | -10.3548 | 1.4249 | -4.35 | 2.5249 | -1.1 | -11.5393 | 0.040905 | 1.8246 | 0.42052 | 2.441 | 37.5141 | 0.053345 | -0.017075 | 0.025728 | 0.053345 | 0.058286 | -0.15707 | -0.93017 | -1.4803 | -0.15707 | -0.17794 | -0.42356 | -1.3134 | -2.2859 | -0.42356 | -0.47201 | 0.040905 | 1.8246 | 0.42052 | 2.441 | 37.5141 | 0.053345 | -0.017075 | 0.025728 | 0.053345 | 0.058286 | -0.15707 | -0.93017 | -1.4803 | -0.15707 | -0.17794 | -0.42356 | -1.3134 | -2.2859 | -0.42356 | -0.47201
12 | 0.33 | 0.32 | South/Central | NC | Charlotte-Douglas.Intl.AP.723140 | 3 | 2994711 | 45.7403 | 9.7581 | 60.0985 | 45.6323 | 14.4663 | 908.73 | 0.88195 | 4.54 | 1.1708 | -0.28887 | 3.521 | -0.8396 | -14.36 | -0.56759 | -0.27201 | -18.2337 | 0.20681 | -27.81 | 1.849 | -1.6421 | -42.0078 | 0.88195 | 4.54 | 1.1708 | -0.28887 | 3.521 | 1.0028 | 4.03 | 1.3925 | -0.3897 | 2.3366 | 0.040905 | 1.871 | 0.39915 | 2.4583 | 37.1713 | 0.036076 | -0.034344 | 0.0084594 | 0.036076 | 0.041017 | 0.18571 | -0.58739 | -1.1376 | 0.18571 | 0.16485 | 0.14403 | -0.74584 | -1.7183 | 0.14403 | 0.095577 | 0.040905 | 1.871 | 0.39915 | 2.4583 | 37.1713 | 0.036076 | -0.034344 | 0.0084594 | 0.036076 | 0.041017 | 0.18571 | -0.58739 | -1.1376 | 0.18571 | 0.16485 | 0.14403 | -0.74584 | -1.7183 | 0.14403 | 0.095577
13 | 0.33 | 0.27 | South/Central | NC | Charlotte-Douglas.Intl.AP.723140 | 3 | 2994711 | 46.5044 | 9.4366 | 60.4005 | 46.3945 | 14.006 | 903.65 | 0.57999 | 9.62 | 0.40857 | 0.17141 | 12.1471 | -1.1416 | -9.28 | -1.3298 | 0.18827 | -9.6076 | -0.095156 | -22.73 | 1.0867 | -1.1819 | -33.3816 | 0.57999 | 9.62 | 0.40857 | 0.17141 | 12.1471 | 0.70079 | 9.11 | 0.63021 | 0.070584 | 10.9627 | 0.040905 | 1.9022 | 0.386 | 2.4707 | 36.9635 | 0.023724 | -0.046695 | -0.0038923 | 0.023724 | 0.028666 | 0.3935 | -0.3796 | -0.92976 | 0.3935 | 0.37264 | 0.49687 | -0.39299 | -1.3655 | 0.49687 | 0.44843 | 0.040905 | 1.9022 | 0.386 | 2.4707 | 36.9635 | 0.023724 | -0.046695 | -0.0038923 | 0.023724 | 0.028666 | 0.3935 | -0.3796 | -0.92976 | 0.3935 | 0.37264 | 0.49687 | -0.39299 | -1.3655 | 0.49687 | 0.44843
14 | 0.33 | 0.23 | South/Central | NC | Charlotte-Douglas.Intl.AP.723140 | 3 | 2994711 | 46.9574 | 9.2857 | 60.6124 | 46.8465 | 13.7659 | 901.59 | 0.36811 | 11.68 | -0.043374 | 0.41149 | 15.9446 | -1.3534 | -7.22 | -1.7818 | 0.42834 | -5.8101 | -0.30703 | -20.67 | 0.63476 | -0.9418 | -29.5841 | 0.36811 | 11.68 | -0.043374 | 0.41149 | 15.9446 | 0.48892 | 11.17 | 0.17826 | 0.31065 | 14.7602 | 0.040905 | 1.9208 | 0.37983 | 2.4793 | 36.8792 | 0.015057 | -0.055362 | -0.012559 | 0.015057 | 0.019999 | 0.47777 | -0.29533 | -0.8455 | 0.47777 | 0.45691 | 0.65221 | -0.23766 | -1.2101 | 0.65221 | 0.60376 | 0.040905 | 1.9208 | 0.37983 | 2.4793 | 36.8792 | 0.015057 | -0.055362 | -0.012559 | 0.015057 | 0.019999 | 0.47777 | -0.29533 | -0.8455 | 0.47777 | 0.45691 | 0.65221 | -0.23766 | -1.2101 | 0.65221 | 0.60376
15 | 0.33 | 0.19 | South/Central | NC | Charlotte-Douglas.Intl.AP.723140 | 3 | 2994711 | 48.063 | 8.8329 | 61.0946 | 47.9495 | 13.1452 | 895.62 | -0.11413 | 17.65 | -1.1464 | 1.0322 | 26.6102 | -1.8357 | -1.25 | -2.8848 | 1.0491 | 4.8555 | -0.78927 | -14.7 | -0.46823 | -0.32105 | -18.9185 | -0.11413 | 17.65 | -1.1464 | 1.0322 | 26.6102 | 0.0066741 | 17.14 | -0.92473 | 0.9314 | 25.4258 | 0.040905 | 1.966 | 0.36131 | 2.4991 | 36.635 | -0.0046686 | -0.075088 | -0.032285 | -0.0046686 | 0.000273 | 0.72197 | -0.051131 | -0.6013 | 0.72197 | 0.70111 | 1.0885 | 0.19861 | -0.77386 | 1.0885 | 1.04 | 0.040905 | 1.966 | 0.36131 | 2.4991 | 36.635 | -0.0046686 | -0.075088 | -0.032285 | -0.0046686 | 0.000273 | 0.72197 | -0.051131 | -0.6013 | 0.72197 | 0.70111 | 1.0885 | 0.19861 | -0.77386 | 1.0885 | 1.04
16 | 0.33 | 0.17 | South/Central | NC | Charlotte-Douglas.Intl.AP.723140 | 3 | 2994711 | 48.6559 | 8.6027 | 61.3767 | 48.541 | 12.8357 | 893.12 | -0.39621 | 20.15 | -1.7379 | 1.3417 | 31.3892 | -2.1178 | 1.25 | -3.4763 | 1.3585 | 9.6345 | -1.0714 | -12.2 | -1.0598 | -0.011605 | -14.1396 | -0.39621 | 20.15 | -1.7379 | 1.3417 | 31.3892 | -0.27541 | 19.64 | -1.5163 | 1.2408 | 30.2048 | 0.040905 | 1.9903 | 0.35189 | 2.5106 | 36.5328 | -0.016207 | -0.086626 | -0.043823 | -0.016207 | -0.011265 | 0.82423 | 0.051131 | -0.49904 | 0.82423 | 0.80337 | 1.284 | 0.39409 | -0.57837 | 1.284 | 1.2355 | 0.040905 | 1.9903 | 0.35189 | 2.5106 | 36.5328 | -0.016207 | -0.086626 | -0.043823 | -0.016207 | -0.011265 | 0.82423 | 0.051131 | -0.49904 | 0.82423 | 0.80337 | 1.284 | 0.39409 | -0.57837 | 1.284 | 1.2355
17 | 0.3 | 0.47 | South/Central | NC | Charlotte-Douglas.Intl.AP.723140 | 3 | 2994711 | 41.5418 | 11.4748 | 58.1888 | 41.4436 | 16.7452 | 929.54 | 2.7917 | -16.27 | 5.3595 | -2.5678 | -33.8388 | 1.0701 | -35.17 | 3.6211 | -2.551 | -55.5935 | 2.1165 | -48.62 | 6.0376 | -3.9211 | -79.3676 | 2.7917 | -16.27 | 5.3595 | -2.5678 | -33.8388 | 2.9125 | -16.78 | 5.5811 | -2.6686 | -35.0232 | 0.040905 | 1.6993 | 0.46937 | 2.3802 | 38.0225 | 0.11419 | 0.043772 | 0.086575 | 0.11419 | 0.11913 | -0.66552 | -1.4386 | -1.9888 | -0.66552 | -0.68638 | -1.3842 | -2.274 | -3.2465 | -1.3842 | -1.4326 | 0.040905 | 1.6993 | 0.46937 | 2.3802 | 38.0225 | 0.11419 | 0.043772 | 0.086575 | 0.11419 | 0.11913 | -0.66552 | -1.4386 | -1.9888 | -0.66552 | -0.68638 | -1.3842 | -2.274 | -3.2465 | -1.3842 | -1.4326
18 | 0.3 | 0.42 | South/Central | NC | Charlotte-Douglas.Intl.AP.723140 | 3 | 2994711 | 42.5482 | 10.8535 | 58.3633 | 42.4476 | 15.9157 | 916.14 | 2.6172 | -2.87 | 4.3555 | -1.7384 | -13.5238 | 0.89562 | -21.77 | 2.6171 | -1.7215 | -35.2785 | 1.942 | -35.22 | 5.0337 | -3.0916 | -59.0526 | 2.6172 | -2.87 | 4.3555 | -1.7384 | -13.5238 | 2.738 | -3.38 | 4.5772 | -1.8392 | -14.7082 | 0.040905 | 1.7404 | 0.44396 | 2.3873 | 37.4744 | 0.10705 | 0.036635 | 0.079438 | 0.10705 | 0.112 | -0.1174 | -0.89049 | -1.4407 | -0.1174 | -0.13826 | -0.55319 | -1.4431 | -2.4155 | -0.55319 | -0.60164 | 0.040905 | 1.7404 | 0.44396 | 2.3873 | 37.4744 | 0.10705 | 0.036635 | 0.079438 | 0.10705 | 0.112 | -0.1174 | -0.89049 | -1.4407 | -0.1174 | -0.13826 | -0.55319 | -1.4431 | -2.4155 | -0.55319 | -0.60164
19 | 0.3 | 0.37 | South/Central | NC | Charlotte-Douglas.Intl.AP.723140 | 3 | 2994711 | 43.5634 | 10.3208 | 58.6646 | 43.4604 | 15.2042 | 906.35 | 2.3159 | 6.92 | 3.3427 | -1.0268 | 1.9458 | 0.59433 | -11.98 | 1.6043 | -1.01 | -19.8089 | 1.6407 | -25.43 | 4.0209 | -2.3801 | -43.583 | 2.3159 | 6.92 | 3.3427 | -1.0268 | 1.9458 | 2.4367 | 6.41 | 3.5644 | -1.1277 | 0.76136 | 0.040905 | 1.7819 | 0.42217 | 2.3997 | 37.0739 | 0.09473 | 0.024311 | 0.067114 | 0.09473 | 0.099672 | 0.28306 | -0.49004 | -1.0402 | 0.28306 | 0.2622 | 0.079591 | -0.81028 | -1.7827 | 0.079591 | 0.031143 | 0.040905 | 1.7819 | 0.42217 | 2.3997 | 37.0739 | 0.09473 | 0.024311 | 0.067114 | 0.09473 | 0.099672 | 0.28306 | -0.49004 | -1.0402 | 0.28306 | 0.2622 | 0.079591 | -0.81028 | -1.7827 | 0.079591 | 0.031143
20 | 0.3 | 0.32 | South/Central | NC | Charlotte-Douglas.Intl.AP.723140 | 3 | 2994711 | 44.6893 | 9.7887 | 59.0678 | 44.5837 | 14.4841 | 897.55 | 1.9127 | 15.72 | 2.2194 | -0.30676 | 16.3337 | 0.19112 | -3.18 | 0.48102 | -0.2899 | -5.4211 | 1.2375 | -16.63 | 2.8976 | -1.66 | -29.1951 | 1.9127 | 15.72 | 2.2194 | -0.30676 | 16.3337 | 2.0335 | 15.21 | 2.4411 | -0.40759 | 15.1492 | 0.040905 | 1.828 | 0.4004 | 2.4161 | 36.714 | 0.078237 | 0.0078177 | 0.050621 | 0.078237 | 0.083179 | 0.64302 | -0.13008 | -0.68024 | 0.64302 | 0.62216 | 0.66812 | -0.22175 | -1.1942 | 0.66812 | 0.61967 | 0.040905 | 1.828 | 0.4004 | 2.4161 | 36.714 | 0.078237 | 0.0078177 | 0.050621 | 0.078237 | 0.083179 | 0.64302 | -0.13008 | -0.68024 | 0.64302 | 0.62216 | 0.66812 | -0.22175 | -1.1942 | 0.66812 | 0.61967
21 | 0.3 | 0.27 | South/Central | NC | Charlotte-Douglas.Intl.AP.723140 | 3 | 2994711 | 45.4427 | 9.4672 | 59.3592 | 45.3353 | 14.0239 | 892.34 | 1.6212 | 20.93 | 1.4678 | 0.15345 | 25.0939 | -0.10031 | 2.03 | -0.27062 | 0.17031 | 3.3392 | 0.9461 | -11.42 | 2.1459 | -1.1998 | -20.4348 | 1.6212 | 20.93 | 1.4678 | 0.15345 | 25.0939 | 1.742 | 20.42 | 1.6894 | 0.052621 | 23.9095 | 0.040905 | 1.8588 | 0.38725 | 2.4281 | 36.5009 | 0.066316 | -0.0041031 | 0.0387 | 0.066316 | 0.071258 | 0.85613 | 0.083036 | -0.46713 | 0.85613 | 0.83527 | 1.0265 | 0.13659 | -0.83588 | 1.0265 | 0.97801 | 0.040905 | 1.8588 | 0.38725 | 2.4281 | 36.5009 | 0.066316 | -0.0041031 | 0.0387 | 0.066316 | 0.071258 | 0.85613 | 0.083036 | -0.46713 | 0.85613 | 0.83527 | 1.0265 | 0.13659 | -0.83588 | 1.0265 | 0.97801
22 | 0.3 | 0.23 | South/Central | NC | Charlotte-Douglas.Intl.AP.723140 | 3 | 2994711 | 45.8963 | 9.3152 | 59.57 | 45.7878 | 13.7822 | 890.26 | 1.4105 | 23.01 | 1.0153 | 0.39521 | 28.9524 | -0.31103 | 4.11 | -0.7231 | 0.41207 | 7.1976 | 0.73538 | -9.34 | 1.6934 | -0.95807 | -16.5764 | 1.4105 | 23.01 | 1.0153 | 0.39521 | 28.9524 | 1.5313 | 22.5 | 1.2369 | 0.29438 | 27.7679 | 0.040905 | 1.8774 | 0.38104 | 2.4367 | 36.4158 | 0.057697 | -0.012722 | 0.030081 | 0.057697 | 0.062639 | 0.94122 | 0.16812 | -0.38205 | 0.94122 | 0.92036 | 1.1843 | 0.29442 | -0.67805 | 1.1843 | 1.1358 | 0.040905 | 1.8774 | 0.38104 | 2.4367 | 36.4158 | 0.057697 | -0.012722 | 0.030081 | 0.057697 | 0.062639 | 0.94122 | 0.16812 | -0.38205 | 0.94122 | 0.92036 | 1.1843 | 0.29442 | -0.67805 | 1.1843 | 1.1358
23 | 0.3 | 0.19 | South/Central | NC | Charlotte-Douglas.Intl.AP.723140 | 3 | 2994711 | 47.0013 | 8.8536 | 60.0339 | 46.8902 | 13.1436 | 883.75 | 0.94659 | 29.52 | -0.087148 | 1.0337 | 40.338 | -0.77495 | 10.62 | -1.8256 | 1.0506 | 18.5833 | 0.27145 | -2.83 | 0.59099 | -0.31954 | -5.1908 | 0.94659 | 29.52 | -0.087148 | 1.0337 | 40.338 | 1.0674 | 29.01 | 0.13449 | 0.93291 | 39.1536 | 0.040905 | 1.9226 | 0.36215 | 2.4557 | 36.1495 | 0.03872 | -0.031699 | 0.011104 | 0.03872 | 0.043662 | 1.2075 | 0.43441 | -0.11576 | 1.2075 | 1.1866 | 1.65 | 0.76014 | -0.21233 | 1.65 | 1.6016 | 0.040905 | 1.9226 | 0.36215 | 2.4557 | 36.1495 | 0.03872 | -0.031699 | 0.011104 | 0.03872 | 0.043662 | 1.2075 | 0.43441 | -0.11576 | 1.2075 | 1.1866 | 1.65 | 0.76014 | -0.21233 | 1.65 | 1.6016
24 | 0.3 | 0.17 | South/Central | NC | Charlotte-Douglas.Intl.AP.723140 | 3 | 2994711 | 47.5937 | 8.6135 | 60.3053 | 47.4812 | 12.8241 | 880.92 | 0.67514 | 32.35 | -0.67814 | 1.3533 | 45.5288 | -1.0464 | 13.45 | -2.4165 | 1.3701 | 23.774 | 0 | 0 | 0 | 0 | 0 | 0.67514 | 32.35 | -0.67814 | 1.3533 | 45.5288 | 0.79595 | 31.84 | -0.4565 | 1.2524 | 44.3443 | 0.040905 | 1.9468 | 0.35233 | 2.4668 | 36.0337 | 0.027616 | -0.042803 | 0 | 0.027616 | 0.032558 | 1.3233 | 0.55017 | 0 | 1.3233 | 1.3024 | 1.8623 | 0.97247 | 0 | 1.8623 | 1.8139 | 0.040905 | 1.9468 | 0.35233 | 2.4668 | 36.0337 | 0.027616 | -0.042803 | 0 | 0.027616 | 0.032558 | 1.3233 | 0.55017 | 0 | 1.3233 | 1.3024 | 1.8623 | 0.97247 | 0 | 1.8623 | 1.8139
25 | 0.28 | 0.47 | South/Central | NC | Charlotte-Douglas.Intl.AP.723140 | 3 | 2994711 | 41.0517 | 11.3746 | 57.5578 | 40.9546 | 16.6033 | 919.91 | 3.4227 | -6.64 | 5.8485 | -2.4259 | -21.8348 | 1.7011 | -25.54 | 4.1101 | -2.409 | -43.5895 | 2.7475 | -38.99 | 6.5267 | -3.7791 | -67.3635 | 3.4227 | -6.64 | 5.8485 | -2.4259 | -21.8348 | 3.5435 | -7.15 | 6.0702 | -2.5267 | -23.0192 | 0.040905 | 1.6792 | 0.46527 | 2.3544 | 37.6286 | 0.14 | 0.069584 | 0.11239 | 0.14 | 0.14494 | -0.27161 | -1.0447 | -1.5949 | -0.27161 | -0.29247 | -0.89314 | -1.783 | -2.7555 | -0.89314 | -0.94159 | 0.040905 | 1.6792 | 0.46527 | 2.3544 | 37.6286 | 0.14 | 0.069584 | 0.11239 | 0.14 | 0.14494 | -0.27161 | -1.0447 | -1.5949 | -0.27161 | -0.29247 | -0.89314 | -1.783 | -2.7555 | -0.89314 | -0.94159
26 | 0.28 | 0.42 | South/Central | NC | Charlotte-Douglas.Intl.AP.723140 | 3 | 2994711 | 41.8969 | 10.8627 | 57.7006 | 41.7978 | 15.9029 | 908.52 | 3.2799 | 4.75 | 5.0053 | -1.7255 | -4.6227 | 1.5583 | -14.15 | 3.2669 | -1.7086 | -26.3775 | 2.6047 | -27.6 | 5.6835 | -3.0788 | -50.1515 | 3.2799 | 4.75 | 5.0053 | -1.7255 | -4.6227 | 3.4007 | 4.24 | 5.227 | -1.8263 | -5.8072 | 0.040905 | 1.7138 | 0.44433 | 2.3602 | 37.1627 | 0.13416 | 0.063742 | 0.10655 | 0.13416 | 0.1391 | 0.1943 | -0.5788 | -1.129 | 0.1943 | 0.17344 | -0.18909 | -1.079 | -2.0514 | -0.18909 | -0.23754 | 0.040905 | 1.7138 | 0.44433 | 2.3602 | 37.1627 | 0.13416 | 0.063742 | 0.10655 | 0.13416 | 0.1391 | 0.1943 | -0.5788 | -1.129 | 0.1943 | 0.17344 | -0.18909 | -1.079 | -2.0514 | -0.18909 | -0.23754
27 | 0.28 | 0.37 | South/Central | NC | Charlotte-Douglas.Intl.AP.723140 | 3 | 2994711 | 42.7411 | 10.4112 | 57.9328 | 42.64 | 15.2928 | 899.86 | 3.0477 | 13.41 | 4.1631 | -1.1154 | 8.9796 | 1.3261 | -5.49 | 2.4247 | -1.0985 | -12.7751 | 2.3725 | -18.94 | 4.8412 | -2.4687 | -36.5491 | 3.0477 | 13.41 | 4.1631 | -1.1154 | 8.9796 | 3.1685 | 12.9 | 4.3847 | -1.2162 | 7.7952 | 0.040905 | 1.7483 | 0.42587 | 2.3697 | 36.8085 | 0.12466 | 0.054245 | 0.097048 | 0.12466 | 0.12961 | 0.54853 | -0.22457 | -0.77473 | 0.54853 | 0.52767 | 0.36731 | -0.52256 | -1.495 | 0.36731 | 0.31886 | 0.040905 | 1.7483 | 0.42587 | 2.3697 | 36.8085 | 0.12466 | 0.054245 | 0.097048 | 0.12466 | 0.12961 | 0.54853 | -0.22457 | -0.77473 | 0.54853 | 0.52767 | 0.36731 | -0.52256 | -1.495 | 0.36731 | 0.31886
28 | 0.28 | 0.32 | South/Central | NC | Charlotte-Douglas.Intl.AP.723140 | 3 | 2994711 | 43.737 | 9.9296 | 58.2763 | 43.6335 | 14.6428 | 891.69 | 2.7041 | 21.58 | 3.1696 | -0.46543 | 22.2294 | 0.9826 | 2.68 | 1.4312 | -0.44857 | 0.47469 | 2.029 | -10.77 | 3.8477 | -1.8187 | -23.2993 | 2.7041 | 21.58 | 3.1696 | -0.46543 | 22.2294 | 2.825 | 21.07 | 3.3912 | -0.56626 | 21.045 | 0.040905 | 1.789 | 0.40617 | 2.3838 | 36.4743 | 0.11061 | 0.040193 | 0.082996 | 0.11061 | 0.11555 | 0.88272 | 0.10962 | -0.44054 | 0.88272 | 0.86186 | 0.90929 | 0.019417 | -0.95305 | 0.90929 | 0.86084 | 0.040905 | 1.789 | 0.40617 | 2.3838 | 36.4743 | 0.11061 | 0.040193 | 0.082996 | 0.11061 | 0.11555 | 0.88272 | 0.10962 | -0.44054 | 0.88272 | 0.86186 | 0.90929 | 0.019417 | -0.95305 | 0.90929 | 0.86084
29 | 0.28 | 0.27 | South/Central | NC | Charlotte-Douglas.Intl.AP.723140 | 3 | 2994711 | 44.5212 | 9.5976 | 58.5781 | 44.4159 | 14.1622 | 886.16 | 2.4024 | 27.11 | 2.3872 | 0.015228 | 31.4131 | 0.68087 | 8.21 | 0.64878 | 0.032087 | 9.6583 | 1.7273 | -5.24 | 3.0653 | -1.3381 | -14.1157 | 2.4024 | 27.11 | 2.3872 | 0.015228 | 31.4131 | 2.5232 | 26.6 | 2.6088 | -0.085603 | 30.2286 | 0.040905 | 1.8211 | 0.39258 | 2.3961 | 36.2481 | 0.09827 | 0.027851 | 0.070654 | 0.09827 | 0.10321 | 1.1089 | 0.33583 | -0.21434 | 1.1089 | 1.0881 | 1.2849 | 0.39507 | -0.5774 | 1.2849 | 1.2365 | 0.040905 | 1.8211 | 0.39258 | 2.3961 | 36.2481 | 0.09827 | 0.027851 | 0.070654 | 0.09827 | 0.10321 | 1.1089 | 0.33583 | -0.21434 | 1.1089 | 1.0881 | 1.2849 | 0.39507 | -0.5774 | 1.2849 | 1.2365
30 | 0.28 | 0.23 | South/Central | NC | Charlotte-Douglas.Intl.AP.723140 | 3 | 2994711 | 45.1745 | 9.3358 | 58.8587 | 45.0676 | 13.791 | 882.46 | 2.1218 | 30.81 | 1.7354 | 0.38634 | 37.8885 | 0.40024 | 11.91 | -0.0029611 | 0.4032 | 16.1337 | 1.4466 | -1.54 | 2.4136 | -0.96694 | -7.6403 | 2.1218 | 30.81 | 1.7354 | 0.38634 | 37.8885 | 2.2426 | 30.3 | 1.9571 | 0.28551 | 36.704 | 0.040905 | 1.8478 | 0.38188 | 2.4076 | 36.0967 | 0.086791 | 0.016372 | 0.059175 | 0.086791 | 0.091733 | 1.2603 | 0.48717 | -0.062993 | 1.2603 | 1.2394 | 1.5498 | 0.65995 | -0.31252 | 1.5498 | 1.5014 | 0.040905 | 1.8478 | 0.38188 | 2.4076 | 36.0967 | 0.086791 | 0.016372 | 0.059175 | 0.086791 | 0.091733 | 1.2603 | 0.48717 | -0.062993 | 1.2603 | 1.2394 | 1.5498 | 0.65995 | -0.31252 | 1.5498 | 1.5014
31 | 0.28 | 0.19 | South/Central | NC | Charlotte-Douglas.Intl.AP.723140 | 3 | 2994711 | 46.2603 | 8.8649 | 59.2941 | 46.1509 | 13.1432 | 875.47 | 1.6864 | 37.8 | 0.6522 | 1.0342 | 49.8946 | -0.035193 | 18.9 | -1.0862 | 1.051 | 28.1399 | 1.0112 | 5.45 | 1.3303 | -0.31912 | 4.3658 | 1.6864 | 37.8 | 0.6522 | 1.0342 | 49.8946 | 1.8072 | 37.29 | 0.87384 | 0.93333 | 48.7102 | 0.040905 | 1.8923 | 0.36261 | 2.4254 | 35.8108 | 0.06898 | -0.0014396 | 0.041363 | 0.06898 | 0.073921 | 1.5462 | 0.7731 | 0.22293 | 1.5462 | 1.5253 | 2.0409 | 1.1511 | 0.17858 | 2.0409 | 1.9925 | 0.040905 | 1.8923 | 0.36261 | 2.4254 | 35.8108 | 0.06898 | -0.0014396 | 0.041363 | 0.06898 | 0.073921 | 1.5462 | 0.7731 | 0.22293 | 1.5462 | 1.5253 | 2.0409 | 1.1511 | 0.17858 | 2.0409 | 1.9925
32 | 0.28 | 0.17 | South/Central | NC | Charlotte-Douglas.Intl.AP.723140 | 3 | 2994711 | 46.8432 | 8.643 | 59.5743 | 46.7325 | 12.8419 | 873.09 | 1.4062 | 40.18 | 0.070642 | 1.3355 | 54.4782 | -0.31538 | 21.28 | -1.6678 | 1.3524 | 32.7235 | 0.73103 | 7.83 | 0.74878 | -0.017756 | 8.9495 | 1.4062 | 40.18 | 0.070642 | 1.3355 | 54.4782 | 1.527 | 39.67 | 0.29228 | 1.2347 | 53.2938 | 0.040905 | 1.9161 | 0.35354 | 2.4369 | 35.7135 | 0.057519 | -0.012901 | 0.029902 | 0.057519 | 0.06246 | 1.6435 | 0.87045 | 0.32028 | 1.6435 | 1.6227 | 2.2284 | 1.3385 | 0.36608 | 2.2284 | 2.18 | 0.040905 | 1.9161 | 0.35354 | 2.4369 | 35.7135 | 0.057519 | -0.012901 | 0.029902 | 0.057519 | 0.06246 | 1.6435 | 0.87045 | 0.32028 | 1.6435 | 1.6227 | 2.2284 | 1.3385 | 0.36608 | 2.2284 | 2.18
33 | 0.27 | 0.47 | South/Central | NC | Charlotte-Douglas.Intl.AP.723140 | 3 | 2994711 | 40.7519 | 11.3651 | 57.2392 | 40.6555 | 16.5838 | 916.02 | 3.7413 | -2.75 | 6.1476 | -2.4064 | -17.1933 | 2.0197 | -21.65 | 4.4092 | -2.3895 | -38.948 | 3.0661 | -35.1 | 6.8258 | -3.7596 | -62.7221 | 3.7413 | -2.75 | 6.1476 | -2.4064 | -17.1933 | 3.8621 | -3.26 | 6.3693 | -2.5072 | -18.3777 | 0.040905 | 1.6669 | 0.46489 | 2.3414 | 37.4695 | 0.15304 | 0.082616 | 0.12542 | 0.15304 | 0.15798 | -0.11249 | -0.88559 | -1.4358 | -0.11249 | -0.13335 | -0.70329 | -1.5932 | -2.5656 | -0.70329 | -0.75173 | 0.040905 | 1.6669 | 0.46489 | 2.3414 | 37.4695 | 0.15304 | 0.082616 | 0.12542 | 0.15304 | 0.15798 | -0.11249 | -0.88559 | -1.4358 | -0.11249 | -0.13335 | -0.70329 | -1.5932 | -2.5656 | -0.70329 | -0.75173
34 | 0.27 | 0.42 | South/Central | NC | Charlotte-Douglas.Intl.AP.723140 | 3 | 2994711 | 41.5665 | 10.8633 | 57.3609 | 41.4681 | 15.8927 | 904.57 | 3.6196 | 8.7 | 5.335 | -1.7154 | 0.036632 | 1.8981 | -10.2 | 3.5966 | -1.6985 | -21.7181 | 2.9445 | -23.65 | 6.0131 | -3.0686 | -45.4921 | 3.6196 | 8.7 | 5.335 | -1.7154 | 0.036632 | 3.7404 | 8.19 | 5.5566 | -1.8162 | -1.1478 | 0.040905 | 1.7003 | 0.44436 | 2.3463 | 37.0011 | 0.14806 | 0.07764 | 0.12044 | 0.14806 | 0.153 | 0.35587 | -0.41723 | -0.9674 | 0.35587 | 0.33501 | 0.0014984 | -0.88837 | -1.8608 | 0.0014984 | -0.04695 | 0.040905 | 1.7003 | 0.44436 | 2.3463 | 37.0011 | 0.14806 | 0.07764 | 0.12044 | 0.14806 | 0.153 | 0.35587 | -0.41723 | -0.9674 | 0.35587 | 0.33501 | 0.0014984 | -0.88837 | -1.8608 | 0.0014984 | -0.04695
35 | 0.27 | 0.37 | South/Central | NC | Charlotte-Douglas.Intl.AP.723140 | 3 | 2994711 | 42.2702 | 10.5012 | 57.5719 | 42.1702 | 15.4017 | 897.84 | 3.4086 | 15.43 | 4.6329 | -1.2243 | 10.6746 | 1.6871 | -3.47 | 2.8945 | -1.2074 | -11.0801 | 2.7335 | -16.92 | 5.311 | -2.5775 | -34.8542 | 3.4086 | 15.43 | 4.6329 | -1.2243 | 10.6746 | 3.5294 | 14.92 | 4.8545 | -1.3251 | 9.4902 | 0.040905 | 1.729 | 0.42955 | 2.355 | 36.7258 | 0.13943 | 0.069009 | 0.11181 | 0.13943 | 0.14437 | 0.63116 | -0.14194 | -0.69211 | 0.63116 | 0.6103 | 0.43664 | -0.45323 | -1.4257 | 0.43664 | 0.38819 | 0.040905 | 1.729 | 0.42955 | 2.355 | 36.7258 | 0.13943 | 0.069009 | 0.11181 | 0.13943 | 0.14437 | 0.63116 | -0.14194 | -0.69211 | 0.63116 | 0.6103 | 0.43664 | -0.45323 | -1.4257 | 0.43664 | 0.38819
36 | 0.27 | 0.32 | South/Central | NC | Charlotte-Douglas.Intl.AP.723140 | 3 | 2994711 | 43.1751 | 10.0602 | 57.8659 | 43.0729 | 14.793 | 889.87 | 3.1146 | 23.4 | 3.7302 | -0.6156 | 23.4395 | 1.393 | 4.5 | 1.9918 | -0.59874 | 1.6848 | 2.4394 | -8.95 | 4.4083 | -1.9689 | -22.0892 | 3.1146 | 23.4 | 3.7302 | -0.6156 | 23.4395 | 3.2354 | 22.89 | 3.9518 | -0.71643 | 22.2551 | 0.040905 | 1.7661 | 0.41151 | 2.367 | 36.3998 | 0.1274 | 0.056981 | 0.099784 | 0.1274 | 0.13234 | 0.95717 | 0.18407 | -0.3661 | 0.95717 | 0.93631 | 0.95879 | 0.068917 | -0.90355 | 0.95879 | 0.91034 | 0.040905 | 1.7661 | 0.41151 | 2.367 | 36.3998 | 0.1274 | 0.056981 | 0.099784 | 0.1274 | 0.13234 | 0.95717 | 0.18407 | -0.3661 | 0.95717 | 0.93631 | 0.95879 | 0.068917 | -0.90355 | 0.95879 | 0.91034
37 | 0.27 | 0.27 | South/Central | NC | Charlotte-Douglas.Intl.AP.723140 | 3 | 2994711 | 44.0405 | 9.6682 | 58.1786 | 43.9363 | 14.2423 | 883.18 | 2.8019 | 30.09 | 2.8668 | -0.064928 | 34.3863 | 1.0803 | 11.19 | 1.1284 | -0.048069 | 12.6316 | 2.1267 | -2.26 | 3.5449 | -1.4182 | -11.1425 | 2.8019 | 30.09 | 2.8668 | -0.064928 | 34.3863 | 2.9227 | 29.58 | 3.0884 | -0.16576 | 33.2019 | 0.040905 | 1.8015 | 0.39547 | 2.3798 | 36.1262 | 0.11461 | 0.04419 | 0.086993 | 0.11461 | 0.11955 | 1.2308 | 0.45772 | -0.092445 | 1.2308 | 1.21 | 1.4066 | 0.51669 | -0.45578 | 1.4066 | 1.3581 | 0.040905 | 1.8015 | 0.39547 | 2.3798 | 36.1262 | 0.11461 | 0.04419 | 0.086993 | 0.11461 | 0.11955 | 1.2308 | 0.45772 | -0.092445 | 1.2308 | 1.21 | 1.4066 | 0.51669 | -0.45578 | 1.4066 | 1.3581
38 | 0.27 | 0.23 | South/Central | NC | Charlotte-Douglas.Intl.AP.723140 | 3 | 2994711 | 44.8044 | 9.3464 | 58.4896 | 44.6985 | 13.7911 | 878.36 | 2.4909 | 34.91 | 2.1046 | 0.38625 | 42.6485 | 0.76934 | 16.01 | 0.36623 | 0.40311 | 20.8938 | 1.8157 | 2.56 | 2.7828 | -0.96703 | -2.8803 | 2.4909 | 34.91 | 2.1046 | 0.38625 | 42.6485 | 2.6117 | 34.4 | 2.3263 | 0.28542 | 41.4641 | 0.040905 | 1.8327 | 0.38231 | 2.3925 | 35.929 | 0.10189 | 0.031469 | 0.074272 | 0.10189 | 0.10683 | 1.428 | 0.65488 | 0.10472 | 1.428 | 1.4071 | 1.7445 | 0.85465 | -0.11782 | 1.7445 | 1.6961 | 0.040905 | 1.8327 | 0.38231 | 2.3925 | 35.929 | 0.10189 | 0.031469 | 0.074272 | 0.10189 | 0.10683 | 1.428 | 0.65488 | 0.10472 | 1.428 | 1.4071 | 1.7445 | 0.85465 | -0.11782 | 1.7445 | 1.6961
39 | 0.27 | 0.19 | South/Central | NC | Charlotte-Douglas.Intl.AP.723140 | 3 | 2994711 | 45.8891 | 8.8842 | 58.942 | 45.7806 | 13.1614 | 871.85 | 2.0384 | 41.42 | 1.0225 | 1.016 | 53.9434 | 0.3169 | 22.52 | -0.71596 | 1.0329 | 32.1887 | 1.3633 | 9.07 | 1.7006 | -0.33729 | 8.4147 | 2.0384 | 41.42 | 1.0225 | 1.016 | 53.9434 | 2.1593 | 40.91 | 1.2441 | 0.91516 | 52.759 | 0.040905 | 1.8771 | 0.36341 | 2.411 | 35.6627 | 0.083382 | 0.012963 | 0.055766 | 0.083382 | 0.088324 | 1.6943 | 0.92117 | 0.37101 | 1.6943 | 1.6734 | 2.2065 | 1.3167 | 0.3442 | 2.2065 | 2.1581 | 0.040905 | 1.8771 | 0.36341 | 2.411 | 35.6627 | 0.083382 | 0.012963 | 0.055766 | 0.083382 | 0.088324 | 1.6943 | 0.92117 | 0.37101 | 1.6943 | 1.6734 | 2.2065 | 1.3167 | 0.3442 | 2.2065 | 2.1581
40 | 0.27 | 0.17 | South/Central | NC | Charlotte-Douglas.Intl.AP.723140 | 3 | 2994711 | 46.4626 | 8.6533 | 59.204 | 46.3528 | 12.8513 | 869.13 | 1.7764 | 44.14 | 0.45033 | 1.3261 | 58.9993 | 0.054882 | 25.24 | -1.2881 | 1.343 | 37.2446 | 1.1013 | 11.79 | 1.1285 | -0.027184 | 13.4706 | 1.7764 | 44.14 | 0.45033 | 1.3261 | 58.9993 | 1.8972 | 43.63 | 0.67197 | 1.2253 | 57.8149 | 0.040905 | 1.9005 | 0.35396 | 2.4217 | 35.5515 | 0.072664 | 0.0022449 | 0.045048 | 0.072664 | 0.077606 | 1.8055 | 1.0324 | 0.48227 | 1.8055 | 1.7847 | 2.4133 | 1.5235 | 0.55101 | 2.4133 | 2.3649 | 0.040905 | 1.9005 | 0.35396 | 2.4217 | 35.5515 | 0.072664 | 0.0022449 | 0.045048 | 0.072664 | 0.077606 | 1.8055 | 1.0324 | 0.48227 | 1.8055 | 1.7847 | 2.4133 | 1.5235 | 0.55101 | 2.4133 | 2.3649
41 | 0.26 | 0.47 | South/Central | NC | Charlotte-Douglas.Intl.AP.723140 | 3 | 2994711 | 40.4513 | 11.3551 | 56.9277 | 40.3555 | 16.5722 | 912.34 | 4.0528 | 0.93 | 6.4476 | -2.3948 | -12.8597 | 2.3312 | -17.97 | 4.7092 | -2.3779 | -34.6144 | 3.3776 | -31.42 | 7.1257 | -3.7481 | -58.3885 | 4.0528 | 0.93 | 6.4476 | -2.3948 | -12.8597 | 4.1736 | 0.42 | 6.6692 | -2.4956 | -14.0441 | 0.040905 | 1.6546 | 0.46448 | 2.3286 | 37.319 | 0.16578 | 0.095357 | 0.13816 | 0.16578 | 0.17072 | 0.038041 | -0.73506 | -1.2852 | 0.038041 | 0.01718 | -0.52602 | -1.4159 | -2.3884 | -0.52602 | -0.57447 | 0.040905 | 1.6546 | 0.46448 | 2.3286 | 37.319 | 0.16578 | 0.095357 | 0.13816 | 0.16578 | 0.17072 | 0.038041 | -0.73506 | -1.2852 | 0.038041 | 0.01718 | -0.52602 | -1.4159 | -2.3884 | -0.52602 | -0.57447
42 | 0.26 | 0.42 | South/Central | NC | Charlotte-Douglas.Intl.AP.723140 | 3 | 2994711 | 41.2357 | 10.8634 | 57.0207 | 41.1381 | 15.8826 | 900.62 | 3.9598 | 12.65 | 5.665 | -1.7053 | 4.7001 | 2.2382 | -6.25 | 3.9266 | -1.6884 | -17.0547 | 3.2846 | -19.7 | 6.3432 | -3.0585 | -40.8287 | 3.9598 | 12.65 | 5.665 | -1.7053 | 4.7001 | 4.0806 | 12.14 | 5.8867 | -1.8061 | 3.5156 | 0.040905 | 1.6867 | 0.44437 | 2.3324 | 36.8396 | 0.16197 | 0.091553 | 0.13436 | 0.16197 | 0.16691 | 0.51744 | -0.25565 | -0.80582 | 0.51744 | 0.49658 | 0.19225 | -0.69762 | -1.6701 | 0.19225 | 0.14381 | 0.040905 | 1.6867 | 0.44437 | 2.3324 | 36.8396 | 0.16197 | 0.091553 | 0.13436 | 0.16197 | 0.16691 | 0.51744 | -0.25565 | -0.80582 | 0.51744 | 0.49658 | 0.19225 | -0.69762 | -1.6701 | 0.19225 | 0.14381
43 | 0.26 | 0.37 | South/Central | NC | Charlotte-Douglas.Intl.AP.723140 | 3 | 2994711 | 41.7987 | 10.5924 | 57.2115 | 41.6998 | 15.5117 | 895.87 | 3.769 | 17.4 | 5.1033 | -1.3343 | 12.3308 | 2.0475 | -1.5 | 3.3649 | -1.3175 | -9.424 | 3.0939 | -14.95 | 5.7815 | -2.6876 | -33.198 | 3.769 | 17.4 | 5.1033 | -1.3343 | 12.3308 | 3.8898 | 16.89 | 5.325 | -1.4352 | 11.1463 | 0.040905 | 1.7098 | 0.43328 | 2.3402 | 36.6453 | 0.15417 | 0.083751 | 0.12655 | 0.15417 | 0.15911 | 0.71174 | -0.061357 | -0.61152 | 0.71174 | 0.69088 | 0.50439 | -0.38548 | -1.358 | 0.50439 | 0.45594 | 0.040905 | 1.7098 | 0.43328 | 2.3402 | 36.6453 | 0.15417 | 0.083751 | 0.12655 | 0.15417 | 0.15911 | 0.71174 | -0.061357 | -0.61152 | 0.71174 | 0.69088 | 0.50439 | -0.38548 | -1.358 | 0.50439 | 0.45594
44 | 0.26 | 0.32 | South/Central | NC | Charlotte-Douglas.Intl.AP.723140 | 3 | 2994711 | 42.5738 | 10.2298 | 57.4734 | 42.473 | 15.0004 | 889.34 | 3.5071 | 23.93 | 4.3301 | -0.82303 | 22.8609 | 1.7855 | 5.03 | 2.5917 | -0.80617 | 1.1062 | 2.8319 | -8.42 | 5.0082 | -2.1763 | -22.6678 | 3.5071 | 23.93 | 4.3301 | -0.82303 | 22.8609 | 3.6279 | 23.42 | 4.5517 | -0.92386 | 21.6765 | 0.040905 | 1.7415 | 0.41845 | 2.3509 | 36.3782 | 0.14346 | 0.073036 | 0.11584 | 0.14346 | 0.1484 | 0.97885 | 0.20575 | -0.34442 | 0.97885 | 0.95799 | 0.93512 | 0.045249 | -0.92722 | 0.93512 | 0.88667 | 0.040905 | 1.7415 | 0.41845 | 2.3509 | 36.3782 | 0.14346 | 0.073036 | 0.11584 | 0.14346 | 0.1484 | 0.97885 | 0.20575 | -0.34442 | 0.97885 | 0.95799 | 0.93512 | 0.045249 | -0.92722 | 0.93512 | 0.88667
45 | 0.26 | 0.27 | South/Central | NC | Charlotte-Douglas.Intl.AP.723140 | 3 | 2994711 | 43.5596 | 9.748 | 57.7966 | 43.4565 | 14.3401 | 880.75 | 3.1838 | 32.52 | 3.3466 | -0.16273 | 36.6546 | 1.4623 | 13.62 | 1.6082 | -0.14587 | 14.8998 | 2.5087 | 0.17 | 4.0247 | -1.516 | -8.8742 | 3.1838 | 32.52 | 3.3466 | -0.16273 | 36.6546 | 3.3047 | 32.01 | 3.5682 | -0.26356 | 35.4702 | 0.040905 | 1.7818 | 0.39874 | 2.3642 | 36.0268 | 0.13023 | 0.059815 | 0.10262 | 0.13023 | 0.13518 | 1.3302 | 0.55712 | 0.0069538 | 1.3302 | 1.3094 | 1.4993 | 0.60947 | -0.363 | 1.4993 | 1.4509 | 0.040905 | 1.7818 | 0.39874 | 2.3642 | 36.0268 | 0.13023 | 0.059815 | 0.10262 | 0.13023 | 0.13518 | 1.3302 | 0.55712 | 0.0069538 | 1.3302 | 1.3094 | 1.4993 | 0.60947 | -0.363 | 1.4993 | 1.4509
46 | 0.26 | 0.23 | South/Central | NC | Charlotte-Douglas.Intl.AP.723140 | 3 | 2994711 | 44.4339 | 9.3564 | 58.1197 | 44.3288 | 13.7909 | 874.24 | 2.8608 | 39.03 | 2.4743 | 0.38653 | 47.4291 | 1.1392 | 20.13 | 0.73585 | 0.40339 | 25.6744 | 2.1856 | 6.68 | 3.1524 | -0.96675 | 1.9003 | 2.8608 | 39.03 | 2.4743 | 0.38653 | 47.4291 | 2.9816 | 38.52 | 2.6959 | 0.2857 | 46.2447 | 0.040905 | 1.8176 | 0.38272 | 2.3774 | 35.7605 | 0.11702 | 0.0466 | 0.089403 | 0.11702 | 0.12196 | 1.5965 | 0.82341 | 0.27324 | 1.5965 | 1.5756 | 1.9401 | 1.0502 | 0.077732 | 1.9401 | 1.8916 | 0.040905 | 1.8176 | 0.38272 | 2.3774 | 35.7605 | 0.11702 | 0.0466 | 0.089403 | 0.11702 | 0.12196 | 1.5965 | 0.82341 | 0.27324 | 1.5965 | 1.5756 | 1.9401 | 1.0502 | 0.077732 | 1.9401 | 1.8916
47 | 0.26 | 0.19 | South/Central | NC | Charlotte-Douglas.Intl.AP.723140 | 3 | 2994711 | 45.5092 | 8.8947 | 58.563 | 45.4016 | 13.1614 | 867.62 | 2.4175 | 45.65 | 1.4015 | 1.016 | 58.835 | 0.69597 | 26.75 | -0.3369 | 1.0329 | 37.0802 | 1.7424 | 13.3 | 2.0797 | -0.33728 | 13.3062 | 2.4175 | 45.65 | 1.4015 | 1.016 | 58.835 | 2.5383 | 45.14 | 1.6232 | 0.91517 | 57.6505 | 0.040905 | 1.8615 | 0.36384 | 2.3955 | 35.4897 | 0.098888 | 0.028468 | 0.071271 | 0.098888 | 0.10383 | 1.8673 | 1.0942 | 0.54403 | 1.8673 | 1.8464 | 2.4066 | 1.5168 | 0.54429 | 2.4066 | 2.3582 | 0.040905 | 1.8615 | 0.36384 | 2.3955 | 35.4897 | 0.098888 | 0.028468 | 0.071271 | 0.098888 | 0.10383 | 1.8673 | 1.0942 | 0.54403 | 1.8673 | 1.8464 | 2.4066 | 1.5168 | 0.54429 | 2.4066 | 2.3582
48 | 0.26 | 0.17 | South/Central | NC | Charlotte-Douglas.Intl.AP.723140 | 3 | 2994711 | 46.0822 | 8.6638 | 58.8242 | 45.9732 | 12.851 | 864.88 | 2.1563 | 48.39 | 0.82993 | 1.3264 | 63.9087 | 0.43476 | 29.49 | -0.90848 | 1.3432 | 42.1539 | 1.4812 | 16.04 | 1.5081 | -0.0269 | 18.3799 | 2.1563 | 48.39 | 0.82993 | 1.3264 | 63.9087 | 2.2771 | 47.88 | 1.0516 | 1.2255 | 62.7242 | 0.040905 | 1.885 | 0.35439 | 2.4062 | 35.3776 | 0.088203 | 0.017784 | 0.060587 | 0.088203 | 0.093145 | 1.9794 | 1.2063 | 0.65611 | 1.9794 | 1.9585 | 2.6142 | 1.7243 | 0.75182 | 2.6142 | 2.5657 | 0.040905 | 1.885 | 0.35439 | 2.4062 | 35.3776 | 0.088203 | 0.017784 | 0.060587 | 0.088203 | 0.093145 | 1.9794 | 1.2063 | 0.65611 | 1.9794 | 1.9585 | 2.6142 | 1.7243 | 0.75182 | 2.6142 | 2.5657
49 | 0.25 | 0.47 | South/Central | NC | Charlotte-Douglas.Intl.AP.723140 | 3 | 2994711 | 40.1508 | 11.3451 | 56.5981 | 40.0557 | 16.5424 | 908.14 | 4.3824 | 5.13 | 6.7474 | -2.365 | -7.7943 | 2.6609 | -13.77 | 5.009 | -2.3481 | -29.5491 | 3.7073 | -27.22 | 7.4255 | -3.7183 | -53.3231 | 4.3824 | 5.13 | 6.7474 | -2.365 | -7.7943 | 4.5032 | 4.62 | 6.969 | -2.4658 | -8.9788 | 0.040905 | 1.6424 | 0.46407 | 2.3151 | 37.1472 | 0.17926 | 0.10884 | 0.15165 | 0.17926 | 0.1842 | 0.20984 | -0.56326 | -1.1134 | 0.20984 | 0.18898 | -0.31882 | -1.2087 | -2.1812 | -0.31882 | -0.36727 | 0.040905 | 1.6424 | 0.46407 | 2.3151 | 37.1472 | 0.17926 | 0.10884 | 0.15165 | 0.17926 | 0.1842 | 0.20984 | -0.56326 | -1.1134 | 0.20984 | 0.18898 | -0.31882 | -1.2087 | -2.1812 | -0.31882 | -0.36727
50 | 0.25 | 0.42 | South/Central | NC | Charlotte-Douglas.Intl.AP.723140 | 3 | 2994711 | 40.9051 | 10.8732 | 56.6899 | 40.8082 | 15.8817 | 896.93 | 4.2906 | 16.34 | 5.9949 | -1.7043 | 8.9956 | 2.569 | -2.56 | 4.2565 | -1.6874 | -12.7591 | 3.6154 | -16.01 | 6.673 | -3.0576 | -36.5331 | 4.2906 | 16.34 | 5.9949 | -1.7043 | 8.9956 | 4.4114 | 15.83 | 6.2165 | -1.8051 | 7.8112 | 0.040905 | 1.6732 | 0.44477 | 2.3189 | 36.6886 | 0.17551 | 0.10509 | 0.14789 | 0.17551 | 0.18045 | 0.66838 | -0.10472 | -0.65488 | 0.66838 | 0.64752 | 0.36796 | -0.52191 | -1.4944 | 0.36796 | 0.31951 | 0.040905 | 1.6732 | 0.44477 | 2.3189 | 36.6886 | 0.17551 | 0.10509 | 0.14789 | 0.17551 | 0.18045 | 0.66838 | -0.10472 | -0.65488 | 0.66838 | 0.64752 | 0.36796 | -0.52191 | -1.4944 | 0.36796 | 0.31951
51 | 0.25 | 0.37 | South/Central | NC | Charlotte-Douglas.Intl.AP.723140 | 3 | 2994711 | 41.3276 | 10.6924 | 56.851 | 41.2297 | 15.6213 | 893.9 | 4.1295 | 19.37 | 5.5734 | -1.4439 | 14.0017 | 2.4079 | 0.47 | 3.835 | -1.427 | -7.753 | 3.4544 | -12.98 | 6.2515 | -2.7971 | -31.527 | 4.1295 | 19.37 | 5.5734 | -1.4439 | 14.0017 | 4.2503 | 18.86 | 5.795 | -1.5447 | 12.8173 | 0.040905 | 1.6905 | 0.43737 | 2.3255 | 36.5647 | 0.16892 | 0.098496 | 0.1413 | 0.16892 | 0.17386 | 0.79232 | 0.019225 | -0.53094 | 0.79232 | 0.77146 | 0.57274 | -0.31713 | -1.2896 | 0.57274 | 0.52429 | 0.040905 | 1.6905 | 0.43737 | 2.3255 | 36.5647 | 0.16892 | 0.098496 | 0.1413 | 0.16892 | 0.17386 | 0.79232 | 0.019225 | -0.53094 | 0.79232 | 0.77146 | 0.57274 | -0.31713 | -1.2896 | 0.57274 | 0.52429
52 | 0.25 | 0.32 | South/Central | NC | Charlotte-Douglas.Intl.AP.723140 | 3 | 2994711 | 41.9712 | 10.4099 | 57.0815 | 41.8719 | 15.2096 | 888.83 | 3.8989 | 24.44 | 4.9312 | -1.0322 | 22.2252 | 2.1774 | 5.54 | 3.1928 | -1.0154 | 0.4705 | 3.2238 | -7.91 | 5.6093 | -2.3855 | -23.3035 | 3.8989 | 24.44 | 4.9312 | -1.0322 | 22.2252 | 4.0197 | 23.93 | 5.1528 | -1.1331 | 21.0408 | 0.040905 | 1.7168 | 0.42581 | 2.3349 | 36.3573 | 0.15948 | 0.089065 | 0.13187 | 0.15948 | 0.16443 | 0.99971 | 0.22661 | -0.32356 | 0.99971 | 0.97885 | 0.90912 | 0.019246 | -0.95322 | 0.90912 | 0.86067 | 0.040905 | 1.7168 | 0.42581 | 2.3349 | 36.3573 | 0.15948 | 0.089065 | 0.13187 | 0.15948 | 0.16443 | 0.99971 | 0.22661 | -0.32356 | 0.99971 | 0.97885 | 0.90912 | 0.019246 | -0.95322 | 0.90912 | 0.86067
53 | 0.25 | 0.27 | South/Central | NC | Charlotte-Douglas.Intl.AP.723140 | 3 | 2994711 | 43.0786 | 9.8283 | 57.406 | 42.9766 | 14.4293 | 878.04 | 3.5745 | 35.23 | 3.8265 | -0.25194 | 39.2682 | 1.853 | 16.33 | 2.0881 | -0.23509 | 17.5134 | 2.8994 | 2.88 | 4.5046 | -1.6052 | -6.2606 | 3.5745 | 35.23 | 3.8265 | -0.25194 | 39.2682 | 3.6953 | 34.72 | 4.0481 | -0.35278 | 38.0837 | 0.040905 | 1.7621 | 0.40202 | 2.3482 | 35.9159 | 0.14621 | 0.075795 | 0.1186 | 0.14621 | 0.15116 | 1.4411 | 0.66797 | 0.11781 | 1.4411 | 1.4202 | 1.6063 | 0.71638 | -0.25609 | 1.6063 | 1.5578 | 0.040905 | 1.7621 | 0.40202 | 2.3482 | 35.9159 | 0.14621 | 0.075795 | 0.1186 | 0.14621 | 0.15116 | 1.4411 | 0.66797 | 0.11781 | 1.4411 | 1.4202 | 1.6063 | 0.71638 | -0.25609 | 1.6063 | 1.5578
54 | 0.25 | 0.23 | South/Central | NC | Charlotte-Douglas.Intl.AP.723140 | 3 | 2994711 | 44.0634 | 9.367 | 57.7591 | 43.9591 | 13.8 | 870.39 | 3.2214 | 42.88 | 2.844 | 0.3774 | 51.8335 | 1.4998 | 23.98 | 1.1056 | 0.39426 | 30.0788 | 2.5462 | 10.53 | 3.5221 | -0.97588 | 6.3048 | 3.2214 | 42.88 | 2.844 | 0.3774 | 51.8335 | 3.3422 | 42.37 | 3.0656 | 0.27657 | 50.6491 | 0.040905 | 1.8024 | 0.38315 | 2.3626 | 35.603 | 0.13177 | 0.06135 | 0.10415 | 0.13177 | 0.13671 | 1.754 | 0.98089 | 0.43073 | 1.754 | 1.7331 | 2.1202 | 1.2304 | 0.25789 | 2.1202 | 2.0718 | 0.040905 | 1.8024 | 0.38315 | 2.3626 | 35.603 | 0.13177 | 0.06135 | 0.10415 | 0.13177 | 0.13671 | 1.754 | 0.98089 | 0.43073 | 1.754 | 1.7331 | 2.1202 | 1.2304 | 0.25789 | 2.1202 | 2.0718
55 | 0.25 | 0.19 | South/Central | NC | Charlotte-Douglas.Intl.AP.723140 | 3 | 2994711 | 45.1288 | 8.9053 | 58.1927 | 45.022 | 13.1707 | 863.66 | 2.7877 | 49.61 | 1.7811 | 1.0066 | 63.3573 | 1.0662 | 30.71 | 0.042697 | 1.0235 | 41.6026 | 2.1126 | 17.26 | 2.4592 | -0.34664 | 17.8286 | 2.7877 | 49.61 | 1.7811 | 1.0066 | 63.3573 | 2.9086 | 49.1 | 2.0027 | 0.90581 | 62.1729 | 0.040905 | 1.846 | 0.36427 | 2.3804 | 35.3277 | 0.11403 | 0.043612 | 0.086415 | 0.11403 | 0.11897 | 2.0293 | 1.2562 | 0.70601 | 2.0293 | 2.0084 | 2.5916 | 1.7017 | 0.72927 | 2.5916 | 2.5432 | 0.040905 | 1.846 | 0.36427 | 2.3804 | 35.3277 | 0.11403 | 0.043612 | 0.086415 | 0.11403 | 0.11897 | 2.0293 | 1.2562 | 0.70601 | 2.0293 | 2.0084 | 2.5916 | 1.7017 | 0.72927 | 2.5916 | 2.5432
56 | 0.25 | 0.17 | South/Central | NC | Charlotte-Douglas.Intl.AP.723140 | 3 | 2994711 | 45.7016 | 8.6745 | 58.4542 | 45.5935 | 12.8607 | 860.92 | 2.5263 | 52.35 | 1.2096 | 1.3166 | 68.4175 | 0.80472 | 33.45 | -0.52879 | 1.3335 | 46.6628 | 1.8511 | 20 | 1.8878 | -0.036633 | 22.8887 | 2.5263 | 52.35 | 1.2096 | 1.3166 | 68.4175 | 2.6471 | 51.84 | 1.4313 | 1.2158 | 67.2331 | 0.040905 | 1.8694 | 0.35483 | 2.3911 | 35.2156 | 0.10334 | 0.032917 | 0.07572 | 0.10334 | 0.10828 | 2.1414 | 1.3683 | 0.81809 | 2.1414 | 2.1205 | 2.7986 | 1.9087 | 0.93626 | 2.7986 | 2.7501 | 0.040905 | 1.8694 | 0.35483 | 2.3911 | 35.2156 | 0.10334 | 0.032917 | 0.07572 | 0.10334 | 0.10828 | 2.1414 | 1.3683 | 0.81809 | 2.1414 | 2.1205 | 2.7986 | 1.9087 | 0.93626 | 2.7986 | 2.7501
57 | 0.24 | 0.47 | South/Central | NC | Charlotte-Douglas.Intl.AP.723140 | 3 | 2994711 | 39.7994 | 11.3649 | 56.2658 | 39.7052 | 16.5607 | 904.78 | 4.7146 | 8.49 | 7.0979 | -2.3833 | -4.0055 | 2.9931 | -10.41 | 5.3595 | -2.3664 | -25.7602 | 4.0395 | -23.86 | 7.7761 | -3.7366 | -49.5343 | 4.7146 | 8.49 | 7.0979 | -2.3833 | -4.0055 | 4.8355 | 7.98 | 7.3196 | -2.4841 | -5.1899 | 0.040905 | 1.628 | 0.46488 | 2.3015 | 37.0097 | 0.19285 | 0.12243 | 0.16523 | 0.19285 | 0.19779 | 0.34728 | -0.42582 | -0.97599 | 0.34728 | 0.32642 | -0.16384 | -1.0537 | -2.0262 | -0.16384 | -0.21229 | 0.040905 | 1.628 | 0.46488 | 2.3015 | 37.0097 | 0.19285 | 0.12243 | 0.16523 | 0.19285 | 0.19779 | 0.34728 | -0.42582 | -0.97599 | 0.34728 | 0.32642 | -0.16384 | -1.0537 | -2.0262 | -0.16384 | -0.21229
58 | 0.24 | 0.42 | South/Central | NC | Charlotte-Douglas.Intl.AP.723140 | 3 | 2994711 | 40.5444 | 10.8838 | 56.3393 | 40.4484 | 15.8909 | 893.21 | 4.6412 | 20.06 | 6.3547 | -1.7135 | 13.2685 | 2.9197 | 1.16 | 4.6163 | -1.6966 | -8.4862 | 3.9661 | -12.29 | 7.0329 | -3.0668 | -32.2603 | 4.6412 | 20.06 | 6.3547 | -1.7135 | 13.2685 | 4.762 | 19.55 | 6.5764 | -1.8143 | 12.0841 | 0.040905 | 1.6585 | 0.4452 | 2.3045 | 36.5365 | 0.18985 | 0.11943 | 0.16223 | 0.18985 | 0.19479 | 0.82055 | 0.047449 | -0.50272 | 0.82055 | 0.79969 | 0.54274 | -0.34713 | -1.3196 | 0.54274 | 0.4943 | 0.040905 | 1.6585 | 0.4452 | 2.3045 | 36.5365 | 0.18985 | 0.11943 | 0.16223 | 0.18985 | 0.19479 | 0.82055 | 0.047449 | -0.50272 | 0.82055 | 0.79969 | 0.54274 | -0.34713 | -1.3196 | 0.54274 | 0.4943
59 | 0.24 | 0.37 | South/Central | NC | Charlotte-Douglas.Intl.AP.723140 | 3 | 2994711 | 40.967 | 10.7127 | 56.5099 | 40.87 | 15.6399 | 890.46 | 4.4706 | 22.81 | 5.9331 | -1.4625 | 17.8954 | 2.749 | 3.91 | 4.1947 | -1.4457 | -3.8593 | 3.7955 | -9.54 | 6.6113 | -2.8158 | -27.6333 | 4.4706 | 22.81 | 5.9331 | -1.4625 | 17.8954 | 4.5914 | 22.3 | 6.1548 | -1.5634 | 16.711 | 0.040905 | 1.6757 | 0.4382 | 2.3115 | 36.424 | 0.18287 | 0.11245 | 0.15525 | 0.18287 | 0.18781 | 0.93304 | 0.15994 | -0.39023 | 0.93304 | 0.91217 | 0.73201 | -0.15786 | -1.1303 | 0.73201 | 0.68356 | 0.040905 | 1.6757 | 0.4382 | 2.3115 | 36.424 | 0.18287 | 0.11245 | 0.15525 | 0.18287 | 0.18781 | 0.93304 | 0.15994 | -0.39023 | 0.93304 | 0.91217 | 0.73201 | -0.15786 | -1.1303 | 0.73201 | 0.68356
60 | 0.24 | 0.32 | South/Central | NC | Charlotte-Douglas.Intl.AP.723140 | 3 | 2994711 | 41.6013 | 10.4207 | 56.7219 | 41.5028 | 15.2191 | 885.01 | 4.2586 | 28.26 | 5.3003 | -1.0417 | 26.6094 | 2.537 | 9.36 | 3.5619 | -1.0248 | 4.8547 | 3.5835 | -4.09 | 5.9784 | -2.395 | -18.9194 | 4.2586 | 28.26 | 5.3003 | -1.0417 | 26.6094 | 4.3794 | 27.75 | 5.5219 | -1.1425 | 25.425 | 0.040905 | 1.7017 | 0.42625 | 2.3202 | 36.201 | 0.1742 | 0.10378 | 0.14658 | 0.1742 | 0.17914 | 1.156 | 0.38287 | -0.1673 | 1.156 | 1.1351 | 1.0884 | 0.19858 | -0.77389 | 1.0884 | 1.04 | 0.040905 | 1.7017 | 0.42625 | 2.3202 | 36.201 | 0.1742 | 0.10378 | 0.14658 | 0.1742 | 0.17914 | 1.156 | 0.38287 | -0.1673 | 1.156 | 1.1351 | 1.0884 | 0.19858 | -0.77389 | 1.0884 | 1.04
61 | 0.24 | 0.27 | South/Central | NC | Charlotte-Douglas.Intl.AP.723140 | 3 | 2994711 | 42.7081 | 9.839 | 57.0364 | 42.607 | 14.4294 | 873.93 | 3.9441 | 39.34 | 4.1961 | -0.25203 | 44.0339 | 2.2225 | 20.44 | 2.4577 | -0.23517 | 22.2791 | 3.2689 | 6.99 | 4.8742 | -1.6053 | -1.4949 | 3.9441 | 39.34 | 4.1961 | -0.25203 | 44.0339 | 4.0649 | 38.83 | 4.4177 | -0.35287 | 42.8494 | 0.040905 | 1.747 | 0.40246 | 2.3331 | 35.7478 | 0.16133 | 0.090911 | 0.13371 | 0.16133 | 0.16627 | 1.6092 | 0.83609 | 0.28592 | 1.6092 | 1.5883 | 1.8012 | 0.91132 | -0.061148 | 1.8012 | 1.7527 | 0.040905 | 1.747 | 0.40246 | 2.3331 | 35.7478 | 0.16133 | 0.090911 | 0.13371 | 0.16133 | 0.16627 | 1.6092 | 0.83609 | 0.28592 | 1.6092 | 1.5883 | 1.8012 | 0.91132 | -0.061148 | 1.8012 | 1.7527
62 | 0.24 | 0.23 | South/Central | NC | Charlotte-Douglas.Intl.AP.723140 | 3 | 2994711 | 43.6837 | 9.377 | 57.38 | 43.5803 | 13.7998 | 866.16 | 3.6005 | 47.11 | 3.2228 | 0.37761 | 56.7304 | 1.8789 | 28.21 | 1.4844 | 0.39447 | 34.9756 | 2.9253 | 14.76 | 3.901 | -0.97567 | 11.2016 | 3.6005 | 47.11 | 3.2228 | 0.37761 | 56.7304 | 3.7213 | 46.6 | 3.4445 | 0.27678 | 55.546 | 0.040905 | 1.7869 | 0.38356 | 2.3471 | 35.43 | 0.14728 | 0.076856 | 0.11966 | 0.14728 | 0.15222 | 1.927 | 1.1539 | 0.60375 | 1.927 | 1.9062 | 2.3205 | 1.4307 | 0.4582 | 2.3205 | 2.2721 | 0.040905 | 1.7869 | 0.38356 | 2.3471 | 35.43 | 0.14728 | 0.076856 | 0.11966 | 0.14728 | 0.15222 | 1.927 | 1.1539 | 0.60375 | 1.927 | 1.9062 | 2.3205 | 1.4307 | 0.4582 | 2.3205 | 2.2721
63 | 0.24 | 0.19 | South/Central | NC | Charlotte-Douglas.Intl.AP.723140 | 3 | 2994711 | 44.7582 | 8.9151 | 57.8312 | 44.6523 | 13.1789 | 859.79 | 3.1493 | 53.48 | 2.1508 | 0.99845 | 67.7993 | 1.4277 | 34.58 | 0.41242 | 1.0153 | 46.0446 | 2.4741 | 21.13 | 2.829 | -0.35483 | 22.2705 | 3.1493 | 53.48 | 2.1508 | 0.99845 | 67.7993 | 3.2701 | 52.97 | 2.3725 | 0.89762 | 66.6149 | 0.040905 | 1.8308 | 0.36467 | 2.3656 | 35.1694 | 0.12882 | 0.058401 | 0.1012 | 0.12882 | 0.13376 | 2.1876 | 1.4145 | 0.86432 | 2.1876 | 2.1667 | 2.7733 | 1.8834 | 0.91097 | 2.7733 | 2.7249 | 0.040905 | 1.8308 | 0.36467 | 2.3656 | 35.1694 | 0.12882 | 0.058401 | 0.1012 | 0.12882 | 0.13376 | 2.1876 | 1.4145 | 0.86432 | 2.1876 | 2.1667 | 2.7733 | 1.8834 | 0.91097 | 2.7733 | 2.7249
64 | 0.24 | 0.17 | South/Central | NC | Charlotte-Douglas.Intl.AP.723140 | 3 | 2994711 | 45.331 | 8.6842 | 58.0834 | 45.2238 | 12.8596 | 856.76 | 2.8971 | 56.51 | 1.5793 | 1.3177 | 73.232 | 1.1755 | 37.61 | -0.15907 | 1.3346 | 51.4773 | 2.2219 | 24.16 | 2.2575 | -0.035537 | 27.7033 | 2.8971 | 56.51 | 1.5793 | 1.3177 | 73.232 | 3.0179 | 56 | 1.801 | 1.2169 | 72.0476 | 0.040905 | 1.8543 | 0.35523 | 2.3759 | 35.0455 | 0.1185 | 0.048085 | 0.090888 | 0.1185 | 0.12345 | 2.3115 | 1.5384 | 0.98826 | 2.3115 | 2.2907 | 2.9955 | 2.1057 | 1.1332 | 2.9955 | 2.9471 | 0.040905 | 1.8543 | 0.35523 | 2.3759 | 35.0455 | 0.1185 | 0.048085 | 0.090888 | 0.1185 | 0.12345 | 2.3115 | 1.5384 | 0.98826 | 2.3115 | 2.2907 | 2.9955 | 2.1057 | 1.1332 | 2.9955 | 2.9471
65 | 0.22 | 0.47 | South/Central | NC | Charlotte-Douglas.Intl.AP.723140 | 3 | 2994711 | 39.0786 | 11.396 | 55.5668 | 38.986 | 16.5808 | 897.42 | 5.4136 | 15.85 | 7.8171 | -2.4034 | 4.465 | 3.6921 | -3.05 | 6.0787 | -2.3866 | -17.2897 | 4.7385 | -16.5 | 8.4952 | -3.7567 | -41.0637 | 5.4136 | 15.85 | 7.8171 | -2.4034 | 4.465 | 5.5345 | 15.34 | 8.0387 | -2.5043 | 3.2806 | 0.040905 | 1.5985 | 0.46615 | 2.2729 | 36.7087 | 0.22144 | 0.15102 | 0.19383 | 0.22144 | 0.22638 | 0.64834 | -0.12476 | -0.67493 | 0.64834 | 0.62748 | 0.18264 | -0.70723 | -1.6797 | 0.18264 | 0.13419 | 0.040905 | 1.5985 | 0.46615 | 2.2729 | 36.7087 | 0.22144 | 0.15102 | 0.19383 | 0.22144 | 0.22638 | 0.64834 | -0.12476 | -0.67493 | 0.64834 | 0.62748 | 0.18264 | -0.70723 | -1.6797 | 0.18264 | 0.13419
66 | 0.22 | 0.42 | South/Central | NC | Charlotte-Douglas.Intl.AP.723140 | 3 | 2994711 | 39.8225 | 10.9242 | 55.6482 | 39.7281 | 15.9201 | 886.08 | 5.3323 | 27.19 | 7.075 | -1.7427 | 21.3915 | 3.6107 | 8.29 | 5.3365 | -1.7258 | -0.36323 | 4.6571 | -5.16 | 7.7531 | -3.096 | -24.1373 | 5.3323 | 27.19 | 7.075 | -1.7427 | 21.3915 | 5.4531 | 26.68 | 7.2966 | -1.8435 | 20.2071 | 0.040905 | 1.6289 | 0.44685 | 2.2763 | 36.2448 | 0.21811 | 0.1477 | 0.1905 | 0.21811 | 0.22306 | 1.1122 | 0.3391 | -0.21107 | 1.1122 | 1.0913 | 0.87501 | -0.014858 | -0.98733 | 0.87501 | 0.82656 | 0.040905 | 1.6289 | 0.44685 | 2.2763 | 36.2448 | 0.21811 | 0.1477 | 0.1905 | 0.21811 | 0.22306 | 1.1122 | 0.3391 | -0.21107 | 1.1122 | 1.0913 | 0.87501 | -0.014858 | -0.98733 | 0.87501 | 0.82656
67 | 0.22 | 0.37 | South/Central | NC | Charlotte-Douglas.Intl.AP.723140 | 3 | 2994711 | 40.2357 | 10.7525 | 55.8093 | 40.1404 | 15.6689 | 883.22 | 5.1712 | 30.05 | 6.6627 | -1.4915 | 26.1483 | 3.4497 | 11.15 | 4.9243 | -1.4746 | 4.3936 | 4.4961 | -2.3 | 7.3408 | -2.8447 | -19.3805 | 5.1712 | 30.05 | 6.6627 | -1.4915 | 26.1483 | 5.292 | 29.54 | 6.8843 | -1.5923 | 24.9639 | 0.040905 | 1.6458 | 0.43983 | 2.2829 | 36.1278 | 0.21153 | 0.14111 | 0.18391 | 0.21153 | 0.21647 | 1.2292 | 0.45609 | -0.094081 | 1.2292 | 1.2083 | 1.0696 | 0.17972 | -0.79275 | 1.0696 | 1.0211 | 0.040905 | 1.6458 | 0.43983 | 2.2829 | 36.1278 | 0.21153 | 0.14111 | 0.18391 | 0.21153 | 0.21647 | 1.2292 | 0.45609 | -0.094081 | 1.2292 | 1.2083 | 1.0696 | 0.17972 | -0.79275 | 1.0696 | 1.0211
68 | 0.22 | 0.32 | South/Central | NC | Charlotte-Douglas.Intl.AP.723140 | 3 | 2994711 | 40.8599 | 10.4512 | 56.0015 | 40.7631 | 15.2385 | 877.37 | 4.9789 | 35.9 | 6.04 | -1.0611 | 35.3761 | 3.2574 | 17 | 4.3016 | -1.0442 | 13.6214 | 4.3038 | 3.55 | 6.7182 | -2.4144 | -10.1527 | 4.9789 | 35.9 | 6.04 | -1.0611 | 35.3761 | 5.0997 | 35.39 | 6.2617 | -1.1619 | 34.1917 | 0.040905 | 1.6714 | 0.4275 | 2.2907 | 35.8885 | 0.20366 | 0.13324 | 0.17605 | 0.20366 | 0.2086 | 1.4685 | 0.69538 | 0.14521 | 1.4685 | 1.4476 | 1.447 | 0.55718 | -0.41529 | 1.447 | 1.3986 | 0.040905 | 1.6714 | 0.4275 | 2.2907 | 35.8885 | 0.20366 | 0.13324 | 0.17605 | 0.20366 | 0.2086 | 1.4685 | 0.69538 | 0.14521 | 1.4685 | 1.4476 | 1.447 | 0.55718 | -0.41529 | 1.447 | 1.3986
69 | 0.22 | 0.27 | South/Central | NC | Charlotte-Douglas.Intl.AP.723140 | 3 | 2994711 | 41.9662 | 9.8688 | 56.3149 | 41.8668 | 14.448 | 866.25 | 4.6656 | 47.02 | 4.9363 | -0.27065 | 52.8378 | 2.9441 | 28.12 | 3.1979 | -0.25379 | 31.083 | 3.9905 | 14.67 | 5.6144 | -1.6239 | 7.309 | 4.6656 | 47.02 | 4.9363 | -0.27065 | 52.8378 | 4.7864 | 46.51 | 5.1579 | -0.37148 | 51.6533 | 0.040905 | 1.7166 | 0.40368 | 2.3035 | 35.4337 | 0.19085 | 0.12043 | 0.16323 | 0.19085 | 0.19579 | 1.9233 | 1.1502 | 0.60007 | 1.9233 | 1.9025 | 2.1613 | 1.2714 | 0.29897 | 2.1613 | 2.1129 | 0.040905 | 1.7166 | 0.40368 | 2.3035 | 35.4337 | 0.19085 | 0.12043 | 0.16323 | 0.19085 | 0.19579 | 1.9233 | 1.1502 | 0.60007 | 1.9233 | 1.9025 | 2.1613 | 1.2714 | 0.29897 | 2.1613 | 2.1129
70 | 0.22 | 0.23 | South/Central | NC | Charlotte-Douglas.Intl.AP.723140 | 3 | 2994711 | 42.9415 | 9.3976 | 56.6484 | 42.8399 | 13.8085 | 858.17 | 4.3321 | 55.1 | 3.9632 | 0.36885 | 65.9321 | 2.6105 | 36.2 | 2.2248 | 0.3857 | 44.1773 | 3.6569 | 22.75 | 4.6414 | -0.98444 | 20.4033 | 4.3321 | 55.1 | 3.9632 | 0.36885 | 65.9321 | 4.4529 | 54.59 | 4.1849 | 0.26801 | 64.7476 | 0.040905 | 1.7565 | 0.3844 | 2.3172 | 35.1032 | 0.1772 | 0.10678 | 0.14959 | 0.1772 | 0.18214 | 2.2538 | 1.4807 | 0.93058 | 2.2538 | 2.233 | 2.6969 | 1.8071 | 0.83459 | 2.6969 | 2.6485 | 0.040905 | 1.7565 | 0.3844 | 2.3172 | 35.1032 | 0.1772 | 0.10678 | 0.14959 | 0.1772 | 0.18214 | 2.2538 | 1.4807 | 0.93058 | 2.2538 | 2.233 | 2.6969 | 1.8071 | 0.83459 | 2.6969 | 2.6485
71 | 0.22 | 0.19 | South/Central | NC | Charlotte-Douglas.Intl.AP.723140 | 3 | 2994711 | 44.0066 | 8.935 | 57.0804 | 43.9024 | 13.178 | 851.39 | 3.9001 | 61.88 | 2.9007 | 0.9994 | 77.513 | 2.1785 | 42.98 | 1.1623 | 1.0163 | 55.7583 | 3.2249 | 29.53 | 3.5788 | -0.35388 | 31.9842 | 3.9001 | 61.88 | 2.9007 | 0.9994 | 77.513 | 4.0209 | 61.37 | 3.1223 | 0.89857 | 76.3286 | 0.040905 | 1.8001 | 0.36548 | 2.3349 | 34.8258 | 0.15953 | 0.089112 | 0.13192 | 0.15953 | 0.16447 | 2.5312 | 1.7581 | 1.2079 | 2.5312 | 2.5103 | 3.1706 | 2.2808 | 1.3083 | 3.1706 | 3.1222 | 0.040905 | 1.8001 | 0.36548 | 2.3349 | 34.8258 | 0.15953 | 0.089112 | 0.13192 | 0.15953 | 0.16447 | 2.5312 | 1.7581 | 1.2079 | 2.5312 | 2.5103 | 3.1706 | 2.2808 | 1.3083 | 3.1706 | 3.1222
72 | 0.22 | 0.17 | South/Central | NC | Charlotte-Douglas.Intl.AP.723140 | 3 | 2994711 | 44.5792 | 8.704 | 57.3414 | 44.4737 | 12.8677 | 848.61 | 3.6391 | 64.66 | 2.3294 | 1.3097 | 82.5859 | 1.9175 | 45.76 | 0.59098 | 1.3265 | 60.8311 | 2.9639 | 32.31 | 3.0075 | -0.043619 | 37.0571 | 3.6391 | 64.66 | 2.3294 | 1.3097 | 82.5859 | 3.7599 | 64.15 | 2.551 | 1.2088 | 81.4014 | 0.040905 | 1.8235 | 0.35604 | 2.3455 | 34.7121 | 0.14885 | 0.078435 | 0.12124 | 0.14885 | 0.1538 | 2.6449 | 1.8718 | 1.3216 | 2.6449 | 2.624 | 3.3781 | 2.4883 | 1.5158 | 3.3781 | 3.3297 | 0.040905 | 1.8235 | 0.35604 | 2.3455 | 34.7121 | 0.14885 | 0.078435 | 0.12124 | 0.14885 | 0.1538 | 2.6449 | 1.8718 | 1.3216 | 2.6449 | 2.624 | 3.3781 | 2.4883 | 1.5158 | 3.3781 | 3.3297
73 | 0.2 | 0.47 | South/Central | NC | Charlotte-Douglas.Intl.AP.723140 | 3 | 2994711 | 38.3473 | 11.4361 | 54.8748 | 38.2564 | 16.6184 | 890.46 | 6.1057 | 22.81 | 8.5467 | -2.441 | 12.3727 | 4.3841 | 3.91 | 6.8083 | -2.4241 | -9.382 | 5.4305 | -9.54 | 9.2248 | -3.7943 | -33.1561 | 6.1057 | 22.81 | 8.5467 | -2.441 | 12.3727 | 6.2265 | 22.3 | 8.7683 | -2.5418 | 11.1883 | 0.040905 | 1.5686 | 0.46779 | 2.2446 | 36.424 | 0.24975 | 0.17933 | 0.22213 | 0.24975 | 0.25469 | 0.93304 | 0.15994 | -0.39023 | 0.93304 | 0.91217 | 0.5061 | -0.38377 | -1.3562 | 0.5061 | 0.45765 | 0.040905 | 1.5686 | 0.46779 | 2.2446 | 36.424 | 0.24975 | 0.17933 | 0.22213 | 0.24975 | 0.25469 | 0.93304 | 0.15994 | -0.39023 | 0.93304 | 0.91217 | 0.5061 | -0.38377 | -1.3562 | 0.5061 | 0.45765
74 | 0.2 | 0.42 | South/Central | NC | Charlotte-Douglas.Intl.AP.723140 | 3 | 2994711 | 39.0818 | 10.9639 | 54.9468 | 38.9891 | 15.9576 | 879.02 | 6.0337 | 34.25 | 7.814 | -1.7802 | 29.421 | 4.3122 | 15.35 | 6.0756 | -1.7634 | 7.6662 | 5.3586 | 1.9 | 8.4921 | -3.1335 | -16.1078 | 6.0337 | 34.25 | 7.814 | -1.7802 | 29.421 | 6.1545 | 33.74 | 8.0356 | -1.8811 | 28.2365 | 0.040905 | 1.5986 | 0.44848 | 2.2476 | 35.956 | 0.24681 | 0.17639 | 0.21919 | 0.24681 | 0.25175 | 1.401 | 0.62789 | 0.077719 | 1.401 | 1.3801 | 1.2035 | 0.31358 | -0.65888 | 1.2035 | 1.155 | 0.040905 | 1.5986 | 0.44848 | 2.2476 | 35.956 | 0.24681 | 0.17639 | 0.21919 | 0.24681 | 0.25175 | 1.401 | 0.62789 | 0.077719 | 1.401 | 1.3801 | 1.2035 | 0.31358 | -0.65888 | 1.2035 | 1.155
75 | 0.2 | 0.37 | South/Central | NC | Charlotte-Douglas.Intl.AP.723140 | 3 | 2994711 | 39.4945 | 10.7837 | 55.0892 | 39.4009 | 15.6883 | 875.6 | 5.8913 | 37.67 | 7.4022 | -1.5109 | 34.9094 | 4.1697 | 18.77 | 5.6638 | -1.4941 | 13.1547 | 5.2161 | 5.32 | 8.0804 | -2.8642 | -10.6194 | 5.8913 | 37.67 | 7.4022 | -1.5109 | 34.9094 | 6.0121 | 37.16 | 7.6239 | -1.6118 | 33.725 | 0.040905 | 1.6155 | 0.4411 | 2.2534 | 35.8161 | 0.24098 | 0.17056 | 0.21336 | 0.24098 | 0.24592 | 1.5409 | 0.76778 | 0.21761 | 1.5409 | 1.52 | 1.428 | 0.53809 | -0.43438 | 1.428 | 1.3795 | 0.040905 | 1.6155 | 0.4411 | 2.2534 | 35.8161 | 0.24098 | 0.17056 | 0.21336 | 0.24098 | 0.24592 | 1.5409 | 0.76778 | 0.21761 | 1.5409 | 1.52 | 1.428 | 0.53809 | -0.43438 | 1.428 | 1.3795
76 | 0.2 | 0.32 | South/Central | NC | Charlotte-Douglas.Intl.AP.723140 | 3 | 2994711 | 40.108 | 10.491 | 55.2794 | 40.0129 | 15.2665 | 869.88 | 5.7011 | 43.39 | 6.7902 | -1.0891 | 43.9323 | 3.9795 | 24.49 | 5.0518 | -1.0722 | 22.1775 | 5.0259 | 11.04 | 7.4683 | -2.4424 | -1.5965 | 5.7011 | 43.39 | 6.7902 | -1.0891 | 43.9323 | 5.8219 | 42.88 | 7.0118 | -1.1899 | 42.7478 | 0.040905 | 1.6406 | 0.42913 | 2.2612 | 35.5822 | 0.2332 | 0.16278 | 0.20558 | 0.2332 | 0.23814 | 1.7749 | 1.0018 | 0.45159 | 1.7749 | 1.754 | 1.797 | 0.90716 | -0.065304 | 1.797 | 1.7486 | 0.040905 | 1.6406 | 0.42913 | 2.2612 | 35.5822 | 0.2332 | 0.16278 | 0.20558 | 0.2332 | 0.23814 | 1.7749 | 1.0018 | 0.45159 | 1.7749 | 1.754 | 1.797 | 0.90716 | -0.065304 | 1.797 | 1.7486
77 | 0.2 | 0.27 | South/Central | NC | Charlotte-Douglas.Intl.AP.723140 | 3 | 2994711 | 41.205 | 9.8991 | 55.5734 | 41.1073 | 14.4661 | 858.35 | 5.4071 | 54.92 | 5.6958 | -0.28868 | 61.9144 | 3.6855 | 36.02 | 3.9573 | -0.27182 | 40.1597 | 4.7319 | 22.57 | 6.3739 | -1.642 | 16.3856 | 5.4071 | 54.92 | 5.6958 | -0.28868 | 61.9144 | 5.5279 | 54.41 | 5.9174 | -0.38951 | 60.73 | 0.040905 | 1.6855 | 0.40492 | 2.2732 | 35.1105 | 0.22117 | 0.15076 | 0.19356 | 0.22117 | 0.22612 | 2.2465 | 1.4734 | 0.92322 | 2.2465 | 2.2256 | 2.5326 | 1.6427 | 0.67025 | 2.5326 | 2.4841 | 0.040905 | 1.6855 | 0.40492 | 2.2732 | 35.1105 | 0.22117 | 0.15076 | 0.19356 | 0.22117 | 0.22612 | 2.2465 | 1.4734 | 0.92322 | 2.2465 | 2.2256 | 2.5326 | 1.6427 | 0.67025 | 2.5326 | 2.4841
78 | 0.2 | 0.23 | South/Central | NC | Charlotte-Douglas.Intl.AP.723140 | 3 | 2994711 | 42.18 | 9.4274 | 55.9067 | 42.0801 | 13.8266 | 850.26 | 5.0738 | 63.01 | 4.723 | 0.35079 | 75.0119 | 3.3523 | 44.11 | 2.9846 | 0.36765 | 53.2572 | 4.3987 | 30.66 | 5.4012 | -1.0025 | 29.4832 | 5.0738 | 63.01 | 4.723 | 0.35079 | 75.0119 | 5.1946 | 62.5 | 4.9447 | 0.24996 | 73.8275 | 0.040905 | 1.7254 | 0.38562 | 2.2868 | 34.7796 | 0.20754 | 0.13712 | 0.17993 | 0.20754 | 0.21248 | 2.5774 | 1.8043 | 1.2541 | 2.5774 | 2.5565 | 3.0683 | 2.1785 | 1.206 | 3.0683 | 3.0199 | 0.040905 | 1.7254 | 0.38562 | 2.2868 | 34.7796 | 0.20754 | 0.13712 | 0.17993 | 0.20754 | 0.21248 | 2.5774 | 1.8043 | 1.2541 | 2.5774 | 2.5565 | 3.0683 | 2.1785 | 1.206 | 3.0683 | 3.0199
79 | 0.2 | 0.19 | South/Central | NC | Charlotte-Douglas.Intl.AP.723140 | 3 | 2994711 | 43.2453 | 8.9555 | 56.3296 | 43.1428 | 13.1867 | 843.18 | 4.6509 | 70.09 | 3.6603 | 0.99067 | 86.9637 | 2.9294 | 51.19 | 1.9219 | 1.0075 | 65.2089 | 3.9758 | 37.74 | 4.3384 | -0.36261 | 41.4349 | 4.6509 | 70.09 | 3.6603 | 0.99067 | 86.9637 | 4.7717 | 69.58 | 3.8819 | 0.88984 | 85.7792 | 0.040905 | 1.7689 | 0.36632 | 2.3041 | 34.49 | 0.19024 | 0.11983 | 0.16263 | 0.19024 | 0.19519 | 2.867 | 2.0939 | 1.5437 | 2.867 | 2.8461 | 3.5572 | 2.6673 | 1.6949 | 3.5572 | 3.5088 | 0.040905 | 1.7689 | 0.36632 | 2.3041 | 34.49 | 0.19024 | 0.11983 | 0.16263 | 0.19024 | 0.19519 | 2.867 | 2.0939 | 1.5437 | 2.867 | 2.8461 | 3.5572 | 2.6673 | 1.6949 | 3.5572 | 3.5088
80 | 0.2 | 0.17 | South/Central | NC | Charlotte-Douglas.Intl.AP.723140 | 3 | 2994711 | 43.8091 | 8.7149 | 56.5719 | 43.7053 | 12.8666 | 840.03 | 4.4086 | 73.24 | 3.0978 | 1.3108 | 92.5465 | 2.6871 | 54.34 | 1.3594 | 1.3277 | 70.7917 | 3.7335 | 40.89 | 3.776 | -0.042484 | 47.0177 | 4.4086 | 73.24 | 3.0978 | 1.3108 | 92.5465 | 4.5294 | 72.73 | 3.3195 | 1.21 | 91.362 | 0.040905 | 1.792 | 0.35648 | 2.3141 | 34.3611 | 0.18033 | 0.10991 | 0.15272 | 0.18033 | 0.18527 | 2.9959 | 2.2228 | 1.6726 | 2.9959 | 2.975 | 3.7856 | 2.8957 | 1.9232 | 3.7856 | 3.7371 | 0.040905 | 1.792 | 0.35648 | 2.3141 | 34.3611 | 0.18033 | 0.10991 | 0.15272 | 0.18033 | 0.18527 | 2.9959 | 2.2228 | 1.6726 | 2.9959 | 2.975 | 3.7856 | 2.8957 | 1.9232 | 3.7856 | 3.7371
81 | 0.35 | 0.2 | South/Central | NC | Charlotte-Douglas.Intl.AP.723140 | 3 | 2994711 | 48.4821 | 8.9244 | 61.6652 | 48.3677 | 13.2975 | 904.77 | -0.68475 | 8.5 | -1.5646 | 0.87985 | 15.1017 | -2.4063 | -10.4 | -3.303 | 0.89671 | -6.653 | -1.3599 | -23.85 | -0.88647 | -0.47343 | -30.427 | -0.68475 | 8.5 | -1.5646 | 0.87985 | 15.1017 | -0.56395 | 7.99 | -1.343 | 0.77902 | 13.9173 | 0.040905 | 1.9831 | 0.36505 | 2.5224 | 37.0093 | -0.02801 | -0.098429 | -0.055626 | -0.02801 | -0.023068 | 0.34769 | -0.42541 | -0.97558 | 0.34769 | 0.32683 | 0.61773 | -0.27214 | -1.2446 | 0.61773 | 0.56928 | 0.040905 | 1.9831 | 0.36505 | 2.5224 | 37.0093 | -0.02801 | -0.098429 | -0.055626 | -0.02801 | -0.023068 | 0.34769 | -0.42541 | -0.97558 | 0.34769 | 0.32683 | 0.61773 | -0.27214 | -1.2446 | 0.61773 | 0.56928
82 | 0.35 | 0.25 | South/Central | NC | Charlotte-Douglas.Intl.AP.723140 | 3 | 2994711 | 47.136 | 9.496 | 61.1013 | 47.0247 | 14.0766 | 912.76 | -0.12081 | 0.51 | -0.22164 | 0.10083 | 1.1844 | -1.8424 | -18.39 | -1.96 | 0.11769 | -20.5703 | -0.79595 | -31.84 | 0.4565 | -1.2524 | -44.3443 | -0.12081 | 0.51 | -0.22164 | 0.10083 | 1.1844 | 0 | 0 | 0 | 0 | 0 | 0.040905 | 1.9281 | 0.38843 | 2.4993 | 37.3361 | -0.0049416 | -0.075361 | -0.032558 | -0.0049416 | 0 | 0.020861 | -0.75224 | -1.3024 | 0.020861 | 0 | 0.048448 | -0.84142 | -1.8139 | 0.048448 | 0 | 0.040905 | 1.9281 | 0.38843 | 2.4993 | 37.3361 | -0.0049416 | -0.075361 | -0.032558 | -0.0049416 | 0 | 0.020861 | -0.75224 | -1.3024 | 0.020861 | 0 | 0.048448 | -0.84142 | -1.8139 | 0.048448 | 0
83 | 0.35 | 0.3 | South/Central | NC | Charlotte-Douglas.Intl.AP.723140 | 3 | 2994711 | 46.9139 | 9.5272 | 60.9805 | 46.8031 | 14.1774 | 913.27 | 0 | 0 | 0 | 0 | 0 | -1.7215 | -18.9 | -1.7384 | 0.01686 | -21.7547 | -0.67514 | -32.35 | 0.67814 | -1.3533 | -45.5288 | 0 | 0 | 0 | 0 | 0 | 0.12081 | -0.51 | 0.22164 | -0.10083 | -1.1844 | 0.040905 | 1.919 | 0.38971 | 2.4944 | 37.357 | 0 | -0.070419 | -0.027616 | 0 | 0.0049416 | 0 | -0.7731 | -1.3233 | 0 | -0.020861 | 0 | -0.88987 | -1.8623 | 0 | -0.048448 | 0.040905 | 1.919 | 0.38971 | 2.4944 | 37.357 | 0 | -0.070419 | -0.027616 | 0 | 0.0049416 | 0 | -0.7731 | -1.3233 | 0 | -0.020861 | 0 | -0.88987 | -1.8623 | 0 | -0.048448
84 | 0.35 | 0.35 | South/Central | NC | Charlotte-Douglas.Intl.AP.723140 | 3 | 2994711 | 45.7379 | 10.049 | 60.5168 | 45.6299 | 14.8869 | 921.12 | 0.46364 | -7.85 | 1.1731 | -0.70951 | -13.3204 | -1.2579 | -26.75 | -0.56526 | -0.69265 | -35.0752 | -0.2115 | -40.2 | 1.8513 | -2.0628 | -58.8492 | 0.46364 | -7.85 | 1.1731 | -0.70951 | -13.3204 | 0.58444 | -8.36 | 1.3948 | -0.81034 | -14.5049 | 0.040905 | 1.8709 | 0.41105 | 2.4754 | 37.6781 | 0.018965 | -0.051454 | -0.0086515 | 0.018965 | 0.023907 | -0.3211 | -1.0942 | -1.6444 | -0.3211 | -0.34196 | -0.54487 | -1.4347 | -2.4072 | -0.54487 | -0.59332 | 0.040905 | 1.8709 | 0.41105 | 2.4754 | 37.6781 | 0.018965 | -0.051454 | -0.0086515 | 0.018965 | 0.023907 | -0.3211 | -1.0942 | -1.6444 | -0.3211 | -0.34196 | -0.54487 | -1.4347 | -2.4072 | -0.54487 | -0.59332
85 | 0.35 | 0.4 | South/Central | NC | Charlotte-Douglas.Intl.AP.723140 | 3 | 2994711 | 44.6628 | 10.5708 | 60.1447 | 44.5573 | 15.5874 | 929.9 | 0.83575 | -16.63 | 2.2458 | -1.41 | -27.577 | -0.8858 | -35.53 | 0.50735 | -1.3932 | -49.3317 | 0.1606 | -48.98 | 2.9239 | -2.7633 | -73.1058 | 0.83575 | -16.63 | 2.2458 | -1.41 | -27.577 | 0.95655 | -17.14 | 2.4674 | -1.5108 | -28.7614 | 0.040905 | 1.8269 | 0.43239 | 2.4602 | 38.0373 | 0.034186 | -0.036234 | 0.0065695 | 0.034186 | 0.039127 | -0.68024 | -1.4533 | -2.0035 | -0.68024 | -0.70111 | -1.128 | -2.0179 | -2.9904 | -1.128 | -1.1765 | 0.040905 | 1.8269 | 0.43239 | 2.4602 | 38.0373 | 0.034186 | -0.036234 | 0.0065695 | 0.034186 | 0.039127 | -0.68024 | -1.4533 | -2.0035 | -0.68024 | -0.70111 | -1.128 | -2.0179 | -2.9904 | -1.128 | -1.1765
86 | 0.33 | 0.2 | South/Central | NC | Charlotte-Douglas.Intl.AP.723140 | 3 | 2994711 | 47.7814 | 8.9442 | 60.974 | 47.6685 | 13.3055 | 897.2 | 0.0064377 | 16.07 | -0.86544 | 0.87188 | 23.8034 | -1.7151 | -2.83 | -2.6038 | 0.88874 | 2.0486 | -0.6687 | -16.28 | -0.1873 | -0.4814 | -21.7254 | 0.0064377 | 16.07 | -0.86544 | 0.87188 | 23.8034 | 0.12724 | 15.56 | -0.6438 | 0.77105 | 22.6189 | 0.040905 | 1.9545 | 0.36586 | 2.4941 | 36.6997 | 0.00026333 | -0.070156 | -0.027353 | 0.00026333 | 0.0052049 | 0.65734 | -0.11576 | -0.66593 | 0.65734 | 0.63648 | 0.97367 | 0.083799 | -0.88867 | 0.97367 | 0.92522 | 0.040905 | 1.9545 | 0.36586 | 2.4941 | 36.6997 | 0.00026333 | -0.070156 | -0.027353 | 0.00026333 | 0.0052049 | 0.65734 | -0.11576 | -0.66593 | 0.65734 | 0.63648 | 0.97367 | 0.083799 | -0.88867 | 0.97367 | 0.92522
87 | 0.33 | 0.25 | South/Central | NC | Charlotte-Douglas.Intl.AP.723140 | 3 | 2994711 | 46.4444 | 9.5163 | 60.4198 | 46.3347 | 14.0851 | 905.29 | 0.56071 | 7.98 | 0.46839 | 0.092323 | 9.7467 | -1.1608 | -10.92 | -1.27 | 0.10918 | -12.008 | -0.11443 | -24.37 | 1.1465 | -1.261 | -35.782 | 0.56071 | 7.98 | 0.46839 | 0.092323 | 9.7467 | 0.68152 | 7.47 | 0.69003 | -0.0085078 | 8.5623 | 0.040905 | 1.8998 | 0.38926 | 2.4715 | 37.0306 | 0.022936 | -0.047484 | -0.0046806 | 0.022936 | 0.027877 | 0.32642 | -0.44668 | -0.99685 | 0.32642 | 0.30556 | 0.39869 | -0.49118 | -1.4637 | 0.39869 | 0.35024 | 0.040905 | 1.8998 | 0.38926 | 2.4715 | 37.0306 | 0.022936 | -0.047484 | -0.0046806 | 0.022936 | 0.027877 | 0.32642 | -0.44668 | -0.99685 | 0.32642 | 0.30556 | 0.39869 | -0.49118 | -1.4637 | 0.39869 | 0.35024
88 | 0.33 | 0.3 | South/Central | NC | Charlotte-Douglas.Intl.AP.723140 | 3 | 2994711 | 46.2228 | 9.5471 | 60.2992 | 46.1136 | 14.1856 | 905.8 | 0.68129 | 7.47 | 0.6895 | -0.008204 | 8.5676 | -1.0403 | -11.43 | -1.0489 | 0.0086555 | -13.1871 | 0.0061499 | -24.88 | 1.3676 | -1.3615 | -36.9612 | 0.68129 | 7.47 | 0.6895 | -0.008204 | 8.5676 | 0.8021 | 6.96 | 0.91113 | -0.10904 | 7.3832 | 0.040905 | 1.8907 | 0.39052 | 2.4665 | 37.0514 | 0.027868 | -0.042551 | 0.00025156 | 0.027868 | 0.03281 | 0.30556 | -0.46754 | -1.0177 | 0.30556 | 0.2847 | 0.35045 | -0.53941 | -1.5119 | 0.35045 | 0.30201 | 0.040905 | 1.8907 | 0.39052 | 2.4665 | 37.0514 | 0.027868 | -0.042551 | 0.00025156 | 0.027868 | 0.03281 | 0.30556 | -0.46754 | -1.0177 | 0.30556 | 0.2847 | 0.35045 | -0.53941 | -1.5119 | 0.35045 | 0.30201
89 | 0.33 | 0.35 | South/Central | NC | Charlotte-Douglas.Intl.AP.723140 | 3 | 2994711 | 45.0474 | 10.0696 | 59.8369 | 44.941 | 14.896 | 913.73 | 1.1435 | -0.46 | 1.8621 | -0.71857 | -4.7942 | -0.57801 | -19.36 | 0.1237 | -0.70171 | -26.5489 | 0.4684 | -32.81 | 2.5402 | -2.0719 | -50.3229 | 1.1435 | -0.46 | 1.8621 | -0.71857 | -4.7942 | 1.2643 | -0.97 | 2.0837 | -0.8194 | -5.9786 | 0.040905 | 1.8426 | 0.4119 | 2.4476 | 37.3758 | 0.046776 | -0.023643 | 0.01916 | 0.046776 | 0.051718 | -0.018816 | -0.79191 | -1.3421 | -0.018816 | -0.039678 | -0.1961 | -1.086 | -2.0584 | -0.1961 | -0.24455 | 0.040905 | 1.8426 | 0.4119 | 2.4476 | 37.3758 | 0.046776 | -0.023643 | 0.01916 | 0.046776 | 0.051718 | -0.018816 | -0.79191 | -1.3421 | -0.018816 | -0.039678 | -0.1961 | -1.086 | -2.0584 | -0.1961 | -0.24455
90 | 0.33 | 0.4 | South/Central | NC | Charlotte-Douglas.Intl.AP.723140 | 3 | 2994711 | 43.9817 | 10.6013 | 59.4843 | 43.8778 | 15.6065 | 922.9 | 1.4962 | -9.63 | 2.9253 | -1.4291 | -19.5735 | -0.22534 | -28.53 | 1.1869 | -1.4122 | -41.3283 | 0.82107 | -41.98 | 3.6034 | -2.7824 | -65.1023 | 1.4962 | -9.63 | 2.9253 | -1.4291 | -19.5735 | 1.617 | -10.14 | 3.1469 | -1.5299 | -20.758 | 0.040905 | 1.7991 | 0.43364 | 2.4332 | 37.7509 | 0.061202 | -0.0092175 | 0.033585 | 0.061202 | 0.066143 | -0.39391 | -1.167 | -1.7172 | -0.39391 | -0.41477 | -0.80065 | -1.6905 | -2.663 | -0.80065 | -0.8491 | 0.040905 | 1.7991 | 0.43364 | 2.4332 | 37.7509 | 0.061202 | -0.0092175 | 0.033585 | 0.061202 | 0.066143 | -0.39391 | -1.167 | -1.7172 | -0.39391 | -0.41477 | -0.80065 | -1.6905 | -2.663 | -0.80065 | -0.8491
91 | 0.3 | 0.2 | South/Central | NC | Charlotte-Douglas.Intl.AP.723140 | 3 | 2994711 | 46.7197 | 8.9647 | 59.9131 | 46.6093 | 13.3038 | 885.31 | 1.0674 | 27.96 | 0.19378 | 0.87359 | 37.5391 | -0.65419 | 9.06 | -1.5446 | 0.89044 | 15.7843 | 0.39222 | -4.39 | 0.87192 | -0.4797 | -7.9897 | 1.0674 | 27.96 | 0.19378 | 0.87359 | 37.5391 | 1.1882 | 27.45 | 0.41542 | 0.77275 | 36.3546 | 0.040905 | 1.9111 | 0.3667 | 2.4507 | 36.2133 | 0.04366 | -0.026759 | 0.016044 | 0.04366 | 0.048602 | 1.1437 | 0.3706 | -0.17957 | 1.1437 | 1.1228 | 1.5355 | 0.64565 | -0.32682 | 1.5355 | 1.4871 | 0.040905 | 1.9111 | 0.3667 | 2.4507 | 36.2133 | 0.04366 | -0.026759 | 0.016044 | 0.04366 | 0.048602 | 1.1437 | 0.3706 | -0.17957 | 1.1437 | 1.1228 | 1.5355 | 0.64565 | -0.32682 | 1.5355 | 1.4871
92 | 0.3 | 0.25 | South/Central | NC | Charlotte-Douglas.Intl.AP.723140 | 3 | 2994711 | 45.3834 | 9.5463 | 59.369 | 45.2761 | 14.0928 | 893.72 | 1.6115 | 19.55 | 1.527 | 0.08454 | 23.0936 | -0.11003 | 0.65 | -0.21143 | 0.1014 | 1.3389 | 0.93637 | -12.8 | 2.2051 | -1.2687 | -22.4351 | 1.6115 | 19.55 | 1.527 | 0.08454 | 23.0936 | 1.7323 | 19.04 | 1.7486 | -0.016291 | 21.9092 | 0.040905 | 1.8564 | 0.39049 | 2.4285 | 36.5573 | 0.065919 | -0.0045009 | 0.038302 | 0.065919 | 0.07086 | 0.79969 | 0.026588 | -0.52358 | 0.79969 | 0.77882 | 0.94464 | 0.054767 | -0.9177 | 0.94464 | 0.89619 | 0.040905 | 1.8564 | 0.39049 | 2.4285 | 36.5573 | 0.065919 | -0.0045009 | 0.038302 | 0.065919 | 0.07086 | 0.79969 | 0.026588 | -0.52358 | 0.79969 | 0.77882 | 0.94464 | 0.054767 | -0.9177 | 0.94464 | 0.89619
93 | 0.3 | 0.3 | South/Central | NC | Charlotte-Douglas.Intl.AP.723140 | 3 | 2994711 | 45.1715 | 9.5775 | 59.2589 | 45.0647 | 14.1942 | 894.37 | 1.7215 | 18.9 | 1.7384 | -0.01686 | 21.7547 | 0 | 0 | 0 | 0 | 0 | 1.0464 | -13.45 | 2.4165 | -1.3701 | -23.774 | 1.7215 | 18.9 | 1.7384 | -0.01686 | 21.7547 | 1.8424 | 18.39 | 1.96 | -0.11769 | 20.5703 | 0.040905 | 1.8477 | 0.39176 | 2.424 | 36.5839 | 0.070419 | 0 | 0.042803 | 0.070419 | 0.075361 | 0.7731 | 0 | -0.55017 | 0.7731 | 0.75224 | 0.88987 | 0 | -0.97247 | 0.88987 | 0.84142 | 0.040905 | 1.8477 | 0.39176 | 2.424 | 36.5839 | 0.070419 | 0 | 0.042803 | 0.070419 | 0.075361 | 0.7731 | 0 | -0.55017 | 0.7731 | 0.75224 | 0.88987 | 0 | -0.97247 | 0.88987 | 0.84142
94 | 0.3 | 0.35 | South/Central | NC | Charlotte-Douglas.Intl.AP.723140 | 3 | 2994711 | 44.005 | 10.1098 | 58.8155 | 43.901 | 14.9145 | 902.69 | 2.165 | 10.58 | 2.9021 | -0.73715 | 7.8799 | 0.44341 | -8.32 | 1.1637 | -0.72029 | -13.8749 | 1.4898 | -21.77 | 3.5803 | -2.0904 | -37.6489 | 2.165 | 10.58 | 2.9021 | -0.73715 | 7.8799 | 2.2858 | 10.07 | 3.1238 | -0.83798 | 6.6954 | 0.040905 | 1.8 | 0.41354 | 2.4058 | 36.9242 | 0.088557 | 0.018138 | 0.060941 | 0.088557 | 0.093499 | 0.43277 | -0.34033 | -0.89049 | 0.43277 | 0.41191 | 0.32232 | -0.56755 | -1.54 | 0.32232 | 0.27387 | 0.040905 | 1.8 | 0.41354 | 2.4058 | 36.9242 | 0.088557 | 0.018138 | 0.060941 | 0.088557 | 0.093499 | 0.43277 | -0.34033 | -0.89049 | 0.43277 | 0.41191 | 0.32232 | -0.56755 | -1.54 | 0.32232 | 0.27387
95 | 0.3 | 0.4 | South/Central | NC | Charlotte-Douglas.Intl.AP.723140 | 3 | 2994711 | 42.9399 | 10.6417 | 58.4725 | 42.8383 | 15.6342 | 912.14 | 2.5079 | 1.13 | 3.9648 | -1.4568 | -7.274 | 0.78639 | -17.77 | 2.2264 | -1.44 | -29.0287 | 1.8328 | -31.22 | 4.6429 | -2.8101 | -52.8028 | 2.5079 | 1.13 | 3.9648 | -1.4568 | -7.274 | 2.6287 | 0.62 | 4.1864 | -1.5577 | -8.4584 | 0.040905 | 1.7564 | 0.4353 | 2.3918 | 37.3108 | 0.10259 | 0.032167 | 0.07497 | 0.10259 | 0.10753 | 0.046222 | -0.72688 | -1.277 | 0.046222 | 0.025361 | -0.29754 | -1.1874 | -2.1599 | -0.29754 | -0.34599 | 0.040905 | 1.7564 | 0.4353 | 2.3918 | 37.3108 | 0.10259 | 0.032167 | 0.07497 | 0.10259 | 0.10753 | 0.046222 | -0.72688 | -1.277 | 0.046222 | 0.025361 | -0.29754 | -1.1874 | -2.1599 | -0.29754 | -0.34599
96 | 0.28 | 0.2 | South/Central | NC | Charlotte-Douglas.Intl.AP.723140 | 3 | 2994711 | 45.9787 | 8.9853 | 59.1826 | 45.87 | 13.3126 | 877.3 | 1.7979 | 35.97 | 0.93312 | 0.86474 | 46.7241 | 0.076312 | 17.07 | -0.80529 | 0.8816 | 24.9694 | 1.1227 | 3.62 | 1.6113 | -0.48854 | 1.1954 | 1.7979 | 35.97 | 0.93312 | 0.86474 | 46.7241 | 1.9187 | 35.46 | 1.1548 | 0.76391 | 45.5397 | 0.040905 | 1.8807 | 0.36754 | 2.4208 | 35.8857 | 0.073541 | 0.0031215 | 0.045924 | 0.073541 | 0.078482 | 1.4713 | 0.69824 | 0.14807 | 1.4713 | 1.4505 | 1.9112 | 1.0214 | 0.048896 | 1.9112 | 1.8628 | 0.040905 | 1.8807 | 0.36754 | 2.4208 | 35.8857 | 0.073541 | 0.0031215 | 0.045924 | 0.073541 | 0.078482 | 1.4713 | 0.69824 | 0.14807 | 1.4713 | 1.4505 | 1.9112 | 1.0214 | 0.048896 | 1.9112 | 1.8628
97 | 0.28 | 0.25 | South/Central | NC | Charlotte-Douglas.Intl.AP.723140 | 3 | 2994711 | 44.6622 | 9.5667 | 58.6582 | 44.5566 | 14.1016 | 885.93 | 2.3222 | 27.34 | 2.2465 | 0.075761 | 32.0254 | 0.60069 | 8.44 | 0.50807 | 0.092621 | 10.2706 | 1.6471 | -5.01 | 2.9246 | -1.2775 | -13.5034 | 2.3222 | 27.34 | 2.2465 | 0.075761 | 32.0254 | 2.443 | 26.83 | 2.4681 | -0.02507 | 30.8409 | 0.040905 | 1.8269 | 0.39132 | 2.3994 | 36.2387 | 0.094991 | 0.024571 | 0.067374 | 0.094991 | 0.099932 | 1.1183 | 0.34524 | -0.20493 | 1.1183 | 1.0975 | 1.31 | 0.42012 | -0.55235 | 1.31 | 1.2615 | 0.040905 | 1.8269 | 0.39132 | 2.3994 | 36.2387 | 0.094991 | 0.024571 | 0.067374 | 0.094991 | 0.099932 | 1.1183 | 0.34524 | -0.20493 | 1.1183 | 1.0975 | 1.31 | 0.42012 | -0.55235 | 1.31 | 1.2615
98 | 0.28 | 0.3 | South/Central | NC | Charlotte-Douglas.Intl.AP.723140 | 3 | 2994711 | 44.1891 | 9.7187 | 58.438 | 44.0846 | 14.3533 | 888.13 | 2.5425 | 25.14 | 2.7185 | -0.17594 | 28.0198 | 0.82097 | 6.24 | 0.98006 | -0.15908 | 6.2651 | 1.8674 | -7.21 | 3.3966 | -1.5292 | -17.509 | 2.5425 | 25.14 | 2.7185 | -0.17594 | 28.0198 | 2.6633 | 24.63 | 2.9401 | -0.27678 | 26.8354 | 0.040905 | 1.8075 | 0.39754 | 2.3904 | 36.3287 | 0.104 | 0.033582 | 0.076385 | 0.104 | 0.10894 | 1.0283 | 0.25525 | -0.29492 | 1.0283 | 1.0075 | 1.1461 | 0.25627 | -0.7162 | 1.1461 | 1.0977 | 0.040905 | 1.8075 | 0.39754 | 2.3904 | 36.3287 | 0.104 | 0.033582 | 0.076385 | 0.104 | 0.10894 | 1.0283 | 0.25525 | -0.29492 | 1.0283 | 1.0075 | 1.1461 | 0.25627 | -0.7162 | 1.1461 | 1.0977
99 | 0.28 | 0.35 | South/Central | NC | Charlotte-Douglas.Intl.AP.723140 | 3 | 2994711 | 43.0532 | 10.2611 | 58.0442 | 42.9514 | 15.0928 | 897.4 | 2.9363 | 15.87 | 3.8517 | -0.91546 | 12.9811 | 1.2147 | -3.03 | 2.1133 | -0.8986 | -8.7737 | 2.2611 | -16.48 | 4.5299 | -2.2687 | -32.5477 | 2.9363 | 15.87 | 3.8517 | -0.91546 | 12.9811 | 3.0571 | 15.36 | 4.0734 | -1.0163 | 11.7966 | 0.040905 | 1.7611 | 0.41973 | 2.3743 | 36.7079 | 0.12011 | 0.049688 | 0.092491 | 0.12011 | 0.12505 | 0.64916 | -0.12394 | -0.67411 | 0.64916 | 0.6283 | 0.53099 | -0.35888 | -1.3314 | 0.53099 | 0.48254 | 0.040905 | 1.7611 | 0.41973 | 2.3743 | 36.7079 | 0.12011 | 0.049688 | 0.092491 | 0.12011 | 0.12505 | 0.64916 | -0.12394 | -0.67411 | 0.64916 | 0.6283 | 0.53099 | -0.35888 | -1.3314 | 0.53099 | 0.48254
100 | 0.28 | 0.4 | South/Central | NC | Charlotte-Douglas.Intl.AP.723140 | 3 | 2994711 | 42.2285 | 10.6724 | 57.7818 | 42.1286 | 15.6532 | 904.81 | 3.1987 | 8.46 | 4.6745 | -1.4758 | 1.1217 | 1.4771 | -10.44 | 2.9361 | -1.459 | -20.633 | 2.5235 | -23.89 | 5.3526 | -2.8291 | -44.4071 | 3.1987 | 8.46 | 4.6745 | -1.4758 | 1.1217 | 3.3195 | 7.95 | 4.8961 | -1.5767 | -0.062711 | 0.040905 | 1.7273 | 0.43655 | 2.3635 | 37.011 | 0.13084 | 0.060421 | 0.10322 | 0.13084 | 0.13578 | 0.34605 | -0.42704 | -0.97721 | 0.34605 | 0.32519 | 0.045883 | -0.84399 | -1.8165 | 0.045883 | -0.0025652 | 0.040905 | 1.7273 | 0.43655 | 2.3635 | 37.011 | 0.13084 | 0.060421 | 0.10322 | 0.13084 | 0.13578 | 0.34605 | -0.42704 | -0.97721 | 0.34605 | 0.32519 | 0.045883 | -0.84399 | -1.8165 | 0.045883 | -0.0025652
101 | 0.27 | 0.2 | South/Central | NC | Charlotte-Douglas.Intl.AP.723140 | 3 | 2994711 | 45.6081 | 8.9954 | 58.8123 | 45.5002 | 13.312 | 873.15 | 2.1682 | 40.12 | 1.3028 | 0.86538 | 51.5205 | 0.44668 | 21.22 | -0.43556 | 0.88224 | 29.7658 | 1.4931 | 7.77 | 1.981 | -0.4879 | 5.9917 | 2.1682 | 40.12 | 1.3028 | 0.86538 | 51.5205 | 2.289 | 39.61 | 1.5245 | 0.76455 | 50.3361 | 0.040905 | 1.8656 | 0.36795 | 2.4057 | 35.7159 | 0.088691 | 0.018271 | 0.061074 | 0.088691 | 0.093632 | 1.6411 | 0.868 | 0.31783 | 1.6411 | 1.6202 | 2.1074 | 1.2176 | 0.24509 | 2.1074 | 2.059 | 0.040905 | 1.8656 | 0.36795 | 2.4057 | 35.7159 | 0.088691 | 0.018271 | 0.061074 | 0.088691 | 0.093632 | 1.6411 | 0.868 | 0.31783 | 1.6411 | 1.6202 | 2.1074 | 1.2176 | 0.24509 | 2.1074 | 2.059
102 | 0.27 | 0.25 | South/Central | NC | Charlotte-Douglas.Intl.AP.723140 | 3 | 2994711 | 44.2923 | 9.5773 | 58.2889 | 44.1875 | 14.1013 | 881.81 | 2.6916 | 31.46 | 2.6156 | 0.076043 | 36.7991 | 0.97006 | 12.56 | 0.87716 | 0.092902 | 15.0444 | 2.0165 | -0.89 | 3.2937 | -1.2772 | -8.7297 | 2.6916 | 31.46 | 2.6156 | 0.076043 | 36.7991 | 2.8124 | 30.95 | 2.8372 | -0.024789 | 35.6147 | 0.040905 | 1.8118 | 0.39175 | 2.3843 | 36.0701 | 0.1101 | 0.03968 | 0.082483 | 0.1101 | 0.11504 | 1.2869 | 0.51376 | -0.036405 | 1.2869 | 1.266 | 1.5053 | 0.61538 | -0.35708 | 1.5053 | 1.4568 | 0.040905 | 1.8118 | 0.39175 | 2.3843 | 36.0701 | 0.1101 | 0.03968 | 0.082483 | 0.1101 | 0.11504 | 1.2869 | 0.51376 | -0.036405 | 1.2869 | 1.266 | 1.5053 | 0.61538 | -0.35708 | 1.5053 | 1.4568
103 | 0.27 | 0.3 | South/Central | NC | Charlotte-Douglas.Intl.AP.723140 | 3 | 2994711 | 43.6482 | 9.829 | 58.0271 | 43.5449 | 14.4822 | 885.95 | 2.9534 | 27.32 | 3.2582 | -0.30481 | 29.815 | 1.2318 | 8.42 | 1.5198 | -0.28795 | 8.0602 | 2.2782 | -5.03 | 3.9363 | -1.6581 | -15.7138 | 2.9534 | 27.32 | 3.2582 | -0.30481 | 29.815 | 3.0742 | 26.81 | 3.4798 | -0.40564 | 28.6305 | 0.040905 | 1.7854 | 0.40205 | 2.3736 | 36.2395 | 0.12081 | 0.050387 | 0.09319 | 0.12081 | 0.12575 | 1.1175 | 0.34442 | -0.20575 | 1.1175 | 1.0967 | 1.2196 | 0.3297 | -0.64277 | 1.2196 | 1.1711 | 0.040905 | 1.7854 | 0.40205 | 2.3736 | 36.2395 | 0.12081 | 0.050387 | 0.09319 | 0.12081 | 0.12575 | 1.1175 | 0.34442 | -0.20575 | 1.1175 | 1.0967 | 1.2196 | 0.3297 | -0.64277 | 1.2196 | 1.1711
104 | 0.27 | 0.35 | South/Central | NC | Charlotte-Douglas.Intl.AP.723140 | 3 | 2994711 | 42.5012 | 10.4114 | 57.6731 | 42.4007 | 15.2724 | 896.59 | 3.3074 | 16.68 | 4.4024 | -1.095 | 12.8847 | 1.5859 | -2.22 | 2.664 | -1.0782 | -8.8701 | 2.6323 | -15.67 | 5.0806 | -2.4483 | -32.6441 | 3.3074 | 16.68 | 4.4024 | -1.095 | 12.8847 | 3.4282 | 16.17 | 4.6241 | -1.1959 | 11.7002 | 0.040905 | 1.7385 | 0.42588 | 2.3591 | 36.6747 | 0.13529 | 0.064869 | 0.10767 | 0.13529 | 0.14023 | 0.68229 | -0.090808 | -0.64098 | 0.68229 | 0.66143 | 0.52704 | -0.36283 | -1.3353 | 0.52704 | 0.47859 | 0.040905 | 1.7385 | 0.42588 | 2.3591 | 36.6747 | 0.13529 | 0.064869 | 0.10767 | 0.13529 | 0.14023 | 0.68229 | -0.090808 | -0.64098 | 0.68229 | 0.66143 | 0.52704 | -0.36283 | -1.3353 | 0.52704 | 0.47859
105 | 0.27 | 0.4 | South/Central | NC | Charlotte-Douglas.Intl.AP.723140 | 3 | 2994711 | 41.8677 | 10.6927 | 57.4314 | 41.7686 | 15.6628 | 901.11 | 3.549 | 12.16 | 5.0344 | -1.4854 | 5.3815 | 1.8275 | -6.74 | 3.296 | -1.4686 | -16.3733 | 2.8739 | -20.19 | 5.7126 | -2.8387 | -40.1473 | 3.549 | 12.16 | 5.0344 | -1.4854 | 5.3815 | 3.6698 | 11.65 | 5.2561 | -1.5862 | 4.197 | 0.040905 | 1.7126 | 0.43738 | 2.3492 | 36.8596 | 0.14517 | 0.074752 | 0.11756 | 0.14517 | 0.15011 | 0.4974 | -0.2757 | -0.82587 | 0.4974 | 0.47654 | 0.22013 | -0.66974 | -1.6422 | 0.22013 | 0.17168 | 0.040905 | 1.7126 | 0.43738 | 2.3492 | 36.8596 | 0.14517 | 0.074752 | 0.11756 | 0.14517 | 0.15011 | 0.4974 | -0.2757 | -0.82587 | 0.4974 | 0.47654 | 0.22013 | -0.66974 | -1.6422 | 0.22013 | 0.17168
106 | 0.26 | 0.2 | South/Central | NC | Charlotte-Douglas.Intl.AP.723140 | 3 | 2994711 | 45.2282 | 9.0059 | 58.4426 | 45.1212 | 13.3214 | 869.22 | 2.5379 | 44.05 | 1.6819 | 0.85602 | 56.036 | 0.81637 | 25.15 | -0.056505 | 0.87288 | 34.2813 | 1.8628 | 11.7 | 2.36 | -0.49726 | 10.5073 | 2.5379 | 44.05 | 1.6819 | 0.85602 | 56.036 | 2.6587 | 43.54 | 1.9035 | 0.75519 | 54.8516 | 0.040905 | 1.85 | 0.36838 | 2.3906 | 35.5552 | 0.10381 | 0.033393 | 0.076196 | 0.10381 | 0.10875 | 1.8019 | 1.0288 | 0.47858 | 1.8019 | 1.781 | 2.2921 | 1.4023 | 0.4298 | 2.2921 | 2.2437 | 0.040905 | 1.85 | 0.36838 | 2.3906 | 35.5552 | 0.10381 | 0.033393 | 0.076196 | 0.10381 | 0.10875 | 1.8019 | 1.0288 | 0.47858 | 1.8019 | 1.781 | 2.2921 | 1.4023 | 0.4298 | 2.2921 | 2.2437
107 | 0.26 | 0.25 | South/Central | NC | Charlotte-Douglas.Intl.AP.723140 | 3 | 2994711 | 43.931 | 9.5874 | 57.9376 | 43.827 | 14.1106 | 878.06 | 3.0429 | 35.21 | 2.9761 | 0.066812 | 41.0803 | 1.3213 | 16.31 | 1.2376 | 0.083672 | 19.3255 | 2.3677 | 2.86 | 3.6542 | -1.2865 | -4.4485 | 3.0429 | 35.21 | 2.9761 | 0.066812 | 41.0803 | 3.1637 | 34.7 | 3.1977 | -0.034019 | 39.8958 | 0.040905 | 1.797 | 0.39217 | 2.3699 | 35.9168 | 0.12447 | 0.054048 | 0.096851 | 0.12447 | 0.12941 | 1.4403 | 0.66716 | 0.11699 | 1.4403 | 1.4194 | 1.6804 | 0.7905 | -0.18196 | 1.6804 | 1.6319 | 0.040905 | 1.797 | 0.39217 | 2.3699 | 35.9168 | 0.12447 | 0.054048 | 0.096851 | 0.12447 | 0.12941 | 1.4403 | 0.66716 | 0.11699 | 1.4403 | 1.4194 | 1.6804 | 0.7905 | -0.18196 | 1.6804 | 1.6319
108 | 0.26 | 0.3 | South/Central | NC | Charlotte-Douglas.Intl.AP.723140 | 3 | 2994711 | 43.0261 | 9.9994 | 57.6147 | 42.9243 | 14.6904 | 885.18 | 3.3657 | 28.09 | 3.8788 | -0.51304 | 29.471 | 1.6442 | 9.19 | 2.1404 | -0.49618 | 7.7162 | 2.6906 | -4.26 | 4.5569 | -1.8663 | -16.0578 | 3.3657 | 28.09 | 3.8788 | -0.51304 | 29.471 | 3.4865 | 27.58 | 4.1004 | -0.61387 | 28.2865 | 0.040905 | 1.76 | 0.40902 | 2.3567 | 36.208 | 0.13767 | 0.067255 | 0.11006 | 0.13767 | 0.14262 | 1.149 | 0.37591 | -0.17425 | 1.149 | 1.1282 | 1.2055 | 0.31563 | -0.65684 | 1.2055 | 1.1571 | 0.040905 | 1.76 | 0.40902 | 2.3567 | 36.208 | 0.13767 | 0.067255 | 0.11006 | 0.13767 | 0.14262 | 1.149 | 0.37591 | -0.17425 | 1.149 | 1.1282 | 1.2055 | 0.31563 | -0.65684 | 1.2055 | 1.1571
109 | 0.26 | 0.35 | South/Central | NC | Charlotte-Douglas.Intl.AP.723140 | 3 | 2994711 | 41.9302 | 10.581 | 57.3016 | 41.8309 | 15.4707 | 896.11 | 3.6789 | 17.16 | 4.9722 | -1.2933 | 12.2834 | 1.9573 | -1.74 | 3.2338 | -1.2764 | -9.4713 | 3.0037 | -15.19 | 5.6503 | -2.6466 | -33.2454 | 3.6789 | 17.16 | 4.9722 | -1.2933 | 12.2834 | 3.7997 | 16.65 | 5.1938 | -1.3941 | 11.099 | 0.040905 | 1.7151 | 0.43281 | 2.3439 | 36.6551 | 0.15048 | 0.080063 | 0.12287 | 0.15048 | 0.15542 | 0.70192 | -0.071174 | -0.62134 | 0.70192 | 0.68106 | 0.50245 | -0.38742 | -1.3599 | 0.50245 | 0.454 | 0.040905 | 1.7151 | 0.43281 | 2.3439 | 36.6551 | 0.15048 | 0.080063 | 0.12287 | 0.15048 | 0.15542 | 0.70192 | -0.071174 | -0.62134 | 0.70192 | 0.68106 | 0.50245 | -0.38742 | -1.3599 | 0.50245 | 0.454
110 | 0.26 | 0.4 | South/Central | NC | Charlotte-Douglas.Intl.AP.723140 | 3 | 2994711 | 41.5071 | 10.7127 | 57.0908 | 41.4089 | 15.6819 | 897.68 | 3.8897 | 15.59 | 5.3942 | -1.5045 | 9.2591 | 2.1682 | -3.31 | 3.6558 | -1.4876 | -12.4956 | 3.2146 | -16.76 | 6.0723 | -2.8578 | -36.2696 | 3.8897 | 15.59 | 5.3942 | -1.5045 | 9.2591 | 4.0105 | 15.08 | 5.6158 | -1.6053 | 8.0747 | 0.040905 | 1.6978 | 0.4382 | 2.3353 | 36.7193 | 0.15911 | 0.088689 | 0.13149 | 0.15911 | 0.16405 | 0.6377 | -0.13539 | -0.68556 | 0.6377 | 0.61684 | 0.37874 | -0.51113 | -1.4836 | 0.37874 | 0.33029 | 0.040905 | 1.6978 | 0.4382 | 2.3353 | 36.7193 | 0.15911 | 0.088689 | 0.13149 | 0.15911 | 0.16405 | 0.6377 | -0.13539 | -0.68556 | 0.6377 | 0.61684 | 0.37874 | -0.51113 | -1.4836 | 0.37874 | 0.33029
111 | 0.25 | 0.2 | South/Central | NC | Charlotte-Douglas.Intl.AP.723140 | 3 | 2994711 | 44.8569 | 9.025 | 58.0806 | 44.7507 | 13.3299 | 865.34 | 2.8999 | 47.93 | 2.0524 | 0.84753 | 60.4755 | 1.1783 | 29.03 | 0.31395 | 0.86439 | 38.7207 | 2.2247 | 15.58 | 2.7305 | -0.50575 | 14.9467 | 2.8999 | 47.93 | 2.0524 | 0.84753 | 60.4755 | 3.0207 | 47.42 | 2.274 | 0.7467 | 59.291 | 0.040905 | 1.8349 | 0.36916 | 2.3758 | 35.3964 | 0.11862 | 0.048199 | 0.091002 | 0.11862 | 0.12356 | 1.9606 | 1.1875 | 0.63729 | 1.9606 | 1.9397 | 2.4737 | 1.5839 | 0.61139 | 2.4737 | 2.4253 | 0.040905 | 1.8349 | 0.36916 | 2.3758 | 35.3964 | 0.11862 | 0.048199 | 0.091002 | 0.11862 | 0.12356 | 1.9606 | 1.1875 | 0.63729 | 1.9606 | 1.9397 | 2.4737 | 1.5839 | 0.61139 | 2.4737 | 2.4253
112 | 0.25 | 0.25 | South/Central | NC | Charlotte-Douglas.Intl.AP.723140 | 3 | 2994711 | 43.5605 | 9.5974 | 57.5672 | 43.4574 | 14.1098 | 873.94 | 3.4133 | 39.33 | 3.3457 | 0.067602 | 45.8812 | 1.6917 | 20.43 | 1.6073 | 0.084462 | 24.1265 | 2.7381 | 6.98 | 4.0238 | -1.2857 | 0.35247 | 3.4133 | 39.33 | 3.3457 | 0.067602 | 45.8812 | 3.5341 | 38.82 | 3.5673 | -0.033229 | 44.6968 | 0.040905 | 1.7818 | 0.39258 | 2.3548 | 35.7482 | 0.13962 | 0.0692 | 0.112 | 0.13962 | 0.14456 | 1.6088 | 0.83568 | 0.28551 | 1.6088 | 1.5879 | 1.8768 | 0.98689 | 0.014418 | 1.8768 | 1.8283 | 0.040905 | 1.7818 | 0.39258 | 2.3548 | 35.7482 | 0.13962 | 0.0692 | 0.112 | 0.13962 | 0.14456 | 1.6088 | 0.83568 | 0.28551 | 1.6088 | 1.5879 | 1.8768 | 0.98689 | 0.014418 | 1.8768 | 1.8283
113 | 0.25 | 0.3 | South/Central | NC | Charlotte-Douglas.Intl.AP.723140 | 3 | 2994711 | 42.4043 | 10.1789 | 57.2031 | 42.3039 | 14.8992 | 884.45 | 3.7774 | 28.82 | 4.4992 | -0.72177 | 29.104 | 2.0559 | 9.92 | 2.7608 | -0.70491 | 7.3493 | 3.1023 | -3.53 | 5.1773 | -2.0751 | -16.4247 | 3.7774 | 28.82 | 4.4992 | -0.72177 | 29.104 | 3.8982 | 28.31 | 4.7208 | -0.8226 | 27.9196 | 0.040905 | 1.7345 | 0.41636 | 2.3399 | 36.1781 | 0.15451 | 0.084094 | 0.1269 | 0.15451 | 0.15946 | 1.1789 | 0.40577 | -0.14439 | 1.1789 | 1.158 | 1.1905 | 0.30062 | -0.67185 | 1.1905 | 1.142 | 0.040905 | 1.7345 | 0.41636 | 2.3399 | 36.1781 | 0.15451 | 0.084094 | 0.1269 | 0.15451 | 0.15946 | 1.1789 | 0.40577 | -0.14439 | 1.1789 | 1.158 | 1.1905 | 0.30062 | -0.67185 | 1.1905 | 1.142
114 | 0.25 | 0.35 | South/Central | NC | Charlotte-Douglas.Intl.AP.723140 | 3 | 2994711 | 41.3182 | 10.7813 | 56.9399 | 41.2204 | 15.7195 | 896.69 | 4.0405 | 16.58 | 5.5827 | -1.5422 | 10.1797 | 2.319 | -2.32 | 3.8443 | -1.5253 | -11.575 | 3.3654 | -15.77 | 6.2608 | -2.8954 | -35.3491 | 4.0405 | 16.58 | 5.5827 | -1.5422 | 10.1797 | 4.1613 | 16.07 | 5.8043 | -1.643 | 8.9953 | 0.040905 | 1.6901 | 0.44101 | 2.3291 | 36.6788 | 0.16528 | 0.094857 | 0.13766 | 0.16528 | 0.17022 | 0.6782 | -0.094899 | -0.64507 | 0.6782 | 0.65734 | 0.4164 | -0.47347 | -1.4459 | 0.4164 | 0.36795 | 0.040905 | 1.6901 | 0.44101 | 2.3291 | 36.6788 | 0.16528 | 0.094857 | 0.13766 | 0.16528 | 0.17022 | 0.6782 | -0.094899 | -0.64507 | 0.6782 | 0.65734 | 0.4164 | -0.47347 | -1.4459 | 0.4164 | 0.36795
115 | 0.25 | 0.4 | South/Central | NC | Charlotte-Douglas.Intl.AP.723140 | 3 | 2994711 | 41.1463 | 10.7327 | 56.7401 | 41.0489 | 15.6911 | 893.96 | 4.2404 | 19.31 | 5.7542 | -1.5138 | 13.5313 | 2.5188 | 0.41 | 4.0157 | -1.4969 | -8.2234 | 3.5653 | -13.04 | 6.4323 | -2.867 | -31.9975 | 4.2404 | 19.31 | 5.7542 | -1.5138 | 13.5313 | 4.3612 | 18.8 | 5.9758 | -1.6146 | 12.3469 | 0.040905 | 1.6831 | 0.43902 | 2.3209 | 36.5671 | 0.17345 | 0.10303 | 0.14584 | 0.17345 | 0.17839 | 0.78987 | 0.016771 | -0.5334 | 0.78987 | 0.76901 | 0.55349 | -0.33638 | -1.3088 | 0.55349 | 0.50505 | 0.040905 | 1.6831 | 0.43902 | 2.3209 | 36.5671 | 0.17345 | 0.10303 | 0.14584 | 0.17345 | 0.17839 | 0.78987 | 0.016771 | -0.5334 | 0.78987 | 0.76901 | 0.55349 | -0.33638 | -1.3088 | 0.55349 | 0.50505
116 | 0.24 | 0.2 | South/Central | NC | Charlotte-Douglas.Intl.AP.723140 | 3 | 2994711 | 44.4772 | 9.0349 | 57.7108 | 44.3719 | 13.3389 | 861.37 | 3.2697 | 51.9 | 2.4312 | 0.8385 | 65.0017 | 1.5482 | 33 | 0.69281 | 0.85536 | 43.247 | 2.5946 | 19.55 | 3.1094 | -0.51478 | 19.473 | 3.2697 | 51.9 | 2.4312 | 0.8385 | 65.0017 | 3.3905 | 51.39 | 2.6529 | 0.73767 | 63.8173 | 0.040905 | 1.8193 | 0.36957 | 2.3606 | 35.2341 | 0.13375 | 0.063327 | 0.10613 | 0.13375 | 0.13869 | 2.123 | 1.3499 | 0.79969 | 2.123 | 2.1021 | 2.6589 | 1.769 | 0.79654 | 2.6589 | 2.6104 | 0.040905 | 1.8193 | 0.36957 | 2.3606 | 35.2341 | 0.13375 | 0.063327 | 0.10613 | 0.13375 | 0.13869 | 2.123 | 1.3499 | 0.79969 | 2.123 | 2.1021 | 2.6589 | 1.769 | 0.79654 | 2.6589 | 2.6104
117 | 0.24 | 0.25 | South/Central | NC | Charlotte-Douglas.Intl.AP.723140 | 3 | 2994711 | 43.1899 | 9.608 | 57.207 | 43.0877 | 14.1193 | 870.11 | 3.7735 | 43.16 | 3.7154 | 0.058092 | 50.2704 | 2.0519 | 24.26 | 1.977 | 0.074951 | 28.5156 | 3.0984 | 10.81 | 4.3935 | -1.2952 | 4.7416 | 3.7735 | 43.16 | 3.7154 | 0.058092 | 50.2704 | 3.8943 | 42.65 | 3.937 | -0.04274 | 49.0859 | 0.040905 | 1.7667 | 0.39301 | 2.34 | 35.5916 | 0.15435 | 0.083934 | 0.12674 | 0.15435 | 0.1593 | 1.7654 | 0.99235 | 0.44218 | 1.7654 | 1.7446 | 2.0563 | 1.1664 | 0.19395 | 2.0563 | 2.0078 | 0.040905 | 1.7667 | 0.39301 | 2.34 | 35.5916 | 0.15435 | 0.083934 | 0.12674 | 0.15435 | 0.1593 | 1.7654 | 0.99235 | 0.44218 | 1.7654 | 1.7446 | 2.0563 | 1.1664 | 0.19395 | 2.0563 | 2.0078
118 | 0.24 | 0.3 | South/Central | NC | Charlotte-Douglas.Intl.AP.723140 | 3 | 2994711 | 42.0335 | 10.1898 | 56.8429 | 41.934 | 14.9089 | 880.63 | 4.1376 | 32.64 | 4.8691 | -0.73149 | 33.4875 | 2.4161 | 13.74 | 3.1307 | -0.71463 | 11.7327 | 3.4625 | 0.29 | 5.5472 | -2.0848 | -12.0413 | 4.1376 | 32.64 | 4.8691 | -0.73149 | 33.4875 | 4.2584 | 32.13 | 5.0907 | -0.83232 | 32.303 | 0.040905 | 1.7194 | 0.41681 | 2.3251 | 36.0219 | 0.16925 | 0.098828 | 0.14163 | 0.16925 | 0.17419 | 1.3351 | 0.56203 | 0.011862 | 1.3351 | 1.3143 | 1.3698 | 0.47992 | -0.49255 | 1.3698 | 1.3213 | 0.040905 | 1.7194 | 0.41681 | 2.3251 | 36.0219 | 0.16925 | 0.098828 | 0.14163 | 0.16925 | 0.17419 | 1.3351 | 0.56203 | 0.011862 | 1.3351 | 1.3143 | 1.3698 | 0.47992 | -0.49255 | 1.3698 | 1.3213
119 | 0.24 | 0.35 | South/Central | NC | Charlotte-Douglas.Intl.AP.723140 | 3 | 2994711 | 40.9575 | 10.8013 | 56.599 | 40.8605 | 15.7385 | 893.23 | 4.3815 | 20.04 | 5.9425 | -1.5611 | 14.0637 | 2.6599 | 1.14 | 4.2041 | -1.5442 | -7.691 | 3.7063 | -12.31 | 6.6207 | -2.9144 | -31.465 | 4.3815 | 20.04 | 5.9425 | -1.5611 | 14.0637 | 4.5023 | 19.53 | 6.1642 | -1.6619 | 12.8793 | 0.040905 | 1.6754 | 0.44182 | 2.3152 | 36.5373 | 0.17922 | 0.1088 | 0.15161 | 0.17922 | 0.18416 | 0.81973 | 0.046631 | -0.50354 | 0.81973 | 0.79887 | 0.57527 | -0.3146 | -1.2871 | 0.57527 | 0.52682 | 0.040905 | 1.6754 | 0.44182 | 2.3152 | 36.5373 | 0.17922 | 0.1088 | 0.15161 | 0.17922 | 0.18416 | 0.81973 | 0.046631 | -0.50354 | 0.81973 | 0.79887 | 0.57527 | -0.3146 | -1.2871 | 0.57527 | 0.52682
120 | 0.24 | 0.4 | South/Central | NC | Charlotte-Douglas.Intl.AP.723140 | 3 | 2994711 | 40.7765 | 10.7525 | 56.3899 | 40.68 | 15.71 | 890.42 | 4.5906 | 22.85 | 6.1231 | -1.5326 | 17.5372 | 2.869 | 3.95 | 4.3847 | -1.5157 | -4.2175 | 3.9154 | -9.5 | 6.8013 | -2.8859 | -27.9916 | 4.5906 | 22.85 | 6.1231 | -1.5326 | 17.5372 | 4.7114 | 22.34 | 6.3448 | -1.6334 | 16.3528 | 0.040905 | 1.6679 | 0.43983 | 2.3066 | 36.4223 | 0.18778 | 0.11736 | 0.16016 | 0.18778 | 0.19272 | 0.93467 | 0.16157 | -0.38859 | 0.93467 | 0.91381 | 0.71735 | -0.17252 | -1.145 | 0.71735 | 0.6689 | 0.040905 | 1.6679 | 0.43983 | 2.3066 | 36.4223 | 0.18778 | 0.11736 | 0.16016 | 0.18778 | 0.19272 | 0.93467 | 0.16157 | -0.38859 | 0.93467 | 0.91381 | 0.71735 | -0.17252 | -1.145 | 0.71735 | 0.6689
121 | 0.22 | 0.2 | South/Central | NC | Charlotte-Douglas.Intl.AP.723140 | 3 | 2994711 | 43.7261 | 9.0555 | 56.9609 | 43.6226 | 13.3383 | 853 | 4.0196 | 60.27 | 3.1805 | 0.83905 | 74.6923 | 2.298 | 41.37 | 1.4421 | 0.8559 | 52.9375 | 3.3444 | 27.92 | 3.8587 | -0.51424 | 29.1635 | 4.0196 | 60.27 | 3.1805 | 0.83905 | 74.6923 | 4.1404 | 59.76 | 3.4022 | 0.73821 | 73.5078 | 0.040905 | 1.7886 | 0.37041 | 2.33 | 34.8917 | 0.16442 | 0.094 | 0.1368 | 0.16442 | 0.16936 | 2.4653 | 1.6922 | 1.1421 | 2.4653 | 2.4445 | 3.0553 | 2.1654 | 1.1929 | 3.0553 | 3.0068 | 0.040905 | 1.7886 | 0.37041 | 2.33 | 34.8917 | 0.16442 | 0.094 | 0.1368 | 0.16442 | 0.16936 | 2.4653 | 1.6922 | 1.1421 | 2.4653 | 2.4445 | 3.0553 | 2.1654 | 1.1929 | 3.0553 | 3.0068
122 | 0.22 | 0.25 | South/Central | NC | Charlotte-Douglas.Intl.AP.723140 | 3 | 2994711 | 42.4392 | 9.6379 | 56.4762 | 42.3387 | 14.1375 | 862.32 | 4.5043 | 50.95 | 4.4644 | 0.039913 | 59.2054 | 2.7827 | 32.05 | 2.726 | 0.056772 | 37.4507 | 3.8292 | 18.6 | 5.1425 | -1.3134 | 13.6767 | 4.5043 | 50.95 | 4.4644 | 0.039913 | 59.2054 | 4.6251 | 50.44 | 4.686 | -0.060919 | 58.021 | 0.040905 | 1.736 | 0.39423 | 2.3101 | 35.2729 | 0.18425 | 0.11383 | 0.15663 | 0.18425 | 0.18919 | 2.0841 | 1.311 | 0.76083 | 2.0841 | 2.0632 | 2.4218 | 1.5319 | 0.55944 | 2.4218 | 2.3733 | 0.040905 | 1.736 | 0.39423 | 2.3101 | 35.2729 | 0.18425 | 0.11383 | 0.15663 | 0.18425 | 0.18919 | 2.0841 | 1.311 | 0.76083 | 2.0841 | 2.0632 | 2.4218 | 1.5319 | 0.55944 | 2.4218 | 2.3733
123 | 0.22 | 0.3 | South/Central | NC | Charlotte-Douglas.Intl.AP.723140 | 3 | 2994711 | 41.2917 | 10.2201 | 56.1214 | 41.1939 | 14.9275 | 872.95 | 4.8591 | 40.32 | 5.6092 | -0.75011 | 42.29 | 3.1375 | 21.42 | 3.8708 | -0.73325 | 20.5353 | 4.1839 | 7.97 | 6.2873 | -2.1034 | -3.2387 | 4.8591 | 40.32 | 5.6092 | -0.75011 | 42.29 | 4.9799 | 39.81 | 5.8308 | -0.85094 | 41.1056 | 0.040905 | 1.689 | 0.41805 | 2.2956 | 35.7077 | 0.19876 | 0.12834 | 0.17114 | 0.19876 | 0.2037 | 1.6493 | 0.87618 | 0.32601 | 1.6493 | 1.6284 | 1.7299 | 0.83999 | -0.13248 | 1.7299 | 1.6814 | 0.040905 | 1.689 | 0.41805 | 2.2956 | 35.7077 | 0.19876 | 0.12834 | 0.17114 | 0.19876 | 0.2037 | 1.6493 | 0.87618 | 0.32601 | 1.6493 | 1.6284 | 1.7299 | 0.83999 | -0.13248 | 1.7299 | 1.6814
124 | 0.22 | 0.35 | South/Central | NC | Charlotte-Douglas.Intl.AP.723140 | 3 | 2994711 | 40.2163 | 10.8325 | 55.879 | 40.121 | 15.758 | 885.62 | 5.1015 | 27.65 | 6.6821 | -1.5806 | 22.8238 | 3.38 | 8.75 | 4.9437 | -1.5637 | 1.0691 | 4.4264 | -4.7 | 7.3602 | -2.9339 | -22.7049 | 5.1015 | 27.65 | 6.6821 | -1.5806 | 22.8238 | 5.2223 | 27.14 | 6.9037 | -1.6814 | 21.6394 | 0.040905 | 1.645 | 0.4431 | 2.2857 | 36.226 | 0.20868 | 0.13826 | 0.18106 | 0.20868 | 0.21362 | 1.131 | 0.35792 | -0.19225 | 1.131 | 1.1102 | 0.9336 | 0.043732 | -0.92874 | 0.9336 | 0.88515 | 0.040905 | 1.645 | 0.4431 | 2.2857 | 36.226 | 0.20868 | 0.13826 | 0.18106 | 0.20868 | 0.21362 | 1.131 | 0.35792 | -0.19225 | 1.131 | 1.1102 | 0.9336 | 0.043732 | -0.92874 | 0.9336 | 0.88515
125 | 0.22 | 0.4 | South/Central | NC | Charlotte-Douglas.Intl.AP.723140 | 3 | 2994711 | 40.0544 | 10.7837 | 55.6891 | 39.9595 | 15.7296 | 883.01 | 5.2914 | 30.26 | 6.8436 | -1.5522 | 26.0456 | 3.5698 | 11.36 | 5.1052 | -1.5354 | 4.2908 | 4.6162 | -2.09 | 7.5217 | -2.9055 | -19.4832 | 5.2914 | 30.26 | 6.8436 | -1.5522 | 26.0456 | 5.4122 | 29.75 | 7.0652 | -1.653 | 24.8611 | 0.040905 | 1.6384 | 0.4411 | 2.2779 | 36.1192 | 0.21644 | 0.14602 | 0.18882 | 0.21644 | 0.22138 | 1.2378 | 0.46468 | -0.085491 | 1.2378 | 1.2169 | 1.0654 | 0.17552 | -0.79695 | 1.0654 | 1.0169 | 0.040905 | 1.6384 | 0.4411 | 2.2779 | 36.1192 | 0.21644 | 0.14602 | 0.18882 | 0.21644 | 0.22138 | 1.2378 | 0.46468 | -0.085491 | 1.2378 | 1.2169 | 1.0654 | 0.17552 | -0.79695 | 1.0654 | 1.0169
126 | 0.2 | 0.2 | South/Central | NC | Charlotte-Douglas.Intl.AP.723140 | 3 | 2994711 | 42.9648 | 9.0667 | 56.2002 | 42.863 | 13.3373 | 844.52 | 4.7802 | 68.75 | 3.9401 | 0.84013 | 84.5367 | 3.0587 | 49.85 | 2.2017 | 0.85699 | 62.782 | 4.1051 | 36.4 | 4.6183 | -0.51315 | 39.008 | 4.7802 | 68.75 | 3.9401 | 0.84013 | 84.5367 | 4.9011 | 68.24 | 4.1618 | 0.7393 | 83.3523 | 0.040905 | 1.7575 | 0.37087 | 2.2989 | 34.5448 | 0.19553 | 0.12512 | 0.16792 | 0.19553 | 0.20048 | 2.8122 | 2.0391 | 1.4889 | 2.8122 | 2.7913 | 3.4579 | 2.5681 | 1.5956 | 3.4579 | 3.4095 | 0.040905 | 1.7575 | 0.37087 | 2.2989 | 34.5448 | 0.19553 | 0.12512 | 0.16792 | 0.19553 | 0.20048 | 2.8122 | 2.0391 | 1.4889 | 2.8122 | 2.7913 | 3.4579 | 2.5681 | 1.5956 | 3.4579 | 3.4095
127 | 0.2 | 0.25 | South/Central | NC | Charlotte-Douglas.Intl.AP.723140 | 3 | 2994711 | 41.6782 | 9.6585 | 55.7253 | 41.5794 | 14.1458 | 854.11 | 5.2552 | 59.16 | 5.2237 | 0.031557 | 68.6674 | 3.5337 | 40.26 | 3.4853 | 0.048416 | 46.9127 | 4.5801 | 26.81 | 5.9018 | -1.3217 | 23.1387 | 5.2552 | 59.16 | 5.2237 | 0.031557 | 68.6674 | 5.376 | 58.65 | 5.4453 | -0.069275 | 67.483 | 0.040905 | 1.7048 | 0.39508 | 2.2794 | 34.9371 | 0.21496 | 0.14454 | 0.18735 | 0.21496 | 0.2199 | 2.4199 | 1.6468 | 1.0967 | 2.4199 | 2.3991 | 2.8088 | 1.9189 | 0.94648 | 2.8088 | 2.7604 | 0.040905 | 1.7048 | 0.39508 | 2.2794 | 34.9371 | 0.21496 | 0.14454 | 0.18735 | 0.21496 | 0.2199 | 2.4199 | 1.6468 | 1.0967 | 2.4199 | 2.3991 | 2.8088 | 1.9189 | 0.94648 | 2.8088 | 2.7604
128 | 0.2 | 0.3 | South/Central | NC | Charlotte-Douglas.Intl.AP.723140 | 3 | 2994711 | 40.5312 | 10.2507 | 55.3816 | 40.4352 | 14.9465 | 865.09 | 5.5988 | 48.18 | 6.3679 | -0.76909 | 51.3187 | 3.8773 | 29.28 | 4.6295 | -0.75224 | 29.5639 | 4.9237 | 15.83 | 7.0461 | -2.1224 | 5.7899 | 5.5988 | 48.18 | 6.3679 | -0.76909 | 51.3187 | 5.7196 | 47.67 | 6.5896 | -0.86993 | 50.1342 | 0.040905 | 1.6579 | 0.4193 | 2.2654 | 35.3862 | 0.22902 | 0.1586 | 0.2014 | 0.22902 | 0.23396 | 1.9708 | 1.1977 | 0.64752 | 1.9708 | 1.9499 | 2.0992 | 1.2093 | 0.23683 | 2.0992 | 2.0507 | 0.040905 | 1.6579 | 0.4193 | 2.2654 | 35.3862 | 0.22902 | 0.1586 | 0.2014 | 0.22902 | 0.23396 | 1.9708 | 1.1977 | 0.64752 | 1.9708 | 1.9499 | 2.0992 | 1.2093 | 0.23683 | 2.0992 | 2.0507
129 | 0.2 | 0.35 | South/Central | NC | Charlotte-Douglas.Intl.AP.723140 | 3 | 2994711 | 39.4748 | 10.8723 | 55.1673 | 39.3813 | 15.786 | 878.25 | 5.8132 | 35.02 | 7.4218 | -1.6086 | 31.2436 | 4.0916 | 16.12 | 5.6834 | -1.5918 | 9.4889 | 5.138 | 2.67 | 8.1 | -2.9619 | -14.2851 | 5.8132 | 35.02 | 7.4218 | -1.6086 | 31.2436 | 5.934 | 34.51 | 7.6435 | -1.7095 | 30.0592 | 0.040905 | 1.6147 | 0.44473 | 2.2566 | 35.9245 | 0.23779 | 0.16737 | 0.21017 | 0.23779 | 0.24273 | 1.4325 | 0.65938 | 0.10922 | 1.4325 | 1.4116 | 1.278 | 0.38814 | -0.58433 | 1.278 | 1.2296 | 0.040905 | 1.6147 | 0.44473 | 2.2566 | 35.9245 | 0.23779 | 0.16737 | 0.21017 | 0.23779 | 0.24273 | 1.4325 | 0.65938 | 0.10922 | 1.4325 | 1.4116 | 1.278 | 0.38814 | -0.58433 | 1.278 | 1.2296
130 | 0.2 | 0.4 | South/Central | NC | Charlotte-Douglas.Intl.AP.723140 | 3 | 2994711 | 39.3134 | 10.8234 | 54.9784 | 39.2202 | 15.7582 | 875.67 | 6.0021 | 37.6 | 7.5829 | -1.5808 | 34.4376 | 4.2805 | 18.7 | 5.8445 | -1.564 | 12.6828 | 5.3269 | 5.25 | 8.2611 | -2.9341 | -11.0912 | 6.0021 | 37.6 | 7.5829 | -1.5808 | 34.4376 | 6.1229 | 37.09 | 7.8046 | -1.6817 | 33.2532 | 0.040905 | 1.6081 | 0.44273 | 2.2489 | 35.819 | 0.24551 | 0.17509 | 0.2179 | 0.24551 | 0.25045 | 1.538 | 0.76492 | 0.21475 | 1.538 | 1.5172 | 1.4087 | 0.51879 | -0.45368 | 1.4087 | 1.3602 | 0.040905 | 1.6081 | 0.44273 | 2.2489 | 35.819 | 0.24551 | 0.17509 | 0.2179 | 0.24551 | 0.25045 | 1.538 | 0.76492 | 0.21475 | 1.538 | 1.5172 | 1.4087 | 0.51879 | -0.45368 | 1.4087 | 1.3602
Double | Double | Double | South/Central | NC | Charlotte-Douglas.Intl.AP.723140 | 3 | 2994711 | 47.0735 | 12.1246 | 64.8407 | 46.9627 | 17.878 | 1024.47 | -3.8602 | -111.2 | -0.15957 | -3.7006 | -150.4872 | -5.5817 | -130.1 | -1.898 | -3.6838 | -172.2419 | -4.5353 | -143.55 | 0.51857 | -5.0539 | -196.016 | -3.8602 | -111.2 | -0.15957 | -3.7006 | -150.4872 | -3.7394 | -111.71 | 0.062068 | -3.8014 | -151.6716 | 0.040905 | 1.9255 | 0.49595 | 2.6523 | 41.9056 | -0.1579 | -0.22832 | -0.18552 | -0.1579 | -0.15296 | -4.5486 | -5.3217 | -5.8719 | -4.5486 | -4.5695 | -6.1556 | -7.0455 | -8.018 | -6.1556 | -6.2041 | 0.040905 | 1.9255 | 0.49595 | 2.6523 | 41.9056 | -0.1579 | -0.22832 | -0.18552 | -0.1579 | -0.15296 | -4.5486 | -5.3217 | -5.8719 | -4.5486 | -4.5695 | -6.1556 | -7.0455 | -8.018 | -6.1556 | -6.2041
Single | Single | Single | South/Central | NC | Charlotte-Douglas.Intl.AP.723140 | 3 | 2994711 | 57.4057 | 13.9757 | 78.0651 | 57.2714 | 20.7937 | 1226.02 | -17.0846 | -312.75 | -10.4683 | -6.6163 | -400.4471 | -18.8061 | -331.65 | -12.2067 | -6.5994 | -422.2018 | -17.7597 | -345.1 | -9.7902 | -7.9696 | -445.9759 | -17.0846 | -312.75 | -10.4683 | -6.6163 | -400.4471 | -16.9638 | -313.26 | -10.2467 | -6.7171 | -401.6315 | 0.040905 | 2.3482 | 0.57167 | 3.1932 | 50.1499 | -0.69884 | -0.76926 | -0.72646 | -0.69884 | -0.6939 | -12.7929 | -13.566 | -14.1162 | -12.7929 | -12.8138 | -16.3802 | -17.27 | -18.2425 | -16.3802 | -16.4286 | 0.040905 | 2.3482 | 0.57167 | 3.1932 | 50.1499 | -0.69884 | -0.76926 | -0.72646 | -0.69884 | -0.6939 | -12.7929 | -13.566 | -14.1162 | -12.7929 | -12.8138 | -16.3802 | -17.27 | -18.2425 | -16.3802 | -16.4286
1 | 0.35 | 0.47 | South/Central | SC | Columbia.Metro.AP.723100 | 3 | 1050192 | 36.5605 | 13.505 | 55.5275 | 36.474 | 19.0534 | 1092.54 | 0.39788 | -54.31 | 3.0699 | -2.672 | -67.5597 | -1.064 | -71.74 | 1.6108 | -2.6748 | -86.5009 | -0.50115 | -96.96 | 3.6179 | -4.119 | -118.5287 | 0.39788 | -54.31 | 3.0699 | -2.672 | -67.5597 | 0.46838 | -55.97 | 3.2511 | -2.7827 | -69.6623 | 0.014345 | 0.52444 | 0.19372 | 0.79652 | 15.672 | 0.0057074 | -0.015263 | -0.0071888 | 0.0057074 | 0.0067187 | -0.77905 | -1.0291 | -1.3908 | -0.77905 | -0.80286 | -0.96911 | -1.2408 | -1.7002 | -0.96911 | -0.99927 | 0.014345 | 0.52444 | 0.19372 | 0.79652 | 15.672 | 0.0057074 | -0.015263 | -0.0071888 | 0.0057074 | 0.0067187 | -0.77905 | -1.0291 | -1.3908 | -0.77905 | -0.80286 | -0.96911 | -1.2408 | -1.7002 | -0.96911 | -0.99927
2 | 0.35 | 0.42 | South/Central | SC | Columbia.Metro.AP.723100 | 3 | 1050192 | 37.4157 | 12.8619 | 55.5293 | 37.3272 | 18.2021 | 1073.74 | 0.39608 | -35.51 | 2.2167 | -1.8206 | -44.4207 | -1.0658 | -52.94 | 0.75763 | -1.8235 | -63.3619 | -0.50295 | -78.16 | 2.7647 | -3.2677 | -95.3897 | 0.39608 | -35.51 | 2.2167 | -1.8206 | -44.4207 | 0.46658 | -37.17 | 2.3979 | -1.9313 | -46.5233 | 0.014345 | 0.53671 | 0.1845 | 0.79654 | 15.4023 | 0.0056815 | -0.015289 | -0.0072146 | 0.0056815 | 0.0066928 | -0.50937 | -0.7594 | -1.1212 | -0.50937 | -0.53319 | -0.63719 | -0.9089 | -1.3683 | -0.63719 | -0.66736 | 0.014345 | 0.53671 | 0.1845 | 0.79654 | 15.4023 | 0.0056815 | -0.015289 | -0.0072146 | 0.0056815 | 0.0066928 | -0.50937 | -0.7594 | -1.1212 | -0.50937 | -0.53319 | -0.63719 | -0.9089 | -1.3683 | -0.63719 | -0.66736
3 | 0.35 | 0.37 | South/Central | SC | Columbia.Metro.AP.723100 | 3 | 1050192 | 38.2897 | 12.2807 | 55.6321 | 38.1992 | 17.4329 | 1057.98 | 0.2932 | -19.75 | 1.3447 | -1.0515 | -24.8237 | -1.1687 | -37.18 | -0.11435 | -1.0544 | -43.765 | -0.60583 | -62.4 | 1.8927 | -2.4986 | -75.7927 | 0.2932 | -19.75 | 1.3447 | -1.0515 | -24.8237 | 0.3637 | -21.41 | 1.5259 | -1.1622 | -26.9264 | 0.014345 | 0.54925 | 0.17616 | 0.79802 | 15.1762 | 0.0042059 | -0.016765 | -0.0086903 | 0.0042059 | 0.0052172 | -0.2833 | -0.53333 | -0.8951 | -0.2833 | -0.30712 | -0.35608 | -0.62779 | -1.0872 | -0.35608 | -0.38625 | 0.014345 | 0.54925 | 0.17616 | 0.79802 | 15.1762 | 0.0042059 | -0.016765 | -0.0086903 | 0.0042059 | 0.0052172 | -0.2833 | -0.53333 | -0.8951 | -0.2833 | -0.30712 | -0.35608 | -0.62779 | -1.0872 | -0.35608 | -0.38625
4 | 0.35 | 0.32 | South/Central | SC | Columbia.Metro.AP.723100 | 3 | 1050192 | 39.2354 | 11.7089 | 55.8245 | 39.1426 | 16.6819 | 1043.66 | 0.10085 | -5.43 | 0.40126 | -0.30041 | -6.8717 | -1.3611 | -22.86 | -1.0578 | -0.30328 | -25.8129 | -0.79818 | -48.08 | 0.94929 | -1.7475 | -57.8406 | 0.10085 | -5.43 | 0.40126 | -0.30041 | -6.8717 | 0.17135 | -7.09 | 0.58249 | -0.41113 | -8.9743 | 0.014345 | 0.56281 | 0.16796 | 0.80078 | 14.9708 | 0.0014467 | -0.019524 | -0.011449 | 0.0014467 | 0.002458 | -0.077891 | -0.32792 | -0.68969 | -0.077891 | -0.1017 | -0.098571 | -0.37027 | -0.8297 | -0.098571 | -0.12873 | 0.014345 | 0.56281 | 0.16796 | 0.80078 | 14.9708 | 0.0014467 | -0.019524 | -0.011449 | 0.0014467 | 0.002458 | -0.077891 | -0.32792 | -0.68969 | -0.077891 | -0.1017 | -0.098571 | -0.37027 | -0.8297 | -0.098571 | -0.12873
5 | 0.35 | 0.27 | South/Central | SC | Columbia.Metro.AP.723100 | 3 | 1050192 | 39.8787 | 11.3666 | 55.985 | 39.7844 | 16.2006 | 1034.93 | -0.059687 | 3.3 | -0.24051 | 0.18082 | 4.1493 | -1.5216 | -14.13 | -1.6996 | 0.17796 | -14.7919 | -0.95872 | -39.35 | 0.30752 | -1.2662 | -46.8196 | -0.059687 | 3.3 | -0.24051 | 0.18082 | 4.1493 | 0.010814 | 1.64 | -0.059287 | 0.070101 | 2.0467 | 0.014345 | 0.57204 | 0.16305 | 0.80308 | 14.8456 | -0.00085619 | -0.021827 | -0.013752 | -0.00085619 | 0.00015512 | 0.047337 | -0.20269 | -0.56446 | 0.047337 | 0.023525 | 0.05952 | -0.21218 | -0.67161 | 0.05952 | 0.029359 | 0.014345 | 0.57204 | 0.16305 | 0.80308 | 14.8456 | -0.00085619 | -0.021827 | -0.013752 | -0.00085619 | 0.00015512 | 0.047337 | -0.20269 | -0.56446 | 0.047337 | 0.023525 | 0.05952 | -0.21218 | -0.67161 | 0.05952 | 0.029359
6 | 0.35 | 0.23 | South/Central | SC | Columbia.Metro.AP.723100 | 3 | 1050192 | 40.2516 | 11.2047 | 56.106 | 40.1564 | 15.9496 | 1030.78 | -0.18062 | 7.45 | -0.6125 | 0.43188 | 9.4191 | -1.6425 | -9.98 | -2.0715 | 0.42901 | -9.5222 | -1.0796 | -35.2 | -0.064466 | -1.0152 | -41.5499 | -0.18062 | 7.45 | -0.6125 | 0.43188 | 9.4191 | -0.11012 | 5.79 | -0.43127 | 0.32115 | 7.3164 | 0.014345 | 0.57739 | 0.16073 | 0.80481 | 14.7861 | -0.0025909 | -0.023561 | -0.015487 | -0.0025909 | -0.0015796 | 0.10687 | -0.14316 | -0.50493 | 0.10687 | 0.083055 | 0.13511 | -0.13659 | -0.59601 | 0.13511 | 0.10495 | 0.014345 | 0.57739 | 0.16073 | 0.80481 | 14.7861 | -0.0025909 | -0.023561 | -0.015487 | -0.0025909 | -0.0015796 | 0.10687 | -0.14316 | -0.50493 | 0.10687 | 0.083055 | 0.13511 | -0.13659 | -0.59601 | 0.13511 | 0.10495
7 | 0.35 | 0.19 | South/Central | SC | Columbia.Metro.AP.723100 | 3 | 1050192 | 41.1764 | 10.7114 | 56.3664 | 41.0791 | 15.2873 | 1019.26 | -0.44107 | 18.97 | -1.5352 | 1.0941 | 24.0755 | -1.903 | 1.54 | -2.9942 | 1.0913 | 5.1343 | -1.3401 | -23.68 | -0.98716 | -0.35294 | -26.8935 | -0.44107 | 18.97 | -1.5352 | 1.0941 | 24.0755 | -0.37057 | 17.31 | -1.354 | 0.9834 | 21.9729 | 0.014345 | 0.59066 | 0.15365 | 0.80855 | 14.6208 | -0.006327 | -0.027297 | -0.019223 | -0.006327 | -0.0053157 | 0.27212 | 0.022091 | -0.33968 | 0.27212 | 0.2483 | 0.34535 | 0.073649 | -0.38577 | 0.34535 | 0.31519 | 0.014345 | 0.59066 | 0.15365 | 0.80855 | 14.6208 | -0.006327 | -0.027297 | -0.019223 | -0.006327 | -0.0053157 | 0.27212 | 0.022091 | -0.33968 | 0.27212 | 0.2483 | 0.34535 | 0.073649 | -0.38577 | 0.34535 | 0.31519
8 | 0.35 | 0.17 | South/Central | SC | Columbia.Metro.AP.723100 | 3 | 1050192 | 41.6694 | 10.4604 | 56.5276 | 41.5709 | 14.9567 | 1013.86 | -0.60229 | 24.37 | -2.027 | 1.4247 | 30.9896 | -2.0642 | 6.94 | -3.4861 | 1.4219 | 12.0483 | -1.5013 | -18.28 | -1.479 | -0.022333 | -19.9794 | -0.60229 | 24.37 | -2.027 | 1.4247 | 30.9896 | -0.53179 | 22.71 | -1.8458 | 1.314 | 28.8869 | 0.014345 | 0.59773 | 0.15005 | 0.81086 | 14.5434 | -0.0086396 | -0.02961 | -0.021536 | -0.0086396 | -0.0076283 | 0.34958 | 0.099551 | -0.26222 | 0.34958 | 0.32576 | 0.44453 | 0.17283 | -0.2866 | 0.44453 | 0.41437 | 0.014345 | 0.59773 | 0.15005 | 0.81086 | 14.5434 | -0.0086396 | -0.02961 | -0.021536 | -0.0086396 | -0.0076283 | 0.34958 | 0.099551 | -0.26222 | 0.34958 | 0.32576 | 0.44453 | 0.17283 | -0.2866 | 0.44453 | 0.41437
9 | 0.33 | 0.47 | South/Central | SC | Columbia.Metro.AP.723100 | 3 | 1050192 | 35.9991 | 13.5346 | 54.9857 | 35.9139 | 19.0718 | 1086.5 | 0.9396 | -48.27 | 3.6299 | -2.6903 | -61.0695 | -0.52232 | -65.7 | 2.1709 | -2.6932 | -80.0107 | 0.04057 | -90.92 | 4.178 | -4.1374 | -112.0384 | 0.9396 | -48.27 | 3.6299 | -2.6903 | -61.0695 | 1.0101 | -49.93 | 3.8112 | -2.8011 | -63.1721 | 0.014345 | 0.51639 | 0.19415 | 0.78875 | 15.5853 | 0.013478 | -0.0074924 | 0.00058196 | 0.013478 | 0.014489 | -0.69241 | -0.94244 | -1.3042 | -0.69241 | -0.71622 | -0.87601 | -1.1477 | -1.6071 | -0.87601 | -0.90618 | 0.014345 | 0.51639 | 0.19415 | 0.78875 | 15.5853 | 0.013478 | -0.0074924 | 0.00058196 | 0.013478 | 0.014489 | -0.69241 | -0.94244 | -1.3042 | -0.69241 | -0.71622 | -0.87601 | -1.1477 | -1.6071 | -0.87601 | -0.90618
10 | 0.33 | 0.42 | South/Central | SC | Columbia.Metro.AP.723100 | 3 | 1050192 | 36.8542 | 12.8825 | 54.9782 | 36.767 | 18.2112 | 1067.4 | 0.94714 | -29.17 | 2.7769 | -1.8297 | -37.5585 | -0.51478 | -46.6 | 1.3178 | -1.8326 | -56.4998 | 0.048106 | -71.82 | 3.3249 | -3.2768 | -88.5275 | 0.94714 | -29.17 | 2.7769 | -1.8297 | -37.5585 | 1.0176 | -30.83 | 2.9581 | -1.9405 | -39.6612 | 0.014345 | 0.52866 | 0.18479 | 0.78864 | 15.3114 | 0.013586 | -0.0073843 | 0.00069006 | 0.013586 | 0.014598 | -0.41843 | -0.66846 | -1.0302 | -0.41843 | -0.44224 | -0.53876 | -0.81046 | -1.2699 | -0.53876 | -0.56892 | 0.014345 | 0.52866 | 0.18479 | 0.78864 | 15.3114 | 0.013586 | -0.0073843 | 0.00069006 | 0.013586 | 0.014598 | -0.41843 | -0.66846 | -1.0302 | -0.41843 | -0.44224 | -0.53876 | -0.81046 | -1.2699 | -0.53876 | -0.56892
11 | 0.33 | 0.37 | South/Central | SC | Columbia.Metro.AP.723100 | 3 | 1050192 | 37.7091 | 12.3005 | 55.0608 | 37.6199 | 17.4409 | 1051.37 | 0.86456 | -13.14 | 1.924 | -1.0594 | -17.6671 | -0.59735 | -30.57 | 0.46494 | -1.0623 | -36.6084 | -0.034465 | -55.79 | 2.472 | -2.5065 | -68.6361 | 0.86456 | -13.14 | 1.924 | -1.0594 | -17.6671 | 0.93507 | -14.8 | 2.1052 | -1.1702 | -19.7698 | 0.014345 | 0.54092 | 0.17644 | 0.78982 | 15.0814 | 0.012402 | -0.0085687 | -0.00049439 | 0.012402 | 0.013413 | -0.18849 | -0.43851 | -0.80028 | -0.18849 | -0.2123 | -0.25343 | -0.52513 | -0.98455 | -0.25343 | -0.28359 | 0.014345 | 0.54092 | 0.17644 | 0.78982 | 15.0814 | 0.012402 | -0.0085687 | -0.00049439 | 0.012402 | 0.013413 | -0.18849 | -0.43851 | -0.80028 | -0.18849 | -0.2123 | -0.25343 | -0.52513 | -0.98455 | -0.25343 | -0.28359
12 | 0.33 | 0.32 | South/Central | SC | Columbia.Metro.AP.723100 | 3 | 1050192 | 38.6548 | 11.7286 | 55.244 | 38.5633 | 16.6806 | 1036.75 | 0.68138 | 1.48 | 0.98055 | -0.29917 | 0.65264 | -0.78053 | -15.95 | -0.4785 | -0.30204 | -18.2886 | -0.21765 | -41.17 | 1.5286 | -1.7462 | -50.3163 | 0.68138 | 1.48 | 0.98055 | -0.29917 | 0.65264 | 0.75188 | -0.18 | 1.1618 | -0.4099 | -1.45 | 0.014345 | 0.55449 | 0.16824 | 0.79245 | 14.8717 | 0.0097741 | -0.011196 | -0.0031221 | 0.0097741 | 0.010785 | 0.02123 | -0.2288 | -0.59056 | 0.02123 | -0.002582 | 0.0093618 | -0.26234 | -0.72176 | 0.0093618 | -0.0208 | 0.014345 | 0.55449 | 0.16824 | 0.79245 | 14.8717 | 0.0097741 | -0.011196 | -0.0031221 | 0.0097741 | 0.010785 | 0.02123 | -0.2288 | -0.59056 | 0.02123 | -0.002582 | 0.0093618 | -0.26234 | -0.72176 | 0.0093618 | -0.0208
13 | 0.33 | 0.27 | South/Central | SC | Columbia.Metro.AP.723100 | 3 | 1050192 | 39.2883 | 11.3864 | 55.4044 | 39.1953 | 16.209 | 1028.22 | 0.52097 | 10.01 | 0.34855 | 0.17242 | 11.4129 | -0.94095 | -7.42 | -1.1105 | 0.16955 | -7.5283 | -0.37806 | -32.64 | 0.89658 | -1.2746 | -39.556 | 0.52097 | 10.01 | 0.34855 | 0.17242 | 11.4129 | 0.59147 | 8.35 | 0.52978 | 0.061694 | 9.3103 | 0.014345 | 0.56357 | 0.16333 | 0.79475 | 14.7493 | 0.0074731 | -0.013497 | -0.0054231 | 0.0074731 | 0.0084844 | 0.14359 | -0.10644 | -0.46821 | 0.14359 | 0.11978 | 0.16371 | -0.10799 | -0.56741 | 0.16371 | 0.13355 | 0.014345 | 0.56357 | 0.16333 | 0.79475 | 14.7493 | 0.0074731 | -0.013497 | -0.0054231 | 0.0074731 | 0.0084844 | 0.14359 | -0.10644 | -0.46821 | 0.14359 | 0.11978 | 0.16371 | -0.10799 | -0.56741 | 0.16371 | 0.13355
14 | 0.33 | 0.23 | South/Central | SC | Columbia.Metro.AP.723100 | 3 | 1050192 | 39.6703 | 11.2055 | 55.5149 | 39.5765 | 15.9385 | 1023.52 | 0.41039 | 14.71 | -0.032572 | 0.44296 | 17.3466 | -1.0515 | -2.72 | -1.4916 | 0.4401 | -1.5946 | -0.48864 | -27.94 | 0.51546 | -1.0041 | -33.6224 | 0.41039 | 14.71 | -0.032572 | 0.44296 | 17.3466 | 0.48089 | 13.05 | 0.14865 | 0.33224 | 15.244 | 0.014345 | 0.56905 | 0.16074 | 0.79634 | 14.6819 | 0.0058869 | -0.015084 | -0.0070093 | 0.0058869 | 0.0068982 | 0.21101 | -0.039017 | -0.40079 | 0.21101 | 0.1872 | 0.24883 | -0.022874 | -0.4823 | 0.24883 | 0.21867 | 0.014345 | 0.56905 | 0.16074 | 0.79634 | 14.6819 | 0.0058869 | -0.015084 | -0.0070093 | 0.0058869 | 0.0068982 | 0.21101 | -0.039017 | -0.40079 | 0.21101 | 0.1872 | 0.24883 | -0.022874 | -0.4823 | 0.24883 | 0.21867
15 | 0.33 | 0.19 | South/Central | SC | Columbia.Metro.AP.723100 | 3 | 1050192 | 40.5861 | 10.7217 | 55.7762 | 40.4901 | 15.2861 | 1012.22 | 0.14912 | 26.01 | -0.94623 | 1.0954 | 31.7244 | -1.3128 | 8.58 | -2.4053 | 1.0925 | 12.7831 | -0.74991 | -16.64 | -0.3982 | -0.3517 | -19.2446 | 0.14912 | 26.01 | -0.94623 | 1.0954 | 31.7244 | 0.21962 | 24.35 | -0.76501 | 0.98463 | 29.6217 | 0.014345 | 0.58219 | 0.1538 | 0.80008 | 14.5198 | 0.0021391 | -0.018831 | -0.010757 | 0.0021391 | 0.0031504 | 0.3731 | 0.12308 | -0.23869 | 0.3731 | 0.34929 | 0.45507 | 0.18337 | -0.27605 | 0.45507 | 0.42491 | 0.014345 | 0.58219 | 0.1538 | 0.80008 | 14.5198 | 0.0021391 | -0.018831 | -0.010757 | 0.0021391 | 0.0031504 | 0.3731 | 0.12308 | -0.23869 | 0.3731 | 0.34929 | 0.45507 | 0.18337 | -0.27605 | 0.45507 | 0.42491
16 | 0.33 | 0.17 | South/Central | SC | Columbia.Metro.AP.723100 | 3 | 1050192 | 41.0788 | 10.4702 | 55.9276 | 40.9816 | 14.9459 | 1006.51 | -0.0022278 | 31.72 | -1.4378 | 1.4355 | 39.0263 | -1.4641 | 14.29 | -2.8968 | 1.4327 | 20.085 | -0.90126 | -10.93 | -0.88973 | -0.011529 | -11.9427 | -0.0022278 | 31.72 | -1.4378 | 1.4355 | 39.0263 | 0.068274 | 30.06 | -1.2565 | 1.3248 | 36.9236 | 0.014345 | 0.58926 | 0.15019 | 0.80226 | 14.4379 | -3.1957e-05 | -0.021002 | -0.012928 | -3.1957e-05 | 0.00097935 | 0.45501 | 0.20498 | -0.15679 | 0.45501 | 0.4312 | 0.55981 | 0.28811 | -0.17131 | 0.55981 | 0.52965 | 0.014345 | 0.58926 | 0.15019 | 0.80226 | 14.4379 | -3.1957e-05 | -0.021002 | -0.012928 | -3.1957e-05 | 0.00097935 | 0.45501 | 0.20498 | -0.15679 | 0.45501 | 0.4312 | 0.55981 | 0.28811 | -0.17131 | 0.55981 | 0.52965
17 | 0.3 | 0.47 | South/Central | SC | Columbia.Metro.AP.723100 | 3 | 1050192 | 35.1377 | 13.5747 | 54.145 | 35.0545 | 19.0905 | 1076.92 | 1.7803 | -38.69 | 4.4894 | -2.7091 | -50.7317 | 0.31841 | -56.12 | 3.0304 | -2.712 | -69.6729 | 0.8813 | -81.34 | 5.0375 | -4.1562 | -101.7007 | 1.7803 | -38.69 | 4.4894 | -2.7091 | -50.7317 | 1.8508 | -40.35 | 4.6706 | -2.8198 | -52.8343 | 0.014345 | 0.50403 | 0.19472 | 0.77669 | 15.4479 | 0.025538 | 0.0045675 | 0.012642 | 0.025538 | 0.026549 | -0.55499 | -0.80502 | -1.1668 | -0.55499 | -0.5788 | -0.72772 | -0.99943 | -1.4588 | -0.72772 | -0.75788 | 0.014345 | 0.50403 | 0.19472 | 0.77669 | 15.4479 | 0.025538 | 0.0045675 | 0.012642 | 0.025538 | 0.026549 | -0.55499 | -0.80502 | -1.1668 | -0.55499 | -0.5788 | -0.72772 | -0.99943 | -1.4588 | -0.72772 | -0.75788
18 | 0.3 | 0.42 | South/Central | SC | Columbia.Metro.AP.723100 | 3 | 1050192 | 35.9831 | 12.9129 | 54.1182 | 35.8979 | 18.2203 | 1057.37 | 1.8072 | -19.14 | 3.646 | -1.8388 | -26.7094 | 0.34526 | -36.57 | 2.187 | -1.8417 | -45.6506 | 0.90814 | -61.79 | 4.194 | -3.2859 | -77.6783 | 1.8072 | -19.14 | 3.646 | -1.8388 | -26.7094 | 1.8777 | -20.8 | 3.8272 | -1.9496 | -28.812 | 0.014345 | 0.51616 | 0.18523 | 0.7763 | 15.1675 | 0.025923 | 0.0049526 | 0.013027 | 0.025923 | 0.026934 | -0.27455 | -0.52458 | -0.88635 | -0.27455 | -0.29837 | -0.38313 | -0.65484 | -1.1143 | -0.38313 | -0.4133 | 0.014345 | 0.51616 | 0.18523 | 0.7763 | 15.1675 | 0.025923 | 0.0049526 | 0.013027 | 0.025923 | 0.026934 | -0.27455 | -0.52458 | -0.88635 | -0.27455 | -0.29837 | -0.38313 | -0.65484 | -1.1143 | -0.38313 | -0.4133
19 | 0.3 | 0.37 | South/Central | SC | Columbia.Metro.AP.723100 | 3 | 1050192 | 36.8371 | 12.3311 | 54.2091 | 36.7499 | 17.4592 | 1041.65 | 1.7163 | -3.42 | 2.794 | -1.0777 | -7.1745 | 0.25436 | -20.85 | 1.3349 | -1.0806 | -26.1158 | 0.81725 | -46.07 | 3.342 | -2.5248 | -58.1435 | 1.7163 | -3.42 | 2.794 | -1.0777 | -7.1745 | 1.7868 | -5.08 | 2.9752 | -1.1884 | -9.2772 | 0.014345 | 0.52841 | 0.17688 | 0.7776 | 14.942 | 0.024619 | 0.0036487 | 0.011723 | 0.024619 | 0.025631 | -0.049058 | -0.29908 | -0.66085 | -0.049058 | -0.07287 | -0.10292 | -0.37462 | -0.83404 | -0.10292 | -0.13308 | 0.014345 | 0.52841 | 0.17688 | 0.7776 | 14.942 | 0.024619 | 0.0036487 | 0.011723 | 0.024619 | 0.025631 | -0.049058 | -0.29908 | -0.66085 | -0.049058 | -0.07287 | -0.10292 | -0.37462 | -0.83404 | -0.10292 | -0.13308
20 | 0.3 | 0.32 | South/Central | SC | Columbia.Metro.AP.723100 | 3 | 1050192 | 37.773 | 11.7584 | 54.3816 | 37.6836 | 16.698 | 1026.88 | 1.5437 | 11.35 | 1.8603 | -0.31659 | 11.3059 | 0.081811 | -6.08 | 0.40126 | -0.31945 | -7.6354 | 0.6447 | -31.3 | 2.4083 | -1.7636 | -39.6631 | 1.5437 | 11.35 | 1.8603 | -0.31659 | 11.3059 | 1.6142 | 9.69 | 2.0415 | -0.42731 | 9.2032 | 0.014345 | 0.54184 | 0.16867 | 0.78008 | 14.7301 | 0.022144 | 0.0011735 | 0.0092479 | 0.022144 | 0.023155 | 0.16281 | -0.087215 | -0.44898 | 0.16281 | 0.139 | 0.16218 | -0.10953 | -0.56895 | 0.16218 | 0.13202 | 0.014345 | 0.54184 | 0.16867 | 0.78008 | 14.7301 | 0.022144 | 0.0011735 | 0.0092479 | 0.022144 | 0.023155 | 0.16281 | -0.087215 | -0.44898 | 0.16281 | 0.139 | 0.16218 | -0.10953 | -0.56895 | 0.16218 | 0.13202
21 | 0.3 | 0.27 | South/Central | SC | Columbia.Metro.AP.723100 | 3 | 1050192 | 38.3969 | 11.407 | 54.5136 | 38.306 | 16.2076 | 1017.59 | 1.4117 | 20.64 | 1.2378 | 0.17389 | 22.9468 | -0.050177 | 3.21 | -0.2212 | 0.17103 | 4.0055 | 0.51271 | -22.01 | 1.7859 | -1.2732 | -28.0222 | 1.4117 | 20.64 | 1.2378 | 0.17389 | 22.9468 | 1.4822 | 18.98 | 1.4191 | 0.063169 | 20.8441 | 0.014345 | 0.55079 | 0.16363 | 0.78197 | 14.5969 | 0.020251 | -0.00071976 | 0.0073546 | 0.020251 | 0.021262 | 0.29607 | 0.046046 | -0.31572 | 0.29607 | 0.27226 | 0.32916 | 0.057458 | -0.40197 | 0.32916 | 0.299 | 0.014345 | 0.55079 | 0.16363 | 0.78197 | 14.5969 | 0.020251 | -0.00071976 | 0.0073546 | 0.020251 | 0.021262 | 0.29607 | 0.046046 | -0.31572 | 0.29607 | 0.27226 | 0.32916 | 0.057458 | -0.40197 | 0.32916 | 0.299
22 | 0.3 | 0.23 | South/Central | SC | Columbia.Metro.AP.723100 | 3 | 1050192 | 38.7789 | 11.2258 | 54.6239 | 38.6872 | 15.9368 | 1012.92 | 1.3014 | 25.31 | 0.85672 | 0.44467 | 28.8896 | -0.16053 | 7.88 | -0.60233 | 0.4418 | 9.9484 | 0.40236 | -17.34 | 1.4048 | -1.0024 | -22.0794 | 1.3014 | 25.31 | 0.85672 | 0.44467 | 28.8896 | 1.3719 | 23.65 | 1.0379 | 0.33394 | 26.787 | 0.014345 | 0.55627 | 0.16103 | 0.78356 | 14.5299 | 0.018668 | -0.0023027 | 0.0057717 | 0.018668 | 0.019679 | 0.36306 | 0.11303 | -0.24873 | 0.36306 | 0.33925 | 0.41441 | 0.1427 | -0.31672 | 0.41441 | 0.38425 | 0.014345 | 0.55627 | 0.16103 | 0.78356 | 14.5299 | 0.018668 | -0.0023027 | 0.0057717 | 0.018668 | 0.019679 | 0.36306 | 0.11303 | -0.24873 | 0.36306 | 0.33925 | 0.41441 | 0.1427 | -0.31672 | 0.41441 | 0.38425
23 | 0.3 | 0.19 | South/Central | SC | Columbia.Metro.AP.723100 | 3 | 1050192 | 39.6943 | 10.7324 | 54.875 | 39.6004 | 15.2747 | 1001.27 | 1.0503 | 36.96 | -0.056505 | 1.1068 | 43.6631 | -0.41163 | 19.53 | -1.5156 | 1.1039 | 24.7219 | 0.15125 | -5.69 | 0.49153 | -0.34027 | -7.3058 | 1.0503 | 36.96 | -0.056505 | 1.1068 | 43.6631 | 1.1208 | 35.3 | 0.12472 | 0.99606 | 41.5605 | 0.014345 | 0.5694 | 0.15395 | 0.78716 | 14.3628 | 0.015066 | -0.0059047 | 0.0021696 | 0.015066 | 0.016077 | 0.53017 | 0.28015 | -0.08162 | 0.53017 | 0.50636 | 0.62633 | 0.35462 | -0.1048 | 0.62633 | 0.59617 | 0.014345 | 0.5694 | 0.15395 | 0.78716 | 14.3628 | 0.015066 | -0.0059047 | 0.0021696 | 0.015066 | 0.016077 | 0.53017 | 0.28015 | -0.08162 | 0.53017 | 0.50636 | 0.62633 | 0.35462 | -0.1048 | 0.62633 | 0.59617
24 | 0.3 | 0.17 | South/Central | SC | Columbia.Metro.AP.723100 | 3 | 1050192 | 40.187 | 10.4807 | 55.0263 | 40.0919 | 14.9344 | 995.58 | 0.89903 | 42.65 | -0.54803 | 1.4471 | 50.969 | -0.56289 | 25.22 | -2.0071 | 1.4442 | 32.0277 | 0 | 0 | 0 | 0 | 0 | 0.89903 | 42.65 | -0.54803 | 1.4471 | 50.969 | 0.96953 | 40.99 | -0.36681 | 1.3363 | 48.8663 | 0.014345 | 0.57646 | 0.15034 | 0.78933 | 14.2811 | 0.012896 | -0.0080743 | 0 | 0.012896 | 0.013907 | 0.61179 | 0.36177 | 0 | 0.61179 | 0.58798 | 0.73113 | 0.45942 | 0 | 0.73113 | 0.70097 | 0.014345 | 0.57646 | 0.15034 | 0.78933 | 14.2811 | 0.012896 | -0.0080743 | 0 | 0.012896 | 0.013907 | 0.61179 | 0.36177 | 0 | 0.61179 | 0.58798 | 0.73113 | 0.45942 | 0 | 0.73113 | 0.70097
25 | 0.28 | 0.47 | South/Central | SC | Columbia.Metro.AP.723100 | 3 | 1050192 | 34.7276 | 13.4647 | 53.5841 | 34.6454 | 18.9388 | 1066.91 | 2.3412 | -28.68 | 4.8985 | -2.5573 | -39.3654 | 0.87929 | -46.11 | 3.4395 | -2.5602 | -58.3067 | 1.4422 | -71.33 | 5.4466 | -4.0044 | -90.3344 | 2.3412 | -28.68 | 4.8985 | -2.5573 | -39.3654 | 2.4117 | -30.34 | 5.0797 | -2.668 | -41.4681 | 0.014345 | 0.49815 | 0.19315 | 0.76864 | 15.3043 | 0.033584 | 0.012613 | 0.020687 | 0.033584 | 0.034595 | -0.4114 | -0.66143 | -1.0232 | -0.4114 | -0.43521 | -0.56468 | -0.83638 | -1.2958 | -0.56468 | -0.59484 | 0.014345 | 0.49815 | 0.19315 | 0.76864 | 15.3043 | 0.033584 | 0.012613 | 0.020687 | 0.033584 | 0.034595 | -0.4114 | -0.66143 | -1.0232 | -0.4114 | -0.43521 | -0.56468 | -0.83638 | -1.2958 | -0.56468 | -0.59484
26 | 0.28 | 0.42 | South/Central | SC | Columbia.Metro.AP.723100 | 3 | 1050192 | 35.4324 | 12.9035 | 53.5374 | 35.3485 | 18.1889 | 1049.8 | 2.3879 | -11.57 | 4.1954 | -1.8075 | -18.3623 | 0.92601 | -29 | 2.7364 | -1.8103 | -37.3035 | 1.4889 | -54.22 | 4.7434 | -3.2545 | -69.3312 | 2.3879 | -11.57 | 4.1954 | -1.8075 | -18.3623 | 2.4584 | -13.23 | 4.3766 | -1.9182 | -20.4649 | 0.014345 | 0.50826 | 0.1851 | 0.76797 | 15.0589 | 0.034254 | 0.013283 | 0.021358 | 0.034254 | 0.035265 | -0.16597 | -0.41599 | -0.77776 | -0.16597 | -0.18978 | -0.2634 | -0.5351 | -0.99452 | -0.2634 | -0.29356 | 0.014345 | 0.50826 | 0.1851 | 0.76797 | 15.0589 | 0.034254 | 0.013283 | 0.021358 | 0.034254 | 0.035265 | -0.16597 | -0.41599 | -0.77776 | -0.16597 | -0.18978 | -0.2634 | -0.5351 | -0.99452 | -0.2634 | -0.29356
27 | 0.28 | 0.37 | South/Central | SC | Columbia.Metro.AP.723100 | 3 | 1050192 | 36.1364 | 12.4214 | 53.5987 | 36.0508 | 17.548 | 1036.34 | 2.3266 | 1.89 | 3.4931 | -1.1665 | -1.7162 | 0.86467 | -15.54 | 2.0341 | -1.1694 | -20.6574 | 1.4276 | -40.76 | 4.0411 | -2.6136 | -52.6851 | 2.3266 | 1.89 | 3.4931 | -1.1665 | -1.7162 | 2.3971 | 0.23 | 3.6743 | -1.2772 | -3.8188 | 0.014345 | 0.51836 | 0.17818 | 0.76885 | 14.8658 | 0.033374 | 0.012403 | 0.020478 | 0.033374 | 0.034385 | 0.027111 | -0.22291 | -0.58468 | 0.027111 | 0.0032992 | -0.024617 | -0.29632 | -0.75574 | -0.024617 | -0.054779 | 0.014345 | 0.51836 | 0.17818 | 0.76885 | 14.8658 | 0.033374 | 0.012403 | 0.020478 | 0.033374 | 0.034385 | 0.027111 | -0.22291 | -0.58468 | 0.027111 | 0.0032992 | -0.024617 | -0.29632 | -0.75574 | -0.024617 | -0.054779
28 | 0.28 | 0.32 | South/Central | SC | Columbia.Metro.AP.723100 | 3 | 1050192 | 36.9804 | 11.8996 | 53.7502 | 36.8928 | 16.8574 | 1022.92 | 2.1751 | 15.31 | 2.651 | -0.47593 | 15.1176 | 0.71319 | -2.12 | 1.192 | -0.47879 | -3.8236 | 1.2761 | -27.34 | 3.1991 | -1.923 | -35.8513 | 2.1751 | 15.31 | 2.651 | -0.47593 | 15.1176 | 2.2456 | 13.65 | 2.8323 | -0.58665 | 13.015 | 0.014345 | 0.53047 | 0.17069 | 0.77102 | 14.6733 | 0.031201 | 0.01023 | 0.018305 | 0.031201 | 0.032212 | 0.21961 | -0.03041 | -0.39218 | 0.21961 | 0.1958 | 0.21686 | -0.054848 | -0.51427 | 0.21686 | 0.18669 | 0.014345 | 0.53047 | 0.17069 | 0.77102 | 14.6733 | 0.031201 | 0.01023 | 0.018305 | 0.031201 | 0.032212 | 0.21961 | -0.03041 | -0.39218 | 0.21961 | 0.1958 | 0.21686 | -0.054848 | -0.51427 | 0.21686 | 0.18669
29 | 0.28 | 0.27 | South/Central | SC | Columbia.Metro.AP.723100 | 3 | 1050192 | 37.6254 | 11.5373 | 53.8826 | 37.5363 | 16.3463 | 1013.17 | 2.0428 | 25.06 | 2.0076 | 0.035175 | 27.3152 | 0.58086 | 7.63 | 0.54855 | 0.03231 | 8.374 | 1.1437 | -17.59 | 2.5556 | -1.4119 | -23.6538 | 2.0428 | 25.06 | 2.0076 | 0.035175 | 27.3152 | 2.1133 | 23.4 | 2.1888 | -0.075548 | 25.2126 | 0.014345 | 0.53972 | 0.1655 | 0.77292 | 14.5335 | 0.029303 | 0.0083322 | 0.016407 | 0.029303 | 0.030314 | 0.35947 | 0.10945 | -0.25232 | 0.35947 | 0.33566 | 0.39182 | 0.12012 | -0.3393 | 0.39182 | 0.36166 | 0.014345 | 0.53972 | 0.1655 | 0.77292 | 14.5335 | 0.029303 | 0.0083322 | 0.016407 | 0.029303 | 0.030314 | 0.35947 | 0.10945 | -0.25232 | 0.35947 | 0.33566 | 0.39182 | 0.12012 | -0.3393 | 0.39182 | 0.36166
30 | 0.28 | 0.23 | South/Central | SC | Columbia.Metro.AP.723100 | 3 | 1050192 | 38.1585 | 11.2458 | 54.0041 | 38.0682 | 15.9359 | 1005.51 | 1.9212 | 32.72 | 1.4757 | 0.44553 | 36.9109 | 0.45931 | 15.29 | 0.016645 | 0.44266 | 17.9696 | 1.0222 | -9.93 | 2.0237 | -1.0015 | -14.0581 | 1.9212 | 32.72 | 1.4757 | 0.44553 | 36.9109 | 1.9917 | 31.06 | 1.6569 | 0.33481 | 34.8082 | 0.014345 | 0.54737 | 0.16132 | 0.77466 | 14.4236 | 0.027559 | 0.0065886 | 0.014663 | 0.027559 | 0.02857 | 0.46935 | 0.21933 | -0.14244 | 0.46935 | 0.44554 | 0.52947 | 0.25777 | -0.20166 | 0.52947 | 0.49931 | 0.014345 | 0.54737 | 0.16132 | 0.77466 | 14.4236 | 0.027559 | 0.0065886 | 0.014663 | 0.027559 | 0.02857 | 0.46935 | 0.21933 | -0.14244 | 0.46935 | 0.44554 | 0.52947 | 0.25777 | -0.20166 | 0.52947 | 0.49931
31 | 0.28 | 0.19 | South/Central | SC | Columbia.Metro.AP.723100 | 3 | 1050192 | 39.0639 | 10.7429 | 54.2451 | 38.9714 | 15.2736 | 993.76 | 1.6802 | 44.47 | 0.57244 | 1.1078 | 51.8192 | 0.21833 | 27.04 | -0.88661 | 1.1049 | 32.878 | 0.78121 | 1.82 | 1.1205 | -0.33926 | 0.85025 | 1.6802 | 44.47 | 0.57244 | 1.1078 | 51.8192 | 1.7507 | 42.81 | 0.75366 | 0.99708 | 49.7166 | 0.014345 | 0.56035 | 0.1541 | 0.77812 | 14.255 | 0.024102 | 0.0031318 | 0.011206 | 0.024102 | 0.025114 | 0.6379 | 0.38788 | 0.026107 | 0.6379 | 0.61409 | 0.74332 | 0.47162 | 0.012196 | 0.74332 | 0.71316 | 0.014345 | 0.56035 | 0.1541 | 0.77812 | 14.255 | 0.024102 | 0.0031318 | 0.011206 | 0.024102 | 0.025114 | 0.6379 | 0.38788 | 0.026107 | 0.6379 | 0.61409 | 0.74332 | 0.47162 | 0.012196 | 0.74332 | 0.71316
32 | 0.28 | 0.17 | South/Central | SC | Columbia.Metro.AP.723100 | 3 | 1050192 | 39.5559 | 10.5007 | 54.405 | 39.4622 | 14.9427 | 988.39 | 1.5204 | 49.84 | 0.081644 | 1.4387 | 58.759 | 0.058443 | 32.41 | -1.3774 | 1.4358 | 39.8178 | 0.62133 | 7.19 | 0.62968 | -0.0083463 | 7.79 | 1.5204 | 49.84 | 0.081644 | 1.4387 | 58.759 | 1.5909 | 48.18 | 0.26287 | 1.328 | 56.6564 | 0.014345 | 0.56741 | 0.15063 | 0.78041 | 14.178 | 0.021809 | 0.00083834 | 0.0089127 | 0.021809 | 0.02282 | 0.71493 | 0.46491 | 0.10314 | 0.71493 | 0.69112 | 0.84287 | 0.57117 | 0.11174 | 0.84287 | 0.81271 | 0.014345 | 0.56741 | 0.15063 | 0.78041 | 14.178 | 0.021809 | 0.00083834 | 0.0089127 | 0.021809 | 0.02282 | 0.71493 | 0.46491 | 0.10314 | 0.71493 | 0.69112 | 0.84287 | 0.57117 | 0.11174 | 0.84287 | 0.81271
33 | 0.27 | 0.47 | South/Central | SC | Columbia.Metro.AP.723100 | 3 | 1050192 | 34.477 | 13.4453 | 53.304 | 34.3953 | 18.9087 | 1062.92 | 2.6213 | -24.69 | 5.1486 | -2.5273 | -34.9345 | 1.1594 | -42.12 | 3.6896 | -2.5302 | -53.8758 | 1.7223 | -67.34 | 5.6966 | -3.9744 | -85.9035 | 2.6213 | -24.69 | 5.1486 | -2.5273 | -34.9345 | 2.6918 | -26.35 | 5.3298 | -2.638 | -37.0372 | 0.014345 | 0.49456 | 0.19287 | 0.76462 | 15.2471 | 0.037601 | 0.016631 | 0.024705 | 0.037601 | 0.038613 | -0.35417 | -0.60419 | -0.96596 | -0.35417 | -0.37798 | -0.50112 | -0.77282 | -1.2322 | -0.50112 | -0.53128 | 0.014345 | 0.49456 | 0.19287 | 0.76462 | 15.2471 | 0.037601 | 0.016631 | 0.024705 | 0.037601 | 0.038613 | -0.35417 | -0.60419 | -0.96596 | -0.35417 | -0.37798 | -0.50112 | -0.77282 | -1.2322 | -0.50112 | -0.53128
34 | 0.27 | 0.42 | South/Central | SC | Columbia.Metro.AP.723100 | 3 | 1050192 | 35.161 | 12.9035 | 53.256 | 35.0777 | 18.1783 | 1046.22 | 2.6693 | -7.99 | 4.4662 | -1.7968 | -14.4419 | 1.2074 | -25.42 | 3.0071 | -1.7997 | -33.3832 | 1.7703 | -50.64 | 5.0142 | -3.2439 | -65.4109 | 2.6693 | -7.99 | 4.4662 | -1.7968 | -14.4419 | 2.7398 | -9.65 | 4.6474 | -1.9076 | -16.5446 | 0.014345 | 0.50437 | 0.1851 | 0.76393 | 15.0075 | 0.03829 | 0.01732 | 0.025394 | 0.03829 | 0.039302 | -0.11461 | -0.36464 | -0.72641 | -0.11461 | -0.13842 | -0.20716 | -0.47887 | -0.93829 | -0.20716 | -0.23732 | 0.014345 | 0.50437 | 0.1851 | 0.76393 | 15.0075 | 0.03829 | 0.01732 | 0.025394 | 0.03829 | 0.039302 | -0.11461 | -0.36464 | -0.72641 | -0.11461 | -0.13842 | -0.20716 | -0.47887 | -0.93829 | -0.20716 | -0.23732
35 | 0.27 | 0.37 | South/Central | SC | Columbia.Metro.AP.723100 | 3 | 1050192 | 35.7448 | 12.5121 | 53.3177 | 35.6601 | 17.6576 | 1035.44 | 2.6077 | 2.79 | 3.8838 | -1.2761 | -1.0718 | 1.1457 | -14.64 | 2.4248 | -1.279 | -20.013 | 1.7086 | -39.86 | 4.4318 | -2.7232 | -52.0407 | 2.6077 | 2.79 | 3.8838 | -1.2761 | -1.0718 | 2.6782 | 1.13 | 4.065 | -1.3869 | -3.1744 | 0.014345 | 0.51274 | 0.17948 | 0.76482 | 14.8529 | 0.037406 | 0.016435 | 0.02451 | 0.037406 | 0.038417 | 0.040021 | -0.21 | -0.57177 | 0.040021 | 0.016209 | -0.015374 | -0.28708 | -0.7465 | -0.015374 | -0.045536 | 0.014345 | 0.51274 | 0.17948 | 0.76482 | 14.8529 | 0.037406 | 0.016435 | 0.02451 | 0.037406 | 0.038417 | 0.040021 | -0.21 | -0.57177 | 0.040021 | 0.016209 | -0.015374 | -0.28708 | -0.7465 | -0.015374 | -0.045536
36 | 0.27 | 0.32 | South/Central | SC | Columbia.Metro.AP.723100 | 3 | 1050192 | 36.4995 | 12.0402 | 53.4308 | 36.4131 | 17.0178 | 1022.65 | 2.4945 | 15.58 | 3.1308 | -0.6363 | 14.8761 | 1.0326 | -1.85 | 1.6718 | -0.63917 | -4.0652 | 1.5955 | -27.07 | 3.6789 | -2.0834 | -36.0929 | 2.4945 | 15.58 | 3.1308 | -0.6363 | 14.8761 | 2.565 | 13.92 | 3.3121 | -0.74702 | 12.7734 | 0.014345 | 0.52357 | 0.17271 | 0.76644 | 14.6694 | 0.035783 | 0.014812 | 0.022887 | 0.035783 | 0.036794 | 0.22349 | -0.026537 | -0.38831 | 0.22349 | 0.19968 | 0.21339 | -0.058313 | -0.51774 | 0.21339 | 0.18323 | 0.014345 | 0.52357 | 0.17271 | 0.76644 | 14.6694 | 0.035783 | 0.014812 | 0.022887 | 0.035783 | 0.036794 | 0.22349 | -0.026537 | -0.38831 | 0.22349 | 0.19968 | 0.21339 | -0.058313 | -0.51774 | 0.21339 | 0.18323
37 | 0.27 | 0.27 | South/Central | SC | Columbia.Metro.AP.723100 | 3 | 1050192 | 37.2238 | 11.6171 | 53.5708 | 37.1356 | 16.4351 | 1011.4 | 2.3546 | 26.83 | 2.4083 | -0.053686 | 28.9209 | 0.89266 | 9.4 | 0.94921 | -0.056551 | 9.9797 | 1.4555 | -15.82 | 2.9563 | -1.5007 | -22.0481 | 2.3546 | 26.83 | 2.4083 | -0.053686 | 28.9209 | 2.4251 | 25.17 | 2.5895 | -0.16441 | 26.8182 | 0.014345 | 0.53396 | 0.16664 | 0.76845 | 14.5081 | 0.033775 | 0.012805 | 0.020879 | 0.033775 | 0.034787 | 0.38486 | 0.13484 | -0.22693 | 0.38486 | 0.36105 | 0.41486 | 0.14315 | -0.31627 | 0.41486 | 0.3847 | 0.014345 | 0.53396 | 0.16664 | 0.76845 | 14.5081 | 0.033775 | 0.012805 | 0.020879 | 0.033775 | 0.034787 | 0.38486 | 0.13484 | -0.22693 | 0.38486 | 0.36105 | 0.41486 | 0.14315 | -0.31627 | 0.41486 | 0.3847
38 | 0.27 | 0.23 | South/Central | SC | Columbia.Metro.AP.723100 | 3 | 1050192 | 37.848 | 11.2556 | 53.7026 | 37.7584 | 15.9442 | 1002.11 | 2.2227 | 36.12 | 1.7855 | 0.43722 | 40.5749 | 0.7608 | 18.69 | 0.32645 | 0.43435 | 21.6336 | 1.3237 | -6.53 | 2.3335 | -1.0098 | -10.3941 | 2.2227 | 36.12 | 1.7855 | 0.43722 | 40.5749 | 2.2932 | 34.46 | 1.9667 | 0.32649 | 38.4722 | 0.014345 | 0.54291 | 0.16146 | 0.77034 | 14.3748 | 0.031884 | 0.010913 | 0.018988 | 0.031884 | 0.032895 | 0.51812 | 0.2681 | -0.09367 | 0.51812 | 0.49431 | 0.58203 | 0.31032 | -0.1491 | 0.58203 | 0.55187 | 0.014345 | 0.54291 | 0.16146 | 0.77034 | 14.3748 | 0.031884 | 0.010913 | 0.018988 | 0.031884 | 0.032895 | 0.51812 | 0.2681 | -0.09367 | 0.51812 | 0.49431 | 0.58203 | 0.31032 | -0.1491 | 0.58203 | 0.55187
39 | 0.27 | 0.19 | South/Central | SC | Columbia.Metro.AP.723100 | 3 | 1050192 | 38.7531 | 10.7529 | 53.9344 | 38.6613 | 15.273 | 990.09 | 1.991 | 48.14 | 0.88254 | 1.1084 | 55.8455 | 0.52905 | 30.71 | -0.57651 | 1.1056 | 36.9043 | 1.0919 | 5.49 | 1.4306 | -0.33863 | 4.8765 | 1.991 | 48.14 | 0.88254 | 1.1084 | 55.8455 | 2.0615 | 46.48 | 1.0638 | 0.9977 | 53.7429 | 0.014345 | 0.5559 | 0.15425 | 0.77366 | 14.2024 | 0.028559 | 0.007589 | 0.015663 | 0.028559 | 0.029571 | 0.69055 | 0.44052 | 0.078752 | 0.69055 | 0.66673 | 0.80108 | 0.52937 | 0.069952 | 0.80108 | 0.77092 | 0.014345 | 0.5559 | 0.15425 | 0.77366 | 14.2024 | 0.028559 | 0.007589 | 0.015663 | 0.028559 | 0.029571 | 0.69055 | 0.44052 | 0.078752 | 0.69055 | 0.66673 | 0.80108 | 0.52937 | 0.069952 | 0.80108 | 0.77092
40 | 0.27 | 0.17 | South/Central | SC | Columbia.Metro.AP.723100 | 3 | 1050192 | 39.2361 | 10.5021 | 54.0773 | 39.1432 | 14.9341 | 984.31 | 1.848 | 53.92 | 0.40068 | 1.4473 | 63.2215 | 0.38611 | 36.49 | -1.0584 | 1.4445 | 44.2803 | 0.94899 | 11.27 | 0.94872 | 0.00027746 | 12.2525 | 1.848 | 53.92 | 0.40068 | 1.4473 | 63.2215 | 1.9185 | 52.26 | 0.58191 | 1.3366 | 61.1189 | 0.014345 | 0.56282 | 0.15065 | 0.77571 | 14.1195 | 0.026509 | 0.0055385 | 0.013613 | 0.026509 | 0.02752 | 0.77346 | 0.52343 | 0.16166 | 0.77346 | 0.74965 | 0.90688 | 0.63518 | 0.17576 | 0.90688 | 0.87672 | 0.014345 | 0.56282 | 0.15065 | 0.77571 | 14.1195 | 0.026509 | 0.0055385 | 0.013613 | 0.026509 | 0.02752 | 0.77346 | 0.52343 | 0.16166 | 0.77346 | 0.74965 | 0.90688 | 0.63518 | 0.17576 | 0.90688 | 0.87672
41 | 0.26 | 0.47 | South/Central | SC | Columbia.Metro.AP.723100 | 3 | 1050192 | 34.2263 | 13.4345 | 53.0326 | 34.1452 | 18.8874 | 1059.22 | 2.8927 | -20.99 | 5.3987 | -2.506 | -30.8518 | 1.4308 | -38.42 | 3.9396 | -2.5088 | -49.793 | 1.9937 | -63.64 | 5.9467 | -3.953 | -81.8208 | 2.8927 | -20.99 | 5.3987 | -2.506 | -30.8518 | 2.9632 | -22.65 | 5.5799 | -2.6167 | -32.9544 | 0.014345 | 0.49096 | 0.19271 | 0.76073 | 15.194 | 0.041495 | 0.020524 | 0.028599 | 0.041495 | 0.042506 | -0.30109 | -0.55112 | -0.91289 | -0.30109 | -0.3249 | -0.44255 | -0.71426 | -1.1737 | -0.44255 | -0.47272 | 0.014345 | 0.49096 | 0.19271 | 0.76073 | 15.194 | 0.041495 | 0.020524 | 0.028599 | 0.041495 | 0.042506 | -0.30109 | -0.55112 | -0.91289 | -0.30109 | -0.3249 | -0.44255 | -0.71426 | -1.1737 | -0.44255 | -0.47272
42 | 0.26 | 0.42 | South/Central | SC | Columbia.Metro.AP.723100 | 3 | 1050192 | 34.8809 | 12.9038 | 52.9662 | 34.7983 | 18.168 | 1042.55 | 2.9591 | -4.32 | 4.7456 | -1.7865 | -10.4216 | 1.4972 | -21.75 | 3.2866 | -1.7894 | -29.3628 | 2.0601 | -46.97 | 5.2936 | -3.2336 | -61.3906 | 2.9591 | -4.32 | 4.7456 | -1.7865 | -10.4216 | 3.0296 | -5.98 | 4.9268 | -1.8972 | -12.5242 | 0.014345 | 0.50035 | 0.1851 | 0.75978 | 14.9549 | 0.042447 | 0.021477 | 0.029551 | 0.042447 | 0.043458 | -0.061968 | -0.31199 | -0.67376 | -0.061968 | -0.08578 | -0.14949 | -0.4212 | -0.88062 | -0.14949 | -0.17965 | 0.014345 | 0.50035 | 0.1851 | 0.75978 | 14.9549 | 0.042447 | 0.021477 | 0.029551 | 0.042447 | 0.043458 | -0.061968 | -0.31199 | -0.67376 | -0.061968 | -0.08578 | -0.14949 | -0.4212 | -0.88062 | -0.14949 | -0.17965
43 | 0.26 | 0.37 | South/Central | SC | Columbia.Metro.AP.723100 | 3 | 1050192 | 35.3444 | 12.6118 | 53.0272 | 35.2607 | 17.7665 | 1034.38 | 2.8981 | 3.85 | 4.2832 | -1.3851 | -0.2875 | 1.4362 | -13.58 | 2.8242 | -1.3879 | -19.2287 | 1.9991 | -38.8 | 4.8312 | -2.8321 | -51.2565 | 2.8981 | 3.85 | 4.2832 | -1.3851 | -0.2875 | 2.9686 | 2.19 | 4.4644 | -1.4958 | -2.3901 | 0.014345 | 0.507 | 0.18091 | 0.76065 | 14.8377 | 0.041572 | 0.020602 | 0.028676 | 0.041572 | 0.042584 | 0.055226 | -0.1948 | -0.55657 | 0.055226 | 0.031415 | -0.004124 | -0.27583 | -0.73525 | -0.004124 | -0.034286 | 0.014345 | 0.507 | 0.18091 | 0.76065 | 14.8377 | 0.041572 | 0.020602 | 0.028676 | 0.041572 | 0.042584 | 0.055226 | -0.1948 | -0.55657 | 0.055226 | 0.031415 | -0.004124 | -0.27583 | -0.73525 | -0.004124 | -0.034286
44 | 0.26 | 0.32 | South/Central | SC | Columbia.Metro.AP.723100 | 3 | 1050192 | 35.9976 | 12.2105 | 53.1292 | 35.9123 | 17.2169 | 1023.42 | 2.7962 | 14.81 | 3.6316 | -0.83543 | 13.3508 | 1.3343 | -2.62 | 2.1725 | -0.83829 | -5.5905 | 1.8971 | -27.84 | 4.1796 | -2.2825 | -37.6182 | 2.7962 | 14.81 | 3.6316 | -0.83543 | 13.3508 | 2.8667 | 13.15 | 3.8128 | -0.94615 | 11.2481 | 0.014345 | 0.51637 | 0.17515 | 0.76211 | 14.6805 | 0.04011 | 0.019139 | 0.027214 | 0.04011 | 0.041121 | 0.21244 | -0.037583 | -0.39935 | 0.21244 | 0.18863 | 0.19151 | -0.080193 | -0.53962 | 0.19151 | 0.16135 | 0.014345 | 0.51637 | 0.17515 | 0.76211 | 14.6805 | 0.04011 | 0.019139 | 0.027214 | 0.04011 | 0.041121 | 0.21244 | -0.037583 | -0.39935 | 0.21244 | 0.18863 | 0.19151 | -0.080193 | -0.53962 | 0.19151 | 0.16135
45 | 0.26 | 0.27 | South/Central | SC | Columbia.Metro.AP.723100 | 3 | 1050192 | 36.8228 | 11.6977 | 53.2608 | 36.7356 | 16.5252 | 1009.73 | 2.6645 | 28.5 | 2.8083 | -0.14379 | 30.4687 | 1.2026 | 11.07 | 1.3492 | -0.14665 | 11.5275 | 1.7655 | -14.15 | 3.3563 | -1.5908 | -20.5002 | 2.6645 | 28.5 | 2.8083 | -0.14379 | 30.4687 | 2.735 | 26.84 | 2.9895 | -0.25451 | 28.3661 | 0.014345 | 0.52821 | 0.1678 | 0.764 | 14.4841 | 0.038221 | 0.017251 | 0.025325 | 0.038221 | 0.039232 | 0.40882 | 0.15879 | -0.20298 | 0.40882 | 0.38501 | 0.43706 | 0.16536 | -0.29407 | 0.43706 | 0.4069 | 0.014345 | 0.52821 | 0.1678 | 0.764 | 14.4841 | 0.038221 | 0.017251 | 0.025325 | 0.038221 | 0.039232 | 0.40882 | 0.15879 | -0.20298 | 0.40882 | 0.38501 | 0.43706 | 0.16536 | -0.29407 | 0.43706 | 0.4069
46 | 0.26 | 0.23 | South/Central | SC | Columbia.Metro.AP.723100 | 3 | 1050192 | 37.538 | 11.2656 | 53.3933 | 37.449 | 15.9443 | 998.47 | 2.532 | 39.76 | 2.0949 | 0.43718 | 44.5654 | 1.0701 | 22.33 | 0.63582 | 0.43432 | 25.6241 | 1.633 | -2.89 | 2.6429 | -1.0099 | -6.4036 | 2.532 | 39.76 | 2.0949 | 0.43718 | 44.5654 | 2.6026 | 38.1 | 2.2761 | 0.32646 | 42.4627 | 0.014345 | 0.53846 | 0.1616 | 0.7659 | 14.3226 | 0.036321 | 0.015351 | 0.023425 | 0.036321 | 0.037332 | 0.57034 | 0.32031 | -0.041456 | 0.57034 | 0.54653 | 0.63927 | 0.36757 | -0.091857 | 0.63927 | 0.60911 | 0.014345 | 0.53846 | 0.1616 | 0.7659 | 14.3226 | 0.036321 | 0.015351 | 0.023425 | 0.036321 | 0.037332 | 0.57034 | 0.32031 | -0.041456 | 0.57034 | 0.54653 | 0.63927 | 0.36757 | -0.091857 | 0.63927 | 0.60911
47 | 0.26 | 0.19 | South/Central | SC | Columbia.Metro.AP.723100 | 3 | 1050192 | 38.4331 | 10.7629 | 53.6146 | 38.3421 | 15.2725 | 986.27 | 2.3107 | 51.96 | 1.2018 | 1.1089 | 59.9848 | 0.84879 | 34.53 | -0.25727 | 1.1061 | 41.0436 | 1.4117 | 9.31 | 1.7498 | -0.33813 | 9.0158 | 2.3107 | 51.96 | 1.2018 | 1.1089 | 59.9848 | 2.3812 | 50.3 | 1.383 | 0.9982 | 57.8822 | 0.014345 | 0.55131 | 0.15439 | 0.76908 | 14.1476 | 0.033146 | 0.012176 | 0.02025 | 0.033146 | 0.034157 | 0.74534 | 0.49532 | 0.13355 | 0.74534 | 0.72153 | 0.86045 | 0.58875 | 0.12933 | 0.86045 | 0.83029 | 0.014345 | 0.55131 | 0.15439 | 0.76908 | 14.1476 | 0.033146 | 0.012176 | 0.02025 | 0.033146 | 0.034157 | 0.74534 | 0.49532 | 0.13355 | 0.74534 | 0.72153 | 0.86045 | 0.58875 | 0.12933 | 0.86045 | 0.83029
48 | 0.26 | 0.17 | South/Central | SC | Columbia.Metro.AP.723100 | 3 | 1050192 | 38.9155 | 10.5213 | 53.7752 | 38.8233 | 14.9519 | 981.1 | 2.1501 | 57.13 | 0.72056 | 1.4296 | 66.637 | 0.68823 | 39.7 | -0.73849 | 1.4267 | 47.6958 | 1.2511 | 14.48 | 1.2686 | -0.01747 | 15.6681 | 2.1501 | 57.13 | 0.72056 | 1.4296 | 66.637 | 2.2206 | 55.47 | 0.90178 | 1.3189 | 64.5344 | 0.014345 | 0.55822 | 0.15092 | 0.77138 | 14.0734 | 0.030843 | 0.0098724 | 0.017947 | 0.030843 | 0.031854 | 0.8195 | 0.56948 | 0.20771 | 0.8195 | 0.79569 | 0.95588 | 0.68417 | 0.22475 | 0.95588 | 0.92572 | 0.014345 | 0.55822 | 0.15092 | 0.77138 | 14.0734 | 0.030843 | 0.0098724 | 0.017947 | 0.030843 | 0.031854 | 0.8195 | 0.56948 | 0.20771 | 0.8195 | 0.79569 | 0.95588 | 0.68417 | 0.22475 | 0.95588 | 0.92572
49 | 0.25 | 0.47 | South/Central | SC | Columbia.Metro.AP.723100 | 3 | 1050192 | 33.9663 | 13.4154 | 52.7437 | 33.8858 | 18.8579 | 1055.13 | 3.1817 | -16.9 | 5.6581 | -2.4764 | -26.3205 | 1.7198 | -34.33 | 4.1991 | -2.4793 | -45.2618 | 2.2826 | -59.55 | 6.2061 | -3.9235 | -77.2895 | 3.1817 | -16.9 | 5.6581 | -2.4764 | -26.3205 | 3.2522 | -18.56 | 5.8393 | -2.5872 | -28.4232 | 0.014345 | 0.48723 | 0.19244 | 0.75658 | 15.1354 | 0.04564 | 0.024669 | 0.032743 | 0.04564 | 0.046651 | -0.24242 | -0.49245 | -0.85422 | -0.24242 | -0.26623 | -0.37756 | -0.64926 | -1.1087 | -0.37756 | -0.40772 | 0.014345 | 0.48723 | 0.19244 | 0.75658 | 15.1354 | 0.04564 | 0.024669 | 0.032743 | 0.04564 | 0.046651 | -0.24242 | -0.49245 | -0.85422 | -0.24242 | -0.26623 | -0.37756 | -0.64926 | -1.1087 | -0.37756 | -0.40772
50 | 0.25 | 0.42 | South/Central | SC | Columbia.Metro.AP.723100 | 3 | 1050192 | 34.5912 | 12.9033 | 52.6659 | 34.5091 | 18.1568 | 1038.73 | 3.2594 | -0.5 | 5.0347 | -1.7753 | -6.2428 | 1.7975 | -17.93 | 3.5757 | -1.7782 | -25.184 | 2.3604 | -43.15 | 5.5828 | -3.2224 | -57.2117 | 3.2594 | -0.5 | 5.0347 | -1.7753 | -6.2428 | 3.3299 | -2.16 | 5.216 | -1.8861 | -8.3454 | 0.014345 | 0.49619 | 0.18509 | 0.75547 | 14.9001 | 0.046755 | 0.025784 | 0.033859 | 0.046755 | 0.047766 | -0.0071723 | -0.2572 | -0.61897 | -0.0071723 | -0.030984 | -0.089549 | -0.36125 | -0.82068 | -0.089549 | -0.11971 | 0.014345 | 0.49619 | 0.18509 | 0.75547 | 14.9001 | 0.046755 | 0.025784 | 0.033859 | 0.046755 | 0.047766 | -0.0071723 | -0.2572 | -0.61897 | -0.0071723 | -0.030984 | -0.089549 | -0.36125 | -0.82068 | -0.089549 | -0.11971
51 | 0.25 | 0.37 | South/Central | SC | Columbia.Metro.AP.723100 | 3 | 1050192 | 34.9526 | 12.7215 | 52.765 | 34.8698 | 17.8952 | 1034.11 | 3.1604 | 4.12 | 4.6741 | -1.5137 | -0.40402 | 1.6984 | -13.31 | 3.215 | -1.5166 | -19.3453 | 2.2613 | -38.53 | 5.2221 | -2.9608 | -51.373 | 3.1604 | 4.12 | 4.6741 | -1.5137 | -0.40402 | 3.2309 | 2.46 | 4.8553 | -1.6245 | -2.5067 | 0.014345 | 0.50138 | 0.18248 | 0.75689 | 14.8338 | 0.045334 | 0.024363 | 0.032438 | 0.045334 | 0.046345 | 0.0591 | -0.19093 | -0.5527 | 0.0591 | 0.035288 | -0.0057955 | -0.2775 | -0.73692 | -0.0057955 | -0.035957 | 0.014345 | 0.50138 | 0.18248 | 0.75689 | 14.8338 | 0.045334 | 0.024363 | 0.032438 | 0.045334 | 0.046345 | 0.0591 | -0.19093 | -0.5527 | 0.0591 | 0.035288 | -0.0057955 | -0.2775 | -0.73692 | -0.0057955 | -0.035957
52 | 0.25 | 0.32 | South/Central | SC | Columbia.Metro.AP.723100 | 3 | 1050192 | 35.4768 | 12.4004 | 52.8381 | 35.3928 | 17.4453 | 1025.01 | 3.0872 | 13.22 | 4.1511 | -1.0639 | 10.8913 | 1.6253 | -4.21 | 2.6921 | -1.0667 | -8.0499 | 2.1882 | -29.43 | 4.6992 | -2.5109 | -40.0777 | 3.0872 | 13.22 | 4.1511 | -1.0639 | 10.8913 | 3.1577 | 11.56 | 4.3324 | -1.1746 | 8.7887 | 0.014345 | 0.5089 | 0.17788 | 0.75794 | 14.7033 | 0.044285 | 0.023315 | 0.031389 | 0.044285 | 0.045296 | 0.18963 | -0.060391 | -0.42216 | 0.18963 | 0.16582 | 0.15623 | -0.11547 | -0.5749 | 0.15623 | 0.12607 | 0.014345 | 0.5089 | 0.17788 | 0.75794 | 14.7033 | 0.044285 | 0.023315 | 0.031389 | 0.044285 | 0.045296 | 0.18963 | -0.060391 | -0.42216 | 0.18963 | 0.16582 | 0.15623 | -0.11547 | -0.5749 | 0.15623 | 0.12607
53 | 0.25 | 0.27 | South/Central | SC | Columbia.Metro.AP.723100 | 3 | 1050192 | 36.4027 | 11.7777 | 52.9307 | 36.3164 | 16.6143 | 1007.75 | 2.9946 | 30.48 | 3.2274 | -0.23285 | 32.3047 | 1.5327 | 13.05 | 1.7684 | -0.23571 | 13.3635 | 2.0956 | -12.17 | 3.7755 | -1.6799 | -18.6642 | 2.9946 | 30.48 | 3.2274 | -0.23285 | 32.3047 | 3.0651 | 28.82 | 3.4087 | -0.34357 | 30.2021 | 0.014345 | 0.52218 | 0.16895 | 0.75927 | 14.4557 | 0.042956 | 0.021985 | 0.03006 | 0.042956 | 0.043967 | 0.43722 | 0.1872 | -0.17457 | 0.43722 | 0.41341 | 0.4634 | 0.19169 | -0.26773 | 0.4634 | 0.43324 | 0.014345 | 0.52218 | 0.16895 | 0.75927 | 14.4557 | 0.042956 | 0.021985 | 0.03006 | 0.042956 | 0.043967 | 0.43722 | 0.1872 | -0.17457 | 0.43722 | 0.41341 | 0.4634 | 0.19169 | -0.26773 | 0.4634 | 0.43324
54 | 0.25 | 0.23 | South/Central | SC | Columbia.Metro.AP.723100 | 3 | 1050192 | 37.2175 | 11.2759 | 53.0823 | 37.1292 | 15.953 | 994.96 | 2.8431 | 43.27 | 2.4146 | 0.42844 | 48.3406 | 1.3812 | 25.84 | 0.95559 | 0.42557 | 29.3994 | 1.944 | 0.62 | 2.9627 | -1.0186 | -2.6283 | 2.8431 | 43.27 | 2.4146 | 0.42844 | 48.3406 | 2.9136 | 41.61 | 2.5959 | 0.31771 | 46.238 | 0.014345 | 0.53387 | 0.16175 | 0.76144 | 14.2722 | 0.040783 | 0.019812 | 0.027886 | 0.040783 | 0.041794 | 0.62069 | 0.37066 | 0.0088936 | 0.62069 | 0.59688 | 0.69342 | 0.42172 | -0.037702 | 0.69342 | 0.66326 | 0.014345 | 0.53387 | 0.16175 | 0.76144 | 14.2722 | 0.040783 | 0.019812 | 0.027886 | 0.040783 | 0.041794 | 0.62069 | 0.37066 | 0.0088936 | 0.62069 | 0.59688 | 0.69342 | 0.42172 | -0.037702 | 0.69342 | 0.66326
55 | 0.25 | 0.19 | South/Central | SC | Columbia.Metro.AP.723100 | 3 | 1050192 | 38.1126 | 10.7735 | 53.3045 | 38.0223 | 15.2822 | 982.81 | 2.6208 | 55.42 | 1.5216 | 1.0992 | 63.7226 | 1.1589 | 37.99 | 0.062502 | 1.0964 | 44.7814 | 1.7218 | 12.77 | 2.0696 | -0.34781 | 12.7537 | 2.6208 | 55.42 | 1.5216 | 1.0992 | 63.7226 | 2.6913 | 53.76 | 1.7028 | 0.98852 | 61.62 | 0.014345 | 0.54671 | 0.15454 | 0.76463 | 14.098 | 0.037594 | 0.016624 | 0.024698 | 0.037594 | 0.038605 | 0.79497 | 0.54495 | 0.18318 | 0.79497 | 0.77116 | 0.91407 | 0.64237 | 0.18295 | 0.91407 | 0.88391 | 0.014345 | 0.54671 | 0.15454 | 0.76463 | 14.098 | 0.037594 | 0.016624 | 0.024698 | 0.037594 | 0.038605 | 0.79497 | 0.54495 | 0.18318 | 0.79497 | 0.77116 | 0.91407 | 0.64237 | 0.18295 | 0.91407 | 0.88391
56 | 0.25 | 0.17 | South/Central | SC | Columbia.Metro.AP.723100 | 3 | 1050192 | 38.5947 | 10.5313 | 53.4546 | 38.5033 | 14.9514 | 977.28 | 2.4707 | 60.95 | 1.0406 | 1.4301 | 70.787 | 1.0088 | 43.52 | -0.41842 | 1.4272 | 51.8458 | 1.5717 | 18.3 | 1.5887 | -0.016971 | 19.818 | 2.4707 | 60.95 | 1.0406 | 1.4301 | 70.787 | 2.5412 | 59.29 | 1.2219 | 1.3194 | 68.6844 | 0.014345 | 0.55362 | 0.15107 | 0.76678 | 14.0186 | 0.035441 | 0.014471 | 0.022545 | 0.035441 | 0.036453 | 0.8743 | 0.62427 | 0.26251 | 0.8743 | 0.85049 | 1.0154 | 0.7437 | 0.28428 | 1.0154 | 0.98525 | 0.014345 | 0.55362 | 0.15107 | 0.76678 | 14.0186 | 0.035441 | 0.014471 | 0.022545 | 0.035441 | 0.036453 | 0.8743 | 0.62427 | 0.26251 | 0.8743 | 0.85049 | 1.0154 | 0.7437 | 0.28428 | 1.0154 | 0.98525
57 | 0.24 | 0.47 | South/Central | SC | Columbia.Metro.AP.723100 | 3 | 1050192 | 33.6658 | 13.4351 | 52.4528 | 33.5859 | 18.8669 | 1051.9 | 3.4725 | -13.67 | 5.9579 | -2.4854 | -22.8116 | 2.0106 | -31.1 | 4.4989 | -2.4883 | -41.7529 | 2.5735 | -56.32 | 6.506 | -3.9325 | -73.7806 | 3.4725 | -13.67 | 5.9579 | -2.4854 | -22.8116 | 3.543 | -15.33 | 6.1392 | -2.5961 | -24.9143 | 0.014345 | 0.48292 | 0.19272 | 0.75241 | 15.089 | 0.049812 | 0.028841 | 0.036916 | 0.049812 | 0.050823 | -0.19609 | -0.44612 | -0.80788 | -0.19609 | -0.2199 | -0.32722 | -0.59893 | -1.0583 | -0.32722 | -0.35738 | 0.014345 | 0.48292 | 0.19272 | 0.75241 | 15.089 | 0.049812 | 0.028841 | 0.036916 | 0.049812 | 0.050823 | -0.19609 | -0.44612 | -0.80788 | -0.19609 | -0.2199 | -0.32722 | -0.59893 | -1.0583 | -0.32722 | -0.35738
58 | 0.24 | 0.42 | South/Central | SC | Columbia.Metro.AP.723100 | 3 | 1050192 | 34.2898 | 12.9231 | 52.3749 | 34.2085 | 18.1664 | 1035.48 | 3.5504 | 2.75 | 5.3354 | -1.785 | -2.7498 | 2.0885 | -14.68 | 3.8764 | -1.7878 | -21.691 | 2.6514 | -39.9 | 5.8834 | -3.232 | -53.7188 | 3.5504 | 2.75 | 5.3354 | -1.785 | -2.7498 | 3.6209 | 1.09 | 5.5166 | -1.8957 | -4.8524 | 0.014345 | 0.49187 | 0.18538 | 0.75129 | 14.8535 | 0.05093 | 0.029959 | 0.038033 | 0.05093 | 0.051941 | 0.039447 | -0.21058 | -0.57235 | 0.039447 | 0.015636 | -0.039444 | -0.31115 | -0.77057 | -0.039444 | -0.069606 | 0.014345 | 0.49187 | 0.18538 | 0.75129 | 14.8535 | 0.05093 | 0.029959 | 0.038033 | 0.05093 | 0.051941 | 0.039447 | -0.21058 | -0.57235 | 0.039447 | 0.015636 | -0.039444 | -0.31115 | -0.77057 | -0.039444 | -0.069606
59 | 0.24 | 0.37 | South/Central | SC | Columbia.Metro.AP.723100 | 3 | 1050192 | 34.6422 | 12.7321 | 52.4559 | 34.5601 | 17.8958 | 1030.45 | 3.4695 | 7.78 | 4.9838 | -1.5143 | 3.5682 | 2.0076 | -9.65 | 3.5247 | -1.5172 | -15.3731 | 2.5704 | -34.87 | 5.5318 | -2.9614 | -47.4008 | 3.4695 | 7.78 | 4.9838 | -1.5143 | 3.5682 | 3.54 | 6.12 | 5.165 | -1.6251 | 1.4655 | 0.014345 | 0.49693 | 0.18264 | 0.75246 | 14.7813 | 0.049768 | 0.028797 | 0.036872 | 0.049768 | 0.050779 | 0.1116 | -0.13842 | -0.50019 | 0.1116 | 0.087789 | 0.051184 | -0.22052 | -0.67994 | 0.051184 | 0.021022 | 0.014345 | 0.49693 | 0.18264 | 0.75246 | 14.7813 | 0.049768 | 0.028797 | 0.036872 | 0.049768 | 0.050779 | 0.1116 | -0.13842 | -0.50019 | 0.1116 | 0.087789 | 0.051184 | -0.22052 | -0.67994 | 0.051184 | 0.021022
60 | 0.24 | 0.32 | South/Central | SC | Columbia.Metro.AP.723100 | 3 | 1050192 | 35.1662 | 12.4108 | 52.5373 | 35.0828 | 17.4545 | 1021.63 | 3.388 | 16.6 | 4.461 | -1.073 | 14.5231 | 1.9261 | -0.83 | 3.002 | -1.0759 | -4.4181 | 2.489 | -26.05 | 5.0091 | -2.5201 | -36.4458 | 3.388 | 16.6 | 4.461 | -1.073 | 14.5231 | 3.4585 | 14.94 | 4.6423 | -1.1838 | 12.4205 | 0.014345 | 0.50444 | 0.17803 | 0.75362 | 14.6548 | 0.048599 | 0.027629 | 0.035703 | 0.048599 | 0.049611 | 0.23812 | -0.011906 | -0.37368 | 0.23812 | 0.21431 | 0.20833 | -0.063376 | -0.5228 | 0.20833 | 0.17817 | 0.014345 | 0.50444 | 0.17803 | 0.75362 | 14.6548 | 0.048599 | 0.027629 | 0.035703 | 0.048599 | 0.049611 | 0.23812 | -0.011906 | -0.37368 | 0.23812 | 0.21431 | 0.20833 | -0.063376 | -0.5228 | 0.20833 | 0.17817
61 | 0.24 | 0.27 | South/Central | SC | Columbia.Metro.AP.723100 | 3 | 1050192 | 36.0921 | 11.7883 | 52.6301 | 36.0065 | 16.6235 | 1004.38 | 3.2952 | 33.85 | 3.5373 | -0.24209 | 35.9327 | 1.8333 | 16.42 | 2.0783 | -0.24496 | 16.9915 | 2.3962 | -8.8 | 4.0854 | -1.6892 | -15.0363 | 3.2952 | 33.85 | 3.5373 | -0.24209 | 35.9327 | 3.3657 | 32.19 | 3.7186 | -0.35281 | 33.8301 | 0.014345 | 0.51772 | 0.1691 | 0.75495 | 14.4074 | 0.047269 | 0.026298 | 0.034373 | 0.047269 | 0.04828 | 0.48556 | 0.23554 | -0.12623 | 0.48556 | 0.46175 | 0.51544 | 0.24373 | -0.21569 | 0.51544 | 0.48528 | 0.014345 | 0.51772 | 0.1691 | 0.75495 | 14.4074 | 0.047269 | 0.026298 | 0.034373 | 0.047269 | 0.04828 | 0.48556 | 0.23554 | -0.12623 | 0.48556 | 0.46175 | 0.51544 | 0.24373 | -0.21569 | 0.51544 | 0.48528
62 | 0.24 | 0.23 | South/Central | SC | Columbia.Metro.AP.723100 | 3 | 1050192 | 36.9068 | 11.2854 | 52.7714 | 36.8193 | 15.9521 | 991.23 | 3.1539 | 47 | 2.7245 | 0.4294 | 52.3778 | 1.692 | 29.57 | 1.2655 | 0.42653 | 33.4366 | 2.2549 | 4.35 | 3.2726 | -1.0177 | 1.4089 | 3.1539 | 47 | 2.7245 | 0.4294 | 52.3778 | 3.2244 | 45.34 | 2.9058 | 0.31867 | 50.2752 | 0.014345 | 0.52941 | 0.16188 | 0.75698 | 14.2187 | 0.045242 | 0.024271 | 0.032346 | 0.045242 | 0.046253 | 0.67419 | 0.42417 | 0.062399 | 0.67419 | 0.65038 | 0.75134 | 0.47963 | 0.020209 | 0.75134 | 0.72117 | 0.014345 | 0.52941 | 0.16188 | 0.75698 | 14.2187 | 0.045242 | 0.024271 | 0.032346 | 0.045242 | 0.046253 | 0.67419 | 0.42417 | 0.062399 | 0.67419 | 0.65038 | 0.75134 | 0.47963 | 0.020209 | 0.75134 | 0.72117
63 | 0.24 | 0.19 | South/Central | SC | Columbia.Metro.AP.723100 | 3 | 1050192 | 37.802 | 10.7832 | 52.9936 | 37.7124 | 15.2811 | 979.09 | 2.9318 | 59.14 | 1.8315 | 1.1003 | 67.7636 | 1.4698 | 41.71 | 0.3724 | 1.0974 | 48.8224 | 2.0327 | 16.49 | 2.3795 | -0.34676 | 16.7946 | 2.9318 | 59.14 | 1.8315 | 1.1003 | 67.7636 | 3.0023 | 57.48 | 2.0127 | 0.98958 | 65.661 | 0.014345 | 0.54225 | 0.15468 | 0.76017 | 14.0446 | 0.042055 | 0.021084 | 0.029159 | 0.042055 | 0.043066 | 0.84834 | 0.59831 | 0.23654 | 0.84834 | 0.82452 | 0.97204 | 0.70033 | 0.24091 | 0.97204 | 0.94188 | 0.014345 | 0.54225 | 0.15468 | 0.76017 | 14.0446 | 0.042055 | 0.021084 | 0.029159 | 0.042055 | 0.043066 | 0.84834 | 0.59831 | 0.23654 | 0.84834 | 0.82452 | 0.97204 | 0.70033 | 0.24091 | 0.97204 | 0.94188
64 | 0.24 | 0.17 | South/Central | SC | Columbia.Metro.AP.723100 | 3 | 1050192 | 38.2745 | 10.5313 | 53.125 | 38.1838 | 14.9413 | 973.16 | 2.8003 | 65.07 | 1.3601 | 1.4402 | 75.314 | 1.3384 | 47.64 | -0.098947 | 1.4373 | 56.3727 | 1.9013 | 22.42 | 1.9081 | -0.0068793 | 24.345 | 2.8003 | 65.07 | 1.3601 | 1.4402 | 75.314 | 2.8708 | 63.41 | 1.5413 | 1.3295 | 73.2113 | 0.014345 | 0.54903 | 0.15107 | 0.76205 | 13.9595 | 0.040169 | 0.019198 | 0.027273 | 0.040169 | 0.04118 | 0.9334 | 0.68337 | 0.3216 | 0.9334 | 0.90959 | 1.0803 | 0.80864 | 0.34922 | 1.0803 | 1.0502 | 0.014345 | 0.54903 | 0.15107 | 0.76205 | 13.9595 | 0.040169 | 0.019198 | 0.027273 | 0.040169 | 0.04118 | 0.9334 | 0.68337 | 0.3216 | 0.9334 | 0.90959 | 1.0803 | 0.80864 | 0.34922 | 1.0803 | 1.0502
65 | 0.22 | 0.47 | South/Central | SC | Columbia.Metro.AP.723100 | 3 | 1050192 | 33.0549 | 13.4656 | 51.8631 | 32.9765 | 18.8866 | 1045.29 | 4.0622 | -7.06 | 6.5673 | -2.5052 | -15.7404 | 2.6003 | -24.49 | 5.1083 | -2.508 | -34.6816 | 3.1632 | -49.71 | 7.1154 | -3.9522 | -66.7094 | 4.0622 | -7.06 | 6.5673 | -2.5052 | -15.7404 | 4.1327 | -8.72 | 6.7486 | -2.6159 | -17.843 | 0.014345 | 0.47416 | 0.19316 | 0.74395 | 14.9942 | 0.05827 | 0.0373 | 0.045374 | 0.05827 | 0.059281 | -0.10127 | -0.3513 | -0.71307 | -0.10127 | -0.12508 | -0.22579 | -0.49749 | -0.95692 | -0.22579 | -0.25595 | 0.014345 | 0.47416 | 0.19316 | 0.74395 | 14.9942 | 0.05827 | 0.0373 | 0.045374 | 0.05827 | 0.059281 | -0.10127 | -0.3513 | -0.71307 | -0.10127 | -0.12508 | -0.22579 | -0.49749 | -0.95692 | -0.22579 | -0.25595
66 | 0.22 | 0.42 | South/Central | SC | Columbia.Metro.AP.723100 | 3 | 1050192 | 33.679 | 12.9445 | 51.7847 | 33.5991 | 18.1856 | 1028.87 | 4.1406 | 9.36 | 5.9448 | -1.8042 | 4.3429 | 2.6787 | -8.07 | 4.4858 | -1.807 | -14.5983 | 3.2416 | -33.29 | 6.4928 | -3.2512 | -46.626 | 4.1406 | 9.36 | 5.9448 | -1.8042 | 4.3429 | 4.2111 | 7.7 | 6.126 | -1.9149 | 2.2403 | 0.014345 | 0.48311 | 0.18568 | 0.74283 | 14.7587 | 0.059396 | 0.038425 | 0.046499 | 0.059396 | 0.060407 | 0.13426 | -0.11576 | -0.47753 | 0.13426 | 0.11045 | 0.062298 | -0.20941 | -0.66883 | 0.062298 | 0.032136 | 0.014345 | 0.48311 | 0.18568 | 0.74283 | 14.7587 | 0.059396 | 0.038425 | 0.046499 | 0.059396 | 0.060407 | 0.13426 | -0.11576 | -0.47753 | 0.13426 | 0.11045 | 0.062298 | -0.20941 | -0.66883 | 0.062298 | 0.032136
67 | 0.22 | 0.37 | South/Central | SC | Columbia.Metro.AP.723100 | 3 | 1050192 | 34.0309 | 12.7627 | 51.8742 | 33.9501 | 17.924 | 1024.14 | 4.0512 | 14.09 | 5.5937 | -1.5426 | 10.3053 | 2.5892 | -3.34 | 4.1347 | -1.5454 | -8.6359 | 3.1521 | -28.56 | 6.1418 | -2.9896 | -40.6636 | 4.0512 | 14.09 | 5.5937 | -1.5426 | 10.3053 | 4.1217 | 12.43 | 5.775 | -1.6533 | 8.2027 | 0.014345 | 0.48816 | 0.18307 | 0.74411 | 14.6908 | 0.058112 | 0.037141 | 0.045216 | 0.058112 | 0.059123 | 0.20211 | -0.047911 | -0.40968 | 0.20211 | 0.1783 | 0.14783 | -0.12388 | -0.5833 | 0.14783 | 0.11766 | 0.014345 | 0.48816 | 0.18307 | 0.74411 | 14.6908 | 0.058112 | 0.037141 | 0.045216 | 0.058112 | 0.059123 | 0.20211 | -0.047911 | -0.40968 | 0.20211 | 0.1783 | 0.14783 | -0.12388 | -0.5833 | 0.14783 | 0.11766
68 | 0.22 | 0.32 | South/Central | SC | Columbia.Metro.AP.723100 | 3 | 1050192 | 34.5448 | 12.4314 | 51.9263 | 34.4628 | 17.4635 | 1014.58 | 3.999 | 23.65 | 5.081 | -1.082 | 22.1618 | 2.5371 | 6.22 | 3.622 | -1.0849 | 3.2206 | 3.1 | -19 | 5.6291 | -2.5291 | -28.8071 | 3.999 | 23.65 | 5.081 | -1.082 | 22.1618 | 4.0695 | 21.99 | 5.2623 | -1.1928 | 20.0592 | 0.014345 | 0.49553 | 0.17832 | 0.74486 | 14.5537 | 0.057364 | 0.036393 | 0.044468 | 0.057364 | 0.058375 | 0.33925 | 0.089223 | -0.27255 | 0.33925 | 0.31544 | 0.3179 | 0.046198 | -0.41323 | 0.3179 | 0.28774 | 0.014345 | 0.49553 | 0.17832 | 0.74486 | 14.5537 | 0.057364 | 0.036393 | 0.044468 | 0.057364 | 0.058375 | 0.33925 | 0.089223 | -0.27255 | 0.33925 | 0.31544 | 0.3179 | 0.046198 | -0.41323 | 0.3179 | 0.28774
69 | 0.22 | 0.27 | South/Central | SC | Columbia.Metro.AP.723100 | 3 | 1050192 | 35.461 | 11.7994 | 51.9907 | 35.3769 | 16.6138 | 996.56 | 3.9346 | 41.67 | 4.167 | -0.2324 | 44.4463 | 2.4727 | 24.24 | 2.708 | -0.23526 | 25.505 | 3.0356 | -0.98 | 4.715 | -1.6795 | -6.5227 | 3.9346 | 41.67 | 4.167 | -0.2324 | 44.4463 | 4.0051 | 40.01 | 4.3482 | -0.34312 | 42.3436 | 0.014345 | 0.50867 | 0.16926 | 0.74578 | 14.2952 | 0.05644 | 0.03547 | 0.043544 | 0.05644 | 0.057452 | 0.59774 | 0.34771 | -0.014058 | 0.59774 | 0.57393 | 0.63756 | 0.36586 | -0.093565 | 0.63756 | 0.6074 | 0.014345 | 0.50867 | 0.16926 | 0.74578 | 14.2952 | 0.05644 | 0.03547 | 0.043544 | 0.05644 | 0.057452 | 0.59774 | 0.34771 | -0.014058 | 0.59774 | 0.57393 | 0.63756 | 0.36586 | -0.093565 | 0.63756 | 0.6074
70 | 0.22 | 0.23 | South/Central | SC | Columbia.Metro.AP.723100 | 3 | 1050192 | 36.2756 | 11.3052 | 52.1497 | 36.1896 | 15.9602 | 984.03 | 3.7756 | 54.2 | 3.3543 | 0.42128 | 60.1783 | 2.3137 | 36.77 | 1.8953 | 0.41841 | 41.237 | 2.8766 | 11.55 | 3.9023 | -1.0258 | 9.2093 | 3.7756 | 54.2 | 3.3543 | 0.42128 | 60.1783 | 3.8461 | 52.54 | 3.5355 | 0.31055 | 58.0756 | 0.014345 | 0.52036 | 0.16217 | 0.74806 | 14.1155 | 0.054159 | 0.033189 | 0.041263 | 0.054159 | 0.05517 | 0.77747 | 0.52745 | 0.16568 | 0.77747 | 0.75366 | 0.86323 | 0.59153 | 0.1321 | 0.86323 | 0.83307 | 0.014345 | 0.52036 | 0.16217 | 0.74806 | 14.1155 | 0.054159 | 0.033189 | 0.041263 | 0.054159 | 0.05517 | 0.77747 | 0.52745 | 0.16568 | 0.77747 | 0.75366 | 0.86323 | 0.59153 | 0.1321 | 0.86323 | 0.83307
71 | 0.22 | 0.19 | South/Central | SC | Columbia.Metro.AP.723100 | 3 | 1050192 | 37.1614 | 10.7932 | 52.353 | 37.0733 | 15.2797 | 971.44 | 3.5723 | 66.79 | 2.4706 | 1.1018 | 76.0685 | 2.1104 | 49.36 | 1.0115 | 1.0989 | 57.1273 | 2.6733 | 24.14 | 3.0186 | -0.3453 | 25.0995 | 3.5723 | 66.79 | 2.4706 | 1.1018 | 76.0685 | 3.6428 | 65.13 | 2.6518 | 0.99103 | 73.9659 | 0.014345 | 0.53306 | 0.15482 | 0.75098 | 13.9349 | 0.051243 | 0.030273 | 0.038347 | 0.051243 | 0.052255 | 0.95807 | 0.70805 | 0.34628 | 0.95807 | 0.93426 | 1.0912 | 0.81946 | 0.36004 | 1.0912 | 1.061 | 0.014345 | 0.53306 | 0.15482 | 0.75098 | 13.9349 | 0.051243 | 0.030273 | 0.038347 | 0.051243 | 0.052255 | 0.95807 | 0.70805 | 0.34628 | 0.95807 | 0.93426 | 1.0912 | 0.81946 | 0.36004 | 1.0912 | 1.061
72 | 0.22 | 0.17 | South/Central | SC | Columbia.Metro.AP.723100 | 3 | 1050192 | 37.643 | 10.542 | 52.4934 | 37.5538 | 14.9396 | 965.63 | 3.4319 | 72.6 | 1.9901 | 1.4419 | 83.51 | 1.97 | 55.17 | 0.53103 | 1.439 | 64.5688 | 2.5329 | 29.95 | 2.5381 | -0.0051994 | 32.541 | 3.4319 | 72.6 | 1.9901 | 1.4419 | 83.51 | 3.5024 | 70.94 | 2.1713 | 1.3311 | 81.4074 | 0.014345 | 0.53997 | 0.15122 | 0.75299 | 13.8515 | 0.04923 | 0.028259 | 0.036333 | 0.04923 | 0.050241 | 1.0414 | 0.79139 | 0.42962 | 1.0414 | 1.0176 | 1.1979 | 0.92621 | 0.46679 | 1.1979 | 1.1678 | 0.014345 | 0.53997 | 0.15122 | 0.75299 | 13.8515 | 0.04923 | 0.028259 | 0.036333 | 0.04923 | 0.050241 | 1.0414 | 0.79139 | 0.42962 | 1.0414 | 1.0176 | 1.1979 | 0.92621 | 0.46679 | 1.1979 | 1.1678
73 | 0.2 | 0.47 | South/Central | SC | Columbia.Metro.AP.723100 | 3 | 1050192 | 32.4344 | 13.4962 | 51.2632 | 32.3574 | 18.9058 | 1038.56 | 4.6621 | -0.33 | 7.1865 | -2.5244 | -8.5214 | 3.2002 | -17.76 | 5.7275 | -2.5272 | -27.4627 | 3.7631 | -42.98 | 7.7345 | -3.9714 | -59.4904 | 4.6621 | -0.33 | 7.1865 | -2.5244 | -8.5214 | 4.7327 | -1.99 | 7.3677 | -2.6351 | -10.6241 | 0.014345 | 0.46526 | 0.1936 | 0.73535 | 14.8977 | 0.066876 | 0.045906 | 0.05398 | 0.066876 | 0.067888 | -0.0047337 | -0.25476 | -0.61653 | -0.0047337 | -0.028546 | -0.12224 | -0.39394 | -0.85336 | -0.12224 | -0.1524 | 0.014345 | 0.46526 | 0.1936 | 0.73535 | 14.8977 | 0.066876 | 0.045906 | 0.05398 | 0.066876 | 0.067888 | -0.0047337 | -0.25476 | -0.61653 | -0.0047337 | -0.028546 | -0.12224 | -0.39394 | -0.85336 | -0.12224 | -0.1524
74 | 0.2 | 0.42 | South/Central | SC | Columbia.Metro.AP.723100 | 3 | 1050192 | 33.0577 | 12.9841 | 51.1931 | 32.9793 | 18.2139 | 1022.47 | 4.7322 | 15.76 | 6.5646 | -1.8324 | 11.2076 | 3.2703 | -1.67 | 5.1056 | -1.8353 | -7.7336 | 3.8332 | -26.89 | 7.1126 | -3.2795 | -39.7614 | 4.7322 | 15.76 | 6.5646 | -1.8324 | 11.2076 | 4.8027 | 14.1 | 6.7458 | -1.9431 | 9.1049 | 0.014345 | 0.4742 | 0.18625 | 0.73434 | 14.6669 | 0.067881 | 0.046911 | 0.054985 | 0.067881 | 0.068893 | 0.22607 | -0.023955 | -0.38572 | 0.22607 | 0.20226 | 0.16077 | -0.11094 | -0.57036 | 0.16077 | 0.13061 | 0.014345 | 0.4742 | 0.18625 | 0.73434 | 14.6669 | 0.067881 | 0.046911 | 0.054985 | 0.067881 | 0.068893 | 0.22607 | -0.023955 | -0.38572 | 0.22607 | 0.20226 | 0.16077 | -0.11094 | -0.57036 | 0.16077 | 0.13061
75 | 0.2 | 0.37 | South/Central | SC | Columbia.Metro.AP.723100 | 3 | 1050192 | 33.4001 | 12.7933 | 51.2549 | 33.3208 | 17.9341 | 1016.99 | 4.6704 | 21.24 | 6.2231 | -1.5526 | 18.022 | 3.2085 | 3.81 | 4.764 | -1.5555 | -0.91926 | 3.7714 | -21.41 | 6.7711 | -2.9997 | -32.947 | 4.6704 | 21.24 | 6.2231 | -1.5526 | 18.022 | 4.7409 | 19.58 | 6.4043 | -1.6634 | 15.9193 | 0.014345 | 0.47911 | 0.18351 | 0.73523 | 14.5883 | 0.066995 | 0.046025 | 0.054099 | 0.066995 | 0.068006 | 0.30468 | 0.054653 | -0.30712 | 0.30468 | 0.28087 | 0.25852 | -0.013186 | -0.47261 | 0.25852 | 0.22836 | 0.014345 | 0.47911 | 0.18351 | 0.73523 | 14.5883 | 0.066995 | 0.046025 | 0.054099 | 0.066995 | 0.068006 | 0.30468 | 0.054653 | -0.30712 | 0.30468 | 0.28087 | 0.25852 | -0.013186 | -0.47261 | 0.25852 | 0.22836
76 | 0.2 | 0.32 | South/Central | SC | Columbia.Metro.AP.723100 | 3 | 1050192 | 33.9042 | 12.4618 | 51.2969 | 33.8237 | 17.4732 | 1007.29 | 4.6284 | 30.94 | 5.7201 | -1.0918 | 30.0188 | 3.1665 | 13.51 | 4.2611 | -1.0946 | 11.0775 | 3.7294 | -11.71 | 6.2682 | -2.5388 | -20.9502 | 4.6284 | 30.94 | 5.7201 | -1.0918 | 30.0188 | 4.6989 | 29.28 | 5.9014 | -1.2025 | 27.9161 | 0.014345 | 0.48634 | 0.17876 | 0.73583 | 14.4491 | 0.066392 | 0.045422 | 0.053496 | 0.066392 | 0.067404 | 0.44382 | 0.19379 | -0.16797 | 0.44382 | 0.42001 | 0.43061 | 0.1589 | -0.30052 | 0.43061 | 0.40044 | 0.014345 | 0.48634 | 0.17876 | 0.73583 | 14.4491 | 0.066392 | 0.045422 | 0.053496 | 0.066392 | 0.067404 | 0.44382 | 0.19379 | -0.16797 | 0.44382 | 0.42001 | 0.43061 | 0.1589 | -0.30052 | 0.43061 | 0.40044
77 | 0.2 | 0.27 | South/Central | SC | Columbia.Metro.AP.723100 | 3 | 1050192 | 34.8292 | 11.8292 | 51.3788 | 34.7466 | 16.6322 | 989.7 | 4.5466 | 48.53 | 4.7973 | -0.25071 | 51.8442 | 3.0847 | 31.1 | 3.3382 | -0.25358 | 32.9029 | 3.6475 | 5.88 | 5.3453 | -1.6978 | 0.87518 | 4.5466 | 48.53 | 4.7973 | -0.25071 | 51.8442 | 4.6171 | 46.87 | 4.9785 | -0.36144 | 49.7415 | 0.014345 | 0.49961 | 0.16968 | 0.737 | 14.1968 | 0.065218 | 0.044248 | 0.052322 | 0.065218 | 0.06623 | 0.69614 | 0.44612 | 0.084346 | 0.69614 | 0.67233 | 0.74368 | 0.47198 | 0.012554 | 0.74368 | 0.71352 | 0.014345 | 0.49961 | 0.16968 | 0.737 | 14.1968 | 0.065218 | 0.044248 | 0.052322 | 0.065218 | 0.06623 | 0.69614 | 0.44612 | 0.084346 | 0.69614 | 0.67233 | 0.74368 | 0.47198 | 0.012554 | 0.74368 | 0.71352
78 | 0.2 | 0.23 | South/Central | SC | Columbia.Metro.AP.723100 | 3 | 1050192 | 35.6343 | 11.3166 | 51.5006 | 35.5497 | 15.9508 | 976.11 | 4.4248 | 62.12 | 3.9942 | 0.4306 | 68.8083 | 2.9628 | 44.69 | 2.5351 | 0.42774 | 49.8671 | 3.5257 | 19.47 | 4.5422 | -1.0165 | 17.8393 | 4.4248 | 62.12 | 3.9942 | 0.4306 | 68.8083 | 4.4953 | 60.46 | 4.1754 | 0.31988 | 66.7057 | 0.014345 | 0.51116 | 0.16233 | 0.73875 | 14.0019 | 0.063471 | 0.042501 | 0.050575 | 0.063471 | 0.064483 | 0.89108 | 0.64106 | 0.27929 | 0.89108 | 0.86727 | 0.98702 | 0.71532 | 0.2559 | 0.98702 | 0.95686 | 0.014345 | 0.51116 | 0.16233 | 0.73875 | 14.0019 | 0.063471 | 0.042501 | 0.050575 | 0.063471 | 0.064483 | 0.89108 | 0.64106 | 0.27929 | 0.89108 | 0.86727 | 0.98702 | 0.71532 | 0.2559 | 0.98702 | 0.95686
79 | 0.2 | 0.19 | South/Central | SC | Columbia.Metro.AP.723100 | 3 | 1050192 | 36.5197 | 10.813 | 51.7117 | 36.433 | 15.2787 | 963.78 | 4.2136 | 74.45 | 3.1108 | 1.1028 | 84.3711 | 2.7517 | 57.02 | 1.6518 | 1.0999 | 65.4298 | 3.3146 | 31.8 | 3.6589 | -0.34428 | 33.4021 | 4.2136 | 74.45 | 3.1108 | 1.1028 | 84.3711 | 4.2841 | 72.79 | 3.2921 | 0.99205 | 82.2684 | 0.014345 | 0.52386 | 0.15511 | 0.74178 | 13.825 | 0.060442 | 0.039472 | 0.047546 | 0.060442 | 0.061454 | 1.068 | 0.81793 | 0.45616 | 1.068 | 1.0441 | 1.2103 | 0.93856 | 0.47914 | 1.2103 | 1.1801 | 0.014345 | 0.52386 | 0.15511 | 0.74178 | 13.825 | 0.060442 | 0.039472 | 0.047546 | 0.060442 | 0.061454 | 1.068 | 0.81793 | 0.45616 | 1.068 | 1.0441 | 1.2103 | 0.93856 | 0.47914 | 1.2103 | 1.1801
80 | 0.2 | 0.17 | South/Central | SC | Columbia.Metro.AP.723100 | 3 | 1050192 | 37.0018 | 10.5523 | 51.8525 | 36.9141 | 14.9384 | 957.98 | 4.0729 | 80.25 | 2.6298 | 1.443 | 91.8118 | 2.6109 | 62.82 | 1.1708 | 1.4402 | 72.8706 | 3.1738 | 37.6 | 3.1779 | -0.0040258 | 40.8428 | 4.0729 | 80.25 | 2.6298 | 1.443 | 91.8118 | 4.1434 | 78.59 | 2.811 | 1.3323 | 89.7092 | 0.014345 | 0.53077 | 0.15137 | 0.7438 | 13.7418 | 0.058423 | 0.037453 | 0.045527 | 0.058423 | 0.059435 | 1.1511 | 0.90112 | 0.53935 | 1.1511 | 1.1273 | 1.317 | 1.0453 | 0.58587 | 1.317 | 1.2868 | 0.014345 | 0.53077 | 0.15137 | 0.7438 | 13.7418 | 0.058423 | 0.037453 | 0.045527 | 0.058423 | 0.059435 | 1.1511 | 0.90112 | 0.53935 | 1.1511 | 1.1273 | 1.317 | 1.0453 | 0.58587 | 1.317 | 1.2868
81 | 0.35 | 0.2 | South/Central | SC | Columbia.Metro.AP.723100 | 3 | 1050192 | 40.9356 | 10.8326 | 56.2965 | 40.8388 | 15.4577 | 1022.18 | -0.37113 | 16.05 | -1.2949 | 0.92376 | 20.343 | -1.833 | -1.38 | -2.7539 | 0.92089 | 1.4017 | -1.2702 | -26.6 | -0.74685 | -0.5233 | -30.626 | -0.37113 | 16.05 | -1.2949 | 0.92376 | 20.343 | -0.30063 | 14.39 | -1.1137 | 0.81303 | 18.2403 | 0.014345 | 0.5872 | 0.15539 | 0.80755 | 14.6627 | -0.0053237 | -0.026294 | -0.01822 | -0.0053237 | -0.0043123 | 0.23023 | -0.019795 | -0.38156 | 0.23023 | 0.20642 | 0.29181 | 0.020107 | -0.43932 | 0.29181 | 0.26165 | 0.014345 | 0.5872 | 0.15539 | 0.80755 | 14.6627 | -0.0053237 | -0.026294 | -0.01822 | -0.0053237 | -0.0043123 | 0.23023 | -0.019795 | -0.38156 | 0.23023 | 0.20642 | 0.29181 | 0.020107 | -0.43932 | 0.29181 | 0.26165
82 | 0.35 | 0.25 | South/Central | SC | Columbia.Metro.AP.723100 | 3 | 1050192 | 39.8193 | 11.446 | 55.9958 | 39.7251 | 16.2707 | 1036.57 | -0.070501 | 1.66 | -0.18122 | 0.11072 | 2.1026 | -1.5324 | -15.77 | -1.6403 | 0.10786 | -16.8386 | -0.96953 | -40.99 | 0.36681 | -1.3363 | -48.8663 | -0.070501 | 1.66 | -0.18122 | 0.11072 | 2.1026 | 0 | 0 | 0 | 0 | 0 | 0.014345 | 0.57119 | 0.16419 | 0.80323 | 14.8691 | -0.0010113 | -0.021982 | -0.013907 | -0.0010113 | 0 | 0.023812 | -0.22621 | -0.58798 | 0.023812 | 0 | 0.030161 | -0.24154 | -0.70097 | 0.030161 | 0 | 0.014345 | 0.57119 | 0.16419 | 0.80323 | 14.8691 | -0.0010113 | -0.021982 | -0.013907 | -0.0010113 | 0 | 0.023812 | -0.22621 | -0.58798 | 0.023812 | 0 | 0.030161 | -0.24154 | -0.70097 | 0.030161 | 0
83 | 0.35 | 0.3 | South/Central | SC | Columbia.Metro.AP.723100 | 3 | 1050192 | 39.6376 | 11.4871 | 55.9253 | 39.5439 | 16.3814 | 1038.23 | 0 | 0 | 0 | 0 | 0 | -1.4619 | -17.43 | -1.459 | -0.002865 | -18.9412 | -0.89903 | -42.65 | 0.54803 | -1.4471 | -50.969 | 0 | 0 | 0 | 0 | 0 | 0.070501 | -1.66 | 0.18122 | -0.11072 | -2.1026 | 0.014345 | 0.56858 | 0.16478 | 0.80222 | 14.8929 | 0 | -0.02097 | -0.012896 | 0 | 0.0010113 | 0 | -0.25003 | -0.61179 | 0 | -0.023812 | 0 | -0.2717 | -0.73113 | 0 | -0.030161 | 0.014345 | 0.56858 | 0.16478 | 0.80222 | 14.8929 | 0 | -0.02097 | -0.012896 | 0 | 0.0010113 | 0 | -0.25003 | -0.61179 | 0 | -0.023812 | 0 | -0.2717 | -0.73113 | 0 | -0.030161
84 | 0.35 | 0.35 | South/Central | SC | Columbia.Metro.AP.723100 | 3 | 1050192 | 38.6522 | 12.0589 | 55.7021 | 38.5608 | 17.1414 | 1052.34 | 0.22321 | -14.11 | 0.98312 | -0.75991 | -17.794 | -1.2387 | -31.54 | -0.47593 | -0.76278 | -36.7353 | -0.67582 | -56.76 | 1.5311 | -2.207 | -68.763 | 0.22321 | -14.11 | 0.98312 | -0.75991 | -17.794 | 0.29371 | -15.77 | 1.1643 | -0.87063 | -19.8967 | 0.014345 | 0.55445 | 0.17298 | 0.79902 | 15.0953 | 0.0032018 | -0.017769 | -0.0096944 | 0.0032018 | 0.0042131 | -0.2024 | -0.45243 | -0.8142 | -0.2024 | -0.22621 | -0.25525 | -0.52695 | -0.98637 | -0.25525 | -0.28541 | 0.014345 | 0.55445 | 0.17298 | 0.79902 | 15.0953 | 0.0032018 | -0.017769 | -0.0096944 | 0.0032018 | 0.0042131 | -0.2024 | -0.45243 | -0.8142 | -0.2024 | -0.22621 | -0.25525 | -0.52695 | -0.98637 | -0.25525 | -0.28541
85 | 0.35 | 0.4 | South/Central | SC | Columbia.Metro.AP.723100 | 3 | 1050192 | 37.7666 | 12.6216 | 55.5599 | 37.6772 | 17.8826 | 1067.04 | 0.36546 | -28.81 | 1.8666 | -1.5012 | -36.1251 | -1.0965 | -46.24 | 0.40758 | -1.504 | -55.0664 | -0.53357 | -71.46 | 2.4147 | -2.9482 | -87.0941 | 0.36546 | -28.81 | 1.8666 | -1.5012 | -36.1251 | 0.43596 | -30.47 | 2.0479 | -1.6119 | -38.2278 | 0.014345 | 0.54174 | 0.18105 | 0.79698 | 15.3062 | 0.0052424 | -0.015728 | -0.0076538 | 0.0052424 | 0.0062537 | -0.41327 | -0.66329 | -1.0251 | -0.41327 | -0.43708 | -0.5182 | -0.7899 | -1.2493 | -0.5182 | -0.54836 | 0.014345 | 0.54174 | 0.18105 | 0.79698 | 15.3062 | 0.0052424 | -0.015728 | -0.0076538 | 0.0052424 | 0.0062537 | -0.41327 | -0.66329 | -1.0251 | -0.41327 | -0.43708 | -0.5182 | -0.7899 | -1.2493 | -0.5182 | -0.54836
86 | 0.33 | 0.2 | South/Central | SC | Columbia.Metro.AP.723100 | 3 | 1050192 | 40.3542 | 10.8431 | 55.7064 | 40.2587 | 15.4477 | 1014.95 | 0.21894 | 23.28 | -0.71486 | 0.9338 | 28.2299 | -1.243 | 5.85 | -2.1739 | 0.93093 | 9.2887 | -0.68009 | -19.37 | -0.16683 | -0.51326 | -22.7391 | 0.21894 | 23.28 | -0.71486 | 0.9338 | 28.2299 | 0.28944 | 21.62 | -0.53363 | 0.82308 | 26.1273 | 0.014345 | 0.57886 | 0.15554 | 0.79908 | 14.559 | 0.0031406 | -0.01783 | -0.0097556 | 0.0031406 | 0.0041519 | 0.33394 | 0.083916 | -0.27785 | 0.33394 | 0.31013 | 0.40495 | 0.13324 | -0.32618 | 0.40495 | 0.37478 | 0.014345 | 0.57886 | 0.15554 | 0.79908 | 14.559 | 0.0031406 | -0.01783 | -0.0097556 | 0.0031406 | 0.0041519 | 0.33394 | 0.083916 | -0.27785 | 0.33394 | 0.31013 | 0.40495 | 0.13324 | -0.32618 | 0.40495 | 0.37478
87 | 0.33 | 0.25 | South/Central | SC | Columbia.Metro.AP.723100 | 3 | 1050192 | 39.2381 | 11.4566 | 55.4145 | 39.1453 | 16.2692 | 1029.62 | 0.51086 | 8.61 | 0.3986 | 0.11226 | 9.6459 | -0.95105 | -8.82 | -1.0604 | 0.10939 | -9.2954 | -0.38817 | -34.04 | 0.94663 | -1.3348 | -41.3231 | 0.51086 | 8.61 | 0.3986 | 0.11226 | 9.6459 | 0.58136 | 6.95 | 0.57983 | 0.0015367 | 7.5432 | 0.014345 | 0.56285 | 0.16434 | 0.7949 | 14.7694 | 0.0073281 | -0.013642 | -0.0055681 | 0.0073281 | 0.0083394 | 0.12351 | -0.12652 | -0.48829 | 0.12351 | 0.099695 | 0.13837 | -0.13334 | -0.59276 | 0.13837 | 0.1082 | 0.014345 | 0.56285 | 0.16434 | 0.7949 | 14.7694 | 0.0073281 | -0.013642 | -0.0055681 | 0.0073281 | 0.0083394 | 0.12351 | -0.12652 | -0.48829 | 0.12351 | 0.099695 | 0.13837 | -0.13334 | -0.59276 | 0.13837 | 0.1082
88 | 0.33 | 0.3 | South/Central | SC | Columbia.Metro.AP.723100 | 3 | 1050192 | 39.0661 | 11.4978 | 55.3537 | 38.9737 | 16.38 | 1031.41 | 0.57162 | 6.82 | 0.57015 | 0.0014648 | 7.4155 | -0.8903 | -10.61 | -0.8889 | -0.0014002 | -11.5257 | -0.32741 | -35.83 | 1.1182 | -1.4456 | -43.5534 | 0.57162 | 6.82 | 0.57015 | 0.0014648 | 7.4155 | 0.64212 | 5.16 | 0.75138 | -0.10926 | 5.3129 | 0.014345 | 0.56039 | 0.16493 | 0.79402 | 14.7951 | 0.0081996 | -0.012771 | -0.0046965 | 0.0081996 | 0.0092109 | 0.09783 | -0.1522 | -0.51396 | 0.09783 | 0.074018 | 0.10637 | -0.16533 | -0.62475 | 0.10637 | 0.076211 | 0.014345 | 0.56039 | 0.16493 | 0.79402 | 14.7951 | 0.0081996 | -0.012771 | -0.0046965 | 0.0081996 | 0.0092109 | 0.09783 | -0.1522 | -0.51396 | 0.09783 | 0.074018 | 0.10637 | -0.16533 | -0.62475 | 0.10637 | 0.076211
89 | 0.33 | 0.35 | South/Central | SC | Columbia.Metro.AP.723100 | 3 | 1050192 | 38.0808 | 12.0698 | 55.1309 | 37.9907 | 17.1402 | 1045.54 | 0.79447 | -7.31 | 1.5532 | -0.7587 | -10.39 | -0.66744 | -24.74 | 0.094122 | -0.76157 | -29.3312 | -0.10456 | -49.96 | 2.1012 | -2.2058 | -61.359 | 0.79447 | -7.31 | 1.5532 | -0.7587 | -10.39 | 0.86497 | -8.97 | 1.7344 | -0.86942 | -12.4927 | 0.014345 | 0.54625 | 0.17314 | 0.79083 | 14.9978 | 0.011396 | -0.0095742 | -0.0014998 | 0.011396 | 0.012408 | -0.10486 | -0.35488 | -0.71665 | -0.10486 | -0.12867 | -0.14904 | -0.42074 | -0.88017 | -0.14904 | -0.1792 | 0.014345 | 0.54625 | 0.17314 | 0.79083 | 14.9978 | 0.011396 | -0.0095742 | -0.0014998 | 0.011396 | 0.012408 | -0.10486 | -0.35488 | -0.71665 | -0.10486 | -0.12867 | -0.14904 | -0.42074 | -0.88017 | -0.14904 | -0.1792
90 | 0.33 | 0.4 | South/Central | SC | Columbia.Metro.AP.723100 | 3 | 1050192 | 37.1865 | 12.6419 | 54.9901 | 37.0985 | 17.8916 | 1060.47 | 0.9352 | -22.24 | 2.4454 | -1.5102 | -29.0193 | -0.52672 | -39.67 | 0.98634 | -1.5131 | -47.9606 | 0.036168 | -64.89 | 2.9934 | -2.9573 | -79.9883 | 0.9352 | -22.24 | 2.4454 | -1.5102 | -29.0193 | 1.0057 | -23.9 | 2.6266 | -1.6209 | -31.122 | 0.014345 | 0.53342 | 0.18134 | 0.78881 | 15.212 | 0.013415 | -0.0075555 | 0.00051881 | 0.013415 | 0.014426 | -0.31902 | -0.56905 | -0.93082 | -0.31902 | -0.34283 | -0.41627 | -0.68797 | -1.1474 | -0.41627 | -0.44643 | 0.014345 | 0.53342 | 0.18134 | 0.78881 | 15.212 | 0.013415 | -0.0075555 | 0.00051881 | 0.013415 | 0.014426 | -0.31902 | -0.56905 | -0.93082 | -0.31902 | -0.34283 | -0.41627 | -0.68797 | -1.1474 | -0.41627 | -0.44643
91 | 0.3 | 0.2 | South/Central | SC | Columbia.Metro.AP.723100 | 3 | 1050192 | 39.4533 | 10.8535 | 54.7957 | 39.3599 | 15.4358 | 1003.87 | 1.1297 | 34.36 | 0.18401 | 0.94565 | 40.3035 | -0.33226 | 16.93 | -1.275 | 0.94279 | 21.3623 | 0.23063 | -8.29 | 0.73204 | -0.50141 | -10.6654 | 1.1297 | 34.36 | 0.18401 | 0.94565 | 40.3035 | 1.2002 | 32.7 | 0.36523 | 0.83493 | 38.2009 | 0.014345 | 0.56594 | 0.15569 | 0.78602 | 14.4001 | 0.016204 | -0.0047661 | 0.0033083 | 0.016204 | 0.017216 | 0.49288 | 0.24285 | -0.11892 | 0.49288 | 0.46907 | 0.57814 | 0.30643 | -0.15299 | 0.57814 | 0.54797 | 0.014345 | 0.56594 | 0.15569 | 0.78602 | 14.4001 | 0.016204 | -0.0047661 | 0.0033083 | 0.016204 | 0.017216 | 0.49288 | 0.24285 | -0.11892 | 0.49288 | 0.46907 | 0.57814 | 0.30643 | -0.15299 | 0.57814 | 0.54797
92 | 0.3 | 0.25 | South/Central | SC | Columbia.Metro.AP.723100 | 3 | 1050192 | 38.3469 | 11.4769 | 54.5235 | 38.2561 | 16.2674 | 1019.02 | 1.4018 | 19.21 | 1.2878 | 0.11404 | 21.1907 | -0.060078 | 1.78 | -0.17125 | 0.11118 | 2.2495 | 0.50281 | -23.44 | 1.8358 | -1.333 | -29.7783 | 1.4018 | 19.21 | 1.2878 | 0.11404 | 21.1907 | 1.4723 | 17.55 | 1.469 | 0.0033184 | 19.0881 | 0.014345 | 0.55007 | 0.16463 | 0.78211 | 14.6174 | 0.020109 | -0.00086179 | 0.0072125 | 0.020109 | 0.02112 | 0.27556 | 0.025533 | -0.33624 | 0.27556 | 0.25175 | 0.30397 | 0.032268 | -0.42716 | 0.30397 | 0.27381 | 0.014345 | 0.55007 | 0.16463 | 0.78211 | 14.6174 | 0.020109 | -0.00086179 | 0.0072125 | 0.020109 | 0.02112 | 0.27556 | 0.025533 | -0.33624 | 0.27556 | 0.25175 | 0.30397 | 0.032268 | -0.42716 | 0.30397 | 0.27381
93 | 0.3 | 0.3 | South/Central | SC | Columbia.Metro.AP.723100 | 3 | 1050192 | 38.1752 | 11.5183 | 54.4634 | 38.0848 | 16.3786 | 1020.8 | 1.4619 | 17.43 | 1.459 | 0.002865 | 18.9412 | 0 | 0 | 0 | 0 | 0 | 0.56289 | -25.22 | 2.0071 | -1.4442 | -32.0277 | 1.4619 | 17.43 | 1.459 | 0.002865 | 18.9412 | 1.5324 | 15.77 | 1.6403 | -0.10786 | 16.8386 | 0.014345 | 0.54761 | 0.16522 | 0.78125 | 14.6429 | 0.02097 | 0 | 0.0080743 | 0.02097 | 0.021982 | 0.25003 | 0 | -0.36177 | 0.25003 | 0.22621 | 0.2717 | 0 | -0.45942 | 0.2717 | 0.24154 | 0.014345 | 0.54761 | 0.16522 | 0.78125 | 14.6429 | 0.02097 | 0 | 0.0080743 | 0.02097 | 0.021982 | 0.25003 | 0 | -0.36177 | 0.25003 | 0.22621 | 0.2717 | 0 | -0.45942 | 0.2717 | 0.24154
94 | 0.3 | 0.35 | South/Central | SC | Columbia.Metro.AP.723100 | 3 | 1050192 | 37.1996 | 12.1002 | 54.2608 | 37.1115 | 17.1493 | 1035.42 | 1.6645 | 2.81 | 2.4324 | -0.76789 | 0.5862 | 0.20259 | -14.62 | 0.97335 | -0.77075 | -18.355 | 0.76548 | -39.84 | 2.9804 | -2.2149 | -50.3828 | 1.6645 | 2.81 | 2.4324 | -0.76789 | 0.5862 | 1.735 | 1.15 | 2.6136 | -0.87861 | -1.5164 | 0.014345 | 0.53361 | 0.17357 | 0.77835 | 14.8526 | 0.023877 | 0.0029061 | 0.01098 | 0.023877 | 0.024888 | 0.040308 | -0.20972 | -0.57149 | 0.040308 | 0.016496 | 0.0084088 | -0.26329 | -0.72272 | 0.0084088 | -0.021753 | 0.014345 | 0.53361 | 0.17357 | 0.77835 | 14.8526 | 0.023877 | 0.0029061 | 0.01098 | 0.023877 | 0.024888 | 0.040308 | -0.20972 | -0.57149 | 0.040308 | 0.016496 | 0.0084088 | -0.26329 | -0.72272 | 0.0084088 | -0.021753
95 | 0.3 | 0.4 | South/Central | SC | Columbia.Metro.AP.723100 | 3 | 1050192 | 36.3145 | 12.6817 | 54.1477 | 36.2285 | 17.9192 | 1051.09 | 1.7777 | -12.86 | 3.3154 | -1.5377 | -18.8972 | 0.31576 | -30.29 | 1.8563 | -1.5406 | -37.8384 | 0.87864 | -55.51 | 3.8634 | -2.9848 | -69.8662 | 1.7777 | -12.86 | 3.3154 | -1.5377 | -18.8972 | 1.8482 | -14.52 | 3.4966 | -1.6484 | -20.9998 | 0.014345 | 0.52091 | 0.18191 | 0.77672 | 15.0774 | 0.0255 | 0.0045294 | 0.012604 | 0.0255 | 0.026511 | -0.18447 | -0.4345 | -0.79627 | -0.18447 | -0.20828 | -0.27107 | -0.54277 | -1.0022 | -0.27107 | -0.30123 | 0.014345 | 0.52091 | 0.18191 | 0.77672 | 15.0774 | 0.0255 | 0.0045294 | 0.012604 | 0.0255 | 0.026511 | -0.18447 | -0.4345 | -0.79627 | -0.18447 | -0.20828 | -0.27107 | -0.54277 | -1.0022 | -0.27107 | -0.30123
96 | 0.28 | 0.2 | South/Central | SC | Columbia.Metro.AP.723100 | 3 | 1050192 | 38.8326 | 10.8728 | 54.1838 | 38.7407 | 15.4431 | 996.79 | 1.7416 | 41.44 | 0.80318 | 0.9384 | 48.0018 | 0.27966 | 24.01 | -0.65587 | 0.93553 | 29.0605 | 0.84255 | -1.21 | 1.3512 | -0.50866 | -2.9672 | 1.7416 | 41.44 | 0.80318 | 0.9384 | 48.0018 | 1.8121 | 39.78 | 0.9844 | 0.82767 | 45.8991 | 0.014345 | 0.55704 | 0.15596 | 0.77724 | 14.2985 | 0.024982 | 0.0040116 | 0.012086 | 0.024982 | 0.025993 | 0.59444 | 0.34441 | -0.017357 | 0.59444 | 0.57063 | 0.68856 | 0.41686 | -0.042563 | 0.68856 | 0.6584 | 0.014345 | 0.55704 | 0.15596 | 0.77724 | 14.2985 | 0.024982 | 0.0040116 | 0.012086 | 0.024982 | 0.025993 | 0.59444 | 0.34441 | -0.017357 | 0.59444 | 0.57063 | 0.68856 | 0.41686 | -0.042563 | 0.68856 | 0.6584
97 | 0.28 | 0.25 | South/Central | SC | Columbia.Metro.AP.723100 | 3 | 1050192 | 37.7363 | 11.4967 | 53.9227 | 37.6469 | 16.2758 | 1012.07 | 2.0027 | 26.16 | 1.897 | 0.10567 | 28.7154 | 0.54075 | 8.73 | 0.43795 | 0.1028 | 9.7741 | 1.1036 | -16.49 | 2.445 | -1.3414 | -22.2536 | 2.0027 | 26.16 | 1.897 | 0.10567 | 28.7154 | 2.0732 | 24.5 | 2.0782 | -0.0050574 | 26.6127 | 0.014345 | 0.54131 | 0.16492 | 0.7735 | 14.5177 | 0.028727 | 0.0077568 | 0.015831 | 0.028727 | 0.029739 | 0.37525 | 0.12523 | -0.23654 | 0.37525 | 0.35144 | 0.41191 | 0.14021 | -0.31922 | 0.41191 | 0.38175 | 0.014345 | 0.54131 | 0.16492 | 0.7735 | 14.5177 | 0.028727 | 0.0077568 | 0.015831 | 0.028727 | 0.029739 | 0.37525 | 0.12523 | -0.23654 | 0.37525 | 0.35144 | 0.41191 | 0.14021 | -0.31922 | 0.41191 | 0.38175
98 | 0.28 | 0.3 | South/Central | SC | Columbia.Metro.AP.723100 | 3 | 1050192 | 37.3533 | 11.6779 | 53.8215 | 37.2648 | 16.5567 | 1017.1 | 2.1038 | 21.13 | 2.2791 | -0.1752 | 22.3797 | 0.64193 | 3.7 | 0.82 | -0.17807 | 3.4384 | 1.2048 | -21.52 | 2.8271 | -1.6223 | -28.5893 | 2.1038 | 21.13 | 2.2791 | -0.1752 | 22.3797 | 2.1743 | 19.47 | 2.4603 | -0.28593 | 20.277 | 0.014345 | 0.53582 | 0.16751 | 0.77204 | 14.5898 | 0.030179 | 0.0092082 | 0.017283 | 0.030179 | 0.03119 | 0.3031 | 0.053075 | -0.30869 | 0.3031 | 0.27929 | 0.32103 | 0.049323 | -0.4101 | 0.32103 | 0.29086 | 0.014345 | 0.53582 | 0.16751 | 0.77204 | 14.5898 | 0.030179 | 0.0092082 | 0.017283 | 0.030179 | 0.03119 | 0.3031 | 0.053075 | -0.30869 | 0.3031 | 0.27929 | 0.32103 | 0.049323 | -0.4101 | 0.32103 | 0.29086
99 | 0.28 | 0.35 | South/Central | SC | Columbia.Metro.AP.723100 | 3 | 1050192 | 36.4076 | 12.2613 | 53.6593 | 36.3214 | 17.3379 | 1032.42 | 2.2661 | 5.81 | 3.2225 | -0.95642 | 3.2192 | 0.80416 | -11.62 | 1.7634 | -0.95928 | -15.722 | 1.367 | -36.84 | 3.7705 | -2.4035 | -47.7497 | 2.2661 | 5.81 | 3.2225 | -0.95642 | 3.2192 | 2.3366 | 4.15 | 3.4037 | -1.0671 | 1.1166 | 0.014345 | 0.52225 | 0.17588 | 0.76972 | 14.8096 | 0.032506 | 0.011535 | 0.01961 | 0.032506 | 0.033517 | 0.083342 | -0.16668 | -0.52845 | 0.083342 | 0.05953 | 0.046178 | -0.22553 | -0.68495 | 0.046178 | 0.016017 | 0.014345 | 0.52225 | 0.17588 | 0.76972 | 14.8096 | 0.032506 | 0.011535 | 0.01961 | 0.032506 | 0.033517 | 0.083342 | -0.16668 | -0.52845 | 0.083342 | 0.05953 | 0.046178 | -0.22553 | -0.68495 | 0.046178 | 0.016017
100 | 0.28 | 0.4 | South/Central | SC | Columbia.Metro.AP.723100 | 3 | 1050192 | 35.7131 | 12.7117 | 53.5657 | 35.6285 | 17.9371 | 1044.56 | 2.3597 | -6.33 | 3.9153 | -1.5557 | -11.8765 | 0.89775 | -23.76 | 2.4563 | -1.5585 | -30.8177 | 1.4606 | -48.98 | 4.4634 | -3.0027 | -62.8455 | 2.3597 | -6.33 | 3.9153 | -1.5557 | -11.8765 | 2.4302 | -7.99 | 4.0966 | -1.6664 | -13.9791 | 0.014345 | 0.51229 | 0.18234 | 0.76837 | 14.9837 | 0.033848 | 0.012878 | 0.020952 | 0.033848 | 0.03486 | -0.090801 | -0.34083 | -0.7026 | -0.090801 | -0.11461 | -0.17036 | -0.44207 | -0.90149 | -0.17036 | -0.20052 | 0.014345 | 0.51229 | 0.18234 | 0.76837 | 14.9837 | 0.033848 | 0.012878 | 0.020952 | 0.033848 | 0.03486 | -0.090801 | -0.34083 | -0.7026 | -0.090801 | -0.11461 | -0.17036 | -0.44207 | -0.90149 | -0.17036 | -0.20052
101 | 0.27 | 0.2 | South/Central | SC | Columbia.Metro.AP.723100 | 3 | 1050192 | 38.522 | 10.8833 | 53.8744 | 38.4308 | 15.4436 | 993.14 | 2.0509 | 45.09 | 1.1131 | 0.9378 | 51.9767 | 0.58897 | 27.66 | -0.34597 | 0.93494 | 33.0354 | 1.1519 | 2.44 | 1.6611 | -0.50926 | 1.0077 | 2.0509 | 45.09 | 1.1131 | 0.9378 | 51.9767 | 2.1214 | 43.43 | 1.2943 | 0.82708 | 49.874 | 0.014345 | 0.55258 | 0.15612 | 0.7728 | 14.2461 | 0.029419 | 0.0084485 | 0.016523 | 0.029419 | 0.03043 | 0.6468 | 0.39677 | 0.035001 | 0.6468 | 0.62298 | 0.74558 | 0.47388 | 0.014455 | 0.74558 | 0.71542 | 0.014345 | 0.55258 | 0.15612 | 0.7728 | 14.2461 | 0.029419 | 0.0084485 | 0.016523 | 0.029419 | 0.03043 | 0.6468 | 0.39677 | 0.035001 | 0.6468 | 0.62298 | 0.74558 | 0.47388 | 0.014455 | 0.74558 | 0.71542
102 | 0.27 | 0.25 | South/Central | SC | Columbia.Metro.AP.723100 | 3 | 1050192 | 37.4257 | 11.5067 | 53.6123 | 37.3371 | 16.2752 | 1008.36 | 2.3131 | 29.87 | 2.2068 | 0.10626 | 32.7368 | 0.85115 | 12.44 | 0.74775 | 0.1034 | 13.7956 | 1.414 | -12.78 | 2.7548 | -1.3408 | -18.2322 | 2.3131 | 29.87 | 2.2068 | 0.10626 | 32.7368 | 2.3836 | 28.21 | 2.388 | -0.004459 | 30.6342 | 0.014345 | 0.53685 | 0.16506 | 0.76904 | 14.4645 | 0.03318 | 0.012209 | 0.020284 | 0.03318 | 0.034191 | 0.42847 | 0.17845 | -0.18332 | 0.42847 | 0.40466 | 0.46959 | 0.19789 | -0.26153 | 0.46959 | 0.43943 | 0.014345 | 0.53685 | 0.16506 | 0.76904 | 14.4645 | 0.03318 | 0.012209 | 0.020284 | 0.03318 | 0.034191 | 0.42847 | 0.17845 | -0.18332 | 0.42847 | 0.40466 | 0.46959 | 0.19789 | -0.26153 | 0.46959 | 0.43943
103 | 0.27 | 0.3 | South/Central | SC | Columbia.Metro.AP.723100 | 3 | 1050192 | 36.9015 | 11.7885 | 53.5003 | 36.8141 | 16.6862 | 1016.16 | 2.425 | 22.07 | 2.7298 | -0.30478 | 22.9982 | 0.96307 | 4.64 | 1.2707 | -0.30764 | 4.057 | 1.526 | -20.58 | 3.2778 | -1.7518 | -27.9708 | 2.425 | 22.07 | 2.7298 | -0.30478 | 22.9982 | 2.4955 | 20.41 | 2.911 | -0.4155 | 20.8956 | 0.014345 | 0.52934 | 0.1691 | 0.76744 | 14.5763 | 0.034785 | 0.013815 | 0.021889 | 0.034785 | 0.035797 | 0.31658 | 0.066559 | -0.29521 | 0.31658 | 0.29277 | 0.3299 | 0.058195 | -0.40123 | 0.3299 | 0.29974 | 0.014345 | 0.52934 | 0.1691 | 0.76744 | 14.5763 | 0.034785 | 0.013815 | 0.021889 | 0.034785 | 0.035797 | 0.31658 | 0.066559 | -0.29521 | 0.31658 | 0.29277 | 0.3299 | 0.058195 | -0.40123 | 0.3299 | 0.29974
104 | 0.27 | 0.35 | South/Central | SC | Columbia.Metro.AP.723100 | 3 | 1050192 | 35.9359 | 12.4216 | 53.3783 | 35.8507 | 17.5276 | 1033.26 | 2.547 | 4.97 | 3.6931 | -1.1462 | 1.6817 | 1.0851 | -12.46 | 2.2341 | -1.149 | -17.2596 | 1.648 | -37.68 | 4.2412 | -2.5932 | -49.2873 | 2.547 | 4.97 | 3.6931 | -1.1462 | 1.6817 | 2.6175 | 3.31 | 3.8744 | -1.2569 | -0.42096 | 0.014345 | 0.51548 | 0.17818 | 0.76569 | 14.8216 | 0.036535 | 0.015565 | 0.023639 | 0.036535 | 0.037547 | 0.071292 | -0.17873 | -0.5405 | 0.071292 | 0.04748 | 0.024123 | -0.24758 | -0.707 | 0.024123 | -0.0060385 | 0.014345 | 0.51548 | 0.17818 | 0.76569 | 14.8216 | 0.036535 | 0.015565 | 0.023639 | 0.036535 | 0.037547 | 0.071292 | -0.17873 | -0.5405 | 0.071292 | 0.04748 | 0.024123 | -0.24758 | -0.707 | 0.024123 | -0.0060385
105 | 0.27 | 0.4 | South/Central | SC | Columbia.Metro.AP.723100 | 3 | 1050192 | 35.4032 | 12.7223 | 53.257 | 35.3193 | 17.9377 | 1040.89 | 2.6684 | -2.66 | 4.2246 | -1.5562 | -7.9089 | 1.2065 | -20.09 | 2.7656 | -1.5591 | -26.8501 | 1.7693 | -45.31 | 4.7726 | -3.0033 | -58.8779 | 2.6684 | -2.66 | 4.2246 | -1.5562 | -7.9089 | 2.7389 | -4.32 | 4.4058 | -1.667 | -10.0115 | 0.014345 | 0.50784 | 0.1825 | 0.76395 | 14.9311 | 0.038276 | 0.017306 | 0.02538 | 0.038276 | 0.039288 | -0.038156 | -0.28818 | -0.64995 | -0.038156 | -0.061968 | -0.11345 | -0.38515 | -0.84458 | -0.11345 | -0.14361 | 0.014345 | 0.50784 | 0.1825 | 0.76395 | 14.9311 | 0.038276 | 0.017306 | 0.02538 | 0.038276 | 0.039288 | -0.038156 | -0.28818 | -0.64995 | -0.038156 | -0.061968 | -0.11345 | -0.38515 | -0.84458 | -0.11345 | -0.14361
106 | 0.26 | 0.2 | South/Central | SC | Columbia.Metro.AP.723100 | 3 | 1050192 | 38.2015 | 10.8933 | 53.5632 | 38.111 | 15.4522 | 989.63 | 2.3621 | 48.6 | 1.4329 | 0.92929 | 55.7614 | 0.90023 | 31.17 | -0.026196 | 0.92643 | 36.8201 | 1.4631 | 5.95 | 1.9809 | -0.51777 | 4.7924 | 2.3621 | 48.6 | 1.4329 | 0.92929 | 55.7614 | 2.4326 | 46.94 | 1.6141 | 0.81857 | 53.6587 | 0.014345 | 0.54798 | 0.15626 | 0.76834 | 14.1958 | 0.033884 | 0.012913 | 0.020988 | 0.033884 | 0.034895 | 0.69714 | 0.44712 | 0.08535 | 0.69714 | 0.67333 | 0.79987 | 0.52817 | 0.068745 | 0.79987 | 0.76971 | 0.014345 | 0.54798 | 0.15626 | 0.76834 | 14.1958 | 0.033884 | 0.012913 | 0.020988 | 0.033884 | 0.034895 | 0.69714 | 0.44712 | 0.08535 | 0.69714 | 0.67333 | 0.79987 | 0.52817 | 0.068745 | 0.79987 | 0.76971
107 | 0.26 | 0.25 | South/Central | SC | Columbia.Metro.AP.723100 | 3 | 1050192 | 37.1249 | 11.5165 | 53.3112 | 37.0369 | 16.2743 | 1004.76 | 2.6141 | 33.47 | 2.5069 | 0.10716 | 36.6455 | 1.1522 | 16.04 | 1.0479 | 0.1043 | 17.7042 | 1.7151 | -9.18 | 3.055 | -1.3399 | -14.3235 | 2.6141 | 33.47 | 2.5069 | 0.10716 | 36.6455 | 2.6846 | 31.81 | 2.6882 | -0.0035609 | 34.5428 | 0.014345 | 0.53254 | 0.1652 | 0.76473 | 14.4128 | 0.037498 | 0.016527 | 0.024602 | 0.037498 | 0.038509 | 0.48011 | 0.23009 | -0.13168 | 0.48011 | 0.4563 | 0.52566 | 0.25396 | -0.20546 | 0.52566 | 0.4955 | 0.014345 | 0.53254 | 0.1652 | 0.76473 | 14.4128 | 0.037498 | 0.016527 | 0.024602 | 0.037498 | 0.038509 | 0.48011 | 0.23009 | -0.13168 | 0.48011 | 0.4563 | 0.52566 | 0.25396 | -0.20546 | 0.52566 | 0.4955
108 | 0.26 | 0.3 | South/Central | SC | Columbia.Metro.AP.723100 | 3 | 1050192 | 36.3705 | 11.9688 | 53.1796 | 36.2843 | 16.8953 | 1016.94 | 2.7457 | 21.29 | 3.2596 | -0.51387 | 21.4483 | 1.2838 | 3.86 | 1.8006 | -0.51673 | 2.5071 | 1.8467 | -21.36 | 3.8076 | -1.9609 | -29.5207 | 2.7457 | 21.29 | 3.2596 | -0.51387 | 21.4483 | 2.8162 | 19.63 | 3.4408 | -0.62459 | 19.3457 | 0.014345 | 0.52172 | 0.17169 | 0.76284 | 14.5875 | 0.039386 | 0.018416 | 0.02649 | 0.039386 | 0.040398 | 0.3054 | 0.05537 | -0.3064 | 0.3054 | 0.28158 | 0.30767 | 0.035963 | -0.42346 | 0.30767 | 0.2775 | 0.014345 | 0.52172 | 0.17169 | 0.76284 | 14.5875 | 0.039386 | 0.018416 | 0.02649 | 0.039386 | 0.040398 | 0.3054 | 0.05537 | -0.3064 | 0.3054 | 0.28158 | 0.30767 | 0.035963 | -0.42346 | 0.30767 | 0.2775
109 | 0.26 | 0.35 | South/Central | SC | Columbia.Metro.AP.723100 | 3 | 1050192 | 35.4548 | 12.6006 | 53.1062 | 35.3707 | 17.7354 | 1034.62 | 2.8192 | 3.61 | 4.1731 | -1.354 | -0.4601 | 1.3572 | -13.82 | 2.7141 | -1.3568 | -19.4013 | 1.9201 | -39.04 | 4.7212 | -2.801 | -51.4291 | 2.8192 | 3.61 | 4.1731 | -1.354 | -0.4601 | 2.8897 | 1.95 | 4.3544 | -1.4647 | -2.5627 | 0.014345 | 0.50858 | 0.18075 | 0.76178 | 14.8411 | 0.04044 | 0.019469 | 0.027543 | 0.04044 | 0.041451 | 0.051784 | -0.19824 | -0.56001 | 0.051784 | 0.027972 | -0.0066 | -0.2783 | -0.73773 | -0.0066 | -0.036761 | 0.014345 | 0.50858 | 0.18075 | 0.76178 | 14.8411 | 0.04044 | 0.019469 | 0.027543 | 0.04044 | 0.041451 | 0.051784 | -0.19824 | -0.56001 | 0.051784 | 0.027972 | -0.0066 | -0.2783 | -0.73773 | -0.0066 | -0.036761
110 | 0.26 | 0.4 | South/Central | SC | Columbia.Metro.AP.723100 | 3 | 1050192 | 35.1025 | 12.7423 | 52.9665 | 35.0193 | 17.9472 | 1037.67 | 2.9588 | 0.56 | 4.5245 | -1.5657 | -4.4198 | 1.4969 | -16.87 | 3.0655 | -1.5686 | -23.361 | 2.0598 | -42.09 | 5.0726 | -3.0128 | -55.3887 | 2.9588 | 0.56 | 4.5245 | -1.5657 | -4.4198 | 3.0293 | -1.1 | 4.7058 | -1.6765 | -6.5224 | 0.014345 | 0.50353 | 0.18278 | 0.75978 | 14.8849 | 0.042443 | 0.021472 | 0.029546 | 0.042443 | 0.043454 | 0.0080329 | -0.24199 | -0.60376 | 0.0080329 | -0.015779 | -0.063399 | -0.3351 | -0.79453 | -0.063399 | -0.093561 | 0.014345 | 0.50353 | 0.18278 | 0.75978 | 14.8849 | 0.042443 | 0.021472 | 0.029546 | 0.042443 | 0.043454 | 0.0080329 | -0.24199 | -0.60376 | 0.0080329 | -0.015779 | -0.063399 | -0.3351 | -0.79453 | -0.063399 | -0.093561
111 | 0.25 | 0.2 | South/Central | SC | Columbia.Metro.AP.723100 | 3 | 1050192 | 37.8814 | 10.9033 | 53.2431 | 37.7917 | 15.4514 | 985.81 | 2.6822 | 52.42 | 1.7522 | 0.93005 | 59.9121 | 1.2203 | 34.99 | 0.29314 | 0.92718 | 40.9708 | 1.7832 | 9.77 | 2.3002 | -0.51701 | 8.9431 | 2.6822 | 52.42 | 1.7522 | 0.93005 | 59.9121 | 2.7527 | 50.76 | 1.9334 | 0.81932 | 57.8094 | 0.014345 | 0.54339 | 0.1564 | 0.76375 | 14.141 | 0.038475 | 0.017505 | 0.025579 | 0.038475 | 0.039487 | 0.75194 | 0.50192 | 0.14015 | 0.75194 | 0.72813 | 0.85941 | 0.58771 | 0.12828 | 0.85941 | 0.82925 | 0.014345 | 0.54339 | 0.1564 | 0.76375 | 14.141 | 0.038475 | 0.017505 | 0.025579 | 0.038475 | 0.039487 | 0.75194 | 0.50192 | 0.14015 | 0.75194 | 0.72813 | 0.85941 | 0.58771 | 0.12828 | 0.85941 | 0.82925
112 | 0.25 | 0.25 | South/Central | SC | Columbia.Metro.AP.723100 | 3 | 1050192 | 36.8049 | 11.5266 | 53.0013 | 36.7177 | 16.2836 | 1001.27 | 2.9241 | 36.96 | 2.8262 | 0.097888 | 40.3927 | 1.4621 | 19.53 | 1.3671 | 0.095023 | 21.4515 | 2.025 | -5.69 | 3.3742 | -1.3492 | -10.5763 | 2.9241 | 36.96 | 2.8262 | 0.097888 | 40.3927 | 2.9946 | 35.3 | 3.0074 | -0.012835 | 38.2901 | 0.014345 | 0.52795 | 0.16534 | 0.76028 | 14.3628 | 0.041944 | 0.020974 | 0.029048 | 0.041944 | 0.042956 | 0.53017 | 0.28015 | -0.08162 | 0.53017 | 0.50636 | 0.57941 | 0.30771 | -0.15171 | 0.57941 | 0.54925 | 0.014345 | 0.52795 | 0.16534 | 0.76028 | 14.3628 | 0.041944 | 0.020974 | 0.029048 | 0.041944 | 0.042956 | 0.53017 | 0.28015 | -0.08162 | 0.53017 | 0.50636 | 0.57941 | 0.30771 | -0.15171 | 0.57941 | 0.54925
113 | 0.25 | 0.3 | South/Central | SC | Columbia.Metro.AP.723100 | 3 | 1050192 | 35.8385 | 12.1492 | 52.8681 | 35.7536 | 17.1145 | 1018.04 | 3.0572 | 20.19 | 3.7903 | -0.73303 | 19.5053 | 1.5953 | 2.76 | 2.3312 | -0.7359 | 0.56405 | 2.1582 | -22.46 | 4.3383 | -2.1801 | -31.4637 | 3.0572 | 20.19 | 3.7903 | -0.73303 | 19.5053 | 3.1277 | 18.53 | 3.9715 | -0.84375 | 17.4026 | 0.014345 | 0.51409 | 0.17428 | 0.75837 | 14.6033 | 0.043855 | 0.022884 | 0.030959 | 0.043855 | 0.044866 | 0.28962 | 0.039591 | -0.32218 | 0.28962 | 0.2658 | 0.27979 | 0.008091 | -0.45133 | 0.27979 | 0.24963 | 0.014345 | 0.51409 | 0.17428 | 0.75837 | 14.6033 | 0.043855 | 0.022884 | 0.030959 | 0.043855 | 0.044866 | 0.28962 | 0.039591 | -0.32218 | 0.28962 | 0.2658 | 0.27979 | 0.008091 | -0.45133 | 0.27979 | 0.24963
114 | 0.25 | 0.35 | South/Central | SC | Columbia.Metro.AP.723100 | 3 | 1050192 | 34.9426 | 12.811 | 52.8544 | 34.8598 | 17.9946 | 1037.34 | 3.0709 | 0.89 | 4.6841 | -1.6132 | -4.2633 | 1.609 | -16.54 | 3.225 | -1.616 | -23.2046 | 2.1719 | -41.76 | 5.2321 | -3.0602 | -55.2323 | 3.0709 | 0.89 | 4.6841 | -1.6132 | -4.2633 | 3.1414 | -0.77 | 4.8653 | -1.7239 | -6.366 | 0.014345 | 0.50124 | 0.18377 | 0.75817 | 14.8802 | 0.044051 | 0.02308 | 0.031155 | 0.044051 | 0.045062 | 0.012767 | -0.23726 | -0.59903 | 0.012767 | -0.011045 | -0.061155 | -0.33286 | -0.79228 | -0.061155 | -0.091317 | 0.014345 | 0.50124 | 0.18377 | 0.75817 | 14.8802 | 0.044051 | 0.02308 | 0.031155 | 0.044051 | 0.045062 | 0.012767 | -0.23726 | -0.59903 | 0.012767 | -0.011045 | -0.061155 | -0.33286 | -0.79228 | -0.061155 | -0.091317
115 | 0.25 | 0.4 | South/Central | SC | Columbia.Metro.AP.723100 | 3 | 1050192 | 34.7917 | 12.7529 | 52.666 | 34.7092 | 17.9567 | 1034.31 | 3.2594 | 3.92 | 4.8346 | -1.5753 | -0.80086 | 1.7975 | -13.51 | 3.3756 | -1.5781 | -19.7421 | 2.3603 | -38.73 | 5.3827 | -3.0223 | -51.7698 | 3.2594 | 3.92 | 4.8346 | -1.5753 | -0.80086 | 3.3299 | 2.26 | 5.0159 | -1.686 | -2.9035 | 0.014345 | 0.49907 | 0.18293 | 0.75547 | 14.8367 | 0.046754 | 0.025784 | 0.033858 | 0.046754 | 0.047765 | 0.056231 | -0.19379 | -0.55556 | 0.056231 | 0.032419 | -0.011488 | -0.28319 | -0.74261 | -0.011488 | -0.041649 | 0.014345 | 0.49907 | 0.18293 | 0.75547 | 14.8367 | 0.046754 | 0.025784 | 0.033858 | 0.046754 | 0.047765 | 0.056231 | -0.19379 | -0.55556 | 0.056231 | 0.032419 | -0.011488 | -0.28319 | -0.74261 | -0.011488 | -0.041649
116 | 0.24 | 0.2 | South/Central | SC | Columbia.Metro.AP.723100 | 3 | 1050192 | 37.5703 | 10.9131 | 52.9326 | 37.4813 | 15.4514 | 982.12 | 2.9927 | 56.11 | 2.0626 | 0.93008 | 63.9193 | 1.5308 | 38.68 | 0.60358 | 0.92722 | 44.978 | 2.0937 | 13.46 | 2.6107 | -0.51698 | 12.9503 | 2.9927 | 56.11 | 2.0626 | 0.93008 | 63.9193 | 3.0632 | 54.45 | 2.2439 | 0.81936 | 61.8166 | 0.014345 | 0.53893 | 0.15654 | 0.75929 | 14.0881 | 0.042929 | 0.021959 | 0.030033 | 0.042929 | 0.04394 | 0.80487 | 0.55485 | 0.19308 | 0.80487 | 0.78106 | 0.91689 | 0.64519 | 0.18577 | 0.91689 | 0.88673 | 0.014345 | 0.53893 | 0.15654 | 0.75929 | 14.0881 | 0.042929 | 0.021959 | 0.030033 | 0.042929 | 0.04394 | 0.80487 | 0.55485 | 0.19308 | 0.80487 | 0.78106 | 0.91689 | 0.64519 | 0.18577 | 0.91689 | 0.88673
117 | 0.24 | 0.25 | South/Central | SC | Columbia.Metro.AP.723100 | 3 | 1050192 | 36.4938 | 11.537 | 52.6906 | 36.4073 | 16.2834 | 997.58 | 3.2347 | 40.65 | 3.1366 | 0.098082 | 44.4061 | 1.7728 | 23.22 | 1.6776 | 0.095217 | 25.4648 | 2.3357 | -2 | 3.6846 | -1.349 | -6.5629 | 3.2347 | 40.65 | 3.1366 | 0.098082 | 44.4061 | 3.3052 | 38.99 | 3.3178 | -0.012641 | 42.3034 | 0.014345 | 0.52349 | 0.16549 | 0.75582 | 14.3098 | 0.0464 | 0.02543 | 0.033504 | 0.0464 | 0.047411 | 0.58311 | 0.33308 | -0.028689 | 0.58311 | 0.55929 | 0.63698 | 0.36528 | -0.094142 | 0.63698 | 0.60682 | 0.014345 | 0.52349 | 0.16549 | 0.75582 | 14.3098 | 0.0464 | 0.02543 | 0.033504 | 0.0464 | 0.047411 | 0.58311 | 0.33308 | -0.028689 | 0.58311 | 0.55929 | 0.63698 | 0.36528 | -0.094142 | 0.63698 | 0.60682
118 | 0.24 | 0.3 | South/Central | SC | Columbia.Metro.AP.723100 | 3 | 1050192 | 35.5279 | 12.1598 | 52.558 | 35.4437 | 17.1143 | 1014.37 | 3.3673 | 23.86 | 4.1002 | -0.73287 | 23.5106 | 1.9054 | 6.43 | 2.6411 | -0.73573 | 4.5693 | 2.4683 | -18.79 | 4.6482 | -2.1799 | -27.4584 | 3.3673 | 23.86 | 4.1002 | -0.73287 | 23.5106 | 3.4378 | 22.2 | 4.2814 | -0.84359 | 21.4079 | 0.014345 | 0.50963 | 0.17443 | 0.75392 | 14.5507 | 0.048303 | 0.027332 | 0.035406 | 0.048303 | 0.049314 | 0.34226 | 0.092235 | -0.26953 | 0.34226 | 0.31845 | 0.33725 | 0.065545 | -0.39388 | 0.33725 | 0.30709 | 0.014345 | 0.50963 | 0.17443 | 0.75392 | 14.5507 | 0.048303 | 0.027332 | 0.035406 | 0.048303 | 0.049314 | 0.34226 | 0.092235 | -0.26953 | 0.34226 | 0.31845 | 0.33725 | 0.065545 | -0.39388 | 0.33725 | 0.30709
119 | 0.24 | 0.35 | South/Central | SC | Columbia.Metro.AP.723100 | 3 | 1050192 | 34.6327 | 12.8216 | 52.5549 | 34.5505 | 18.0043 | 1033.99 | 3.3704 | 4.24 | 4.9933 | -1.6229 | -0.66316 | 1.9085 | -13.19 | 3.5343 | -1.6258 | -19.6044 | 2.4714 | -38.41 | 5.5414 | -3.07 | -51.6321 | 3.3704 | 4.24 | 4.9933 | -1.6229 | -0.66316 | 3.4409 | 2.58 | 5.1746 | -1.7336 | -2.7658 | 0.014345 | 0.49679 | 0.18392 | 0.75388 | 14.8321 | 0.048347 | 0.027377 | 0.035451 | 0.048347 | 0.049359 | 0.060821 | -0.1892 | -0.55097 | 0.060821 | 0.037009 | -0.0095127 | -0.28122 | -0.74064 | -0.0095127 | -0.039674 | 0.014345 | 0.49679 | 0.18392 | 0.75388 | 14.8321 | 0.048347 | 0.027377 | 0.035451 | 0.048347 | 0.049359 | 0.060821 | -0.1892 | -0.55097 | 0.060821 | 0.037009 | -0.0095127 | -0.28122 | -0.74064 | -0.0095127 | -0.039674
120 | 0.24 | 0.4 | South/Central | SC | Columbia.Metro.AP.723100 | 3 | 1050192 | 34.4911 | 12.7727 | 52.3752 | 34.4093 | 17.9659 | 1031.05 | 3.5501 | 7.18 | 5.1346 | -1.5845 | 2.7001 | 2.0882 | -10.25 | 3.6755 | -1.5873 | -16.2411 | 2.6511 | -35.47 | 5.6826 | -3.0315 | -48.2688 | 3.5501 | 7.18 | 5.1346 | -1.5845 | 2.7001 | 3.6206 | 5.52 | 5.3158 | -1.6952 | 0.5975 | 0.014345 | 0.49476 | 0.18322 | 0.7513 | 14.7899 | 0.050925 | 0.029954 | 0.038028 | 0.050925 | 0.051936 | 0.10299 | -0.14703 | -0.5088 | 0.10299 | 0.079182 | 0.038732 | -0.23297 | -0.69239 | 0.038732 | 0.0085709 | 0.014345 | 0.49476 | 0.18322 | 0.7513 | 14.7899 | 0.050925 | 0.029954 | 0.038028 | 0.050925 | 0.051936 | 0.10299 | -0.14703 | -0.5088 | 0.10299 | 0.079182 | 0.038732 | -0.23297 | -0.69239 | 0.038732 | 0.0085709
121 | 0.22 | 0.2 | South/Central | SC | Columbia.Metro.AP.723100 | 3 | 1050192 | 36.9395 | 10.9236 | 52.3015 | 36.8519 | 15.4496 | 974.56 | 3.6239 | 63.67 | 2.692 | 0.93189 | 72.1122 | 2.1619 | 46.24 | 1.2329 | 0.92903 | 53.171 | 2.7248 | 21.02 | 3.24 | -0.51517 | 21.1433 | 3.6239 | 63.67 | 2.692 | 0.93189 | 72.1122 | 3.6944 | 62.01 | 2.8732 | 0.82117 | 70.0096 | 0.014345 | 0.52988 | 0.15669 | 0.75024 | 13.9796 | 0.051983 | 0.031012 | 0.039086 | 0.051983 | 0.052994 | 0.91332 | 0.66329 | 0.30152 | 0.91332 | 0.88951 | 1.0344 | 0.76271 | 0.30329 | 1.0344 | 1.0043 | 0.014345 | 0.52988 | 0.15669 | 0.75024 | 13.9796 | 0.051983 | 0.031012 | 0.039086 | 0.051983 | 0.052994 | 0.91332 | 0.66329 | 0.30152 | 0.91332 | 0.88951 | 1.0344 | 0.76271 | 0.30329 | 1.0344 | 1.0043
122 | 0.22 | 0.25 | South/Central | SC | Columbia.Metro.AP.723100 | 3 | 1050192 | 35.8632 | 11.5571 | 52.07 | 35.7781 | 16.2919 | 990.41 | 3.8553 | 47.82 | 3.7657 | 0.089537 | 52.1813 | 2.3934 | 30.39 | 2.3067 | 0.086672 | 33.24 | 2.9563 | 5.17 | 4.3138 | -1.3575 | 1.2123 | 3.8553 | 47.82 | 3.7657 | 0.089537 | 52.1813 | 3.9258 | 46.16 | 3.947 | -0.021186 | 50.0786 | 0.014345 | 0.51444 | 0.16578 | 0.74692 | 14.207 | 0.055302 | 0.034332 | 0.042406 | 0.055302 | 0.056314 | 0.68596 | 0.43593 | 0.074161 | 0.68596 | 0.66214 | 0.74852 | 0.47681 | 0.01739 | 0.74852 | 0.71835 | 0.014345 | 0.51444 | 0.16578 | 0.74692 | 14.207 | 0.055302 | 0.034332 | 0.042406 | 0.055302 | 0.056314 | 0.68596 | 0.43593 | 0.074161 | 0.68596 | 0.66214 | 0.74852 | 0.47681 | 0.01739 | 0.74852 | 0.71835
123 | 0.22 | 0.3 | South/Central | SC | Columbia.Metro.AP.723100 | 3 | 1050192 | 34.8973 | 12.1895 | 51.9472 | 34.8146 | 17.1326 | 1007.51 | 3.9781 | 30.72 | 4.7293 | -0.75118 | 30.8938 | 2.5162 | 13.29 | 3.2703 | -0.75405 | 11.9526 | 3.0791 | -11.93 | 5.2774 | -2.1982 | -20.0752 | 3.9781 | 30.72 | 4.7293 | -0.75118 | 30.8938 | 4.0486 | 29.06 | 4.9105 | -0.86191 | 28.7912 | 0.014345 | 0.50059 | 0.17485 | 0.74516 | 14.4523 | 0.057065 | 0.036094 | 0.044168 | 0.057065 | 0.058076 | 0.44066 | 0.19064 | -0.17113 | 0.44066 | 0.41685 | 0.44316 | 0.17145 | -0.28797 | 0.44316 | 0.413 | 0.014345 | 0.50059 | 0.17485 | 0.74516 | 14.4523 | 0.057065 | 0.036094 | 0.044168 | 0.057065 | 0.058076 | 0.44066 | 0.19064 | -0.17113 | 0.44066 | 0.41685 | 0.44316 | 0.17145 | -0.28797 | 0.44316 | 0.413
124 | 0.22 | 0.35 | South/Central | SC | Columbia.Metro.AP.723100 | 3 | 1050192 | 34.0114 | 12.8519 | 51.954 | 33.9307 | 18.0232 | 1027.25 | 3.9713 | 10.98 | 5.6131 | -1.6418 | 6.576 | 2.5094 | -6.45 | 4.1541 | -1.6447 | -12.3652 | 3.0723 | -31.67 | 6.1612 | -3.0889 | -44.3929 | 3.9713 | 10.98 | 5.6131 | -1.6418 | 6.576 | 4.0418 | 9.32 | 5.7944 | -1.7525 | 4.4734 | 0.014345 | 0.48788 | 0.18436 | 0.74526 | 14.7354 | 0.056967 | 0.035997 | 0.044071 | 0.056967 | 0.057978 | 0.1575 | -0.092522 | -0.45429 | 0.1575 | 0.13369 | 0.09433 | -0.17737 | -0.6368 | 0.09433 | 0.064169 | 0.014345 | 0.48788 | 0.18436 | 0.74526 | 14.7354 | 0.056967 | 0.035997 | 0.044071 | 0.056967 | 0.057978 | 0.1575 | -0.092522 | -0.45429 | 0.1575 | 0.13369 | 0.09433 | -0.17737 | -0.6368 | 0.09433 | 0.064169
125 | 0.22 | 0.4 | South/Central | SC | Columbia.Metro.AP.723100 | 3 | 1050192 | 33.8706 | 12.794 | 51.7661 | 33.7902 | 17.9759 | 1024.02 | 4.1592 | 14.21 | 5.7537 | -1.5945 | 10.2882 | 2.6973 | -3.22 | 4.2946 | -1.5973 | -8.6531 | 3.2602 | -28.44 | 6.3017 | -3.0415 | -40.6808 | 4.1592 | 14.21 | 5.7537 | -1.5945 | 10.2882 | 4.2297 | 12.55 | 5.9349 | -1.7052 | 8.1855 | 0.014345 | 0.48586 | 0.18352 | 0.74256 | 14.6891 | 0.059662 | 0.038691 | 0.046766 | 0.059662 | 0.060673 | 0.20384 | -0.046189 | -0.40796 | 0.20384 | 0.18002 | 0.14758 | -0.12412 | -0.58355 | 0.14758 | 0.11742 | 0.014345 | 0.48586 | 0.18352 | 0.74256 | 14.6891 | 0.059662 | 0.038691 | 0.046766 | 0.059662 | 0.060673 | 0.20384 | -0.046189 | -0.40796 | 0.20384 | 0.18002 | 0.14758 | -0.12412 | -0.58355 | 0.14758 | 0.11742
126 | 0.2 | 0.2 | South/Central | SC | Columbia.Metro.AP.723100 | 3 | 1050192 | 36.2886 | 10.9343 | 51.6512 | 36.2025 | 15.4487 | 966.83 | 4.2741 | 71.4 | 3.3414 | 0.93274 | 80.5257 | 2.8122 | 53.97 | 1.8823 | 0.92987 | 61.5845 | 3.3751 | 28.75 | 3.8894 | -0.51432 | 29.5567 | 4.2741 | 71.4 | 3.3414 | 0.93274 | 80.5257 | 4.3446 | 69.74 | 3.5226 | 0.82202 | 78.4231 | 0.014345 | 0.52054 | 0.15685 | 0.74091 | 13.8687 | 0.06131 | 0.04034 | 0.048414 | 0.06131 | 0.062322 | 1.0242 | 0.77417 | 0.41241 | 1.0242 | 1.0004 | 1.1551 | 0.8834 | 0.42398 | 1.1551 | 1.1249 | 0.014345 | 0.52054 | 0.15685 | 0.74091 | 13.8687 | 0.06131 | 0.04034 | 0.048414 | 0.06131 | 0.062322 | 1.0242 | 0.77417 | 0.41241 | 1.0242 | 1.0004 | 1.1551 | 0.8834 | 0.42398 | 1.1551 | 1.1249
127 | 0.2 | 0.25 | South/Central | SC | Columbia.Metro.AP.723100 | 3 | 1050192 | 35.2218 | 11.5683 | 51.4296 | 35.1382 | 16.2914 | 982.78 | 4.4957 | 55.45 | 4.4057 | 0.090024 | 60.4581 | 3.0338 | 38.02 | 2.9466 | 0.087159 | 41.5169 | 3.5967 | 12.8 | 4.9537 | -1.357 | 9.4891 | 4.4957 | 55.45 | 4.4057 | 0.090024 | 60.4581 | 4.5662 | 53.79 | 4.5869 | -0.020699 | 58.3555 | 0.014345 | 0.50524 | 0.16594 | 0.73773 | 14.0975 | 0.064489 | 0.043519 | 0.051593 | 0.064489 | 0.0655 | 0.7954 | 0.54538 | 0.18361 | 0.7954 | 0.77159 | 0.86724 | 0.59554 | 0.13612 | 0.86724 | 0.83708 | 0.014345 | 0.50524 | 0.16594 | 0.73773 | 14.0975 | 0.064489 | 0.043519 | 0.051593 | 0.064489 | 0.0655 | 0.7954 | 0.54538 | 0.18361 | 0.7954 | 0.77159 | 0.86724 | 0.59554 | 0.13612 | 0.86724 | 0.83708
128 | 0.2 | 0.3 | South/Central | SC | Columbia.Metro.AP.723100 | 3 | 1050192 | 34.2659 | 12.2107 | 51.3269 | 34.1846 | 17.1423 | 1000.34 | 4.5984 | 37.89 | 5.3593 | -0.7609 | 38.6329 | 3.1365 | 20.46 | 3.9002 | -0.76376 | 19.6916 | 3.6994 | -4.76 | 5.9073 | -2.208 | -12.3361 | 4.5984 | 37.89 | 5.3593 | -0.7609 | 38.6329 | 4.6689 | 36.23 | 5.5405 | -0.87162 | 36.5302 | 0.014345 | 0.49153 | 0.17516 | 0.73626 | 14.3494 | 0.065962 | 0.044991 | 0.053066 | 0.065962 | 0.066973 | 0.54351 | 0.29349 | -0.06828 | 0.54351 | 0.5197 | 0.55417 | 0.28247 | -0.17696 | 0.55417 | 0.52401 | 0.014345 | 0.49153 | 0.17516 | 0.73626 | 14.3494 | 0.065962 | 0.044991 | 0.053066 | 0.065962 | 0.066973 | 0.54351 | 0.29349 | -0.06828 | 0.54351 | 0.5197 | 0.55417 | 0.28247 | -0.17696 | 0.55417 | 0.52401
129 | 0.2 | 0.35 | South/Central | SC | Columbia.Metro.AP.723100 | 3 | 1050192 | 33.3806 | 12.8824 | 51.3345 | 33.3014 | 18.0331 | 1020.11 | 4.5909 | 18.12 | 6.2425 | -1.6516 | 14.3028 | 3.129 | 0.69 | 4.7834 | -1.6545 | -4.6384 | 3.6918 | -24.53 | 6.7905 | -3.0987 | -36.6662 | 4.5909 | 18.12 | 6.2425 | -1.6516 | 14.3028 | 4.6614 | 16.46 | 6.4237 | -1.7623 | 12.2002 | 0.014345 | 0.47883 | 0.18479 | 0.73637 | 14.633 | 0.065854 | 0.044883 | 0.052958 | 0.065854 | 0.066865 | 0.25992 | 0.0098977 | -0.35187 | 0.25992 | 0.23611 | 0.20517 | -0.066536 | -0.52596 | 0.20517 | 0.17501 | 0.014345 | 0.47883 | 0.18479 | 0.73637 | 14.633 | 0.065854 | 0.044883 | 0.052958 | 0.065854 | 0.066865 | 0.25992 | 0.0098977 | -0.35187 | 0.25992 | 0.23611 | 0.20517 | -0.066536 | -0.52596 | 0.20517 | 0.17501
130 | 0.2 | 0.4 | South/Central | SC | Columbia.Metro.AP.723100 | 3 | 1050192 | 33.2497 | 12.8245 | 51.1662 | 33.1708 | 17.9954 | 1017.33 | 4.7591 | 20.9 | 6.3731 | -1.614 | 17.4975 | 3.2972 | 3.47 | 4.9141 | -1.6169 | -1.4438 | 3.8601 | -21.75 | 6.9212 | -3.0611 | -33.4715 | 4.7591 | 20.9 | 6.3731 | -1.614 | 17.4975 | 4.8296 | 19.24 | 6.5543 | -1.7247 | 15.3948 | 0.014345 | 0.47695 | 0.18396 | 0.73396 | 14.5931 | 0.068268 | 0.047297 | 0.055371 | 0.068268 | 0.069279 | 0.2998 | 0.049776 | -0.31199 | 0.2998 | 0.27599 | 0.25099 | -0.02071 | -0.48013 | 0.25099 | 0.22083 | 0.014345 | 0.47695 | 0.18396 | 0.73396 | 14.5931 | 0.068268 | 0.047297 | 0.055371 | 0.068268 | 0.069279 | 0.2998 | 0.049776 | -0.31199 | 0.2998 | 0.27599 | 0.25099 | -0.02071 | -0.48013 | 0.25099 | 0.22083
Double | Double | Double | South/Central | SC | Columbia.Metro.AP.723100 | 3 | 1050192 | 39.7793 | 14.3648 | 60.0572 | 39.6855 | 20.3717 | 1175.44 | -4.1319 | -137.21 | -0.14162 | -3.9903 | -161.8728 | -5.5938 | -154.64 | -1.6007 | -3.9931 | -180.8141 | -5.0309 | -179.86 | 0.40641 | -5.4373 | -212.8418 | -4.1319 | -137.21 | -0.14162 | -3.9903 | -161.8728 | -4.0614 | -138.87 | 0.039601 | -4.101 | -163.9755 | 0.014345 | 0.57062 | 0.20606 | 0.86149 | 16.8611 | -0.05927 | -0.08024 | -0.072166 | -0.05927 | -0.058259 | -1.9682 | -2.2182 | -2.58 | -1.9682 | -1.992 | -2.322 | -2.5937 | -3.0531 | -2.322 | -2.3522 | 0.014345 | 0.57062 | 0.20606 | 0.86149 | 16.8611 | -0.05927 | -0.08024 | -0.072166 | -0.05927 | -0.058259 | -1.9682 | -2.2182 | -2.58 | -1.9682 | -1.992 | -2.322 | -2.5937 | -3.0531 | -2.322 | -2.3522
Single | Single | Single | South/Central | SC | Columbia.Metro.AP.723100 | 3 | 1050192 | 48.3685 | 16.4967 | 71.8594 | 48.2551 | 23.6042 | 1386.63 | -15.9341 | -348.4 | -8.7113 | -7.2228 | -402.1025 | -17.396 | -365.83 | -10.1703 | -7.2257 | -421.0437 | -16.8331 | -391.05 | -8.1632 | -8.6699 | -453.0714 | -15.9341 | -348.4 | -8.7113 | -7.2228 | -402.1025 | -15.8635 | -350.06 | -8.53 | -7.3335 | -404.2051 | 0.014345 | 0.69382 | 0.23664 | 1.0308 | 19.8906 | -0.22857 | -0.24954 | -0.24146 | -0.22857 | -0.22756 | -4.9976 | -5.2477 | -5.6094 | -4.9976 | -5.0215 | -5.768 | -6.0397 | -6.4991 | -5.768 | -5.7981 | 0.014345 | 0.69382 | 0.23664 | 1.0308 | 19.8906 | -0.22857 | -0.24954 | -0.24146 | -0.22857 | -0.22756 | -4.9976 | -5.2477 | -5.6094 | -4.9976 | -5.0215 | -5.768 | -6.0397 | -6.4991 | -5.768 | -5.7981
1 | 0.35 | 0.47 | South/Central | CA | Daggett.Intl.AP.723815 | 3 | 3397182 | 25.8719 | 16.8327 | 49.8536 | 25.7225 | 24.131 | 1550.83 | -1.334 | -175.33 | 2.6399 | -3.9739 | -125.3262 | -2.5723 | -189.66 | 1.3939 | -3.9663 | -141.0968 | -2.9824 | -289.09 | 3.3395 | -6.3219 | -210.4768 | -1.334 | -175.33 | 2.6399 | -3.9739 | -125.3262 | -1.4543 | -190.44 | 2.8611 | -4.3154 | -136.1697 | 0.046402 | 1.2005 | 0.78107 | 2.3133 | 71.9616 | -0.0619 | -0.11936 | -0.13839 | -0.0619 | -0.067481 | -8.1357 | -8.8006 | -13.4144 | -8.1357 | -8.8368 | -5.8154 | -6.5472 | -9.7665 | -5.8154 | -6.3185 | 0.046402 | 1.2005 | 0.78107 | 2.3133 | 71.9616 | -0.0619 | -0.11936 | -0.13839 | -0.0619 | -0.067481 | -8.1357 | -8.8006 | -13.4144 | -8.1357 | -8.8368 | -5.8154 | -6.5472 | -9.7665 | -5.8154 | -6.3185
2 | 0.35 | 0.42 | South/Central | CA | Daggett.Intl.AP.723815 | 3 | 3397182 | 26.5663 | 15.8635 | 49.2375 | 26.413 | 22.8244 | 1491.09 | -0.71791 | -115.59 | 1.9494 | -2.6673 | -81.8301 | -1.9562 | -129.92 | 0.70345 | -2.6597 | -97.6007 | -2.3663 | -229.35 | 2.649 | -5.0154 | -166.9808 | -0.71791 | -115.59 | 1.9494 | -2.6673 | -81.8301 | -0.83818 | -130.7 | 2.1707 | -3.0088 | -92.6736 | 0.046402 | 1.2327 | 0.7361 | 2.2847 | 69.1896 | -0.033313 | -0.090773 | -0.1098 | -0.033313 | -0.038893 | -5.3636 | -6.0285 | -10.6423 | -5.3636 | -6.0647 | -3.7971 | -4.5289 | -7.7482 | -3.7971 | -4.3002 | 0.046402 | 1.2327 | 0.7361 | 2.2847 | 69.1896 | -0.033313 | -0.090773 | -0.1098 | -0.033313 | -0.038893 | -5.3636 | -6.0285 | -10.6423 | -5.3636 | -6.0647 | -3.7971 | -4.5289 | -7.7482 | -3.7971 | -4.3002
3 | 0.35 | 0.37 | South/Central | CA | Daggett.Intl.AP.723815 | 3 | 3397182 | 27.3008 | 15.0244 | 48.8498 | 27.1432 | 21.7066 | 1441.62 | -0.33021 | -66.12 | 1.2192 | -1.5494 | -46.415 | -1.5685 | -80.45 | -0.026718 | -1.5418 | -62.1856 | -1.9786 | -179.88 | 1.9188 | -3.8975 | -131.5656 | -0.33021 | -66.12 | 1.2192 | -1.5494 | -46.415 | -0.45048 | -81.23 | 1.4405 | -1.891 | -57.2584 | 0.046402 | 1.2668 | 0.69716 | 2.2667 | 66.8941 | -0.015322 | -0.072783 | -0.091813 | -0.015322 | -0.020903 | -3.0681 | -3.733 | -8.3468 | -3.0681 | -3.7692 | -2.1537 | -2.8855 | -6.1049 | -2.1537 | -2.6569 | 0.046402 | 1.2668 | 0.69716 | 2.2667 | 66.8941 | -0.015322 | -0.072783 | -0.091813 | -0.015322 | -0.020903 | -3.0681 | -3.733 | -8.3468 | -3.0681 | -3.7692 | -2.1537 | -2.8855 | -6.1049 | -2.1537 | -2.6569
4 | 0.35 | 0.32 | South/Central | CA | Daggett.Intl.AP.723815 | 3 | 3397182 | 28.1549 | 14.1953 | 48.5934 | 27.9924 | 20.601 | 1394.2 | -0.073838 | -18.7 | 0.37004 | -0.44388 | -13.0289 | -1.3122 | -33.03 | -0.87591 | -0.43625 | -28.7995 | -1.7223 | -132.46 | 1.0696 | -2.7919 | -98.1796 | -0.073838 | -18.7 | 0.37004 | -0.44388 | -13.0289 | -0.19411 | -33.81 | 0.5913 | -0.78541 | -23.8724 | 0.046402 | 1.3064 | 0.65869 | 2.2548 | 64.6937 | -0.0034262 | -0.060887 | -0.079917 | -0.0034262 | -0.009007 | -0.86772 | -1.5327 | -6.1464 | -0.86772 | -1.5689 | -0.60457 | -1.3364 | -4.5557 | -0.60457 | -1.1077 | 0.046402 | 1.3064 | 0.65869 | 2.2548 | 64.6937 | -0.0034262 | -0.060887 | -0.079917 | -0.0034262 | -0.009007 | -0.86772 | -1.5327 | -6.1464 | -0.86772 | -1.5689 | -0.60457 | -1.3364 | -4.5557 | -0.60457 | -1.1077
5 | 0.35 | 0.27 | South/Central | CA | Daggett.Intl.AP.723815 | 3 | 3397182 | 28.7696 | 13.6292 | 48.4207 | 28.6035 | 19.8172 | 1360.7 | 0.098856 | 14.8 | -0.2411 | 0.33995 | 10.5242 | -1.1395 | 0.47 | -1.487 | 0.34758 | -5.2464 | -1.5496 | -98.96 | 0.45851 | -2.0081 | -74.6264 | 0.098856 | 14.8 | -0.2411 | 0.33995 | 10.5242 | -0.021415 | -0.31 | -0.019838 | -0.0015771 | -0.31923 | 0.046402 | 1.335 | 0.63242 | 2.2468 | 63.1392 | 0.0045871 | -0.052873 | -0.071903 | 0.0045871 | -0.0009937 | 0.68675 | 0.021809 | -4.5919 | 0.68675 | -0.014385 | 0.48835 | -0.24344 | -3.4628 | 0.48835 | -0.014813 | 0.046402 | 1.335 | 0.63242 | 2.2468 | 63.1392 | 0.0045871 | -0.052873 | -0.071903 | 0.0045871 | -0.0009937 | 0.68675 | 0.021809 | -4.5919 | 0.68675 | -0.014385 | 0.48835 | -0.24344 | -3.4628 | 0.48835 | -0.014813
6 | 0.35 | 0.23 | South/Central | CA | Daggett.Intl.AP.723815 | 3 | 3397182 | 29.1534 | 13.2747 | 48.3 | 28.985 | 19.315 | 1339.12 | 0.21953 | 36.38 | -0.62258 | 0.84211 | 25.7431 | -1.0188 | 22.05 | -1.8685 | 0.84974 | 9.9725 | -1.4289 | -77.38 | 0.077031 | -1.5059 | -59.4075 | 0.21953 | 36.38 | -0.62258 | 0.84211 | 25.7431 | 0.099263 | 21.27 | -0.40132 | 0.50058 | 14.8996 | 0.046402 | 1.3528 | 0.61597 | 2.2412 | 62.1379 | 0.010187 | -0.047274 | -0.066304 | 0.010187 | 0.004606 | 1.6881 | 1.0232 | -3.5906 | 1.6881 | 0.98697 | 1.1945 | 0.46274 | -2.7566 | 1.1945 | 0.69137 | 0.046402 | 1.3528 | 0.61597 | 2.2412 | 62.1379 | 0.010187 | -0.047274 | -0.066304 | 0.010187 | 0.004606 | 1.6881 | 1.0232 | -3.5906 | 1.6881 | 0.98697 | 1.1945 | 0.46274 | -2.7566 | 1.1945 | 0.69137
7 | 0.35 | 0.19 | South/Central | CA | Daggett.Intl.AP.723815 | 3 | 3397182 | 30.0306 | 12.5355 | 48.1851 | 29.8571 | 18.328 | 1298.13 | 0.33447 | 77.37 | -1.4946 | 1.8291 | 54.0784 | -0.90386 | 63.04 | -2.7406 | 1.8367 | 38.3078 | -1.314 | -36.39 | -0.79504 | -0.51893 | -31.0722 | 0.33447 | 77.37 | -1.4946 | 1.8291 | 54.0784 | 0.2142 | 62.26 | -1.2734 | 1.4876 | 43.235 | 0.046402 | 1.3935 | 0.58167 | 2.2359 | 60.2358 | 0.01552 | -0.041941 | -0.060971 | 0.01552 | 0.0099391 | 3.5901 | 2.9252 | -1.6886 | 3.5901 | 2.889 | 2.5093 | 1.7776 | -1.4418 | 2.5093 | 2.0062 | 0.046402 | 1.3935 | 0.58167 | 2.2359 | 60.2358 | 0.01552 | -0.041941 | -0.060971 | 0.01552 | 0.0099391 | 3.5901 | 2.9252 | -1.6886 | 3.5901 | 2.889 | 2.5093 | 1.7776 | -1.4418 | 2.5093 | 2.0062
8 | 0.35 | 0.17 | South/Central | CA | Daggett.Intl.AP.723815 | 3 | 3397182 | 30.5156 | 12.1625 | 48.1656 | 30.3393 | 17.8264 | 1277.77 | 0.35393 | 97.73 | -1.9768 | 2.3308 | 67.9777 | -0.88439 | 83.4 | -3.2228 | 2.3384 | 52.2071 | -1.2945 | -16.03 | -1.2772 | -0.017269 | -17.1729 | 0.35393 | 97.73 | -1.9768 | 2.3308 | 67.9777 | 0.23366 | 82.62 | -1.7556 | 1.9892 | 57.1342 | 0.046402 | 1.416 | 0.56437 | 2.235 | 59.2911 | 0.016423 | -0.041037 | -0.060067 | 0.016423 | 0.010842 | 4.5349 | 3.8699 | -0.74382 | 4.5349 | 3.8337 | 3.1543 | 2.4225 | -0.79686 | 3.1543 | 2.6511 | 0.046402 | 1.416 | 0.56437 | 2.235 | 59.2911 | 0.016423 | -0.041037 | -0.060067 | 0.016423 | 0.010842 | 4.5349 | 3.8699 | -0.74382 | 4.5349 | 3.8337 | 3.1543 | 2.4225 | -0.79686 | 3.1543 | 2.6511
9 | 0.33 | 0.47 | South/Central | CA | Daggett.Intl.AP.723815 | 3 | 3397182 | 25.4016 | 16.8642 | 49.4048 | 25.2548 | 24.15 | 1546.29 | -0.88523 | -170.79 | 3.1076 | -3.9928 | -120.0512 | -2.1236 | -185.12 | 1.8616 | -3.9852 | -135.8218 | -2.5337 | -284.55 | 3.8072 | -6.3409 | -205.2018 | -0.88523 | -170.79 | 3.1076 | -3.9928 | -120.0512 | -1.0055 | -185.9 | 3.3289 | -4.3344 | -130.8946 | 0.046402 | 1.1787 | 0.78253 | 2.2925 | 71.751 | -0.041076 | -0.098537 | -0.11757 | -0.041076 | -0.046657 | -7.925 | -8.5899 | -13.2037 | -7.925 | -8.6261 | -5.5706 | -6.3024 | -9.5218 | -5.5706 | -6.0738 | 0.046402 | 1.1787 | 0.78253 | 2.2925 | 71.751 | -0.041076 | -0.098537 | -0.11757 | -0.041076 | -0.046657 | -7.925 | -8.5899 | -13.2037 | -7.925 | -8.6261 | -5.5706 | -6.3024 | -9.5218 | -5.5706 | -6.0738
10 | 0.33 | 0.42 | South/Central | CA | Daggett.Intl.AP.723815 | 3 | 3397182 | 26.0945 | 15.8935 | 48.7857 | 25.9438 | 22.8419 | 1486.45 | -0.26609 | -110.95 | 2.4186 | -2.6847 | -76.4741 | -1.5044 | -125.28 | 1.1727 | -2.6771 | -92.2447 | -1.9145 | -224.71 | 3.1182 | -5.0328 | -161.6247 | -0.26609 | -110.95 | 2.4186 | -2.6847 | -76.4741 | -0.38637 | -126.06 | 2.6399 | -3.0263 | -87.3175 | 0.046402 | 1.2108 | 0.73749 | 2.2638 | 68.9743 | -0.012347 | -0.069808 | -0.088838 | -0.012347 | -0.017928 | -5.1483 | -5.8132 | -10.427 | -5.1483 | -5.8494 | -3.5486 | -4.2803 | -7.4997 | -3.5486 | -4.0517 | 0.046402 | 1.2108 | 0.73749 | 2.2638 | 68.9743 | -0.012347 | -0.069808 | -0.088838 | -0.012347 | -0.017928 | -5.1483 | -5.8132 | -10.427 | -5.1483 | -5.8494 | -3.5486 | -4.2803 | -7.4997 | -3.5486 | -4.0517
11 | 0.33 | 0.37 | South/Central | CA | Daggett.Intl.AP.723815 | 3 | 3397182 | 26.819 | 15.0544 | 48.3895 | 26.664 | 21.7255 | 1436.94 | 0.13004 | -61.44 | 1.6984 | -1.5683 | -40.9904 | -1.1083 | -75.77 | 0.45243 | -1.5607 | -56.761 | -1.5184 | -175.2 | 2.398 | -3.9164 | -126.1411 | 0.13004 | -61.44 | 1.6984 | -1.5683 | -40.9904 | 0.0097697 | -76.55 | 1.9196 | -1.9099 | -51.8339 | 0.046402 | 1.2445 | 0.69855 | 2.2454 | 66.6769 | 0.0060341 | -0.051426 | -0.070456 | 0.0060341 | 0.00045333 | -2.8509 | -3.5159 | -8.1296 | -2.8509 | -3.5521 | -1.902 | -2.6338 | -5.8532 | -1.902 | -2.4052 | 0.046402 | 1.2445 | 0.69855 | 2.2454 | 66.6769 | 0.0060341 | -0.051426 | -0.070456 | 0.0060341 | 0.00045333 | -2.8509 | -3.5159 | -8.1296 | -2.8509 | -3.5521 | -1.902 | -2.6338 | -5.8532 | -1.902 | -2.4052
12 | 0.33 | 0.32 | South/Central | CA | Daggett.Intl.AP.723815 | 3 | 3397182 | 27.6547 | 14.2168 | 48.1048 | 27.4949 | 20.6098 | 1388.78 | 0.41481 | -13.28 | 0.86751 | -0.45271 | -6.964 | -0.82352 | -27.61 | -0.37844 | -0.44507 | -22.7346 | -1.2336 | -127.04 | 1.5671 | -2.8007 | -92.1146 | 0.41481 | -13.28 | 0.86751 | -0.45271 | -6.964 | 0.29453 | -28.39 | 1.0888 | -0.79423 | -17.8075 | 0.046402 | 1.2832 | 0.65969 | 2.2322 | 64.4422 | 0.019248 | -0.038213 | -0.057243 | 0.019248 | 0.013667 | -0.61622 | -1.2812 | -5.8949 | -0.61622 | -1.3174 | -0.32314 | -1.0549 | -4.2743 | -0.32314 | -0.8263 | 0.046402 | 1.2832 | 0.65969 | 2.2322 | 64.4422 | 0.019248 | -0.038213 | -0.057243 | 0.019248 | 0.013667 | -0.61622 | -1.2812 | -5.8949 | -0.61622 | -1.3174 | -0.32314 | -1.0549 | -4.2743 | -0.32314 | -0.8263
13 | 0.33 | 0.27 | South/Central | CA | Daggett.Intl.AP.723815 | 3 | 3397182 | 28.2678 | 13.6407 | 47.922 | 28.1045 | 19.8174 | 1354.81 | 0.59759 | 20.69 | 0.25789 | 0.3397 | 16.9527 | -0.64073 | 6.36 | -0.98806 | 0.34733 | 1.1821 | -1.0508 | -93.07 | 0.9575 | -2.0083 | -68.198 | 0.59759 | 20.69 | 0.25789 | 0.3397 | 16.9527 | 0.47732 | 5.58 | 0.47915 | -0.0018294 | 6.1092 | 0.046402 | 1.3117 | 0.63296 | 2.2237 | 62.8659 | 0.027729 | -0.029731 | -0.048761 | 0.027729 | 0.022149 | 0.96006 | 0.29512 | -4.3186 | 0.96006 | 0.25892 | 0.78664 | 0.05485 | -3.1645 | 0.78664 | 0.28348 | 0.046402 | 1.3117 | 0.63296 | 2.2237 | 62.8659 | 0.027729 | -0.029731 | -0.048761 | 0.027729 | 0.022149 | 0.96006 | 0.29512 | -4.3186 | 0.96006 | 0.25892 | 0.78664 | 0.05485 | -3.1645 | 0.78664 | 0.28348
14 | 0.33 | 0.23 | South/Central | CA | Daggett.Intl.AP.723815 | 3 | 3397182 | 28.6431 | 13.2862 | 47.7913 | 28.4776 | 19.3137 | 1333.05 | 0.72827 | 42.45 | -0.11519 | 0.84346 | 32.3441 | -0.51005 | 28.12 | -1.3611 | 0.85109 | 16.5735 | -0.92016 | -71.31 | 0.58442 | -1.5046 | -52.8065 | 0.72827 | 42.45 | -0.11519 | 0.84346 | 32.3441 | 0.608 | 27.34 | 0.10607 | 0.50193 | 21.5006 | 0.046402 | 1.3291 | 0.61651 | 2.2176 | 61.8562 | 0.033793 | -0.023667 | -0.042697 | 0.033793 | 0.028212 | 1.9698 | 1.3048 | -3.3089 | 1.9698 | 1.2686 | 1.5008 | 0.76904 | -2.4503 | 1.5008 | 0.99767 | 0.046402 | 1.3291 | 0.61651 | 2.2176 | 61.8562 | 0.033793 | -0.023667 | -0.042697 | 0.033793 | 0.028212 | 1.9698 | 1.3048 | -3.3089 | 1.9698 | 1.2686 | 1.5008 | 0.76904 | -2.4503 | 1.5008 | 0.99767
15 | 0.33 | 0.19 | South/Central | CA | Daggett.Intl.AP.723815 | 3 | 3397182 | 29.5204 | 12.5455 | 47.6664 | 29.3497 | 18.3167 | 1291.55 | 0.85315 | 83.95 | -0.98726 | 1.8404 | 61.0786 | -0.38517 | 69.62 | -2.2332 | 1.848 | 45.308 | -0.79528 | -29.81 | -0.28765 | -0.50763 | -24.0721 | 0.85315 | 83.95 | -0.98726 | 1.8404 | 61.0786 | 0.73288 | 68.84 | -0.766 | 1.4989 | 50.2351 | 0.046402 | 1.3698 | 0.58214 | 2.2118 | 59.9305 | 0.039588 | -0.017873 | -0.036903 | 0.039588 | 0.034007 | 3.8954 | 3.2305 | -1.3832 | 3.8954 | 3.1943 | 2.8342 | 2.1024 | -1.117 | 2.8342 | 2.331 | 0.046402 | 1.3698 | 0.58214 | 2.2118 | 59.9305 | 0.039588 | -0.017873 | -0.036903 | 0.039588 | 0.034007 | 3.8954 | 3.2305 | -1.3832 | 3.8954 | 3.1943 | 2.8342 | 2.1024 | -1.117 | 2.8342 | 2.331
16 | 0.33 | 0.17 | South/Central | CA | Daggett.Intl.AP.723815 | 3 | 3397182 | 30.0039 | 12.1709 | 47.6439 | 29.8304 | 17.8135 | 1271.07 | 0.87567 | 104.43 | -1.4679 | 2.3436 | 75.0586 | -0.36266 | 90.1 | -2.7139 | 2.3512 | 59.288 | -0.77277 | -9.33 | -0.76832 | -0.0044446 | -10.092 | 0.87567 | 104.43 | -1.4679 | 2.3436 | 75.0586 | 0.7554 | 89.32 | -1.2467 | 2.0021 | 64.2151 | 0.046402 | 1.3922 | 0.56476 | 2.2108 | 58.9802 | 0.040633 | -0.016828 | -0.035858 | 0.040633 | 0.035052 | 4.8458 | 4.1808 | -0.43293 | 4.8458 | 4.1446 | 3.4829 | 2.7511 | -0.46829 | 3.4829 | 2.9797 | 0.046402 | 1.3922 | 0.56476 | 2.2108 | 58.9802 | 0.040633 | -0.016828 | -0.035858 | 0.040633 | 0.035052 | 4.8458 | 4.1808 | -0.43293 | 4.8458 | 4.1446 | 3.4829 | 2.7511 | -0.46829 | 3.4829 | 2.9797
17 | 0.3 | 0.47 | South/Central | CA | Daggett.Intl.AP.723815 | 3 | 3397182 | 24.7003 | 16.9157 | 48.745 | 24.5575 | 24.1876 | 1540.02 | -0.22549 | -164.52 | 3.805 | -4.0305 | -112.5621 | -1.4638 | -178.85 | 2.559 | -4.0228 | -128.3327 | -1.8739 | -278.28 | 4.5046 | -6.3785 | -197.7127 | -0.22549 | -164.52 | 3.805 | -4.0305 | -112.5621 | -0.34576 | -179.63 | 4.0262 | -4.372 | -123.4055 | 0.046402 | 1.1461 | 0.78492 | 2.2619 | 71.46 | -0.010463 | -0.067924 | -0.086954 | -0.010463 | -0.016044 | -7.6341 | -8.299 | -12.9128 | -7.6341 | -8.3352 | -5.2231 | -5.9549 | -9.1743 | -5.2231 | -5.7263 | 0.046402 | 1.1461 | 0.78492 | 2.2619 | 71.46 | -0.010463 | -0.067924 | -0.086954 | -0.010463 | -0.016044 | -7.6341 | -8.299 | -12.9128 | -7.6341 | -8.3352 | -5.2231 | -5.9549 | -9.1743 | -5.2231 | -5.7263
18 | 0.3 | 0.42 | South/Central | CA | Daggett.Intl.AP.723815 | 3 | 3397182 | 25.3733 | 15.9366 | 48.1059 | 25.2266 | 22.8793 | 1479.92 | 0.41368 | -104.42 | 3.1358 | -2.7222 | -68.721 | -0.82464 | -118.75 | 1.8899 | -2.7145 | -84.4916 | -1.2347 | -218.18 | 3.8354 | -5.0702 | -153.8717 | 0.41368 | -104.42 | 3.1358 | -2.7222 | -68.721 | 0.29341 | -119.53 | 3.3571 | -3.0637 | -79.5645 | 0.046402 | 1.1774 | 0.73949 | 2.2322 | 68.6713 | 0.019196 | -0.038265 | -0.057295 | 0.019196 | 0.013615 | -4.8453 | -5.5102 | -10.124 | -4.8453 | -5.5464 | -3.1888 | -3.9206 | -7.14 | -3.1888 | -3.692 | 0.046402 | 1.1774 | 0.73949 | 2.2322 | 68.6713 | 0.019196 | -0.038265 | -0.057295 | 0.019196 | 0.013615 | -4.8453 | -5.5102 | -10.124 | -4.8453 | -5.5464 | -3.1888 | -3.9206 | -7.14 | -3.1888 | -3.692
19 | 0.3 | 0.37 | South/Central | CA | Daggett.Intl.AP.723815 | 3 | 3397182 | 26.0877 | 15.0974 | 47.6913 | 25.9369 | 21.7544 | 1429.86 | 0.82822 | -54.36 | 2.4255 | -1.5973 | -32.7691 | -0.4101 | -68.69 | 1.1796 | -1.5897 | -48.5397 | -0.82021 | -168.12 | 3.1251 | -3.9453 | -117.9198 | 0.82822 | -54.36 | 2.4255 | -1.5973 | -32.7691 | 0.70795 | -69.47 | 2.6468 | -1.9388 | -43.6126 | 0.046402 | 1.2105 | 0.70055 | 2.213 | 66.3484 | 0.038431 | -0.019029 | -0.038059 | 0.038431 | 0.03285 | -2.5224 | -3.1874 | -7.8011 | -2.5224 | -3.2235 | -1.5206 | -2.2523 | -5.4717 | -1.5206 | -2.0237 | 0.046402 | 1.2105 | 0.70055 | 2.213 | 66.3484 | 0.038431 | -0.019029 | -0.038059 | 0.038431 | 0.03285 | -2.5224 | -3.1874 | -7.8011 | -2.5224 | -3.2235 | -1.5206 | -2.2523 | -5.4717 | -1.5206 | -2.0237
20 | 0.3 | 0.32 | South/Central | CA | Daggett.Intl.AP.723815 | 3 | 3397182 | 26.912 | 14.2483 | 47.3835 | 26.7564 | 20.6272 | 1380.95 | 1.136 | -5.45 | 1.6061 | -0.47005 | 1.8702 | -0.10229 | -19.78 | 0.36012 | -0.46242 | -13.9004 | -0.5124 | -119.21 | 2.3057 | -2.8181 | -83.2804 | 1.136 | -5.45 | 1.6061 | -0.47005 | 1.8702 | 1.0158 | -20.56 | 1.8273 | -0.81158 | -8.9732 | 0.046402 | 1.2488 | 0.66115 | 2.1987 | 64.0789 | 0.052714 | -0.0047466 | -0.023777 | 0.052714 | 0.047133 | -0.25289 | -0.91783 | -5.5316 | -0.25289 | -0.95403 | 0.086782 | -0.64501 | -3.8644 | 0.086782 | -0.41638 | 0.046402 | 1.2488 | 0.66115 | 2.1987 | 64.0789 | 0.052714 | -0.0047466 | -0.023777 | 0.052714 | 0.047133 | -0.25289 | -0.91783 | -5.5316 | -0.25289 | -0.95403 | 0.086782 | -0.64501 | -3.8644 | 0.086782 | -0.41638
21 | 0.3 | 0.27 | South/Central | CA | Daggett.Intl.AP.723815 | 3 | 3397182 | 27.4968 | 13.6707 | 47.1694 | 27.3377 | 19.8316 | 1346.48 | 1.3502 | 29.02 | 1.0247 | 0.32549 | 26.2769 | 0.11186 | 14.69 | -0.22126 | 0.33312 | 10.5063 | -0.29825 | -84.74 | 1.7243 | -2.0226 | -58.8738 | 1.3502 | 29.02 | 1.0247 | 0.32549 | 26.2769 | 1.2299 | 13.91 | 1.246 | -0.01604 | 15.4334 | 0.046402 | 1.2759 | 0.63435 | 2.1888 | 62.4794 | 0.062651 | 0.0051907 | -0.013839 | 0.062651 | 0.05707 | 1.3466 | 0.68165 | -3.9321 | 1.3466 | 0.64545 | 1.2193 | 0.48751 | -2.7319 | 1.2193 | 0.71614 | 0.046402 | 1.2759 | 0.63435 | 2.1888 | 62.4794 | 0.062651 | 0.0051907 | -0.013839 | 0.062651 | 0.05707 | 1.3466 | 0.68165 | -3.9321 | 1.3466 | 0.64545 | 1.2193 | 0.48751 | -2.7319 | 1.2193 | 0.71614
22 | 0.3 | 0.23 | South/Central | CA | Daggett.Intl.AP.723815 | 3 | 3397182 | 27.8805 | 13.3161 | 47.0469 | 27.7192 | 19.3277 | 1324.81 | 1.4726 | 50.69 | 0.64322 | 0.82943 | 41.5673 | 0.23433 | 36.36 | -0.60274 | 0.83706 | 25.7967 | -0.17578 | -63.07 | 1.3428 | -1.5186 | -43.5833 | 1.4726 | 50.69 | 0.64322 | 0.82943 | 41.5673 | 1.3524 | 35.58 | 0.86447 | 0.4879 | 30.7238 | 0.046402 | 1.2937 | 0.6179 | 2.1831 | 61.4738 | 0.068334 | 0.010873 | -0.0081567 | 0.068334 | 0.062753 | 2.3521 | 1.6872 | -2.9266 | 2.3521 | 1.651 | 1.9288 | 1.197 | -2.0224 | 1.9288 | 1.4256 | 0.046402 | 1.2937 | 0.6179 | 2.1831 | 61.4738 | 0.068334 | 0.010873 | -0.0081567 | 0.068334 | 0.062753 | 2.3521 | 1.6872 | -2.9266 | 2.3521 | 1.651 | 1.9288 | 1.197 | -2.0224 | 1.9288 | 1.4256
23 | 0.3 | 0.19 | South/Central | CA | Daggett.Intl.AP.723815 | 3 | 3397182 | 28.7478 | 12.557 | 46.8937 | 28.5814 | 18.3123 | 1282.23 | 1.6259 | 93.27 | -0.21894 | 1.8448 | 71.1678 | 0.38753 | 78.94 | -1.4649 | 1.8524 | 55.3973 | -0.02258 | -20.49 | 0.48067 | -0.50325 | -13.9828 | 1.6259 | 93.27 | -0.21894 | 1.8448 | 71.1678 | 1.5056 | 78.16 | 0.002321 | 1.5033 | 60.3244 | 0.046402 | 1.334 | 0.58267 | 2.176 | 59.498 | 0.075443 | 0.017982 | -0.0010478 | 0.075443 | 0.069862 | 4.3279 | 3.663 | -0.95078 | 4.3279 | 3.6268 | 3.3023 | 2.5705 | -0.64883 | 3.3023 | 2.7992 | 0.046402 | 1.334 | 0.58267 | 2.176 | 59.498 | 0.075443 | 0.017982 | -0.0010478 | 0.075443 | 0.069862 | 4.3279 | 3.663 | -0.95078 | 4.3279 | 3.6268 | 3.3023 | 2.5705 | -0.64883 | 3.3023 | 2.7992
24 | 0.3 | 0.17 | South/Central | CA | Daggett.Intl.AP.723815 | 3 | 3397182 | 29.2312 | 12.1825 | 46.8711 | 29.062 | 17.8091 | 1261.74 | 1.6484 | 113.76 | -0.69961 | 2.348 | 85.1506 | 0.41011 | 99.43 | -1.9456 | 2.3557 | 69.38 | 0 | 0 | 0 | 0 | 0 | 1.6484 | 113.76 | -0.69961 | 2.348 | 85.1506 | 1.5282 | 98.65 | -0.47835 | 2.0065 | 74.3072 | 0.046402 | 1.3564 | 0.56529 | 2.1749 | 58.5473 | 0.076491 | 0.01903 | 0 | 0.076491 | 0.07091 | 5.2787 | 4.6138 | 0 | 5.2787 | 4.5776 | 3.9512 | 3.2194 | 0 | 3.9512 | 3.448 | 0.046402 | 1.3564 | 0.56529 | 2.1749 | 58.5473 | 0.076491 | 0.01903 | 0 | 0.076491 | 0.07091 | 5.2787 | 4.6138 | 0 | 5.2787 | 4.5776 | 3.9512 | 3.2194 | 0 | 3.9512 | 3.448
25 | 0.28 | 0.47 | South/Central | CA | Daggett.Intl.AP.723815 | 3 | 3397182 | 24.3298 | 16.7942 | 48.2114 | 24.1889 | 24.0224 | 1527.09 | 0.30818 | -151.59 | 4.1735 | -3.8653 | -101.1832 | -0.93014 | -165.92 | 2.9275 | -3.8577 | -116.9538 | -1.3403 | -265.35 | 4.8731 | -6.2134 | -186.3339 | 0.30818 | -151.59 | 4.1735 | -3.8653 | -101.1832 | 0.18791 | -166.7 | 4.3948 | -4.2068 | -112.0267 | 0.046402 | 1.129 | 0.77928 | 2.2371 | 70.86 | 0.0143 | -0.043161 | -0.062191 | 0.0143 | 0.0087192 | -7.0341 | -7.699 | -12.3128 | -7.0341 | -7.7352 | -4.6951 | -5.4269 | -8.6463 | -4.6951 | -5.1983 | 0.046402 | 1.129 | 0.77928 | 2.2371 | 70.86 | 0.0143 | -0.043161 | -0.062191 | 0.0143 | 0.0087192 | -7.0341 | -7.699 | -12.3128 | -7.0341 | -7.7352 | -4.6951 | -5.4269 | -8.6463 | -4.6951 | -5.1983
26 | 0.28 | 0.42 | South/Central | CA | Daggett.Intl.AP.723815 | 3 | 3397182 | 24.9145 | 15.935 | 47.6171 | 24.7703 | 22.8468 | 1472.85 | 0.90242 | -97.35 | 3.5921 | -2.6897 | -61.5318 | -0.3359 | -111.68 | 2.3462 | -2.6821 | -77.3024 | -0.74601 | -211.11 | 4.2917 | -5.0377 | -146.6824 | 0.90242 | -97.35 | 3.5921 | -2.6897 | -61.5318 | 0.78215 | -112.46 | 3.8134 | -3.0312 | -72.3752 | 0.046402 | 1.1561 | 0.73942 | 2.2095 | 68.3432 | 0.041874 | -0.015587 | -0.034617 | 0.041874 | 0.036293 | -4.5172 | -5.1822 | -9.7959 | -4.5172 | -5.2184 | -2.8552 | -3.587 | -6.8064 | -2.8552 | -3.3584 | 0.046402 | 1.1561 | 0.73942 | 2.2095 | 68.3432 | 0.041874 | -0.015587 | -0.034617 | 0.041874 | 0.036293 | -4.5172 | -5.1822 | -9.7959 | -4.5172 | -5.2184 | -2.8552 | -3.587 | -6.8064 | -2.8552 | -3.3584
27 | 0.28 | 0.37 | South/Central | CA | Daggett.Intl.AP.723815 | 3 | 3397182 | 25.5162 | 15.209 | 47.2497 | 25.3685 | 21.8812 | 1429.74 | 1.2698 | -54.24 | 2.9939 | -1.7241 | -30.5208 | 0.031518 | -68.57 | 1.748 | -1.7165 | -46.2914 | -0.37859 | -168 | 3.6935 | -4.0721 | -115.6714 | 1.2698 | -54.24 | 2.9939 | -1.7241 | -30.5208 | 1.1496 | -69.35 | 3.2152 | -2.0656 | -41.3642 | 0.046402 | 1.184 | 0.70573 | 2.1925 | 66.3428 | 0.058923 | 0.0014625 | -0.017567 | 0.058923 | 0.053342 | -2.5168 | -3.1818 | -7.7955 | -2.5168 | -3.218 | -1.4162 | -2.148 | -5.3674 | -1.4162 | -1.9194 | 0.046402 | 1.184 | 0.70573 | 2.1925 | 66.3428 | 0.058923 | 0.0014625 | -0.017567 | 0.058923 | 0.053342 | -2.5168 | -3.1818 | -7.7955 | -2.5168 | -3.218 | -1.4162 | -2.148 | -5.3674 | -1.4162 | -1.9194
28 | 0.28 | 0.32 | South/Central | CA | Daggett.Intl.AP.723815 | 3 | 3397182 | 26.2506 | 14.4298 | 46.9351 | 26.0987 | 20.8365 | 1384.06 | 1.5844 | -8.56 | 2.2638 | -0.67935 | 1.9615 | 0.3461 | -22.89 | 1.0178 | -0.67172 | -13.8091 | -0.064015 | -122.32 | 2.9634 | -3.0274 | -83.1891 | 1.5844 | -8.56 | 2.2638 | -0.67935 | 1.9615 | 1.4641 | -23.67 | 2.485 | -1.0209 | -8.882 | 0.046402 | 1.2181 | 0.66957 | 2.1779 | 64.2232 | 0.07352 | 0.01606 | -0.0029704 | 0.07352 | 0.067939 | -0.3972 | -1.0621 | -5.6759 | -0.3972 | -1.0983 | 0.091018 | -0.64077 | -3.8601 | 0.091018 | -0.41214 | 0.046402 | 1.2181 | 0.66957 | 2.1779 | 64.2232 | 0.07352 | 0.01606 | -0.0029704 | 0.07352 | 0.067939 | -0.3972 | -1.0621 | -5.6759 | -0.3972 | -1.0983 | 0.091018 | -0.64077 | -3.8601 | 0.091018 | -0.41214
29 | 0.28 | 0.27 | South/Central | CA | Daggett.Intl.AP.723815 | 3 | 3397182 | 26.8354 | 13.8238 | 46.6909 | 26.68 | 20.0109 | 1348.03 | 1.8286 | 27.47 | 1.6824 | 0.14624 | 27.5736 | 0.59031 | 13.14 | 0.43644 | 0.15387 | 11.803 | 0.1802 | -86.29 | 2.382 | -2.2018 | -57.5771 | 1.8286 | 27.47 | 1.6824 | 0.14624 | 27.5736 | 1.7084 | 12.36 | 1.9036 | -0.19529 | 16.7301 | 0.046402 | 1.2452 | 0.64145 | 2.1666 | 62.5513 | 0.084852 | 0.027391 | 0.0083614 | 0.084852 | 0.079271 | 1.2747 | 0.60972 | -4.004 | 1.2747 | 0.57353 | 1.2795 | 0.54768 | -2.6717 | 1.2795 | 0.77631 | 0.046402 | 1.2452 | 0.64145 | 2.1666 | 62.5513 | 0.084852 | 0.027391 | 0.0083614 | 0.084852 | 0.079271 | 1.2747 | 0.60972 | -4.004 | 1.2747 | 0.57353 | 1.2795 | 0.54768 | -2.6717 | 1.2795 | 0.77631
30 | 0.28 | 0.23 | South/Central | CA | Daggett.Intl.AP.723815 | 3 | 3397182 | 27.3503 | 13.3277 | 46.5183 | 27.192 | 19.3264 | 1318.5 | 2.0012 | 57 | 1.1704 | 0.83078 | 48.4241 | 0.7629 | 42.67 | -0.075511 | 0.83841 | 32.6536 | 0.35279 | -56.76 | 1.87 | -1.5173 | -36.7265 | 2.0012 | 57 | 1.1704 | 0.83078 | 48.4241 | 1.8809 | 41.89 | 1.3917 | 0.48925 | 37.5807 | 0.046402 | 1.2691 | 0.61843 | 2.1585 | 61.181 | 0.092861 | 0.0354 | 0.01637 | 0.092861 | 0.08728 | 2.6449 | 1.98 | -2.6338 | 2.6449 | 1.9438 | 2.247 | 1.5152 | -1.7042 | 2.247 | 1.7438 | 0.046402 | 1.2691 | 0.61843 | 2.1585 | 61.181 | 0.092861 | 0.0354 | 0.01637 | 0.092861 | 0.08728 | 2.6449 | 1.98 | -2.6338 | 2.6449 | 1.9438 | 2.247 | 1.5152 | -1.7042 | 2.247 | 1.7438
31 | 0.28 | 0.19 | South/Central | CA | Daggett.Intl.AP.723815 | 3 | 3397182 | 28.2076 | 12.5786 | 46.3651 | 28.0442 | 18.3208 | 1276.31 | 2.1545 | 99.19 | 0.31821 | 1.8363 | 77.7578 | 0.91618 | 84.86 | -0.92774 | 1.8439 | 61.9872 | 0.50607 | -14.57 | 1.0178 | -0.51175 | -7.3928 | 2.1545 | 99.19 | 0.31821 | 1.8363 | 77.7578 | 2.0342 | 84.08 | 0.53947 | 1.4948 | 66.9143 | 0.046402 | 1.3089 | 0.58367 | 2.1514 | 59.2233 | 0.099973 | 0.042512 | 0.023482 | 0.099973 | 0.094392 | 4.6026 | 3.9377 | -0.67608 | 4.6026 | 3.9015 | 3.6081 | 2.8763 | -0.34304 | 3.6081 | 3.105 | 0.046402 | 1.3089 | 0.58367 | 2.1514 | 59.2233 | 0.099973 | 0.042512 | 0.023482 | 0.099973 | 0.094392 | 4.6026 | 3.9377 | -0.67608 | 4.6026 | 3.9015 | 3.6081 | 2.8763 | -0.34304 | 3.6081 | 3.105
32 | 0.28 | 0.17 | South/Central | CA | Daggett.Intl.AP.723815 | 3 | 3397182 | 28.6811 | 12.204 | 46.3325 | 28.515 | 17.8176 | 1255.72 | 2.187 | 119.78 | -0.15254 | 2.3396 | 91.8694 | 0.9487 | 105.45 | -1.3985 | 2.3472 | 76.0988 | 0.53858 | 6.02 | 0.54706 | -0.0084802 | 6.7187 | 2.187 | 119.78 | -0.15254 | 2.3396 | 91.8694 | 2.0667 | 104.67 | 0.068715 | 1.998 | 81.0259 | 0.046402 | 1.3309 | 0.56629 | 2.1499 | 58.2679 | 0.10148 | 0.044021 | 0.024991 | 0.10148 | 0.095901 | 5.558 | 4.8931 | 0.27934 | 5.558 | 4.8569 | 4.2629 | 3.5311 | 0.31176 | 4.2629 | 3.7598 | 0.046402 | 1.3309 | 0.56629 | 2.1499 | 58.2679 | 0.10148 | 0.044021 | 0.024991 | 0.10148 | 0.095901 | 5.558 | 4.8931 | 0.27934 | 5.558 | 4.8569 | 4.2629 | 3.5311 | 0.31176 | 4.2629 | 3.7598
33 | 0.27 | 0.47 | South/Central | CA | Daggett.Intl.AP.723815 | 3 | 3397182 | 24.1203 | 16.7841 | 47.9819 | 23.9806 | 24.0012 | 1523.52 | 0.53768 | -148.02 | 4.3818 | -3.8441 | -97.6452 | -0.70064 | -162.35 | 3.1358 | -3.8365 | -113.4158 | -1.1108 | -261.78 | 5.0814 | -6.1922 | -182.7958 | 0.53768 | -148.02 | 4.3818 | -3.8441 | -97.6452 | 0.41741 | -163.13 | 4.6031 | -4.1856 | -108.4887 | 0.046402 | 1.1192 | 0.77882 | 2.2265 | 70.6944 | 0.024949 | -0.032511 | -0.051541 | 0.024949 | 0.019368 | -6.8684 | -7.5334 | -12.1471 | -6.8684 | -7.5696 | -4.5309 | -5.2627 | -8.4821 | -4.5309 | -5.0341 | 0.046402 | 1.1192 | 0.77882 | 2.2265 | 70.6944 | 0.024949 | -0.032511 | -0.051541 | 0.024949 | 0.019368 | -6.8684 | -7.5334 | -12.1471 | -6.8684 | -7.5696 | -4.5309 | -5.2627 | -8.4821 | -4.5309 | -5.0341
34 | 0.27 | 0.42 | South/Central | CA | Daggett.Intl.AP.723815 | 3 | 3397182 | 24.6836 | 15.9266 | 47.3762 | 24.5407 | 22.8355 | 1469.55 | 1.1434 | -94.05 | 3.8218 | -2.6784 | -58.1148 | -0.094936 | -108.38 | 2.5758 | -2.6708 | -73.8854 | -0.50505 | -207.81 | 4.5214 | -5.0264 | -143.2654 | 1.1434 | -94.05 | 3.8218 | -2.6784 | -58.1148 | 1.0231 | -109.16 | 4.043 | -3.0199 | -68.9583 | 0.046402 | 1.1454 | 0.73902 | 2.1983 | 68.1901 | 0.053055 | -0.0044052 | -0.023435 | 0.053055 | 0.047475 | -4.3641 | -5.029 | -9.6428 | -4.3641 | -5.0652 | -2.6966 | -3.4284 | -6.6478 | -2.6966 | -3.1998 | 0.046402 | 1.1454 | 0.73902 | 2.1983 | 68.1901 | 0.053055 | -0.0044052 | -0.023435 | 0.053055 | 0.047475 | -4.3641 | -5.029 | -9.6428 | -4.3641 | -5.0652 | -2.6966 | -3.4284 | -6.6478 | -2.6966 | -3.1998
35 | 0.27 | 0.37 | South/Central | CA | Daggett.Intl.AP.723815 | 3 | 3397182 | 25.197 | 15.3289 | 47.0804 | 25.0511 | 22.0294 | 1433.69 | 1.4391 | -58.19 | 3.3113 | -1.8722 | -32.3664 | 0.2008 | -72.52 | 2.0654 | -1.8646 | -48.137 | -0.20931 | -171.95 | 4.0109 | -4.2203 | -117.5171 | 1.4391 | -58.19 | 3.3113 | -1.8722 | -32.3664 | 1.3189 | -73.3 | 3.5326 | -2.2138 | -43.2099 | 0.046402 | 1.1692 | 0.71129 | 2.1846 | 66.5261 | 0.066778 | 0.0093175 | -0.0097125 | 0.066778 | 0.061197 | -2.7001 | -3.3651 | -7.9788 | -2.7001 | -3.4013 | -1.5019 | -2.2337 | -5.453 | -1.5019 | -2.005 | 0.046402 | 1.1692 | 0.71129 | 2.1846 | 66.5261 | 0.066778 | 0.0093175 | -0.0097125 | 0.066778 | 0.061197 | -2.7001 | -3.3651 | -7.9788 | -2.7001 | -3.4013 | -1.5019 | -2.2337 | -5.453 | -1.5019 | -2.005
36 | 0.27 | 0.32 | South/Central | CA | Daggett.Intl.AP.723815 | 3 | 3397182 | 25.85 | 14.6113 | 46.7645 | 25.7004 | 21.0641 | 1391.19 | 1.7551 | -15.69 | 2.662 | -0.90697 | -2.0288 | 0.51676 | -30.02 | 1.4161 | -0.89933 | -17.7994 | 0.10665 | -129.45 | 3.3617 | -3.255 | -87.1794 | 1.7551 | -15.69 | 2.662 | -0.90697 | -2.0288 | 1.6348 | -30.8 | 2.8833 | -1.2485 | -12.8722 | 0.046402 | 1.1995 | 0.67799 | 2.17 | 64.554 | 0.081439 | 0.023979 | 0.0049488 | 0.081439 | 0.075859 | -0.72805 | -1.393 | -6.0067 | -0.72805 | -1.4292 | -0.094139 | -0.82593 | -4.0453 | -0.094139 | -0.5973 | 0.046402 | 1.1995 | 0.67799 | 2.17 | 64.554 | 0.081439 | 0.023979 | 0.0049488 | 0.081439 | 0.075859 | -0.72805 | -1.393 | -6.0067 | -0.72805 | -1.4292 | -0.094139 | -0.82593 | -4.0453 | -0.094139 | -0.5973
37 | 0.27 | 0.27 | South/Central | CA | Daggett.Intl.AP.723815 | 3 | 3397182 | 26.4947 | 13.9237 | 46.4701 | 26.3413 | 20.1288 | 1350.16 | 2.0494 | 25.34 | 2.0212 | 0.028289 | 27.2139 | 0.81112 | 11.01 | 0.7752 | 0.035922 | 11.4433 | 0.40101 | -88.42 | 2.7208 | -2.3197 | -57.9367 | 2.0494 | 25.34 | 2.0212 | 0.028289 | 27.2139 | 1.9292 | 10.23 | 2.2424 | -0.31324 | 16.3705 | 0.046402 | 1.2294 | 0.64609 | 2.1563 | 62.6501 | 0.095098 | 0.037638 | 0.018608 | 0.095098 | 0.089518 | 1.1758 | 0.51089 | -4.1029 | 1.1758 | 0.47469 | 1.2628 | 0.53099 | -2.6884 | 1.2628 | 0.75962 | 0.046402 | 1.2294 | 0.64609 | 2.1563 | 62.6501 | 0.095098 | 0.037638 | 0.018608 | 0.095098 | 0.089518 | 1.1758 | 0.51089 | -4.1029 | 1.1758 | 0.47469 | 1.2628 | 0.53099 | -2.6884 | 1.2628 | 0.75962
38 | 0.27 | 0.23 | South/Central | CA | Daggett.Intl.AP.723815 | 3 | 3397182 | 27.081 | 13.3377 | 46.2506 | 26.9242 | 19.3264 | 1315.35 | 2.269 | 60.15 | 1.4383 | 0.8307 | 51.8766 | 1.0306 | 45.82 | 0.1923 | 0.83833 | 36.106 | 0.62052 | -53.61 | 2.1379 | -1.5173 | -33.274 | 2.269 | 60.15 | 1.4383 | 0.8307 | 51.8766 | 2.1487 | 45.04 | 1.6595 | 0.48917 | 41.0332 | 0.046402 | 1.2566 | 0.6189 | 2.1461 | 61.0349 | 0.10528 | 0.047823 | 0.028793 | 0.10528 | 0.099703 | 2.7911 | 2.1261 | -2.4876 | 2.7911 | 2.0899 | 2.4072 | 1.6754 | -1.544 | 2.4072 | 1.904 | 0.046402 | 1.2566 | 0.6189 | 2.1461 | 61.0349 | 0.10528 | 0.047823 | 0.028793 | 0.10528 | 0.099703 | 2.7911 | 2.1261 | -2.4876 | 2.7911 | 2.0899 | 2.4072 | 1.6754 | -1.544 | 2.4072 | 1.904
39 | 0.27 | 0.19 | South/Central | CA | Daggett.Intl.AP.723815 | 3 | 3397182 | 27.9367 | 12.5886 | 46.0943 | 27.7749 | 18.3194 | 1273.05 | 2.4253 | 102.45 | 0.58754 | 1.8378 | 81.2921 | 1.187 | 88.12 | -0.65841 | 1.8454 | 65.5215 | 0.77687 | -11.31 | 1.2871 | -0.51028 | -3.8585 | 2.4253 | 102.45 | 0.58754 | 1.8378 | 81.2921 | 2.305 | 87.34 | 0.8088 | 1.4962 | 70.4487 | 0.046402 | 1.2963 | 0.58413 | 2.1389 | 59.0721 | 0.11254 | 0.055078 | 0.036048 | 0.11254 | 0.10696 | 4.7539 | 4.0889 | -0.52481 | 4.7539 | 4.0528 | 3.7721 | 3.0403 | -0.17904 | 3.7721 | 3.269 | 0.046402 | 1.2963 | 0.58413 | 2.1389 | 59.0721 | 0.11254 | 0.055078 | 0.036048 | 0.11254 | 0.10696 | 4.7539 | 4.0889 | -0.52481 | 4.7539 | 4.0528 | 3.7721 | 3.0403 | -0.17904 | 3.7721 | 3.269
40 | 0.27 | 0.17 | South/Central | CA | Daggett.Intl.AP.723815 | 3 | 3397182 | 28.4103 | 12.214 | 46.0632 | 28.2456 | 17.8176 | 1252.54 | 2.4563 | 122.96 | 0.11679 | 2.3395 | 95.343 | 1.218 | 108.63 | -1.1292 | 2.3472 | 79.5724 | 0.80788 | 9.2 | 0.8164 | -0.0085202 | 10.1924 | 2.4563 | 122.96 | 0.11679 | 2.3395 | 95.343 | 2.336 | 107.85 | 0.33805 | 1.998 | 84.4995 | 0.046402 | 1.3183 | 0.56675 | 2.1374 | 58.1204 | 0.11398 | 0.056517 | 0.037487 | 0.11398 | 0.1084 | 5.7056 | 5.0407 | 0.4269 | 5.7056 | 5.0045 | 4.4241 | 3.6923 | 0.47295 | 4.4241 | 3.9209 | 0.046402 | 1.3183 | 0.56675 | 2.1374 | 58.1204 | 0.11398 | 0.056517 | 0.037487 | 0.11398 | 0.1084 | 5.7056 | 5.0407 | 0.4269 | 5.7056 | 5.0045 | 4.4241 | 3.6923 | 0.47295 | 4.4241 | 3.9209
41 | 0.26 | 0.47 | South/Central | CA | Daggett.Intl.AP.723815 | 3 | 3397182 | 23.901 | 16.7642 | 47.7325 | 23.7624 | 23.9701 | 1519.33 | 0.78704 | -143.83 | 4.6 | -3.813 | -93.5804 | -0.45128 | -158.16 | 3.3541 | -3.8053 | -109.3509 | -0.86139 | -257.59 | 5.2996 | -6.161 | -178.731 | 0.78704 | -143.83 | 4.6 | -3.813 | -93.5804 | 0.66677 | -158.94 | 4.8213 | -4.1545 | -104.4238 | 0.046402 | 1.1091 | 0.77789 | 2.2149 | 70.5 | 0.03652 | -0.02094 | -0.03997 | 0.03652 | 0.030939 | -6.674 | -7.3389 | -11.9527 | -6.674 | -7.3751 | -4.3423 | -5.0741 | -8.2935 | -4.3423 | -4.8455 | 0.046402 | 1.1091 | 0.77789 | 2.2149 | 70.5 | 0.03652 | -0.02094 | -0.03997 | 0.03652 | 0.030939 | -6.674 | -7.3389 | -11.9527 | -6.674 | -7.3751 | -4.3423 | -5.0741 | -8.2935 | -4.3423 | -4.8455
42 | 0.26 | 0.42 | South/Central | CA | Daggett.Intl.AP.723815 | 3 | 3397182 | 24.4526 | 15.9281 | 47.1367 | 24.311 | 22.8257 | 1466.34 | 1.3828 | -90.84 | 4.0514 | -2.6686 | -54.7588 | 0.14451 | -105.17 | 2.8055 | -2.661 | -70.5294 | -0.2656 | -204.6 | 4.751 | -5.0166 | -139.9094 | 1.3828 | -90.84 | 4.0514 | -2.6686 | -54.7588 | 1.2626 | -105.95 | 4.2727 | -3.0101 | -65.6023 | 0.046402 | 1.1347 | 0.73909 | 2.1872 | 68.0411 | 0.064166 | 0.0067057 | -0.012324 | 0.064166 | 0.058585 | -4.2152 | -4.8801 | -9.4939 | -4.2152 | -4.9163 | -2.5409 | -3.2727 | -6.4921 | -2.5409 | -3.0441 | 0.046402 | 1.1347 | 0.73909 | 2.1872 | 68.0411 | 0.064166 | 0.0067057 | -0.012324 | 0.064166 | 0.058585 | -4.2152 | -4.8801 | -9.4939 | -4.2152 | -4.9163 | -2.5409 | -3.2727 | -6.4921 | -2.5409 | -3.0441
43 | 0.26 | 0.37 | South/Central | CA | Daggett.Intl.AP.723815 | 3 | 3397182 | 24.8847 | 15.452 | 46.9212 | 24.7406 | 22.1807 | 1437.89 | 1.5983 | -62.39 | 3.6219 | -2.0235 | -34.4284 | 0.36002 | -76.72 | 2.3759 | -2.0159 | -50.1989 | -0.050088 | -176.15 | 4.3215 | -4.3716 | -119.579 | 1.5983 | -62.39 | 3.6219 | -2.0235 | -34.4284 | 1.4781 | -77.5 | 3.8431 | -2.3651 | -45.2718 | 0.046402 | 1.1547 | 0.717 | 2.1772 | 66.721 | 0.074166 | 0.016706 | -0.0023242 | 0.074166 | 0.068586 | -2.895 | -3.56 | -8.1737 | -2.895 | -3.5962 | -1.5975 | -2.3293 | -5.5487 | -1.5975 | -2.1007 | 0.046402 | 1.1547 | 0.717 | 2.1772 | 66.721 | 0.074166 | 0.016706 | -0.0023242 | 0.074166 | 0.068586 | -2.895 | -3.56 | -8.1737 | -2.895 | -3.5962 | -1.5975 | -2.3293 | -5.5487 | -1.5975 | -2.1007
44 | 0.26 | 0.32 | South/Central | CA | Daggett.Intl.AP.723815 | 3 | 3397182 | 25.438 | 14.8228 | 46.6155 | 25.2907 | 21.3248 | 1399.91 | 1.9041 | -24.41 | 3.0718 | -1.1677 | -7.1986 | 0.66578 | -38.74 | 1.8258 | -1.16 | -22.9691 | 0.25567 | -138.17 | 3.7714 | -3.5157 | -92.3492 | 1.9041 | -24.41 | 3.0718 | -1.1677 | -7.1986 | 1.7838 | -39.52 | 3.293 | -1.5092 | -18.042 | 0.046402 | 1.1804 | 0.68781 | 2.1631 | 64.9586 | 0.088354 | 0.030894 | 0.011864 | 0.088354 | 0.082773 | -1.1327 | -1.7976 | -6.4114 | -1.1327 | -1.8338 | -0.33403 | -1.0658 | -4.2852 | -0.33403 | -0.83719 | 0.046402 | 1.1804 | 0.68781 | 2.1631 | 64.9586 | 0.088354 | 0.030894 | 0.011864 | 0.088354 | 0.082773 | -1.1327 | -1.7976 | -6.4114 | -1.1327 | -1.8338 | -0.33403 | -1.0658 | -4.2852 | -0.33403 | -0.83719
45 | 0.26 | 0.27 | South/Central | CA | Daggett.Intl.AP.723815 | 3 | 3397182 | 26.154 | 14.0153 | 46.2326 | 26.0025 | 20.2301 | 1351.42 | 2.2869 | 24.08 | 2.3599 | -0.07298 | 27.5232 | 1.0486 | 9.75 | 1.114 | -0.065348 | 11.7526 | 0.63851 | -89.68 | 3.0595 | -2.421 | -57.6274 | 2.2869 | 24.08 | 2.3599 | -0.07298 | 27.5232 | 2.1667 | 8.97 | 2.5812 | -0.41451 | 16.6798 | 0.046402 | 1.2136 | 0.65034 | 2.1453 | 62.7086 | 0.10612 | 0.048658 | 0.029628 | 0.10612 | 0.10054 | 1.1174 | 0.45242 | -4.1613 | 1.1174 | 0.41623 | 1.2771 | 0.54535 | -2.674 | 1.2771 | 0.77397 | 0.046402 | 1.2136 | 0.65034 | 2.1453 | 62.7086 | 0.10612 | 0.048658 | 0.029628 | 0.10612 | 0.10054 | 1.1174 | 0.45242 | -4.1613 | 1.1174 | 0.41623 | 1.2771 | 0.54535 | -2.674 | 1.2771 | 0.77397
46 | 0.26 | 0.23 | South/Central | CA | Daggett.Intl.AP.723815 | 3 | 3397182 | 26.8186 | 13.3477 | 45.9966 | 26.6632 | 19.3333 | 1312.62 | 2.523 | 62.88 | 1.6992 | 0.82378 | 54.966 | 1.2846 | 48.55 | 0.45323 | 0.83141 | 39.1955 | 0.87454 | -50.88 | 2.3988 | -1.5243 | -30.1846 | 2.523 | 62.88 | 1.6992 | 0.82378 | 54.966 | 2.4027 | 47.77 | 1.9204 | 0.48225 | 44.1226 | 0.046402 | 1.2444 | 0.61936 | 2.1343 | 60.9082 | 0.11707 | 0.05961 | 0.04058 | 0.11707 | 0.11149 | 2.9178 | 2.2528 | -2.3609 | 2.9178 | 2.2166 | 2.5505 | 1.8187 | -1.4006 | 2.5505 | 2.0474 | 0.046402 | 1.2444 | 0.61936 | 2.1343 | 60.9082 | 0.11707 | 0.05961 | 0.04058 | 0.11707 | 0.11149 | 2.9178 | 2.2528 | -2.3609 | 2.9178 | 2.2166 | 2.5505 | 1.8187 | -1.4006 | 2.5505 | 2.0474
47 | 0.26 | 0.19 | South/Central | CA | Daggett.Intl.AP.723815 | 3 | 3397182 | 27.6659 | 12.5986 | 45.8334 | 27.5056 | 18.3278 | 1270.31 | 2.6862 | 105.19 | 0.85687 | 1.8293 | 84.429 | 1.4479 | 90.86 | -0.38908 | 1.837 | 68.6584 | 1.0378 | -8.57 | 1.5565 | -0.51871 | -0.72164 | 2.6862 | 105.19 | 0.85687 | 1.8293 | 84.429 | 2.5659 | 90.08 | 1.0781 | 1.4878 | 73.5855 | 0.046402 | 1.2838 | 0.5846 | 2.1268 | 58.9449 | 0.12465 | 0.067184 | 0.048155 | 0.12465 | 0.11906 | 4.881 | 4.2161 | -0.39767 | 4.881 | 4.1799 | 3.9177 | 3.1859 | -0.033486 | 3.9177 | 3.4145 | 0.046402 | 1.2838 | 0.5846 | 2.1268 | 58.9449 | 0.12465 | 0.067184 | 0.048155 | 0.12465 | 0.11906 | 4.881 | 4.2161 | -0.39767 | 4.881 | 4.1799 | 3.9177 | 3.1859 | -0.033486 | 3.9177 | 3.4145
48 | 0.26 | 0.17 | South/Central | CA | Daggett.Intl.AP.723815 | 3 | 3397182 | 28.1295 | 12.224 | 45.7909 | 27.9664 | 17.8245 | 1249.59 | 2.7287 | 125.91 | 0.39604 | 2.3327 | 98.6708 | 1.4904 | 111.58 | -0.84991 | 2.3403 | 82.9002 | 1.0803 | 12.15 | 1.0956 | -0.015388 | 13.5201 | 2.7287 | 125.91 | 0.39604 | 2.3327 | 98.6708 | 2.6084 | 110.8 | 0.6173 | 1.9911 | 87.8273 | 0.046402 | 1.3053 | 0.56722 | 2.1248 | 57.9835 | 0.12662 | 0.069156 | 0.050126 | 0.12662 | 0.12104 | 5.8425 | 5.1775 | 0.56378 | 5.8425 | 5.1413 | 4.5785 | 3.8467 | 0.62736 | 4.5785 | 4.0754 | 0.046402 | 1.3053 | 0.56722 | 2.1248 | 57.9835 | 0.12662 | 0.069156 | 0.050126 | 0.12662 | 0.12104 | 5.8425 | 5.1775 | 0.56378 | 5.8425 | 5.1413 | 4.5785 | 3.8467 | 0.62736 | 4.5785 | 4.0754
49 | 0.25 | 0.47 | South/Central | CA | Daggett.Intl.AP.723815 | 3 | 3397182 | 23.69 | 16.7442 | 47.4831 | 23.5526 | 23.9305 | 1514.8 | 1.0364 | -139.3 | 4.8098 | -3.7734 | -89.2859 | -0.20189 | -153.63 | 3.5639 | -3.7658 | -105.0565 | -0.612 | -253.06 | 5.5094 | -6.1214 | -174.4365 | 1.0364 | -139.3 | 4.8098 | -3.7734 | -89.2859 | 0.91616 | -154.41 | 5.0311 | -4.1149 | -100.1294 | 0.046402 | 1.0993 | 0.77696 | 2.2033 | 70.2898 | 0.048092 | -0.0093683 | -0.028398 | 0.048092 | 0.042512 | -6.4638 | -7.1287 | -11.7425 | -6.4638 | -7.1649 | -4.143 | -4.8748 | -8.0942 | -4.143 | -4.6462 | 0.046402 | 1.0993 | 0.77696 | 2.2033 | 70.2898 | 0.048092 | -0.0093683 | -0.028398 | 0.048092 | 0.042512 | -6.4638 | -7.1287 | -11.7425 | -6.4638 | -7.1649 | -4.143 | -4.8748 | -8.0942 | -4.143 | -4.6462
50 | 0.25 | 0.42 | South/Central | CA | Daggett.Intl.AP.723815 | 3 | 3397182 | 24.2217 | 15.9281 | 46.8958 | 24.0813 | 22.8145 | 1463.04 | 1.6237 | -87.54 | 4.2811 | -2.6573 | -51.3442 | 0.38542 | -101.87 | 3.0351 | -2.6497 | -67.1148 | -0.02469 | -201.3 | 4.9807 | -5.0054 | -136.4948 | 1.6237 | -87.54 | 4.2811 | -2.6573 | -51.3442 | 1.5035 | -102.65 | 4.5023 | -2.9989 | -62.1877 | 0.046402 | 1.1239 | 0.73909 | 2.1761 | 67.888 | 0.075345 | 0.017884 | -0.0011457 | 0.075345 | 0.069764 | -4.062 | -4.727 | -9.3407 | -4.062 | -4.7632 | -2.3825 | -3.1143 | -6.3336 | -2.3825 | -2.8856 | 0.046402 | 1.1239 | 0.73909 | 2.1761 | 67.888 | 0.075345 | 0.017884 | -0.0011457 | 0.075345 | 0.069764 | -4.062 | -4.727 | -9.3407 | -4.062 | -4.7632 | -2.3825 | -3.1143 | -6.3336 | -2.3825 | -2.8856
51 | 0.25 | 0.37 | South/Central | CA | Daggett.Intl.AP.723815 | 3 | 3397182 | 24.564 | 15.582 | 46.762 | 24.4216 | 22.3404 | 1442.42 | 1.7576 | -66.92 | 3.9408 | -2.1832 | -36.7189 | 0.51924 | -81.25 | 2.6948 | -2.1756 | -52.4895 | 0.10913 | -180.68 | 4.6404 | -4.5313 | -121.8696 | 1.7576 | -66.92 | 3.9408 | -2.1832 | -36.7189 | 1.6373 | -82.03 | 4.1621 | -2.5248 | -47.5624 | 0.046402 | 1.1398 | 0.72303 | 2.1699 | 66.9312 | 0.081554 | 0.024094 | 0.0050639 | 0.081554 | 0.075974 | -3.1052 | -3.7702 | -8.3839 | -3.1052 | -3.8064 | -1.7038 | -2.4356 | -5.655 | -1.7038 | -2.207 | 0.046402 | 1.1398 | 0.72303 | 2.1699 | 66.9312 | 0.081554 | 0.024094 | 0.0050639 | 0.081554 | 0.075974 | -3.1052 | -3.7702 | -8.3839 | -3.1052 | -3.8064 | -1.7038 | -2.4356 | -5.655 | -1.7038 | -2.207
52 | 0.25 | 0.32 | South/Central | CA | Daggett.Intl.AP.723815 | 3 | 3397182 | 25.0175 | 15.0459 | 46.4681 | 24.8725 | 21.5955 | 1409.04 | 2.0515 | -33.54 | 3.4899 | -1.4384 | -12.6625 | 0.81316 | -47.87 | 2.2439 | -1.4308 | -28.4331 | 0.40305 | -147.3 | 4.1895 | -3.7864 | -97.8132 | 2.0515 | -33.54 | 3.4899 | -1.4384 | -12.6625 | 1.9312 | -48.65 | 3.7111 | -1.7799 | -23.506 | 0.046402 | 1.1609 | 0.69816 | 2.1562 | 65.3823 | 0.095193 | 0.037732 | 0.018702 | 0.095193 | 0.089612 | -1.5563 | -2.2213 | -6.835 | -1.5563 | -2.2575 | -0.58757 | -1.3194 | -4.5387 | -0.58757 | -1.0907 | 0.046402 | 1.1609 | 0.69816 | 2.1562 | 65.3823 | 0.095193 | 0.037732 | 0.018702 | 0.095193 | 0.089612 | -1.5563 | -2.2213 | -6.835 | -1.5563 | -2.2575 | -0.58757 | -1.3194 | -4.5387 | -0.58757 | -1.0907
53 | 0.25 | 0.27 | South/Central | CA | Daggett.Intl.AP.723815 | 3 | 3397182 | 25.8133 | 14.1153 | 46.0104 | 25.6637 | 20.3466 | 1353.48 | 2.5092 | 22.02 | 2.6987 | -0.18948 | 27.2215 | 1.2709 | 7.69 | 1.4527 | -0.18185 | 11.4509 | 0.86077 | -91.74 | 3.3983 | -2.5375 | -57.9291 | 2.5092 | 22.02 | 2.6987 | -0.18948 | 27.2215 | 2.3889 | 6.91 | 2.9199 | -0.53101 | 16.3781 | 0.046402 | 1.1978 | 0.65498 | 2.135 | 62.8042 | 0.11643 | 0.058971 | 0.039941 | 0.11643 | 0.11085 | 1.0218 | 0.35683 | -4.2569 | 1.0218 | 0.32064 | 1.2631 | 0.53135 | -2.688 | 1.2631 | 0.75998 | 0.046402 | 1.1978 | 0.65498 | 2.135 | 62.8042 | 0.11643 | 0.058971 | 0.039941 | 0.11643 | 0.11085 | 1.0218 | 0.35683 | -4.2569 | 1.0218 | 0.32064 | 1.2631 | 0.53135 | -2.688 | 1.2631 | 0.75998
54 | 0.25 | 0.23 | South/Central | CA | Daggett.Intl.AP.723815 | 3 | 3397182 | 26.5493 | 13.3676 | 45.7373 | 26.3954 | 19.3419 | 1309.9 | 2.7823 | 65.6 | 1.967 | 0.81526 | 58.0799 | 1.5439 | 51.27 | 0.72105 | 0.82289 | 42.3093 | 1.1338 | -48.16 | 2.6666 | -1.5328 | -27.0707 | 2.7823 | 65.6 | 1.967 | 0.81526 | 58.0799 | 2.662 | 50.49 | 2.1883 | 0.47373 | 47.2365 | 0.046402 | 1.2319 | 0.62028 | 2.1223 | 60.782 | 0.1291 | 0.071642 | 0.052612 | 0.1291 | 0.12352 | 3.044 | 2.379 | -2.2347 | 3.044 | 2.3428 | 2.695 | 1.9632 | -1.2561 | 2.695 | 2.1919 | 0.046402 | 1.2319 | 0.62028 | 2.1223 | 60.782 | 0.1291 | 0.071642 | 0.052612 | 0.1291 | 0.12352 | 3.044 | 2.379 | -2.2347 | 3.044 | 2.3428 | 2.695 | 1.9632 | -1.2561 | 2.695 | 2.1919
55 | 0.25 | 0.19 | South/Central | CA | Daggett.Intl.AP.723815 | 3 | 3397182 | 27.3866 | 12.6101 | 45.5572 | 27.2278 | 18.3294 | 1267.11 | 2.9624 | 108.39 | 1.1346 | 1.8278 | 87.9497 | 1.724 | 94.06 | -0.11135 | 1.8354 | 72.1791 | 1.3139 | -5.37 | 1.8342 | -0.52028 | 2.799 | 2.9624 | 108.39 | 1.1346 | 1.8278 | 87.9497 | 2.8421 | 93.28 | 1.3559 | 1.4862 | 77.1062 | 0.046402 | 1.2708 | 0.58513 | 2.1139 | 58.7964 | 0.13746 | 0.079999 | 0.060969 | 0.13746 | 0.13188 | 5.0295 | 4.3646 | -0.24918 | 5.0295 | 4.3284 | 4.081 | 3.3493 | 0.12988 | 4.081 | 3.5779 | 0.046402 | 1.2708 | 0.58513 | 2.1139 | 58.7964 | 0.13746 | 0.079999 | 0.060969 | 0.13746 | 0.13188 | 5.0295 | 4.3646 | -0.24918 | 5.0295 | 4.3284 | 4.081 | 3.3493 | 0.12988 | 4.081 | 3.5779
56 | 0.25 | 0.17 | South/Central | CA | Daggett.Intl.AP.723815 | 3 | 3397182 | 27.8502 | 12.2355 | 45.5231 | 27.6887 | 17.8344 | 1246.83 | 2.9965 | 128.67 | 0.67377 | 2.3227 | 101.8562 | 1.7582 | 114.34 | -0.57218 | 2.3304 | 86.0856 | 1.3481 | 14.91 | 1.3734 | -0.025315 | 16.7056 | 2.9965 | 128.67 | 0.67377 | 2.3227 | 101.8562 | 2.8762 | 113.56 | 0.89503 | 1.9812 | 91.0127 | 0.046402 | 1.2923 | 0.56775 | 2.1124 | 57.8554 | 0.13904 | 0.081583 | 0.062553 | 0.13904 | 0.13346 | 5.9705 | 5.3056 | 0.69185 | 5.9705 | 5.2694 | 4.7263 | 3.9945 | 0.77517 | 4.7263 | 4.2232 | 0.046402 | 1.2923 | 0.56775 | 2.1124 | 57.8554 | 0.13904 | 0.081583 | 0.062553 | 0.13904 | 0.13346 | 5.9705 | 5.3056 | 0.69185 | 5.9705 | 5.2694 | 4.7263 | 3.9945 | 0.77517 | 4.7263 | 4.2232
57 | 0.24 | 0.47 | South/Central | CA | Daggett.Intl.AP.723815 | 3 | 3397182 | 23.4491 | 16.7641 | 47.2607 | 23.313 | 23.9476 | 1512.87 | 1.2589 | -137.37 | 5.0494 | -3.7905 | -86.8803 | 0.020588 | -151.7 | 3.8035 | -3.7829 | -102.6509 | -0.38952 | -251.13 | 5.749 | -6.1385 | -172.0309 | 1.2589 | -137.37 | 5.0494 | -3.7905 | -86.8803 | 1.1386 | -152.48 | 5.2707 | -4.132 | -97.7237 | 0.046402 | 1.0881 | 0.77789 | 2.193 | 70.2002 | 0.058416 | 0.00095531 | -0.018075 | 0.058416 | 0.052835 | -6.3742 | -7.0392 | -11.6529 | -6.3742 | -7.0754 | -4.0314 | -4.7632 | -7.9826 | -4.0314 | -4.5346 | 0.046402 | 1.0881 | 0.77789 | 2.193 | 70.2002 | 0.058416 | 0.00095531 | -0.018075 | 0.058416 | 0.052835 | -6.3742 | -7.0392 | -11.6529 | -6.3742 | -7.0754 | -4.0314 | -4.7632 | -7.9826 | -4.0314 | -4.5346
58 | 0.24 | 0.42 | South/Central | CA | Daggett.Intl.AP.723815 | 3 | 3397182 | 23.9724 | 15.9481 | 46.6664 | 23.8334 | 22.8331 | 1461.08 | 1.8531 | -85.58 | 4.5291 | -2.6759 | -48.8899 | 0.61481 | -99.91 | 3.2831 | -2.6683 | -64.6605 | 0.2047 | -199.34 | 5.2287 | -5.024 | -134.0405 | 1.8531 | -85.58 | 4.5291 | -2.6759 | -48.8899 | 1.7329 | -100.69 | 4.7503 | -3.0175 | -59.7333 | 0.046402 | 1.1124 | 0.74002 | 2.1654 | 67.797 | 0.085989 | 0.028529 | 0.0094986 | 0.085989 | 0.080408 | -3.9711 | -4.636 | -9.2498 | -3.9711 | -4.6722 | -2.2686 | -3.0004 | -6.2197 | -2.2686 | -2.7717 | 0.046402 | 1.1124 | 0.74002 | 2.1654 | 67.797 | 0.085989 | 0.028529 | 0.0094986 | 0.085989 | 0.080408 | -3.9711 | -4.636 | -9.2498 | -3.9711 | -4.6722 | -2.2686 | -3.0004 | -6.2197 | -2.2686 | -2.7717
59 | 0.24 | 0.37 | South/Central | CA | Daggett.Intl.AP.723815 | 3 | 3397182 | 24.3131 | 15.6035 | 46.5227 | 24.1721 | 22.3506 | 1440.01 | 1.9969 | -64.51 | 4.1903 | -2.1934 | -33.9085 | 0.75854 | -78.84 | 2.9443 | -2.1858 | -49.6791 | 0.34843 | -178.27 | 4.8899 | -4.5415 | -119.0591 | 1.9969 | -64.51 | 4.1903 | -2.1934 | -33.9085 | 1.8766 | -79.62 | 4.4116 | -2.535 | -44.7519 | 0.046402 | 1.1282 | 0.72403 | 2.1587 | 66.8194 | 0.092659 | 0.035198 | 0.016168 | 0.092659 | 0.087078 | -2.9934 | -3.6583 | -8.2721 | -2.9934 | -3.6945 | -1.5734 | -2.3052 | -5.5246 | -1.5734 | -2.0766 | 0.046402 | 1.1282 | 0.72403 | 2.1587 | 66.8194 | 0.092659 | 0.035198 | 0.016168 | 0.092659 | 0.087078 | -2.9934 | -3.6583 | -8.2721 | -2.9934 | -3.6945 | -1.5734 | -2.3052 | -5.5246 | -1.5734 | -2.0766
60 | 0.24 | 0.32 | South/Central | CA | Daggett.Intl.AP.723815 | 3 | 3397182 | 24.7582 | 15.0559 | 46.2187 | 24.6146 | 21.6041 | 1406.45 | 2.3008 | -30.95 | 3.7478 | -1.447 | -9.6778 | 1.0625 | -45.28 | 2.5018 | -1.4393 | -25.4484 | 0.6524 | -144.71 | 4.4474 | -3.795 | -94.8284 | 2.3008 | -30.95 | 3.7478 | -1.447 | -9.6778 | 2.1806 | -46.06 | 3.969 | -1.7885 | -20.5212 | 0.046402 | 1.1488 | 0.69862 | 2.1446 | 65.2621 | 0.10676 | 0.049302 | 0.030272 | 0.10676 | 0.10118 | -1.4361 | -2.1011 | -6.7148 | -1.4361 | -2.1373 | -0.44907 | -1.1809 | -4.4002 | -0.44907 | -0.95223 | 0.046402 | 1.1488 | 0.69862 | 2.1446 | 65.2621 | 0.10676 | 0.049302 | 0.030272 | 0.10676 | 0.10118 | -1.4361 | -2.1011 | -6.7148 | -1.4361 | -2.1373 | -0.44907 | -1.1809 | -4.4002 | -0.44907 | -0.95223
61 | 0.24 | 0.27 | South/Central | CA | Daggett.Intl.AP.723815 | 3 | 3397182 | 25.5441 | 14.1268 | 45.7525 | 25.3959 | 20.3566 | 1350.83 | 2.767 | 24.67 | 2.9665 | -0.19947 | 30.2767 | 1.5287 | 10.34 | 1.7205 | -0.19184 | 14.5061 | 1.1186 | -89.09 | 3.6661 | -2.5475 | -54.8739 | 2.767 | 24.67 | 2.9665 | -0.19947 | 30.2767 | 2.6468 | 9.56 | 3.1878 | -0.541 | 19.4332 | 0.046402 | 1.1853 | 0.65551 | 2.123 | 62.6812 | 0.1284 | 0.070935 | 0.051905 | 0.1284 | 0.12282 | 1.1447 | 0.4798 | -4.134 | 1.1447 | 0.4436 | 1.4049 | 0.67311 | -2.5463 | 1.4049 | 0.90174 | 0.046402 | 1.1853 | 0.65551 | 2.123 | 62.6812 | 0.1284 | 0.070935 | 0.051905 | 0.1284 | 0.12282 | 1.1447 | 0.4798 | -4.134 | 1.1447 | 0.4436 | 1.4049 | 0.67311 | -2.5463 | 1.4049 | 0.90174
62 | 0.24 | 0.23 | South/Central | CA | Daggett.Intl.AP.723815 | 3 | 3397182 | 26.2785 | 13.3692 | 45.468 | 26.1261 | 19.3419 | 1306.72 | 3.0515 | 68.78 | 2.2363 | 0.81521 | 61.553 | 1.8132 | 54.45 | 0.99038 | 0.82284 | 45.7824 | 1.4031 | -44.98 | 2.9359 | -1.5328 | -23.5976 | 3.0515 | 68.78 | 2.2363 | 0.81521 | 61.553 | 2.9313 | 53.67 | 2.4576 | 0.47368 | 50.7096 | 0.046402 | 1.2194 | 0.62036 | 2.1098 | 60.6344 | 0.1416 | 0.084137 | 0.065107 | 0.1416 | 0.13602 | 3.1915 | 2.5266 | -2.0872 | 3.1915 | 2.4904 | 2.8562 | 2.1244 | -1.095 | 2.8562 | 2.353 | 0.046402 | 1.2194 | 0.62036 | 2.1098 | 60.6344 | 0.1416 | 0.084137 | 0.065107 | 0.1416 | 0.13602 | 3.1915 | 2.5266 | -2.0872 | 3.1915 | 2.4904 | 2.8562 | 2.1244 | -1.095 | 2.8562 | 2.353
63 | 0.24 | 0.19 | South/Central | CA | Daggett.Intl.AP.723815 | 3 | 3397182 | 27.1242 | 12.62 | 45.3031 | 26.9669 | 18.3362 | 1264.37 | 3.2164 | 111.13 | 1.3955 | 1.8209 | 91.0419 | 1.9781 | 96.8 | 0.14959 | 1.8285 | 75.2713 | 1.568 | -2.63 | 2.0951 | -0.52713 | 5.8912 | 3.2164 | 111.13 | 1.3955 | 1.8209 | 91.0419 | 3.0962 | 96.02 | 1.6168 | 1.4794 | 80.1984 | 0.046402 | 1.2586 | 0.58559 | 2.1022 | 58.6693 | 0.14925 | 0.091789 | 0.072759 | 0.14925 | 0.14367 | 5.1567 | 4.4917 | -0.12204 | 5.1567 | 4.4555 | 4.2245 | 3.4927 | 0.27336 | 4.2245 | 3.7214 | 0.046402 | 1.2586 | 0.58559 | 2.1022 | 58.6693 | 0.14925 | 0.091789 | 0.072759 | 0.14925 | 0.14367 | 5.1567 | 4.4917 | -0.12204 | 5.1567 | 4.4555 | 4.2245 | 3.4927 | 0.27336 | 4.2245 | 3.7214
64 | 0.24 | 0.17 | South/Central | CA | Daggett.Intl.AP.723815 | 3 | 3397182 | 27.5793 | 12.2439 | 45.2506 | 27.4193 | 17.8313 | 1243.47 | 3.2689 | 132.03 | 0.94311 | 2.3258 | 105.4563 | 2.0306 | 117.7 | -0.30285 | 2.3335 | 89.6857 | 1.6205 | 18.27 | 1.6427 | -0.022201 | 20.3057 | 3.2689 | 132.03 | 0.94311 | 2.3258 | 105.4563 | 3.1487 | 116.92 | 1.1644 | 1.9843 | 94.6129 | 0.046402 | 1.2797 | 0.56814 | 2.0997 | 57.6995 | 0.15169 | 0.094225 | 0.075195 | 0.15169 | 0.1461 | 6.1265 | 5.4615 | 0.84776 | 6.1265 | 5.4253 | 4.8934 | 4.1616 | 0.94222 | 4.8934 | 4.3902 | 0.046402 | 1.2797 | 0.56814 | 2.0997 | 57.6995 | 0.15169 | 0.094225 | 0.075195 | 0.15169 | 0.1461 | 6.1265 | 5.4615 | 0.84776 | 6.1265 | 5.4253 | 4.8934 | 4.1616 | 0.94222 | 4.8934 | 4.3902
65 | 0.22 | 0.47 | South/Central | CA | Daggett.Intl.AP.723815 | 3 | 3397182 | 22.9588 | 16.8057 | 46.8034 | 22.8255 | 23.9779 | 1508.7 | 1.7162 | -133.2 | 5.537 | -3.8208 | -81.8037 | 0.47786 | -147.53 | 4.291 | -3.8131 | -97.5743 | 0.067749 | -246.96 | 6.2366 | -6.1688 | -166.9544 | 1.7162 | -133.2 | 5.537 | -3.8208 | -81.8037 | 1.5959 | -148.31 | 5.7582 | -4.1623 | -92.6472 | 0.046402 | 1.0653 | 0.77982 | 2.1718 | 70.0067 | 0.079634 | 0.022174 | 0.0031437 | 0.079634 | 0.074053 | -6.1807 | -6.8457 | -11.4594 | -6.1807 | -6.8819 | -3.7959 | -4.5276 | -7.747 | -3.7959 | -4.299 | 0.046402 | 1.0653 | 0.77982 | 2.1718 | 70.0067 | 0.079634 | 0.022174 | 0.0031437 | 0.079634 | 0.074053 | -6.1807 | -6.8457 | -11.4594 | -6.1807 | -6.8819 | -3.7959 | -4.5276 | -7.747 | -3.7959 | -4.299
66 | 0.22 | 0.42 | South/Central | CA | Daggett.Intl.AP.723815 | 3 | 3397182 | 23.4706 | 15.988 | 46.1962 | 23.3344 | 22.8618 | 1456.7 | 2.3234 | -81.2 | 5.028 | -2.7046 | -43.6032 | 1.0851 | -95.53 | 3.7821 | -2.697 | -59.3738 | 0.67497 | -194.96 | 5.7277 | -5.0527 | -128.7538 | 2.3234 | -81.2 | 5.028 | -2.7046 | -43.6032 | 2.2031 | -96.31 | 5.2493 | -3.0462 | -54.4466 | 0.046402 | 1.0891 | 0.74188 | 2.1436 | 67.5938 | 0.10781 | 0.05035 | 0.03132 | 0.10781 | 0.10223 | -3.7678 | -4.4328 | -9.0465 | -3.7678 | -4.469 | -2.0233 | -2.7551 | -5.9744 | -2.0233 | -2.5264 | 0.046402 | 1.0891 | 0.74188 | 2.1436 | 67.5938 | 0.10781 | 0.05035 | 0.03132 | 0.10781 | 0.10223 | -3.7678 | -4.4328 | -9.0465 | -3.7678 | -4.469 | -2.0233 | -2.7551 | -5.9744 | -2.0233 | -2.5264
67 | 0.22 | 0.37 | South/Central | CA | Daggett.Intl.AP.723815 | 3 | 3397182 | 23.8029 | 15.6435 | 46.0524 | 23.6647 | 22.3877 | 1435.95 | 2.4672 | -60.45 | 4.6977 | -2.2305 | -28.8494 | 1.2288 | -74.78 | 3.4517 | -2.2229 | -44.62 | 0.81873 | -174.21 | 5.3973 | -4.5786 | -114.0001 | 2.4672 | -60.45 | 4.6977 | -2.2305 | -28.8494 | 2.3469 | -75.56 | 4.9189 | -2.5721 | -39.6929 | 0.046402 | 1.1045 | 0.72589 | 2.1369 | 66.631 | 0.11448 | 0.057021 | 0.037991 | 0.11448 | 0.1089 | -2.805 | -3.4699 | -8.0837 | -2.805 | -3.5061 | -1.3387 | -2.0705 | -5.2898 | -1.3387 | -1.8418 | 0.046402 | 1.1045 | 0.72589 | 2.1369 | 66.631 | 0.11448 | 0.057021 | 0.037991 | 0.11448 | 0.1089 | -2.805 | -3.4699 | -8.0837 | -2.805 | -3.5061 | -1.3387 | -2.0705 | -5.2898 | -1.3387 | -1.8418
68 | 0.22 | 0.32 | South/Central | CA | Daggett.Intl.AP.723815 | 3 | 3397182 | 24.2365 | 15.0974 | 45.7285 | 24.0958 | 21.6327 | 1401.81 | 2.791 | -26.31 | 4.2666 | -1.4756 | -4.1307 | 1.5527 | -40.64 | 3.0207 | -1.4679 | -19.9013 | 1.1426 | -140.07 | 4.9662 | -3.8236 | -89.2814 | 2.791 | -26.31 | 4.2666 | -1.4756 | -4.1307 | 2.6708 | -41.42 | 4.4879 | -1.8171 | -14.9742 | 0.046402 | 1.1246 | 0.70055 | 2.1219 | 65.0468 | 0.12951 | 0.07205 | 0.05302 | 0.12951 | 0.12393 | -1.2208 | -1.8858 | -6.4995 | -1.2208 | -1.922 | -0.19167 | -0.92346 | -4.1428 | -0.19167 | -0.69483 | 0.046402 | 1.1246 | 0.70055 | 2.1219 | 65.0468 | 0.12951 | 0.07205 | 0.05302 | 0.12951 | 0.12393 | -1.2208 | -1.8858 | -6.4995 | -1.2208 | -1.922 | -0.19167 | -0.92346 | -4.1428 | -0.19167 | -0.69483
69 | 0.22 | 0.27 | South/Central | CA | Daggett.Intl.AP.723815 | 3 | 3397182 | 25.0208 | 14.1567 | 45.2492 | 24.8756 | 20.3736 | 1345.57 | 3.2704 | 29.93 | 3.4868 | -0.21646 | 36.3092 | 2.0321 | 15.6 | 2.2409 | -0.20883 | 20.5386 | 1.622 | -83.83 | 4.1865 | -2.5645 | -48.8415 | 3.2704 | 29.93 | 3.4868 | -0.21646 | 36.3092 | 3.1501 | 14.82 | 3.7081 | -0.55799 | 25.4657 | 0.046402 | 1.161 | 0.6569 | 2.0997 | 62.4372 | 0.15175 | 0.094292 | 0.075262 | 0.15175 | 0.14617 | 1.3888 | 0.72387 | -3.8899 | 1.3888 | 0.68768 | 1.6848 | 0.95303 | -2.2663 | 1.6848 | 1.1817 | 0.046402 | 1.161 | 0.6569 | 2.0997 | 62.4372 | 0.15175 | 0.094292 | 0.075262 | 0.15175 | 0.14617 | 1.3888 | 0.72387 | -3.8899 | 1.3888 | 0.68768 | 1.6848 | 0.95303 | -2.2663 | 1.6848 | 1.1817
70 | 0.22 | 0.23 | South/Central | CA | Daggett.Intl.AP.723815 | 3 | 3397182 | 25.7468 | 13.3892 | 44.9462 | 25.5973 | 19.3489 | 1300.84 | 3.5733 | 74.66 | 2.7651 | 0.80824 | 68.096 | 2.335 | 60.33 | 1.5191 | 0.81587 | 52.3254 | 1.9249 | -39.1 | 3.4647 | -1.5398 | -17.0546 | 3.5733 | 74.66 | 2.7651 | 0.80824 | 68.096 | 3.453 | 59.55 | 2.9863 | 0.46671 | 57.2525 | 0.046402 | 1.1947 | 0.62129 | 2.0856 | 60.3616 | 0.16581 | 0.10835 | 0.089319 | 0.16581 | 0.16023 | 3.4644 | 2.7994 | -1.8143 | 3.4644 | 2.7632 | 3.1598 | 2.428 | -0.79137 | 3.1598 | 2.6566 | 0.046402 | 1.1947 | 0.62129 | 2.0856 | 60.3616 | 0.16581 | 0.10835 | 0.089319 | 0.16581 | 0.16023 | 3.4644 | 2.7994 | -1.8143 | 3.4644 | 2.7632 | 3.1598 | 2.428 | -0.79137 | 3.1598 | 2.6566
71 | 0.22 | 0.19 | South/Central | CA | Daggett.Intl.AP.723815 | 3 | 3397182 | 26.5825 | 12.6316 | 44.7629 | 26.4282 | 18.3347 | 1257.93 | 3.7566 | 117.57 | 1.9342 | 1.8224 | 98.0533 | 2.5183 | 103.24 | 0.68825 | 1.8301 | 82.2827 | 2.1082 | 3.81 | 2.6338 | -0.52561 | 12.9027 | 3.7566 | 117.57 | 1.9342 | 1.8224 | 98.0533 | 3.6364 | 102.46 | 2.1555 | 1.4809 | 87.2098 | 0.046402 | 1.2335 | 0.58613 | 2.0771 | 58.3705 | 0.17432 | 0.11685 | 0.097825 | 0.17432 | 0.16873 | 5.4555 | 4.7905 | 0.17679 | 5.4555 | 4.7543 | 4.5499 | 3.8181 | 0.59871 | 4.5499 | 4.0467 | 0.046402 | 1.2335 | 0.58613 | 2.0771 | 58.3705 | 0.17432 | 0.11685 | 0.097825 | 0.17432 | 0.16873 | 5.4555 | 4.7905 | 0.17679 | 5.4555 | 4.7543 | 4.5499 | 3.8181 | 0.59871 | 4.5499 | 4.0467
72 | 0.22 | 0.17 | South/Central | CA | Daggett.Intl.AP.723815 | 3 | 3397182 | 27.0376 | 12.2554 | 44.7104 | 26.8807 | 17.8298 | 1237.04 | 3.8091 | 138.46 | 1.4818 | 2.3274 | 112.468 | 2.5708 | 124.13 | 0.23582 | 2.335 | 96.6974 | 2.1607 | 24.7 | 2.1814 | -0.020675 | 27.3174 | 3.8091 | 138.46 | 1.4818 | 2.3274 | 112.468 | 3.6889 | 123.35 | 1.703 | 1.9858 | 101.6246 | 0.046402 | 1.2546 | 0.56868 | 2.0747 | 57.4011 | 0.17675 | 0.11929 | 0.10026 | 0.17675 | 0.17117 | 6.4248 | 5.7599 | 1.1461 | 6.4248 | 5.7237 | 5.2187 | 4.487 | 1.2676 | 5.2187 | 4.7156 | 0.046402 | 1.2546 | 0.56868 | 2.0747 | 57.4011 | 0.17675 | 0.11929 | 0.10026 | 0.17675 | 0.17117 | 6.4248 | 5.7599 | 1.1461 | 6.4248 | 5.7237 | 5.2187 | 4.487 | 1.2676 | 5.2187 | 4.7156
73 | 0.2 | 0.47 | South/Central | CA | Daggett.Intl.AP.723815 | 3 | 3397182 | 22.4586 | 16.8456 | 46.3415 | 22.328 | 24.0135 | 1504.69 | 2.178 | -129.19 | 6.0344 | -3.8564 | -76.8141 | 0.9397 | -143.52 | 4.7885 | -3.8488 | -92.5846 | 0.52959 | -242.95 | 6.734 | -6.2044 | -161.9647 | 2.178 | -129.19 | 6.0344 | -3.8564 | -76.8141 | 2.0577 | -144.3 | 6.2557 | -4.1979 | -87.6575 | 0.046402 | 1.0421 | 0.78167 | 2.1503 | 69.8206 | 0.10106 | 0.043604 | 0.024574 | 0.10106 | 0.095484 | -5.9947 | -6.6596 | -11.2734 | -5.9947 | -6.6958 | -3.5643 | -4.2961 | -7.5155 | -3.5643 | -4.0675 | 0.046402 | 1.0421 | 0.78167 | 2.1503 | 69.8206 | 0.10106 | 0.043604 | 0.024574 | 0.10106 | 0.095484 | -5.9947 | -6.6596 | -11.2734 | -5.9947 | -6.6958 | -3.5643 | -4.2961 | -7.5155 | -3.5643 | -4.0675
74 | 0.2 | 0.42 | South/Central | CA | Daggett.Intl.AP.723815 | 3 | 3397182 | 22.962 | 16.0211 | 45.7107 | 22.8285 | 22.8822 | 1451.8 | 2.8089 | -76.3 | 5.5339 | -2.725 | -37.8935 | 1.5706 | -90.63 | 4.288 | -2.7174 | -53.6641 | 1.1605 | -190.06 | 6.2335 | -5.0731 | -123.0442 | 2.8089 | -76.3 | 5.5339 | -2.725 | -37.8935 | 2.6886 | -91.41 | 5.7552 | -3.0666 | -48.737 | 0.046402 | 1.0655 | 0.74341 | 2.1211 | 67.3664 | 0.13034 | 0.072878 | 0.053848 | 0.13034 | 0.12476 | -3.5405 | -4.2054 | -8.8192 | -3.5405 | -4.2416 | -1.7583 | -2.4901 | -5.7095 | -1.7583 | -2.2615 | 0.046402 | 1.0655 | 0.74341 | 2.1211 | 67.3664 | 0.13034 | 0.072878 | 0.053848 | 0.13034 | 0.12476 | -3.5405 | -4.2054 | -8.8192 | -3.5405 | -4.2416 | -1.7583 | -2.4901 | -5.7095 | -1.7583 | -2.2615
75 | 0.2 | 0.37 | South/Central | CA | Daggett.Intl.AP.723815 | 3 | 3397182 | 23.2911 | 15.685 | 45.5821 | 23.1558 | 22.4263 | 1431.96 | 2.9375 | -56.46 | 5.2066 | -2.2691 | -23.831 | 1.6991 | -70.79 | 3.9606 | -2.2615 | -39.6016 | 1.289 | -170.22 | 5.9062 | -4.6172 | -108.9817 | 2.9375 | -56.46 | 5.2066 | -2.2691 | -23.831 | 2.8172 | -71.57 | 5.4278 | -2.6106 | -34.6745 | 0.046402 | 1.0808 | 0.72781 | 2.1151 | 66.4458 | 0.1363 | 0.078844 | 0.059814 | 0.1363 | 0.13072 | -2.6199 | -3.2848 | -7.8985 | -2.6199 | -3.321 | -1.1058 | -1.8376 | -5.057 | -1.1058 | -1.609 | 0.046402 | 1.0808 | 0.72781 | 2.1151 | 66.4458 | 0.1363 | 0.078844 | 0.059814 | 0.1363 | 0.13072 | -2.6199 | -3.2848 | -7.8985 | -2.6199 | -3.321 | -1.1058 | -1.8376 | -5.057 | -1.1058 | -1.609
76 | 0.2 | 0.32 | South/Central | CA | Daggett.Intl.AP.723815 | 3 | 3397182 | 23.7147 | 15.129 | 45.2368 | 23.577 | 21.6598 | 1397.1 | 3.2828 | -21.6 | 4.7854 | -1.5026 | 1.4778 | 2.0445 | -35.93 | 3.5395 | -1.495 | -14.2928 | 1.6344 | -135.36 | 5.485 | -3.8507 | -83.6729 | 3.2828 | -21.6 | 4.7854 | -1.5026 | 1.4778 | 3.1625 | -36.71 | 5.0067 | -1.8442 | -9.3657 | 0.046402 | 1.1004 | 0.70201 | 2.0991 | 64.8282 | 0.15233 | 0.094868 | 0.075838 | 0.15233 | 0.14675 | -1.0023 | -1.6672 | -6.281 | -1.0023 | -1.7034 | 0.068572 | -0.66322 | -3.8826 | 0.068572 | -0.43459 | 0.046402 | 1.1004 | 0.70201 | 2.0991 | 64.8282 | 0.15233 | 0.094868 | 0.075838 | 0.15233 | 0.14675 | -1.0023 | -1.6672 | -6.281 | -1.0023 | -1.7034 | 0.068572 | -0.66322 | -3.8826 | 0.068572 | -0.43459
77 | 0.2 | 0.27 | South/Central | CA | Daggett.Intl.AP.723815 | 3 | 3397182 | 24.4806 | 14.1867 | 44.7291 | 24.3384 | 20.3906 | 1340.12 | 3.7905 | 35.38 | 4.024 | -0.23348 | 42.5573 | 2.5522 | 21.05 | 2.778 | -0.22585 | 26.7868 | 2.1421 | -78.38 | 4.7236 | -2.5815 | -42.5933 | 3.7905 | 35.38 | 4.024 | -0.23348 | 42.5573 | 3.6702 | 20.27 | 4.2452 | -0.57501 | 31.7139 | 0.046402 | 1.136 | 0.65829 | 2.0755 | 62.1843 | 0.17589 | 0.11843 | 0.099397 | 0.17589 | 0.17031 | 1.6417 | 0.97676 | -3.637 | 1.6417 | 0.94057 | 1.9747 | 1.243 | -1.9764 | 1.9747 | 1.4716 | 0.046402 | 1.136 | 0.65829 | 2.0755 | 62.1843 | 0.17589 | 0.11843 | 0.099397 | 0.17589 | 0.17031 | 1.6417 | 0.97676 | -3.637 | 1.6417 | 0.94057 | 1.9747 | 1.243 | -1.9764 | 1.9747 | 1.4716
78 | 0.2 | 0.23 | South/Central | CA | Daggett.Intl.AP.723815 | 3 | 3397182 | 25.2051 | 13.4107 | 44.4161 | 25.0587 | 19.3574 | 1294.92 | 4.1035 | 80.58 | 3.3037 | 0.79973 | 74.7051 | 2.8652 | 66.25 | 2.0578 | 0.80736 | 58.9345 | 2.455 | -33.18 | 4.0034 | -1.5483 | -10.4456 | 4.1035 | 80.58 | 3.3037 | 0.79973 | 74.7051 | 3.9832 | 65.47 | 3.525 | 0.4582 | 63.8616 | 0.046402 | 1.1696 | 0.62228 | 2.061 | 60.0869 | 0.19041 | 0.13295 | 0.11392 | 0.19041 | 0.18483 | 3.7391 | 3.0741 | -1.5396 | 3.7391 | 3.0379 | 3.4665 | 2.7347 | -0.4847 | 3.4665 | 2.9633 | 0.046402 | 1.1696 | 0.62228 | 2.061 | 60.0869 | 0.19041 | 0.13295 | 0.11392 | 0.19041 | 0.18483 | 3.7391 | 3.0741 | -1.5396 | 3.7391 | 3.0379 | 3.4665 | 2.7347 | -0.4847 | 3.4665 | 2.9633
79 | 0.2 | 0.19 | South/Central | CA | Daggett.Intl.AP.723815 | 3 | 3397182 | 26.0324 | 12.6516 | 44.2228 | 25.8812 | 18.3416 | 1251.82 | 4.2968 | 123.68 | 2.4813 | 1.8155 | 104.8347 | 3.0585 | 109.35 | 1.2353 | 1.8231 | 89.0641 | 2.6483 | 9.92 | 3.1809 | -0.53253 | 19.6841 | 4.2968 | 123.68 | 2.4813 | 1.8155 | 104.8347 | 4.1765 | 108.57 | 2.7025 | 1.474 | 93.9912 | 0.046402 | 1.208 | 0.58706 | 2.052 | 58.087 | 0.19938 | 0.14192 | 0.12289 | 0.19938 | 0.1938 | 5.739 | 5.0741 | 0.46031 | 5.739 | 5.0379 | 4.8645 | 4.1328 | 0.91338 | 4.8645 | 4.3614 | 0.046402 | 1.208 | 0.58706 | 2.052 | 58.087 | 0.19938 | 0.14192 | 0.12289 | 0.19938 | 0.1938 | 5.739 | 5.0741 | 0.46031 | 5.739 | 5.0379 | 4.8645 | 4.1328 | 0.91338 | 4.8645 | 4.3614
80 | 0.2 | 0.17 | South/Central | CA | Daggett.Intl.AP.723815 | 3 | 3397182 | 26.486 | 12.267 | 44.1603 | 26.3321 | 17.8282 | 1230.46 | 4.3593 | 145.04 | 2.0304 | 2.3289 | 119.6091 | 3.121 | 130.71 | 0.7844 | 2.3366 | 103.8385 | 2.7108 | 31.28 | 2.73 | -0.019115 | 34.4584 | 4.3593 | 145.04 | 2.0304 | 2.3289 | 119.6091 | 4.239 | 129.93 | 2.2516 | 1.9874 | 108.7656 | 0.046402 | 1.229 | 0.56921 | 2.0491 | 57.0958 | 0.20228 | 0.14482 | 0.12579 | 0.20228 | 0.1967 | 6.7301 | 6.0652 | 1.4515 | 6.7301 | 6.029 | 5.5501 | 4.8183 | 1.5989 | 5.5501 | 5.0469 | 0.046402 | 1.229 | 0.56921 | 2.0491 | 57.0958 | 0.20228 | 0.14482 | 0.12579 | 0.20228 | 0.1967 | 6.7301 | 6.0652 | 1.4515 | 6.7301 | 6.029 | 5.5501 | 4.8183 | 1.5989 | 5.5501 | 5.0469
81 | 0.35 | 0.2 | South/Central | CA | Daggett.Intl.AP.723815 | 3 | 3397182 | 29.7996 | 12.7186 | 48.1986 | 29.6274 | 18.5712 | 1308.07 | 0.32092 | 67.43 | -1.265 | 1.5859 | 47.2872 | -0.9174 | 53.1 | -2.5109 | 1.5935 | 31.5166 | -1.3275 | -46.33 | -0.56538 | -0.76213 | -37.8634 | 0.32092 | 67.43 | -1.265 | 1.5859 | 47.2872 | 0.20065 | 52.32 | -1.0437 | 1.2444 | 36.4437 | 0.046402 | 1.3828 | 0.59017 | 2.2365 | 60.6971 | 0.014891 | -0.042569 | -0.061599 | 0.014891 | 0.0093107 | 3.1289 | 2.4639 | -2.1498 | 3.1289 | 2.4278 | 2.1942 | 1.4624 | -1.7569 | 2.1942 | 1.6911 | 0.046402 | 1.3828 | 0.59017 | 2.2365 | 60.6971 | 0.014891 | -0.042569 | -0.061599 | 0.014891 | 0.0093107 | 3.1289 | 2.4639 | -2.1498 | 3.1289 | 2.4278 | 2.1942 | 1.4624 | -1.7569 | 2.1942 | 1.6911
82 | 0.35 | 0.25 | South/Central | CA | Daggett.Intl.AP.723815 | 3 | 3397182 | 28.7497 | 13.6477 | 48.3993 | 28.5837 | 19.8156 | 1360.39 | 0.12027 | 15.11 | -0.22126 | 0.34153 | 10.8435 | -1.1181 | 0.78 | -1.4672 | 0.34916 | -4.9271 | -1.5282 | -98.65 | 0.47835 | -2.0065 | -74.3072 | 0.12027 | 15.11 | -0.22126 | 0.34153 | 10.8435 | 0 | 0 | 0 | 0 | 0 | 0.046402 | 1.334 | 0.63328 | 2.2458 | 63.1248 | 0.0055808 | -0.05188 | -0.07091 | 0.0055808 | 0 | 0.70113 | 0.036194 | -4.5776 | 0.70113 | 0 | 0.50316 | -0.22863 | -3.448 | 0.50316 | 0 | 0.046402 | 1.334 | 0.63328 | 2.2458 | 63.1248 | 0.0055808 | -0.05188 | -0.07091 | 0.0055808 | 0 | 0.70113 | 0.036194 | -4.5776 | 0.70113 | 0 | 0.50316 | -0.22863 | -3.448 | 0.50316 | 0
83 | 0.35 | 0.3 | South/Central | CA | Daggett.Intl.AP.723815 | 3 | 3397182 | 28.5271 | 13.8607 | 48.5196 | 28.3624 | 20.1571 | 1375.5 | 0 | 0 | 0 | 0 | 0 | -1.2383 | -14.33 | -1.246 | 0.0076323 | -15.7706 | -1.6484 | -113.76 | 0.69961 | -2.348 | -85.1506 | 0 | 0 | 0 | 0 | 0 | -0.12027 | -15.11 | 0.22126 | -0.34153 | -10.8435 | 0.046402 | 1.3237 | 0.64317 | 2.2514 | 63.826 | 0 | -0.057461 | -0.076491 | 0 | -0.0055808 | 0 | -0.66494 | -5.2787 | 0 | -0.70113 | 0 | -0.73179 | -3.9512 | 0 | -0.50316 | 0.046402 | 1.3237 | 0.64317 | 2.2514 | 63.826 | 0 | -0.057461 | -0.076491 | 0 | -0.0055808 | 0 | -0.66494 | -5.2787 | 0 | -0.70113 | 0 | -0.73179 | -3.9512 | 0 | -0.50316
84 | 0.35 | 0.35 | South/Central | CA | Daggett.Intl.AP.723815 | 3 | 3397182 | 27.6231 | 14.6914 | 48.7292 | 27.4636 | 21.2655 | 1422.49 | -0.2096 | -46.99 | 0.89879 | -1.1084 | -32.8594 | -1.4479 | -61.32 | -0.34717 | -1.1008 | -48.63 | -1.858 | -160.75 | 1.5984 | -3.4564 | -118.01 | -0.2096 | -46.99 | 0.89879 | -1.1084 | -32.8594 | -0.32987 | -62.1 | 1.12 | -1.4499 | -43.7029 | 0.046402 | 1.2818 | 0.68171 | 2.2611 | 66.0064 | -0.009726 | -0.067187 | -0.086217 | -0.009726 | -0.015307 | -2.1804 | -2.8454 | -7.4591 | -2.1804 | -2.8816 | -1.5247 | -2.2565 | -5.4759 | -1.5247 | -2.0279 | 0.046402 | 1.2818 | 0.68171 | 2.2611 | 66.0064 | -0.009726 | -0.067187 | -0.086217 | -0.009726 | -0.015307 | -2.1804 | -2.8454 | -7.4591 | -2.1804 | -2.8816 | -1.5247 | -2.2565 | -5.4759 | -1.5247 | -2.0279
85 | 0.35 | 0.4 | South/Central | CA | Daggett.Intl.AP.723815 | 3 | 3397182 | 26.8572 | 15.5189 | 49.0623 | 26.7022 | 22.3601 | 1470.37 | -0.5427 | -94.87 | 1.6602 | -2.2029 | -66.9353 | -1.781 | -109.2 | 0.41428 | -2.1953 | -82.7059 | -2.1911 | -208.63 | 2.3598 | -4.551 | -152.086 | -0.5427 | -94.87 | 1.6602 | -2.2029 | -66.9353 | -0.66297 | -109.98 | 1.8815 | -2.5445 | -77.7788 | 0.046402 | 1.2462 | 0.72011 | 2.2766 | 68.2281 | -0.025182 | -0.082643 | -0.10167 | -0.025182 | -0.030763 | -4.4022 | -5.0671 | -9.6809 | -4.4022 | -5.1033 | -3.1059 | -3.8377 | -7.0571 | -3.1059 | -3.6091 | 0.046402 | 1.2462 | 0.72011 | 2.2766 | 68.2281 | -0.025182 | -0.082643 | -0.10167 | -0.025182 | -0.030763 | -4.4022 | -5.0671 | -9.6809 | -4.4022 | -5.1033 | -3.1059 | -3.8377 | -7.0571 | -3.1059 | -3.6091
86 | 0.33 | 0.2 | South/Central | CA | Daggett.Intl.AP.723815 | 3 | 3397182 | 29.2963 | 12.7286 | 47.6938 | 29.1269 | 18.5669 | 1301.92 | 0.8258 | 73.58 | -0.76448 | 1.5903 | 53.9204 | -0.41253 | 59.25 | -2.0104 | 1.5979 | 38.1498 | -0.82264 | -40.18 | -0.064874 | -0.75776 | -31.2303 | 0.8258 | 73.58 | -0.76448 | 1.5903 | 53.9204 | 0.70552 | 58.47 | -0.54322 | 1.2487 | 43.0769 | 0.046402 | 1.3594 | 0.59063 | 2.2131 | 60.4117 | 0.038319 | -0.019142 | -0.038172 | 0.038319 | 0.032738 | 3.4143 | 2.7493 | -1.8644 | 3.4143 | 2.7131 | 2.502 | 1.7702 | -1.4491 | 2.502 | 1.9989 | 0.046402 | 1.3594 | 0.59063 | 2.2131 | 60.4117 | 0.038319 | -0.019142 | -0.038172 | 0.038319 | 0.032738 | 3.4143 | 2.7493 | -1.8644 | 3.4143 | 2.7131 | 2.502 | 1.7702 | -1.4491 | 2.502 | 1.9989
87 | 0.33 | 0.25 | South/Central | CA | Daggett.Intl.AP.723815 | 3 | 3397182 | 28.2395 | 13.6592 | 47.8906 | 28.0763 | 19.8143 | 1354.32 | 0.62892 | 21.18 | 0.28613 | 0.34279 | 17.4411 | -0.6094 | 6.85 | -0.95982 | 0.35042 | 1.6705 | -1.0195 | -92.58 | 0.98574 | -2.0052 | -67.7095 | 0.62892 | 21.18 | 0.28613 | 0.34279 | 17.4411 | 0.50865 | 6.07 | 0.50739 | 0.0012644 | 6.5976 | 0.046402 | 1.3104 | 0.63382 | 2.2222 | 62.8432 | 0.029183 | -0.028277 | -0.047307 | 0.029183 | 0.023603 | 0.98279 | 0.31785 | -4.2959 | 0.98279 | 0.28166 | 0.8093 | 0.077514 | -3.1419 | 0.8093 | 0.30614 | 0.046402 | 1.3104 | 0.63382 | 2.2222 | 62.8432 | 0.029183 | -0.028277 | -0.047307 | 0.029183 | 0.023603 | 0.98279 | 0.31785 | -4.2959 | 0.98279 | 0.28166 | 0.8093 | 0.077514 | -3.1419 | 0.8093 | 0.30614
88 | 0.33 | 0.3 | South/Central | CA | Daggett.Intl.AP.723815 | 3 | 3397182 | 28.0268 | 13.8822 | 48.0308 | 27.865 | 20.1658 | 1370.07 | 0.48881 | 5.43 | 0.49747 | -0.0086641 | 6.0714 | -0.74952 | -8.9 | -0.74848 | -0.0010318 | -9.6992 | -1.1596 | -108.33 | 1.1971 | -2.3567 | -79.0792 | 0.48881 | 5.43 | 0.49747 | -0.0086641 | 6.0714 | 0.36853 | -9.68 | 0.71873 | -0.35019 | -4.7721 | 0.046402 | 1.3005 | 0.64416 | 2.2287 | 63.574 | 0.022682 | -0.034779 | -0.053809 | 0.022682 | 0.017101 | 0.25196 | -0.41298 | -5.0267 | 0.25196 | -0.44917 | 0.28173 | -0.45006 | -3.6694 | 0.28173 | -0.22143 | 0.046402 | 1.3005 | 0.64416 | 2.2287 | 63.574 | 0.022682 | -0.034779 | -0.053809 | 0.022682 | 0.017101 | 0.25196 | -0.41298 | -5.0267 | 0.25196 | -0.44917 | 0.28173 | -0.45006 | -3.6694 | 0.28173 | -0.22143
89 | 0.33 | 0.35 | South/Central | CA | Daggett.Intl.AP.723815 | 3 | 3397182 | 27.1412 | 14.7213 | 48.2673 | 26.9845 | 21.2828 | 1417.72 | 0.2523 | -42.22 | 1.3779 | -1.1256 | -27.3687 | -0.98602 | -56.55 | 0.13199 | -1.118 | -43.1393 | -1.3961 | -155.98 | 2.0775 | -3.4737 | -112.5193 | 0.2523 | -42.22 | 1.3779 | -1.1256 | -27.3687 | 0.13203 | -57.33 | 1.5992 | -1.4672 | -38.2122 | 0.046402 | 1.2594 | 0.6831 | 2.2397 | 65.7851 | 0.011707 | -0.045753 | -0.064783 | 0.011707 | 0.0061264 | -1.9591 | -2.624 | -7.2378 | -1.9591 | -2.6602 | -1.27 | -2.0017 | -5.2211 | -1.27 | -1.7731 | 0.046402 | 1.2594 | 0.6831 | 2.2397 | 65.7851 | 0.011707 | -0.045753 | -0.064783 | 0.011707 | 0.0061264 | -1.9591 | -2.624 | -7.2378 | -1.9591 | -2.6602 | -1.27 | -2.0017 | -5.2211 | -1.27 | -1.7731
90 | 0.33 | 0.4 | South/Central | CA | Daggett.Intl.AP.723815 | 3 | 3397182 | 26.3769 | 15.5504 | 48.6134 | 26.2246 | 22.3889 | 1466.23 | -0.093871 | -90.73 | 2.1379 | -2.2317 | -61.9277 | -1.3322 | -105.06 | 0.89191 | -2.2241 | -77.6983 | -1.7423 | -204.49 | 2.8375 | -4.5798 | -147.0783 | -0.093871 | -90.73 | 2.1379 | -2.2317 | -61.9277 | -0.21414 | -105.84 | 2.3591 | -2.5733 | -72.7712 | 0.046402 | 1.2239 | 0.72157 | 2.2558 | 68.036 | -0.0043558 | -0.061816 | -0.080846 | -0.0043558 | -0.0099366 | -4.2101 | -4.875 | -9.4887 | -4.2101 | -4.9112 | -2.8736 | -3.6054 | -6.8247 | -2.8736 | -3.3767 | 0.046402 | 1.2239 | 0.72157 | 2.2558 | 68.036 | -0.0043558 | -0.061816 | -0.080846 | -0.0043558 | -0.0099366 | -4.2101 | -4.875 | -9.4887 | -4.2101 | -4.9112 | -2.8736 | -3.6054 | -6.8247 | -2.8736 | -3.3767
91 | 0.3 | 0.2 | South/Central | CA | Daggett.Intl.AP.723815 | 3 | 3397182 | 28.5167 | 12.75 | 46.9172 | 28.3517 | 18.5655 | 1292.67 | 1.6023 | 82.83 | 0.01072 | 1.5916 | 63.9761 | 0.364 | 68.5 | -1.2352 | 1.5992 | 48.2056 | -0.046108 | -30.93 | 0.71033 | -0.75644 | -21.1745 | 1.6023 | 82.83 | 0.01072 | 1.5916 | 63.9761 | 1.4821 | 67.72 | 0.23198 | 1.2501 | 53.1327 | 0.046402 | 1.3232 | 0.59163 | 2.1771 | 59.9825 | 0.074351 | 0.01689 | -0.0021395 | 0.074351 | 0.06877 | 3.8435 | 3.1785 | -1.4352 | 3.8435 | 3.1423 | 2.9686 | 2.2368 | -0.98254 | 2.9686 | 2.4655 | 0.046402 | 1.3232 | 0.59163 | 2.1771 | 59.9825 | 0.074351 | 0.01689 | -0.0021395 | 0.074351 | 0.06877 | 3.8435 | 3.1785 | -1.4352 | 3.8435 | 3.1423 | 2.9686 | 2.2368 | -0.98254 | 2.9686 | 2.4655
92 | 0.3 | 0.25 | South/Central | CA | Daggett.Intl.AP.723815 | 3 | 3397182 | 27.4784 | 13.6907 | 47.1508 | 27.3194 | 19.8314 | 1346.27 | 1.3687 | 29.23 | 1.043 | 0.3257 | 26.5216 | 0.13039 | 14.9 | -0.20294 | 0.33333 | 10.751 | -0.27972 | -84.53 | 1.7426 | -2.0223 | -58.629 | 1.3687 | 29.23 | 1.043 | 0.3257 | 26.5216 | 1.2484 | 14.12 | 1.2643 | -0.01583 | 15.6782 | 0.046402 | 1.2751 | 0.63527 | 2.1879 | 62.4696 | 0.063511 | 0.0060504 | -0.01298 | 0.063511 | 0.05793 | 1.3563 | 0.69139 | -3.9224 | 1.3563 | 0.6552 | 1.2307 | 0.49887 | -2.7205 | 1.2307 | 0.7275 | 0.046402 | 1.2751 | 0.63527 | 2.1879 | 62.4696 | 0.063511 | 0.0060504 | -0.01298 | 0.063511 | 0.05793 | 1.3563 | 0.69139 | -3.9224 | 1.3563 | 0.6552 | 1.2307 | 0.49887 | -2.7205 | 1.2307 | 0.7275
93 | 0.3 | 0.3 | South/Central | CA | Daggett.Intl.AP.723815 | 3 | 3397182 | 27.2742 | 13.9038 | 47.2812 | 27.1165 | 20.1648 | 1361.17 | 1.2383 | 14.33 | 1.246 | -0.0076323 | 15.7706 | 0 | 0 | 0 | 0 | 0 | -0.41011 | -99.43 | 1.9456 | -2.3557 | -69.38 | 1.2383 | 14.33 | 1.246 | -0.0076323 | 15.7706 | 1.1181 | -0.78 | 1.4672 | -0.34916 | 4.9271 | 0.046402 | 1.2656 | 0.64516 | 2.1939 | 63.161 | 0.057461 | 0 | -0.01903 | 0.057461 | 0.05188 | 0.66494 | 0 | -4.6138 | 0.66494 | -0.036194 | 0.73179 | 0 | -3.2194 | 0.73179 | 0.22863 | 0.046402 | 1.2656 | 0.64516 | 2.1939 | 63.161 | 0.057461 | 0 | -0.01903 | 0.057461 | 0.05188 | 0.66494 | 0 | -4.6138 | 0.66494 | -0.036194 | 0.73179 | 0 | -3.2194 | 0.73179 | 0.22863
94 | 0.3 | 0.35 | South/Central | CA | Daggett.Intl.AP.723815 | 3 | 3397182 | 26.4001 | 14.7628 | 47.5576 | 26.2474 | 21.3102 | 1410.44 | 0.96195 | -34.94 | 2.115 | -1.153 | -18.9574 | -0.27638 | -49.27 | 0.86903 | -1.1454 | -34.728 | -0.68649 | -148.7 | 2.8146 | -3.5011 | -104.1081 | 0.96195 | -34.94 | 2.115 | -1.153 | -18.9574 | 0.84167 | -50.05 | 2.3362 | -1.4946 | -29.8009 | 0.046402 | 1.225 | 0.68502 | 2.2068 | 65.4472 | 0.044636 | -0.012824 | -0.031854 | 0.044636 | 0.039055 | -1.6213 | -2.2862 | -6.9 | -1.6213 | -2.3224 | -0.87966 | -1.6115 | -4.8308 | -0.87966 | -1.3828 | 0.046402 | 1.225 | 0.68502 | 2.2068 | 65.4472 | 0.044636 | -0.012824 | -0.031854 | 0.044636 | 0.039055 | -1.6213 | -2.2862 | -6.9 | -1.6213 | -2.3224 | -0.87966 | -1.6115 | -4.8308 | -0.87966 | -1.3828
95 | 0.3 | 0.4 | South/Central | CA | Daggett.Intl.AP.723815 | 3 | 3397182 | 25.6458 | 15.6019 | 47.9238 | 25.4974 | 22.4263 | 1459.59 | 0.59579 | -84.09 | 2.865 | -2.2692 | -54.0481 | -0.64253 | -98.42 | 1.619 | -2.2616 | -69.8187 | -1.0526 | -197.85 | 3.5646 | -4.6172 | -139.1988 | 0.59579 | -84.09 | 2.865 | -2.2692 | -54.0481 | 0.47552 | -99.2 | 3.0862 | -2.6107 | -64.8916 | 0.046402 | 1.19 | 0.72396 | 2.2238 | 67.7279 | 0.027646 | -0.029815 | -0.048845 | 0.027646 | 0.022065 | -3.9019 | -4.5669 | -9.1806 | -3.9019 | -4.6031 | -2.5079 | -3.2397 | -6.4591 | -2.5079 | -3.0111 | 0.046402 | 1.19 | 0.72396 | 2.2238 | 67.7279 | 0.027646 | -0.029815 | -0.048845 | 0.027646 | 0.022065 | -3.9019 | -4.5669 | -9.1806 | -3.9019 | -4.6031 | -2.5079 | -3.2397 | -6.4591 | -2.5079 | -3.0111
96 | 0.28 | 0.2 | South/Central | CA | Daggett.Intl.AP.723815 | 3 | 3397182 | 27.985 | 12.77 | 46.3955 | 27.823 | 18.5726 | 1286.79 | 2.124 | 88.71 | 0.53947 | 1.5846 | 70.5163 | 0.88571 | 74.38 | -0.70649 | 1.5922 | 54.7458 | 0.4756 | -25.05 | 1.2391 | -0.76347 | -14.6343 | 2.124 | 88.71 | 0.53947 | 1.5846 | 70.5163 | 2.0038 | 73.6 | 0.76072 | 1.243 | 59.6729 | 0.046402 | 1.2986 | 0.59256 | 2.1528 | 59.7096 | 0.098559 | 0.041099 | 0.022069 | 0.098559 | 0.092979 | 4.1163 | 3.4514 | -1.1624 | 4.1163 | 3.4152 | 3.2721 | 2.5403 | -0.67906 | 3.2721 | 2.7689 | 0.046402 | 1.2986 | 0.59256 | 2.1528 | 59.7096 | 0.098559 | 0.041099 | 0.022069 | 0.098559 | 0.092979 | 4.1163 | 3.4514 | -1.1624 | 4.1163 | 3.4152 | 3.2721 | 2.5403 | -0.67906 | 3.2721 | 2.7689
97 | 0.28 | 0.25 | South/Central | CA | Daggett.Intl.AP.723815 | 3 | 3397182 | 26.9566 | 13.7107 | 46.6391 | 26.8006 | 19.8385 | 1340.5 | 1.8805 | 35 | 1.5618 | 0.31864 | 32.9329 | 0.64216 | 20.67 | 0.31589 | 0.32627 | 17.1624 | 0.23205 | -78.76 | 2.2614 | -2.0294 | -52.2177 | 1.8805 | 35 | 1.5618 | 0.31864 | 32.9329 | 1.7602 | 19.89 | 1.7831 | -0.02289 | 22.0895 | 0.046402 | 1.2508 | 0.6362 | 2.1641 | 62.2019 | 0.087258 | 0.029797 | 0.010767 | 0.087258 | 0.081677 | 1.6241 | 0.95913 | -3.6546 | 1.6241 | 0.92294 | 1.5282 | 0.79637 | -2.423 | 1.5282 | 1.025 | 0.046402 | 1.2508 | 0.6362 | 2.1641 | 62.2019 | 0.087258 | 0.029797 | 0.010767 | 0.087258 | 0.081677 | 1.6241 | 0.95913 | -3.6546 | 1.6241 | 0.92294 | 1.5282 | 0.79637 | -2.423 | 1.5282 | 1.025
98 | 0.28 | 0.3 | South/Central | CA | Daggett.Intl.AP.723815 | 3 | 3397182 | 26.5729 | 14.0968 | 46.8129 | 26.4191 | 20.3938 | 1364.84 | 1.7067 | 10.66 | 1.9433 | -0.23665 | 15.5831 | 0.46835 | -3.67 | 0.69737 | -0.22902 | -0.18748 | 0.05824 | -103.1 | 2.6429 | -2.5847 | -69.5675 | 1.7067 | 10.66 | 1.9433 | -0.23665 | 15.5831 | 1.5864 | -4.45 | 2.1646 | -0.57818 | 4.7396 | 0.046402 | 1.233 | 0.65412 | 2.1722 | 63.3313 | 0.079193 | 0.021732 | 0.0027024 | 0.079193 | 0.073612 | 0.49465 | -0.1703 | -4.784 | 0.49465 | -0.20649 | 0.72309 | -0.0086993 | -3.2281 | 0.72309 | 0.21993 | 0.046402 | 1.233 | 0.65412 | 2.1722 | 63.3313 | 0.079193 | 0.021732 | 0.0027024 | 0.079193 | 0.073612 | 0.49465 | -0.1703 | -4.784 | 0.49465 | -0.20649 | 0.72309 | -0.0086993 | -3.2281 | 0.72309 | 0.21993
99 | 0.28 | 0.35 | South/Central | CA | Daggett.Intl.AP.723815 | 3 | 3397182 | 25.7487 | 14.9659 | 47.1508 | 25.5997 | 21.5511 | 1415.31 | 1.3688 | -39.81 | 2.7628 | -1.394 | -20.2641 | 0.13043 | -54.14 | 1.5168 | -1.3864 | -36.0347 | -0.27968 | -153.57 | 3.4624 | -3.742 | -105.4147 | 1.3688 | -39.81 | 2.7628 | -1.394 | -20.2641 | 1.2485 | -54.92 | 2.984 | -1.7355 | -31.1076 | 0.046402 | 1.1948 | 0.69445 | 2.1879 | 65.6732 | 0.063513 | 0.0060523 | -0.012978 | 0.063513 | 0.057932 | -1.8473 | -2.5122 | -7.126 | -1.8473 | -2.5484 | -0.94029 | -1.6721 | -4.8915 | -0.94029 | -1.4435 | 0.046402 | 1.1948 | 0.69445 | 2.1879 | 65.6732 | 0.063513 | 0.0060523 | -0.012978 | 0.063513 | 0.057932 | -1.8473 | -2.5122 | -7.126 | -1.8473 | -2.5484 | -0.94029 | -1.6721 | -4.8915 | -0.94029 | -1.4435
100 | 0.28 | 0.4 | South/Central | CA | Daggett.Intl.AP.723815 | 3 | 3397182 | 25.1455 | 15.632 | 47.4435 | 25 | 22.4435 | 1454.6 | 1.076 | -79.1 | 3.3625 | -2.2864 | -48.3198 | -0.16228 | -93.43 | 2.1165 | -2.2788 | -64.0904 | -0.57239 | -192.86 | 4.0621 | -4.6345 | -133.4705 | 1.076 | -79.1 | 3.3625 | -2.2864 | -48.3198 | 0.95577 | -94.21 | 3.5837 | -2.6279 | -59.1633 | 0.046402 | 1.1668 | 0.72535 | 2.2015 | 67.4964 | 0.04993 | -0.0075301 | -0.02656 | 0.04993 | 0.04435 | -3.6704 | -4.3353 | -8.9491 | -3.6704 | -4.3715 | -2.2421 | -2.9739 | -6.1933 | -2.2421 | -2.7453 | 0.046402 | 1.1668 | 0.72535 | 2.2015 | 67.4964 | 0.04993 | -0.0075301 | -0.02656 | 0.04993 | 0.04435 | -3.6704 | -4.3353 | -8.9491 | -3.6704 | -4.3715 | -2.2421 | -2.9739 | -6.1933 | -2.2421 | -2.7453
101 | 0.27 | 0.2 | South/Central | CA | Daggett.Intl.AP.723815 | 3 | 3397182 | 27.7142 | 12.78 | 46.1331 | 27.5536 | 18.5794 | 1283.96 | 2.3865 | 91.54 | 0.8088 | 1.5777 | 73.7159 | 1.1482 | 77.21 | -0.43715 | 1.5853 | 57.9453 | 0.73806 | -22.22 | 1.5084 | -0.77035 | -11.4348 | 2.3865 | 91.54 | 0.8088 | 1.5777 | 73.7159 | 2.2662 | 76.43 | 1.0301 | 1.2362 | 62.8724 | 0.046402 | 1.286 | 0.59302 | 2.1407 | 59.5783 | 0.11074 | 0.053277 | 0.034247 | 0.11074 | 0.10516 | 4.2476 | 3.5827 | -1.0311 | 4.2476 | 3.5465 | 3.4206 | 2.6888 | -0.5306 | 3.4206 | 2.9174 | 0.046402 | 1.286 | 0.59302 | 2.1407 | 59.5783 | 0.11074 | 0.053277 | 0.034247 | 0.11074 | 0.10516 | 4.2476 | 3.5827 | -1.0311 | 4.2476 | 3.5465 | 3.4206 | 2.6888 | -0.5306 | 3.4206 | 2.9174
102 | 0.27 | 0.25 | South/Central | CA | Daggett.Intl.AP.723815 | 3 | 3397182 | 26.6973 | 13.7207 | 46.3798 | 26.5427 | 19.8371 | 1337.38 | 2.1397 | 38.12 | 1.8197 | 0.31999 | 36.3147 | 0.9014 | 23.79 | 0.57378 | 0.32762 | 20.5441 | 0.49129 | -75.64 | 2.5193 | -2.0281 | -48.8359 | 2.1397 | 38.12 | 1.8197 | 0.31999 | 36.3147 | 2.0195 | 23.01 | 2.041 | -0.021541 | 25.4712 | 0.046402 | 1.2388 | 0.63667 | 2.1521 | 62.0571 | 0.099287 | 0.041827 | 0.022797 | 0.099287 | 0.093707 | 1.7688 | 1.1039 | -3.5098 | 1.7688 | 1.0677 | 1.6851 | 0.95329 | -2.2661 | 1.6851 | 1.1819 | 0.046402 | 1.2388 | 0.63667 | 2.1521 | 62.0571 | 0.099287 | 0.041827 | 0.022797 | 0.099287 | 0.093707 | 1.7688 | 1.1039 | -3.5098 | 1.7688 | 1.0677 | 1.6851 | 0.95329 | -2.2661 | 1.6851 | 1.1819
103 | 0.27 | 0.3 | South/Central | CA | Daggett.Intl.AP.723815 | 3 | 3397182 | 26.1923 | 14.2283 | 46.5938 | 26.0407 | 20.5531 | 1368.65 | 1.9257 | 6.85 | 2.3218 | -0.39602 | 14.0742 | 0.68743 | -7.48 | 1.0758 | -0.38838 | -1.6964 | 0.27732 | -106.91 | 3.0214 | -2.7441 | -71.0765 | 1.9257 | 6.85 | 2.3218 | -0.39602 | 14.0742 | 1.8055 | -8.26 | 2.543 | -0.73754 | 3.2307 | 0.046402 | 1.2154 | 0.66022 | 2.162 | 63.5081 | 0.089359 | 0.031898 | 0.012868 | 0.089359 | 0.083778 | 0.31785 | -0.34709 | -4.9608 | 0.31785 | -0.38328 | 0.65307 | -0.078717 | -3.2981 | 0.65307 | 0.14991 | 0.046402 | 1.2154 | 0.66022 | 2.162 | 63.5081 | 0.089359 | 0.031898 | 0.012868 | 0.089359 | 0.083778 | 0.31785 | -0.34709 | -4.9608 | 0.31785 | -0.38328 | 0.65307 | -0.078717 | -3.2981 | 0.65307 | 0.14991
104 | 0.27 | 0.35 | South/Central | CA | Daggett.Intl.AP.723815 | 3 | 3397182 | 25.3765 | 15.1674 | 47.0385 | 25.2296 | 21.8089 | 1424.34 | 1.481 | -48.84 | 3.1328 | -1.6518 | -25.8278 | 0.24272 | -63.17 | 1.8868 | -1.6441 | -41.5983 | -0.16739 | -162.6 | 3.8324 | -3.9998 | -110.9784 | 1.481 | -48.84 | 3.1328 | -1.6518 | -25.8278 | 1.3608 | -63.95 | 3.3541 | -1.9933 | -36.6712 | 0.046402 | 1.1775 | 0.7038 | 2.1827 | 66.0922 | 0.068723 | 0.011263 | -0.0077674 | 0.068723 | 0.063142 | -2.2663 | -2.9312 | -7.545 | -2.2663 | -2.9674 | -1.1985 | -1.9302 | -5.1496 | -1.1985 | -1.7016 | 0.046402 | 1.1775 | 0.7038 | 2.1827 | 66.0922 | 0.068723 | 0.011263 | -0.0077674 | 0.068723 | 0.063142 | -2.2663 | -2.9312 | -7.545 | -2.2663 | -2.9674 | -1.1985 | -1.9302 | -5.1496 | -1.1985 | -1.7016
105 | 0.27 | 0.4 | South/Central | CA | Daggett.Intl.AP.723815 | 3 | 3397182 | 24.8946 | 15.6435 | 47.2042 | 24.7505 | 22.4537 | 1452.19 | 1.3154 | -76.69 | 3.612 | -2.2966 | -45.5089 | 0.077035 | -91.02 | 2.366 | -2.289 | -61.2795 | -0.33308 | -190.45 | 4.3116 | -4.6446 | -130.6595 | 1.3154 | -76.69 | 3.612 | -2.2966 | -45.5089 | 1.1951 | -91.8 | 3.8332 | -2.6381 | -56.3524 | 0.046402 | 1.1552 | 0.72589 | 2.1904 | 67.3845 | 0.061035 | 0.0035746 | -0.015455 | 0.061035 | 0.055454 | -3.5586 | -4.2235 | -8.8373 | -3.5586 | -4.2597 | -2.1117 | -2.8435 | -6.0629 | -2.1117 | -2.6149 | 0.046402 | 1.1552 | 0.72589 | 2.1904 | 67.3845 | 0.061035 | 0.0035746 | -0.015455 | 0.061035 | 0.055454 | -3.5586 | -4.2235 | -8.8373 | -3.5586 | -4.2597 | -2.1117 | -2.8435 | -6.0629 | -2.1117 | -2.6149
106 | 0.26 | 0.2 | South/Central | CA | Daggett.Intl.AP.723815 | 3 | 3397182 | 27.4433 | 12.79 | 45.8638 | 27.2843 | 18.5795 | 1280.77 | 2.6557 | 94.73 | 1.0781 | 1.5776 | 77.187 | 1.4174 | 80.4 | -0.16782 | 1.5852 | 61.4164 | 1.0073 | -19.03 | 1.7777 | -0.77045 | -7.9636 | 2.6557 | 94.73 | 1.0781 | 1.5776 | 77.187 | 2.5355 | 79.62 | 1.2994 | 1.2361 | 66.3436 | 0.046402 | 1.2734 | 0.59348 | 2.1282 | 59.4303 | 0.12323 | 0.06577 | 0.04674 | 0.12323 | 0.11765 | 4.3957 | 3.7307 | -0.88303 | 4.3957 | 3.6945 | 3.5816 | 2.8498 | -0.36953 | 3.5816 | 3.0785 | 0.046402 | 1.2734 | 0.59348 | 2.1282 | 59.4303 | 0.12323 | 0.06577 | 0.04674 | 0.12323 | 0.11765 | 4.3957 | 3.7307 | -0.88303 | 4.3957 | 3.6945 | 3.5816 | 2.8498 | -0.36953 | 3.5816 | 3.0785
107 | 0.26 | 0.25 | South/Central | CA | Daggett.Intl.AP.723815 | 3 | 3397182 | 26.4364 | 13.7307 | 46.1273 | 26.2833 | 19.844 | 1334.67 | 2.3922 | 40.83 | 2.0791 | 0.31309 | 39.3855 | 1.1539 | 26.5 | 0.8332 | 0.32073 | 23.6149 | 0.74381 | -72.93 | 2.7788 | -2.0349 | -45.7652 | 2.3922 | 40.83 | 2.0791 | 0.31309 | 39.3855 | 2.272 | 25.72 | 2.3004 | -0.028434 | 28.542 | 0.046402 | 1.2267 | 0.63713 | 2.1404 | 61.9314 | 0.111 | 0.053544 | 0.034514 | 0.111 | 0.10542 | 1.8946 | 1.2297 | -3.3841 | 1.8946 | 1.1935 | 1.8276 | 1.0958 | -2.1236 | 1.8276 | 1.3244 | 0.046402 | 1.2267 | 0.63713 | 2.1404 | 61.9314 | 0.111 | 0.053544 | 0.034514 | 0.111 | 0.10542 | 1.8946 | 1.2297 | -3.3841 | 1.8946 | 1.1935 | 1.8276 | 1.0958 | -2.1236 | 1.8276 | 1.3244
108 | 0.26 | 0.3 | South/Central | CA | Daggett.Intl.AP.723815 | 3 | 3397182 | 25.7603 | 14.4498 | 46.4333 | 25.6111 | 20.8222 | 1377.56 | 2.0863 | -2.06 | 2.7513 | -0.66507 | 8.8254 | 0.84793 | -16.39 | 1.5054 | -0.65744 | -6.9452 | 0.43782 | -115.82 | 3.4509 | -3.0131 | -76.3252 | 2.0863 | -2.06 | 2.7513 | -0.66507 | 8.8254 | 1.966 | -17.17 | 2.9726 | -1.0066 | -2.0181 | 0.046402 | 1.1953 | 0.6705 | 2.1546 | 63.9216 | 0.096806 | 0.039346 | 0.020316 | 0.096806 | 0.091225 | -0.095588 | -0.76053 | -5.3743 | -0.095588 | -0.79672 | 0.40952 | -0.32227 | -3.5416 | 0.40952 | -0.093643 | 0.046402 | 1.1953 | 0.6705 | 2.1546 | 63.9216 | 0.096806 | 0.039346 | 0.020316 | 0.096806 | 0.091225 | -0.095588 | -0.76053 | -5.3743 | -0.095588 | -0.79672 | 0.40952 | -0.32227 | -3.5416 | 0.40952 | -0.093643
109 | 0.26 | 0.35 | South/Central | CA | Daggett.Intl.AP.723815 | 3 | 3397182 | 24.986 | 15.3789 | 46.9095 | 24.8413 | 22.0682 | 1433.22 | 1.6101 | -57.72 | 3.5212 | -1.9111 | -31.217 | 0.37178 | -72.05 | 2.2752 | -1.9034 | -46.9876 | -0.038334 | -171.48 | 4.2208 | -4.2591 | -116.3676 | 1.6101 | -57.72 | 3.5212 | -1.9111 | -31.217 | 1.4898 | -72.83 | 3.7424 | -2.2526 | -42.0605 | 0.046402 | 1.1594 | 0.71361 | 2.1767 | 66.5043 | 0.074712 | 0.017251 | -0.0017788 | 0.074712 | 0.069131 | -2.6783 | -3.3433 | -7.957 | -2.6783 | -3.3795 | -1.4485 | -2.1803 | -5.3997 | -1.4485 | -1.9517 | 0.046402 | 1.1594 | 0.71361 | 2.1767 | 66.5043 | 0.074712 | 0.017251 | -0.0017788 | 0.074712 | 0.069131 | -2.6783 | -3.3433 | -7.957 | -2.6783 | -3.3795 | -1.4485 | -2.1803 | -5.3997 | -1.4485 | -1.9517
110 | 0.26 | 0.4 | South/Central | CA | Daggett.Intl.AP.723815 | 3 | 3397182 | 24.6437 | 15.6635 | 46.9634 | 24.501 | 22.4624 | 1449.69 | 1.5562 | -74.19 | 3.8614 | -2.3052 | -42.6364 | 0.31788 | -88.52 | 2.6155 | -2.2976 | -58.407 | -0.092227 | -187.95 | 4.5611 | -4.6533 | -127.787 | 1.5562 | -74.19 | 3.8614 | -2.3052 | -42.6364 | 1.4359 | -89.3 | 4.0827 | -2.6468 | -53.4799 | 0.046402 | 1.1435 | 0.72682 | 2.1792 | 67.2685 | 0.072211 | 0.01475 | -0.0042795 | 0.072211 | 0.06663 | -3.4426 | -4.1075 | -8.7213 | -3.4426 | -4.1437 | -1.9784 | -2.7102 | -5.9296 | -1.9784 | -2.4816 | 0.046402 | 1.1435 | 0.72682 | 2.1792 | 67.2685 | 0.072211 | 0.01475 | -0.0042795 | 0.072211 | 0.06663 | -3.4426 | -4.1075 | -8.7213 | -3.4426 | -4.1437 | -1.9784 | -2.7102 | -5.9296 | -1.9784 | -2.4816
111 | 0.25 | 0.2 | South/Central | CA | Daggett.Intl.AP.723815 | 3 | 3397182 | 27.1725 | 12.8016 | 45.6029 | 27.015 | 18.5879 | 1278.03 | 2.9167 | 97.47 | 1.3475 | 1.5692 | 80.326 | 1.6783 | 83.14 | 0.10151 | 1.5768 | 64.5554 | 1.2682 | -16.29 | 2.0471 | -0.77883 | -4.8246 | 2.9167 | 97.47 | 1.3475 | 1.5692 | 80.326 | 2.7964 | 82.36 | 1.5687 | 1.2277 | 69.4825 | 0.046402 | 1.2609 | 0.59402 | 2.1161 | 59.3032 | 0.13534 | 0.077879 | 0.058849 | 0.13534 | 0.12976 | 4.5228 | 3.8579 | -0.75589 | 4.5228 | 3.8217 | 3.7273 | 2.9955 | -0.22387 | 3.7273 | 3.2241 | 0.046402 | 1.2609 | 0.59402 | 2.1161 | 59.3032 | 0.13534 | 0.077879 | 0.058849 | 0.13534 | 0.12976 | 4.5228 | 3.8579 | -0.75589 | 4.5228 | 3.8217 | 3.7273 | 2.9955 | -0.22387 | 3.7273 | 3.2241
112 | 0.25 | 0.25 | South/Central | CA | Daggett.Intl.AP.723815 | 3 | 3397182 | 26.1656 | 13.7407 | 45.8581 | 26.0139 | 19.8441 | 1331.51 | 2.6615 | 43.99 | 2.3485 | 0.31299 | 42.8566 | 1.4232 | 29.66 | 1.1025 | 0.32062 | 27.086 | 1.013 | -69.77 | 3.0481 | -2.035 | -42.294 | 2.6615 | 43.99 | 2.3485 | 0.31299 | 42.8566 | 2.5412 | 28.88 | 2.5697 | -0.028536 | 32.0132 | 0.046402 | 1.2141 | 0.63759 | 2.1279 | 61.7847 | 0.1235 | 0.066037 | 0.047007 | 0.1235 | 0.11792 | 2.0412 | 1.3763 | -3.2375 | 2.0412 | 1.3401 | 1.9886 | 1.2568 | -1.9625 | 1.9886 | 1.4855 | 0.046402 | 1.2141 | 0.63759 | 2.1279 | 61.7847 | 0.1235 | 0.066037 | 0.047007 | 0.1235 | 0.11792 | 2.0412 | 1.3763 | -3.2375 | 2.0412 | 1.3401 | 1.9886 | 1.2568 | -1.9625 | 1.9886 | 1.4855
113 | 0.25 | 0.3 | South/Central | CA | Daggett.Intl.AP.723815 | 3 | 3397182 | 25.3198 | 14.6713 | 46.2743 | 25.1732 | 21.1012 | 1386.9 | 2.2452 | -11.4 | 3.1893 | -0.94404 | 3.2871 | 1.0069 | -25.73 | 1.9433 | -0.93641 | -12.4835 | 0.5968 | -125.16 | 3.8889 | -3.2921 | -81.8636 | 2.2452 | -11.4 | 3.1893 | -0.94404 | 3.2871 | 2.125 | -26.51 | 3.4105 | -1.2856 | -7.5564 | 0.046402 | 1.1749 | 0.68078 | 2.1472 | 64.3549 | 0.10418 | 0.046723 | 0.027693 | 0.10418 | 0.098603 | -0.52898 | -1.1939 | -5.8077 | -0.52898 | -1.2301 | 0.15253 | -0.57926 | -3.7986 | 0.15253 | -0.35063 | 0.046402 | 1.1749 | 0.68078 | 2.1472 | 64.3549 | 0.10418 | 0.046723 | 0.027693 | 0.10418 | 0.098603 | -0.52898 | -1.1939 | -5.8077 | -0.52898 | -1.2301 | 0.15253 | -0.57926 | -3.7986 | 0.15253 | -0.35063
114 | 0.25 | 0.35 | South/Central | CA | Daggett.Intl.AP.723815 | 3 | 3397182 | 24.5755 | 15.6404 | 46.832 | 24.4331 | 22.3989 | 1445.61 | 1.6875 | -70.11 | 3.9294 | -2.2418 | -39.2161 | 0.44922 | -84.44 | 2.6834 | -2.2342 | -54.9867 | 0.039112 | -183.87 | 4.629 | -4.5899 | -124.3668 | 1.6875 | -70.11 | 3.9294 | -2.2418 | -39.2161 | 1.5673 | -85.22 | 4.1506 | -2.5833 | -50.0596 | 0.046402 | 1.1404 | 0.72575 | 2.1731 | 67.0792 | 0.078305 | 0.020845 | 0.0018149 | 0.078305 | 0.072725 | -3.2532 | -3.9182 | -8.5319 | -3.2532 | -3.9544 | -1.8197 | -2.5515 | -5.7709 | -1.8197 | -2.3229 | 0.046402 | 1.1404 | 0.72575 | 2.1731 | 67.0792 | 0.078305 | 0.020845 | 0.0018149 | 0.078305 | 0.072725 | -3.2532 | -3.9182 | -8.5319 | -3.2532 | -3.9544 | -1.8197 | -2.5515 | -5.7709 | -1.8197 | -2.3229
115 | 0.25 | 0.4 | South/Central | CA | Daggett.Intl.AP.723815 | 3 | 3397182 | 24.3929 | 15.685 | 46.7339 | 24.2515 | 22.4824 | 1447.79 | 1.7857 | -72.29 | 4.1109 | -2.3253 | -40.2209 | 0.54734 | -86.62 | 2.865 | -2.3176 | -55.9915 | 0.13723 | -186.05 | 4.8105 | -4.6733 | -125.3716 | 1.7857 | -72.29 | 4.1109 | -2.3253 | -40.2209 | 1.6654 | -87.4 | 4.3322 | -2.6668 | -51.0644 | 0.046402 | 1.1319 | 0.72782 | 2.1685 | 67.1804 | 0.082858 | 0.025398 | 0.0063676 | 0.082858 | 0.077277 | -3.3544 | -4.0193 | -8.6331 | -3.3544 | -4.0555 | -1.8663 | -2.5981 | -5.8175 | -1.8663 | -2.3695 | 0.046402 | 1.1319 | 0.72782 | 2.1685 | 67.1804 | 0.082858 | 0.025398 | 0.0063676 | 0.082858 | 0.077277 | -3.3544 | -4.0193 | -8.6331 | -3.3544 | -4.0555 | -1.8663 | -2.5981 | -5.8175 | -1.8663 | -2.3695
116 | 0.24 | 0.2 | South/Central | CA | Daggett.Intl.AP.723815 | 3 | 3397182 | 26.9031 | 12.8116 | 45.3351 | 26.7472 | 18.588 | 1274.86 | 3.1844 | 100.64 | 1.6153 | 1.5692 | 83.7795 | 1.9461 | 86.31 | 0.36932 | 1.5768 | 68.0089 | 1.536 | -13.12 | 2.3149 | -0.77889 | -1.3711 | 3.1844 | 100.64 | 1.6153 | 1.5692 | 83.7795 | 3.0642 | 85.53 | 1.8365 | 1.2276 | 72.936 | 0.046402 | 1.2484 | 0.59448 | 2.1036 | 59.1561 | 0.14776 | 0.090303 | 0.071273 | 0.14776 | 0.14218 | 4.6699 | 4.005 | -0.60879 | 4.6699 | 3.9688 | 3.8875 | 3.1557 | -0.063624 | 3.8875 | 3.3844 | 0.046402 | 1.2484 | 0.59448 | 2.1036 | 59.1561 | 0.14776 | 0.090303 | 0.071273 | 0.14776 | 0.14218 | 4.6699 | 4.005 | -0.60879 | 4.6699 | 3.9688 | 3.8875 | 3.1557 | -0.063624 | 3.8875 | 3.3844
117 | 0.24 | 0.25 | South/Central | CA | Daggett.Intl.AP.723815 | 3 | 3397182 | 25.9047 | 13.7522 | 45.6071 | 25.7545 | 19.8526 | 1328.87 | 2.9124 | 46.63 | 2.6079 | 0.30453 | 45.8644 | 1.6741 | 32.3 | 1.3619 | 0.31216 | 30.0938 | 1.264 | -67.13 | 3.3075 | -2.0435 | -39.2863 | 2.9124 | 46.63 | 2.6079 | 0.30453 | 45.8644 | 2.7922 | 31.52 | 2.8292 | -0.037001 | 35.0209 | 0.046402 | 1.202 | 0.63813 | 2.1163 | 61.6622 | 0.13514 | 0.077682 | 0.058652 | 0.13514 | 0.12956 | 2.1637 | 1.4988 | -3.115 | 2.1637 | 1.4626 | 2.1282 | 1.3964 | -1.823 | 2.1282 | 1.625 | 0.046402 | 1.202 | 0.63813 | 2.1163 | 61.6622 | 0.13514 | 0.077682 | 0.058652 | 0.13514 | 0.12956 | 2.1637 | 1.4988 | -3.115 | 2.1637 | 1.4626 | 2.1282 | 1.3964 | -1.823 | 2.1282 | 1.625
118 | 0.24 | 0.3 | South/Central | CA | Daggett.Intl.AP.723815 | 3 | 3397182 | 25.059 | 14.6913 | 46.0235 | 24.9137 | 21.1098 | 1384.28 | 2.4961 | -8.78 | 3.4487 | -0.95263 | 6.2898 | 1.2577 | -23.11 | 2.2027 | -0.945 | -9.4808 | 0.84763 | -122.54 | 4.1483 | -3.3007 | -78.8608 | 2.4961 | -8.78 | 3.4487 | -0.95263 | 6.2898 | 2.3758 | -23.89 | 3.6699 | -1.2942 | -4.5536 | 0.046402 | 1.1628 | 0.68171 | 2.1356 | 64.2334 | 0.11582 | 0.058362 | 0.039332 | 0.11582 | 0.11024 | -0.40741 | -1.0724 | -5.6861 | -0.40741 | -1.1085 | 0.29186 | -0.43993 | -3.6593 | 0.29186 | -0.2113 | 0.046402 | 1.1628 | 0.68171 | 2.1356 | 64.2334 | 0.11582 | 0.058362 | 0.039332 | 0.11582 | 0.11024 | -0.40741 | -1.0724 | -5.6861 | -0.40741 | -1.1085 | 0.29186 | -0.43993 | -3.6593 | 0.29186 | -0.2113
119 | 0.24 | 0.35 | South/Central | CA | Daggett.Intl.AP.723815 | 3 | 3397182 | 24.3231 | 15.662 | 46.5996 | 24.1821 | 22.4175 | 1443.61 | 1.92 | -68.11 | 4.1804 | -2.2604 | -36.7232 | 0.68164 | -82.44 | 2.9344 | -2.2528 | -52.4938 | 0.27153 | -181.87 | 4.88 | -4.6085 | -121.8739 | 1.92 | -68.11 | 4.1804 | -2.2604 | -36.7232 | 1.7997 | -83.22 | 4.4016 | -2.6019 | -47.5667 | 0.046402 | 1.1286 | 0.72675 | 2.1623 | 66.9864 | 0.08909 | 0.031629 | 0.012599 | 0.08909 | 0.083509 | -3.1604 | -3.8254 | -8.4391 | -3.1604 | -3.8616 | -1.704 | -2.4358 | -5.6552 | -1.704 | -2.2072 | 0.046402 | 1.1286 | 0.72675 | 2.1623 | 66.9864 | 0.08909 | 0.031629 | 0.012599 | 0.08909 | 0.083509 | -3.1604 | -3.8254 | -8.4391 | -3.1604 | -3.8616 | -1.704 | -2.4358 | -5.6552 | -1.704 | -2.2072
120 | 0.24 | 0.4 | South/Central | CA | Daggett.Intl.AP.723815 | 3 | 3397182 | 24.1435 | 15.6966 | 46.4877 | 24.0035 | 22.4842 | 1444.96 | 2.0319 | -69.46 | 4.3589 | -2.327 | -37.0916 | 0.79356 | -83.79 | 3.113 | -2.3194 | -52.8622 | 0.38345 | -183.22 | 5.0585 | -4.6751 | -122.2422 | 2.0319 | -69.46 | 4.3589 | -2.327 | -37.0916 | 1.9116 | -84.57 | 4.5802 | -2.6686 | -47.9351 | 0.046402 | 1.1203 | 0.72835 | 2.1571 | 67.049 | 0.094283 | 0.036823 | 0.017793 | 0.094283 | 0.088703 | -3.2231 | -3.888 | -8.5018 | -3.2231 | -3.9242 | -1.7211 | -2.4529 | -5.6723 | -1.7211 | -2.2243 | 0.046402 | 1.1203 | 0.72835 | 2.1571 | 67.049 | 0.094283 | 0.036823 | 0.017793 | 0.094283 | 0.088703 | -3.2231 | -3.888 | -8.5018 | -3.2231 | -3.9242 | -1.7211 | -2.4529 | -5.6723 | -1.7211 | -2.2243
121 | 0.22 | 0.2 | South/Central | CA | Daggett.Intl.AP.723815 | 3 | 3397182 | 26.3615 | 12.8231 | 44.795 | 26.2085 | 18.5865 | 1268.42 | 3.7245 | 107.08 | 2.1539 | 1.5706 | 90.7882 | 2.4862 | 92.75 | 0.90799 | 1.5782 | 75.0176 | 2.0761 | -6.68 | 2.8535 | -0.77743 | 5.6376 | 3.7245 | 107.08 | 2.1539 | 1.5706 | 90.7882 | 3.6043 | 91.97 | 2.3752 | 1.2291 | 79.9447 | 0.046402 | 1.2232 | 0.59502 | 2.0786 | 58.8572 | 0.17283 | 0.11537 | 0.096336 | 0.17283 | 0.16725 | 4.9687 | 4.3038 | -0.30997 | 4.9687 | 4.2676 | 4.2128 | 3.481 | 0.26159 | 4.2128 | 3.7096 | 0.046402 | 1.2232 | 0.59502 | 2.0786 | 58.8572 | 0.17283 | 0.11537 | 0.096336 | 0.17283 | 0.16725 | 4.9687 | 4.3038 | -0.30997 | 4.9687 | 4.2676 | 4.2128 | 3.481 | 0.26159 | 4.2128 | 3.7096
122 | 0.22 | 0.25 | South/Central | CA | Daggett.Intl.AP.723815 | 3 | 3397182 | 25.373 | 13.7737 | 45.0885 | 25.2258 | 19.8627 | 1323.16 | 3.4311 | 52.34 | 3.1366 | 0.29442 | 52.2815 | 2.1927 | 38.01 | 1.8907 | 0.30205 | 36.5109 | 1.7826 | -61.42 | 3.8362 | -2.0536 | -32.8691 | 3.4311 | 52.34 | 3.1366 | 0.29442 | 52.2815 | 3.3108 | 37.23 | 3.3579 | -0.047107 | 41.4381 | 0.046402 | 1.1774 | 0.63913 | 2.0922 | 61.3973 | 0.15921 | 0.10175 | 0.082718 | 0.15921 | 0.15363 | 2.4287 | 1.7637 | -2.85 | 2.4287 | 1.7275 | 2.426 | 1.6942 | -1.5252 | 2.426 | 1.9228 | 0.046402 | 1.1774 | 0.63913 | 2.0922 | 61.3973 | 0.15921 | 0.10175 | 0.082718 | 0.15921 | 0.15363 | 2.4287 | 1.7637 | -2.85 | 2.4287 | 1.7275 | 2.426 | 1.6942 | -1.5252 | 2.426 | 1.9228
123 | 0.22 | 0.3 | South/Central | CA | Daggett.Intl.AP.723815 | 3 | 3397182 | 24.5373 | 14.7228 | 45.5248 | 24.3949 | 21.1299 | 1379.2 | 2.9947 | -3.7 | 3.9675 | -0.97281 | 12.175 | 1.7564 | -18.03 | 2.7216 | -0.96517 | -3.5955 | 1.3463 | -117.46 | 4.6671 | -3.3208 | -72.9756 | 2.9947 | -3.7 | 3.9675 | -0.97281 | 12.175 | 2.8744 | -18.81 | 4.1888 | -1.3143 | 1.3316 | 0.046402 | 1.1386 | 0.68317 | 2.1124 | 63.9977 | 0.13896 | 0.0815 | 0.06247 | 0.13896 | 0.13338 | -0.17169 | -0.83663 | -5.4504 | -0.17169 | -0.87282 | 0.56495 | -0.16684 | -3.3862 | 0.56495 | 0.061788 | 0.046402 | 1.1386 | 0.68317 | 2.1124 | 63.9977 | 0.13896 | 0.0815 | 0.06247 | 0.13896 | 0.13338 | -0.17169 | -0.83663 | -5.4504 | -0.17169 | -0.87282 | 0.56495 | -0.16684 | -3.3862 | 0.56495 | 0.061788
124 | 0.22 | 0.35 | South/Central | CA | Daggett.Intl.AP.723815 | 3 | 3397182 | 23.8044 | 15.6935 | 46.1041 | 23.6663 | 22.4378 | 1438.58 | 2.4155 | -63.08 | 4.6962 | -2.2807 | -30.8802 | 1.1772 | -77.41 | 3.4502 | -2.273 | -46.6508 | 0.76706 | -176.84 | 5.3958 | -4.6287 | -116.0308 | 2.4155 | -63.08 | 4.6962 | -2.2807 | -30.8802 | 2.2952 | -78.19 | 4.9174 | -2.6222 | -41.7237 | 0.046402 | 1.1046 | 0.72821 | 2.1393 | 66.753 | 0.11208 | 0.054623 | 0.035593 | 0.11208 | 0.1065 | -2.927 | -3.592 | -8.2057 | -2.927 | -3.6282 | -1.4329 | -2.1647 | -5.3841 | -1.4329 | -1.9361 | 0.046402 | 1.1046 | 0.72821 | 2.1393 | 66.753 | 0.11208 | 0.054623 | 0.035593 | 0.11208 | 0.1065 | -2.927 | -3.592 | -8.2057 | -2.927 | -3.6282 | -1.4329 | -2.1647 | -5.3841 | -1.4329 | -1.9361
125 | 0.22 | 0.4 | South/Central | CA | Daggett.Intl.AP.723815 | 3 | 3397182 | 23.6417 | 15.7381 | 46.0259 | 23.5045 | 22.5214 | 1441.01 | 2.4937 | -65.51 | 4.8579 | -2.3642 | -32.1453 | 1.2553 | -79.84 | 3.612 | -2.3566 | -47.9159 | 0.84523 | -179.27 | 5.5575 | -4.7123 | -117.2959 | 2.4937 | -65.51 | 4.8579 | -2.3642 | -32.1453 | 2.3734 | -80.62 | 5.0792 | -2.7058 | -42.9887 | 0.046402 | 1.097 | 0.73028 | 2.1357 | 66.8658 | 0.11571 | 0.058251 | 0.039221 | 0.11571 | 0.11013 | -3.0398 | -3.7047 | -8.3185 | -3.0398 | -3.7409 | -1.4916 | -2.2234 | -5.4428 | -1.4916 | -1.9948 | 0.046402 | 1.097 | 0.73028 | 2.1357 | 66.8658 | 0.11571 | 0.058251 | 0.039221 | 0.11571 | 0.11013 | -3.0398 | -3.7047 | -8.3185 | -3.0398 | -3.7409 | -1.4916 | -2.2234 | -5.4428 | -1.4916 | -1.9948
126 | 0.2 | 0.2 | South/Central | CA | Daggett.Intl.AP.723815 | 3 | 3397182 | 25.8198 | 12.843 | 44.2632 | 25.6698 | 18.5934 | 1262.42 | 4.2564 | 113.08 | 2.6926 | 1.5638 | 97.4639 | 3.018 | 98.75 | 1.4467 | 1.5714 | 81.6933 | 2.6079 | -0.68 | 3.3922 | -0.78429 | 12.3132 | 4.2564 | 113.08 | 2.6926 | 1.5638 | 97.4639 | 4.1361 | 97.97 | 2.9139 | 1.2222 | 86.6204 | 0.046402 | 1.1981 | 0.59594 | 2.0539 | 58.5788 | 0.1975 | 0.14004 | 0.12101 | 0.1975 | 0.19192 | 5.2471 | 4.5822 | -0.031553 | 5.2471 | 4.546 | 4.5225 | 3.7907 | 0.57136 | 4.5225 | 4.0194 | 0.046402 | 1.1981 | 0.59594 | 2.0539 | 58.5788 | 0.1975 | 0.14004 | 0.12101 | 0.1975 | 0.19192 | 5.2471 | 4.5822 | -0.031553 | 5.2471 | 4.546 | 4.5225 | 3.7907 | 0.57136 | 4.5225 | 4.0194
127 | 0.2 | 0.25 | South/Central | CA | Daggett.Intl.AP.723815 | 3 | 3397182 | 24.8329 | 13.8037 | 44.5683 | 24.6886 | 19.8796 | 1317.69 | 3.9513 | 57.81 | 3.6738 | 0.27751 | 58.534 | 2.713 | 43.48 | 2.4278 | 0.28514 | 42.7634 | 2.3029 | -55.95 | 4.3734 | -2.0705 | -26.6167 | 3.9513 | 57.81 | 3.6738 | 0.27751 | 58.534 | 3.831 | 42.7 | 3.895 | -0.064021 | 47.6905 | 0.046402 | 1.1523 | 0.64052 | 2.0681 | 61.1435 | 0.18335 | 0.12589 | 0.10686 | 0.18335 | 0.17777 | 2.6825 | 2.0176 | -2.5962 | 2.6825 | 1.9814 | 2.7161 | 1.9843 | -1.2351 | 2.7161 | 2.2129 | 0.046402 | 1.1523 | 0.64052 | 2.0681 | 61.1435 | 0.18335 | 0.12589 | 0.10686 | 0.18335 | 0.17777 | 2.6825 | 2.0176 | -2.5962 | 2.6825 | 1.9814 | 2.7161 | 1.9843 | -1.2351 | 2.7161 | 2.2129
128 | 0.2 | 0.3 | South/Central | CA | Daggett.Intl.AP.723815 | 3 | 3397182 | 24.0071 | 14.7544 | 45.0246 | 23.8677 | 21.1569 | 1374.39 | 3.495 | 1.11 | 4.4947 | -0.99976 | 17.897 | 2.2567 | -13.22 | 3.2488 | -0.99212 | 2.1264 | 1.8466 | -112.65 | 5.1944 | -3.3478 | -67.2536 | 3.495 | 1.11 | 4.4947 | -0.99976 | 17.897 | 3.3747 | -14 | 4.716 | -1.3413 | 7.0536 | 0.046402 | 1.114 | 0.68463 | 2.0892 | 63.7745 | 0.16217 | 0.10471 | 0.085684 | 0.16217 | 0.15659 | 0.051506 | -0.61343 | -5.2272 | 0.051506 | -0.64963 | 0.83046 | 0.098671 | -3.1207 | 0.83046 | 0.3273 | 0.046402 | 1.114 | 0.68463 | 2.0892 | 63.7745 | 0.16217 | 0.10471 | 0.085684 | 0.16217 | 0.15659 | 0.051506 | -0.61343 | -5.2272 | 0.051506 | -0.64963 | 0.83046 | 0.098671 | -3.1207 | 0.83046 | 0.3273
129 | 0.2 | 0.35 | South/Central | CA | Daggett.Intl.AP.723815 | 3 | 3397182 | 23.2911 | 15.735 | 45.6307 | 23.1558 | 22.4748 | 1434.48 | 2.8889 | -58.98 | 5.2066 | -2.3177 | -25.7788 | 1.6506 | -73.31 | 3.9606 | -2.3101 | -41.5494 | 1.2405 | -172.74 | 5.9062 | -4.6657 | -110.9295 | 2.8889 | -58.98 | 5.2066 | -2.3177 | -25.7788 | 2.7686 | -74.09 | 5.4278 | -2.6592 | -36.6223 | 0.046402 | 1.0808 | 0.73014 | 2.1174 | 66.5628 | 0.13405 | 0.07659 | 0.057561 | 0.13405 | 0.12847 | -2.7368 | -3.4017 | -8.0155 | -2.7368 | -3.4379 | -1.1962 | -1.928 | -5.1474 | -1.1962 | -1.6993 | 0.046402 | 1.0808 | 0.73014 | 2.1174 | 66.5628 | 0.13405 | 0.07659 | 0.057561 | 0.13405 | 0.12847 | -2.7368 | -3.4017 | -8.0155 | -2.7368 | -3.4379 | -1.1962 | -1.928 | -5.1474 | -1.1962 | -1.6993
130 | 0.2 | 0.4 | South/Central | CA | Daggett.Intl.AP.723815 | 3 | 3397182 | 23.1316 | 15.7781 | 45.5557 | 22.9971 | 22.5585 | 1436.96 | 2.9639 | -61.46 | 5.3653 | -2.4014 | -27.0883 | 1.7256 | -75.79 | 4.1193 | -2.3938 | -42.8589 | 1.3155 | -175.22 | 6.0649 | -4.7494 | -112.2389 | 2.9639 | -61.46 | 5.3653 | -2.4014 | -27.0883 | 2.8436 | -76.57 | 5.5866 | -2.7429 | -37.9318 | 0.046402 | 1.0734 | 0.73213 | 2.1139 | 66.6778 | 0.13753 | 0.080071 | 0.061041 | 0.13753 | 0.13195 | -2.8519 | -3.5168 | -8.1306 | -2.8519 | -3.553 | -1.257 | -1.9887 | -5.2081 | -1.257 | -1.7601 | 0.046402 | 1.0734 | 0.73213 | 2.1139 | 66.6778 | 0.13753 | 0.080071 | 0.061041 | 0.13753 | 0.13195 | -2.8519 | -3.5168 | -8.1306 | -2.8519 | -3.553 | -1.257 | -1.9887 | -5.2081 | -1.257 | -1.7601
Double | Double | Double | South/Central | CA | Daggett.Intl.AP.723815 | 3 | 3397182 | 28.5792 | 18.1973 | 54.5769 | 28.4151 | 26.1617 | 1688.17 | -6.0573 | -312.67 | -0.052717 | -6.0046 | -241.5188 | -7.2956 | -327 | -1.2987 | -5.997 | -257.2894 | -7.7057 | -426.43 | 0.64689 | -8.3526 | -326.6694 | -6.0573 | -312.67 | -0.052717 | -6.0046 | -241.5188 | -6.1776 | -327.78 | 0.16854 | -6.3461 | -252.3623 | 0.046402 | 1.3261 | 0.84439 | 2.5325 | 78.3345 | -0.28107 | -0.33853 | -0.35756 | -0.28107 | -0.28665 | -14.5085 | -15.1735 | -19.7872 | -14.5085 | -15.2097 | -11.207 | -11.9387 | -15.1581 | -11.207 | -11.7101 | 0.046402 | 1.3261 | 0.84439 | 2.5325 | 78.3345 | -0.28107 | -0.33853 | -0.35756 | -0.28107 | -0.28665 | -14.5085 | -15.1735 | -19.7872 | -14.5085 | -15.2097 | -11.207 | -11.9387 | -15.1581 | -11.207 | -11.7101
Single | Single | Single | South/Central | CA | Daggett.Intl.AP.723815 | 3 | 3397182 | 36.1304 | 21.2265 | 66.6531 | 35.9253 | 30.7278 | 2014.41 | -18.1335 | -638.91 | -7.5628 | -10.5707 | -521.5662 | -19.3719 | -653.24 | -8.8088 | -10.5631 | -537.3368 | -19.782 | -752.67 | -6.8632 | -12.9187 | -606.7168 | -18.1335 | -638.91 | -7.5628 | -10.5707 | -521.5662 | -18.2538 | -654.02 | -7.3416 | -10.9122 | -532.4096 | 0.046402 | 1.6765 | 0.98495 | 3.0928 | 93.4727 | -0.84143 | -0.89889 | -0.91792 | -0.84143 | -0.84701 | -29.6467 | -30.3116 | -34.9254 | -29.6467 | -30.3478 | -24.2017 | -24.9335 | -28.1529 | -24.2017 | -24.7049 | 0.046402 | 1.6765 | 0.98495 | 3.0928 | 93.4727 | -0.84143 | -0.89889 | -0.91792 | -0.84143 | -0.84701 | -29.6467 | -30.3116 | -34.9254 | -29.6467 | -30.3478 | -24.2017 | -24.9335 | -28.1529 | -24.2017 | -24.7049
1 | 0.35 | 0.47 | South/Central | TX | El.Paso.Intl.AP.722700 | 3 | 1163506 | 27.7382 | 14.619 | 48.517 | 27.6917 | 20.8253 | 939.71 | -0.28123 | -73.27 | 3.0536 | -3.3348 | -94.3557 | -1.6506 | -87.04 | 1.6865 | -3.337 | -112.0848 | -1.2015 | -118.62 | 3.8419 | -5.0434 | -152.7144 | -0.28123 | -73.27 | 3.0536 | -3.3348 | -94.3557 | -0.21132 | -74.48 | 3.2133 | -3.4246 | -95.8956 | 0.015892 | 0.44082 | 0.23233 | 0.77105 | 14.9341 | -0.0044694 | -0.026231 | -0.019094 | -0.0044694 | -0.0033584 | -1.1644 | -1.3833 | -1.8851 | -1.1644 | -1.1837 | -1.4995 | -1.7813 | -2.427 | -1.4995 | -1.524 | 0.015892 | 0.44082 | 0.23233 | 0.77105 | 14.9341 | -0.0044694 | -0.026231 | -0.019094 | -0.0044694 | -0.0033584 | -1.1644 | -1.3833 | -1.8851 | -1.1644 | -1.1837 | -1.4995 | -1.7813 | -2.427 | -1.4995 | -1.524
2 | 0.35 | 0.42 | South/Central | TX | El.Paso.Intl.AP.722700 | 3 | 1163506 | 28.5178 | 13.7891 | 48.2067 | 28.47 | 19.7367 | 913.62 | 0.029069 | -47.18 | 2.2752 | -2.2462 | -60.7337 | -1.3403 | -60.95 | 0.90809 | -2.2484 | -78.4628 | -0.89119 | -92.53 | 3.0636 | -3.9548 | -119.0923 | 0.029069 | -47.18 | 2.2752 | -2.2462 | -60.7337 | 0.098977 | -48.39 | 2.4349 | -2.3359 | -62.2736 | 0.015892 | 0.45321 | 0.21914 | 0.76612 | 14.5195 | 0.00046197 | -0.0213 | -0.014163 | 0.00046197 | 0.001573 | -0.7498 | -0.96864 | -1.4705 | -0.7498 | -0.76903 | -0.9652 | -1.247 | -1.8927 | -0.9652 | -0.98967 | 0.015892 | 0.45321 | 0.21914 | 0.76612 | 14.5195 | 0.00046197 | -0.0213 | -0.014163 | 0.00046197 | 0.001573 | -0.7498 | -0.96864 | -1.4705 | -0.7498 | -0.76903 | -0.9652 | -1.247 | -1.8927 | -0.9652 | -0.98967
3 | 0.35 | 0.37 | South/Central | TX | El.Paso.Intl.AP.722700 | 3 | 1163506 | 29.3675 | 13.0591 | 48.1064 | 29.3182 | 18.7881 | 892.6 | 0.12941 | -26.16 | 1.427 | -1.2976 | -33.6323 | -1.2399 | -39.93 | 0.059876 | -1.2998 | -51.3614 | -0.79085 | -71.51 | 2.2154 | -3.0062 | -91.991 | 0.12941 | -26.16 | 1.427 | -1.2976 | -33.6323 | 0.19932 | -27.37 | 1.5867 | -1.3873 | -35.1722 | 0.015892 | 0.46672 | 0.20754 | 0.76452 | 14.1855 | 0.0020567 | -0.019705 | -0.012568 | 0.0020567 | 0.0031677 | -0.41574 | -0.63458 | -1.1365 | -0.41574 | -0.43497 | -0.53449 | -0.81625 | -1.4619 | -0.53449 | -0.55897 | 0.015892 | 0.46672 | 0.20754 | 0.76452 | 14.1855 | 0.0020567 | -0.019705 | -0.012568 | 0.0020567 | 0.0031677 | -0.41574 | -0.63458 | -1.1365 | -0.41574 | -0.43497 | -0.53449 | -0.81625 | -1.4619 | -0.53449 | -0.55897
4 | 0.35 | 0.32 | South/Central | TX | El.Paso.Intl.AP.722700 | 3 | 1163506 | 30.367 | 12.3491 | 48.176 | 30.3162 | 17.8598 | 873.67 | 0.059808 | -7.23 | 0.4291 | -0.36929 | -9.2752 | -1.3095 | -21 | -0.93803 | -0.37151 | -27.0043 | -0.86045 | -52.58 | 1.2174 | -2.0779 | -67.6339 | 0.059808 | -7.23 | 0.4291 | -0.36929 | -9.2752 | 0.12972 | -8.44 | 0.58877 | -0.45905 | -10.8152 | 0.015892 | 0.4826 | 0.19626 | 0.76563 | 13.8846 | 0.00095049 | -0.020811 | -0.013675 | 0.00095049 | 0.0020615 | -0.1149 | -0.33374 | -0.83562 | -0.1149 | -0.13413 | -0.1474 | -0.42916 | -1.0749 | -0.1474 | -0.17188 | 0.015892 | 0.4826 | 0.19626 | 0.76563 | 13.8846 | 0.00095049 | -0.020811 | -0.013675 | 0.00095049 | 0.0020615 | -0.1149 | -0.33374 | -0.83562 | -0.1149 | -0.13413 | -0.1474 | -0.42916 | -1.0749 | -0.1474 | -0.17188
5 | 0.35 | 0.27 | South/Central | TX | El.Paso.Intl.AP.722700 | 3 | 1163506 | 31.0367 | 11.9291 | 48.2757 | 30.9847 | 17.2909 | 862.65 | -0.039902 | 3.79 | -0.2395 | 0.19959 | 4.9153 | -1.4092 | -9.98 | -1.6066 | 0.19738 | -12.8138 | -0.96016 | -41.56 | 0.54885 | -1.509 | -53.4434 | -0.039902 | 3.79 | -0.2395 | 0.19959 | 4.9153 | 0.030006 | 2.58 | -0.07983 | 0.10984 | 3.3754 | 0.015892 | 0.49325 | 0.18958 | 0.76721 | 13.7095 | -0.00063413 | -0.022396 | -0.015259 | -0.00063413 | 0.00047686 | 0.060232 | -0.15861 | -0.66048 | 0.060232 | 0.041002 | 0.078115 | -0.20364 | -0.84934 | 0.078115 | 0.053642 | 0.015892 | 0.49325 | 0.18958 | 0.76721 | 13.7095 | -0.00063413 | -0.022396 | -0.015259 | -0.00063413 | 0.00047686 | 0.060232 | -0.15861 | -0.66048 | 0.060232 | 0.041002 | 0.078115 | -0.20364 | -0.84934 | 0.078115 | 0.053642
6 | 0.35 | 0.23 | South/Central | TX | El.Paso.Intl.AP.722700 | 3 | 1163506 | 31.4266 | 11.7191 | 48.3655 | 31.3739 | 16.9916 | 857.2 | -0.12976 | 9.24 | -0.62868 | 0.49892 | 11.8995 | -1.4991 | -4.53 | -1.9958 | 0.49671 | -5.8296 | -1.05 | -36.11 | 0.15967 | -1.2097 | -46.4592 | -0.12976 | 9.24 | -0.62868 | 0.49892 | 11.8995 | -0.059848 | 8.03 | -0.46901 | 0.40917 | 10.3596 | 0.015892 | 0.49944 | 0.18624 | 0.76864 | 13.6229 | -0.0020621 | -0.023824 | -0.016687 | -0.0020621 | -0.00095112 | 0.14684 | -0.071992 | -0.57387 | 0.14684 | 0.12762 | 0.18911 | -0.092646 | -0.73834 | 0.18911 | 0.16464 | 0.015892 | 0.49944 | 0.18624 | 0.76864 | 13.6229 | -0.0020621 | -0.023824 | -0.016687 | -0.0020621 | -0.00095112 | 0.14684 | -0.071992 | -0.57387 | 0.14684 | 0.12762 | 0.18911 | -0.092646 | -0.73834 | 0.18911 | 0.16464
7 | 0.35 | 0.19 | South/Central | TX | El.Paso.Intl.AP.722700 | 3 | 1163506 | 32.4461 | 11.1191 | 48.6051 | 32.3918 | 16.2133 | 843.1 | -0.3693 | 23.34 | -1.6465 | 1.2772 | 29.9835 | -1.7386 | 9.57 | -3.0137 | 1.275 | 12.2544 | -1.2896 | -22.01 | -0.85819 | -0.43137 | -28.3751 | -0.3693 | 23.34 | -1.6465 | 1.2772 | 29.9835 | -0.29939 | 22.13 | -1.4869 | 1.1875 | 28.4436 | 0.015892 | 0.51564 | 0.17671 | 0.77245 | 13.3988 | -0.005869 | -0.027631 | -0.020494 | -0.005869 | -0.004758 | 0.37093 | 0.15209 | -0.34979 | 0.37093 | 0.3517 | 0.47651 | 0.19475 | -0.45095 | 0.47651 | 0.45203 | 0.015892 | 0.51564 | 0.17671 | 0.77245 | 13.3988 | -0.005869 | -0.027631 | -0.020494 | -0.005869 | -0.004758 | 0.37093 | 0.15209 | -0.34979 | 0.37093 | 0.3517 | 0.47651 | 0.19475 | -0.45095 | 0.47651 | 0.45203
8 | 0.35 | 0.17 | South/Central | TX | El.Paso.Intl.AP.722700 | 3 | 1163506 | 33.0059 | 10.8191 | 48.7648 | 32.9506 | 15.8142 | 836.3 | -0.52908 | 30.14 | -2.2054 | 1.6763 | 38.7783 | -1.8984 | 16.37 | -3.5725 | 1.6741 | 21.0492 | -1.4493 | -15.21 | -1.417 | -0.03232 | -19.5804 | -0.52908 | 30.14 | -2.2054 | 1.6763 | 38.7783 | -0.45917 | 28.93 | -2.0457 | 1.5865 | 37.2384 | 0.015892 | 0.52454 | 0.17194 | 0.77499 | 13.2907 | -0.0084083 | -0.03017 | -0.023033 | -0.0084083 | -0.0072973 | 0.47899 | 0.26016 | -0.24172 | 0.47899 | 0.45976 | 0.61628 | 0.33452 | -0.31118 | 0.61628 | 0.5918 | 0.015892 | 0.52454 | 0.17194 | 0.77499 | 13.2907 | -0.0084083 | -0.03017 | -0.023033 | -0.0084083 | -0.0072973 | 0.47899 | 0.26016 | -0.24172 | 0.47899 | 0.45976 | 0.61628 | 0.33452 | -0.31118 | 0.61628 | 0.5918
9 | 0.33 | 0.47 | South/Central | TX | El.Paso.Intl.AP.722700 | 3 | 1163506 | 27.2384 | 14.649 | 48.0372 | 27.1927 | 20.8445 | 935.27 | 0.19855 | -68.83 | 3.5525 | -3.354 | -88.6864 | -1.1708 | -82.6 | 2.1854 | -3.3562 | -106.4155 | -0.72171 | -114.18 | 4.3409 | -5.0626 | -147.0451 | 0.19855 | -68.83 | 3.5525 | -3.354 | -88.6864 | 0.26846 | -70.04 | 3.7122 | -3.4437 | -90.2264 | 0.015892 | 0.43288 | 0.23281 | 0.76342 | 14.8636 | 0.0031555 | -0.018607 | -0.01147 | 0.0031555 | 0.0042665 | -1.0939 | -1.3127 | -1.8146 | -1.0939 | -1.1131 | -1.4094 | -1.6912 | -2.3369 | -1.4094 | -1.4339 | 0.015892 | 0.43288 | 0.23281 | 0.76342 | 14.8636 | 0.0031555 | -0.018607 | -0.01147 | 0.0031555 | 0.0042665 | -1.0939 | -1.3127 | -1.8146 | -1.0939 | -1.1131 | -1.4094 | -1.6912 | -2.3369 | -1.4094 | -1.4339
10 | 0.33 | 0.42 | South/Central | TX | El.Paso.Intl.AP.722700 | 3 | 1163506 | 28.008 | 13.8091 | 47.7069 | 27.9611 | 19.7458 | 908.79 | 0.52885 | -42.35 | 2.7842 | -2.2553 | -54.5338 | -0.84049 | -56.12 | 1.417 | -2.2575 | -72.2629 | -0.39141 | -87.7 | 3.5725 | -3.9639 | -112.8924 | 0.52885 | -42.35 | 2.7842 | -2.2553 | -54.5338 | 0.59876 | -43.56 | 2.9438 | -2.3451 | -56.0737 | 0.015892 | 0.44511 | 0.21946 | 0.75817 | 14.4428 | 0.0084047 | -0.013357 | -0.0062204 | 0.0084047 | 0.0095157 | -0.67304 | -0.89188 | -1.3938 | -0.67304 | -0.69227 | -0.86667 | -1.1484 | -1.7941 | -0.86667 | -0.89114 | 0.015892 | 0.44511 | 0.21946 | 0.75817 | 14.4428 | 0.0084047 | -0.013357 | -0.0062204 | 0.0084047 | 0.0095157 | -0.67304 | -0.89188 | -1.3938 | -0.67304 | -0.69227 | -0.86667 | -1.1484 | -1.7941 | -0.86667 | -0.89114
11 | 0.33 | 0.37 | South/Central | TX | El.Paso.Intl.AP.722700 | 3 | 1163506 | 28.8377 | 13.0791 | 47.5766 | 28.7894 | 18.7873 | 887.26 | 0.65913 | -20.82 | 1.9559 | -1.2968 | -26.7746 | -0.71021 | -34.59 | 0.58876 | -1.299 | -44.5037 | -0.26113 | -66.17 | 2.7442 | -3.0054 | -85.1333 | 0.65913 | -20.82 | 1.9559 | -1.2968 | -26.7746 | 0.72904 | -22.03 | 2.1156 | -1.3865 | -28.3145 | 0.015892 | 0.4583 | 0.20786 | 0.7561 | 14.1006 | 0.010475 | -0.011287 | -0.0041499 | 0.010475 | 0.011586 | -0.33088 | -0.54971 | -1.0516 | -0.33088 | -0.35011 | -0.42551 | -0.70727 | -1.353 | -0.42551 | -0.44998 | 0.015892 | 0.4583 | 0.20786 | 0.7561 | 14.1006 | 0.010475 | -0.011287 | -0.0041499 | 0.010475 | 0.011586 | -0.33088 | -0.54971 | -1.0516 | -0.33088 | -0.35011 | -0.42551 | -0.70727 | -1.353 | -0.42551 | -0.44998
12 | 0.33 | 0.32 | South/Central | TX | El.Paso.Intl.AP.722700 | 3 | 1163506 | 29.8273 | 12.3691 | 47.6362 | 29.7773 | 17.8589 | 868.24 | 0.59957 | -1.8 | 0.96797 | -0.3684 | -2.2863 | -0.76977 | -15.57 | -0.39916 | -0.37061 | -20.0153 | -0.32069 | -47.15 | 1.7563 | -2.077 | -60.6449 | 0.59957 | -1.8 | 0.96797 | -0.3684 | -2.2863 | 0.66948 | -3.01 | 1.1276 | -0.45815 | -3.8262 | 0.015892 | 0.47402 | 0.19657 | 0.75705 | 13.7983 | 0.0095285 | -0.012233 | -0.0050965 | 0.0095285 | 0.01064 | -0.028606 | -0.24744 | -0.74932 | -0.028606 | -0.047836 | -0.036334 | -0.31809 | -0.96379 | -0.036334 | -0.060807 | 0.015892 | 0.47402 | 0.19657 | 0.75705 | 13.7983 | 0.0095285 | -0.012233 | -0.0050965 | 0.0095285 | 0.01064 | -0.028606 | -0.24744 | -0.74932 | -0.028606 | -0.047836 | -0.036334 | -0.31809 | -0.96379 | -0.036334 | -0.060807
13 | 0.33 | 0.27 | South/Central | TX | El.Paso.Intl.AP.722700 | 3 | 1163506 | 30.487 | 11.9491 | 47.7359 | 30.4359 | 17.3 | 857.41 | 0.49986 | 9.03 | 0.30935 | 0.19051 | 11.6329 | -0.86948 | -4.74 | -1.0578 | 0.1883 | -6.0962 | -0.4204 | -36.32 | 1.0977 | -1.5181 | -46.7258 | 0.49986 | 9.03 | 0.30935 | 0.19051 | 11.6329 | 0.56977 | 7.82 | 0.46902 | 0.10075 | 10.0929 | 0.015892 | 0.48451 | 0.1899 | 0.75863 | 13.6262 | 0.007944 | -0.013818 | -0.0066811 | 0.007944 | 0.009055 | 0.14351 | -0.075329 | -0.57721 | 0.14351 | 0.12428 | 0.18487 | -0.096883 | -0.74258 | 0.18487 | 0.1604 | 0.015892 | 0.48451 | 0.1899 | 0.75863 | 13.6262 | 0.007944 | -0.013818 | -0.0066811 | 0.007944 | 0.009055 | 0.14351 | -0.075329 | -0.57721 | 0.14351 | 0.12428 | 0.18487 | -0.096883 | -0.74258 | 0.18487 | 0.1604
14 | 0.33 | 0.23 | South/Central | TX | El.Paso.Intl.AP.722700 | 3 | 1163506 | 30.8669 | 11.7391 | 47.8158 | 30.8151 | 17.0007 | 851.87 | 0.42001 | 14.57 | -0.069856 | 0.48986 | 18.7466 | -0.94933 | 0.8 | -1.437 | 0.48765 | 1.0175 | -0.50025 | -30.78 | 0.71849 | -1.2187 | -39.612 | 0.42001 | 14.57 | -0.069856 | 0.48986 | 18.7466 | 0.48992 | 13.36 | 0.08981 | 0.4001 | 17.2067 | 0.015892 | 0.49055 | 0.18656 | 0.7599 | 13.5382 | 0.0066749 | -0.015087 | -0.0079502 | 0.0066749 | 0.0077859 | 0.23155 | 0.012714 | -0.48916 | 0.23155 | 0.21232 | 0.29793 | 0.016171 | -0.62953 | 0.29793 | 0.27345 | 0.015892 | 0.49055 | 0.18656 | 0.7599 | 13.5382 | 0.0066749 | -0.015087 | -0.0079502 | 0.0066749 | 0.0077859 | 0.23155 | 0.012714 | -0.48916 | 0.23155 | 0.21232 | 0.29793 | 0.016171 | -0.62953 | 0.29793 | 0.27345
15 | 0.33 | 0.19 | South/Central | TX | El.Paso.Intl.AP.722700 | 3 | 1163506 | 31.8864 | 11.1291 | 48.0353 | 31.833 | 16.2024 | 837.2 | 0.20042 | 29.24 | -1.0877 | 1.2881 | 37.6312 | -1.1689 | 15.47 | -2.4548 | 1.2859 | 19.9021 | -0.71984 | -16.11 | -0.29937 | -0.42047 | -20.7275 | 0.20042 | 29.24 | -1.0877 | 1.2881 | 37.6312 | 0.27033 | 28.03 | -0.92805 | 1.1984 | 36.0912 | 0.015892 | 0.50675 | 0.17687 | 0.76339 | 13.305 | 0.0031851 | -0.018577 | -0.01144 | 0.0031851 | 0.0042961 | 0.46469 | 0.24585 | -0.25602 | 0.46469 | 0.44546 | 0.59805 | 0.31629 | -0.32941 | 0.59805 | 0.57357 | 0.015892 | 0.50675 | 0.17687 | 0.76339 | 13.305 | 0.0031851 | -0.018577 | -0.01144 | 0.0031851 | 0.0042961 | 0.46469 | 0.24585 | -0.25602 | 0.46469 | 0.44546 | 0.59805 | 0.31629 | -0.32941 | 0.59805 | 0.57357
16 | 0.33 | 0.17 | South/Central | TX | El.Paso.Intl.AP.722700 | 3 | 1163506 | 32.4362 | 10.8291 | 48.1951 | 32.3818 | 15.8133 | 830.54 | 0.04068 | 35.9 | -1.6366 | 1.6772 | 46.1561 | -1.3287 | 22.13 | -3.0037 | 1.675 | 28.427 | -0.87958 | -9.45 | -0.84822 | -0.031362 | -12.2026 | 0.04068 | 35.9 | -1.6366 | 1.6772 | 46.1561 | 0.11059 | 34.69 | -1.4769 | 1.5875 | 44.6161 | 0.015892 | 0.51549 | 0.1721 | 0.76593 | 13.1992 | 0.0006465 | -0.021115 | -0.013979 | 0.0006465 | 0.0017575 | 0.57053 | 0.3517 | -0.15018 | 0.57053 | 0.5513 | 0.73353 | 0.45177 | -0.19393 | 0.73353 | 0.70905 | 0.015892 | 0.51549 | 0.1721 | 0.76593 | 13.1992 | 0.0006465 | -0.021115 | -0.013979 | 0.0006465 | 0.0017575 | 0.57053 | 0.3517 | -0.15018 | 0.57053 | 0.5513 | 0.73353 | 0.45177 | -0.19393 | 0.73353 | 0.70905
17 | 0.3 | 0.47 | South/Central | TX | El.Paso.Intl.AP.722700 | 3 | 1163506 | 26.4588 | 14.699 | 47.2876 | 26.4143 | 20.8732 | 928.31 | 0.94817 | -61.87 | 4.3309 | -3.3827 | -79.7959 | -0.42117 | -75.64 | 2.9638 | -3.3849 | -97.525 | 0.027915 | -107.22 | 5.1193 | -5.0913 | -138.1546 | 0.94817 | -61.87 | 4.3309 | -3.3827 | -79.7959 | 1.0181 | -63.08 | 4.4906 | -3.4725 | -81.3358 | 0.015892 | 0.42049 | 0.2336 | 0.75151 | 14.753 | 0.015069 | -0.0066933 | 0.00044363 | 0.015069 | 0.01618 | -0.98326 | -1.2021 | -1.704 | -0.98326 | -1.0025 | -1.2681 | -1.5499 | -2.1956 | -1.2681 | -1.2926 | 0.015892 | 0.42049 | 0.2336 | 0.75151 | 14.753 | 0.015069 | -0.0066933 | 0.00044363 | 0.015069 | 0.01618 | -0.98326 | -1.2021 | -1.704 | -0.98326 | -1.0025 | -1.2681 | -1.5499 | -2.1956 | -1.2681 | -1.2926
18 | 0.3 | 0.42 | South/Central | TX | El.Paso.Intl.AP.722700 | 3 | 1163506 | 27.2184 | 13.849 | 46.9373 | 27.1728 | 19.7645 | 901.45 | 1.2985 | -35.01 | 3.5725 | -2.274 | -45.1125 | -0.070867 | -48.78 | 2.2054 | -2.2762 | -62.8416 | 0.37821 | -80.36 | 4.3608 | -3.9826 | -103.4711 | 1.2985 | -35.01 | 3.5725 | -2.274 | -45.1125 | 1.3684 | -36.22 | 3.7322 | -2.3638 | -46.6524 | 0.015892 | 0.43256 | 0.22009 | 0.74594 | 14.3261 | 0.020636 | -0.0011262 | 0.0060107 | 0.020636 | 0.021747 | -0.55639 | -0.77523 | -1.2771 | -0.55639 | -0.57562 | -0.71694 | -0.9987 | -1.6444 | -0.71694 | -0.74141 | 0.015892 | 0.43256 | 0.22009 | 0.74594 | 14.3261 | 0.020636 | -0.0011262 | 0.0060107 | 0.020636 | 0.021747 | -0.55639 | -0.77523 | -1.2771 | -0.55639 | -0.57562 | -0.71694 | -0.9987 | -1.6444 | -0.71694 | -0.74141
19 | 0.3 | 0.37 | South/Central | TX | El.Paso.Intl.AP.722700 | 3 | 1163506 | 28.0381 | 13.1191 | 46.797 | 27.991 | 18.806 | 879.81 | 1.4388 | -13.37 | 2.7542 | -1.3154 | -17.2229 | 0.069436 | -27.14 | 1.3871 | -1.3177 | -34.952 | 0.51852 | -58.72 | 3.5426 | -3.024 | -75.5816 | 1.4388 | -13.37 | 2.7542 | -1.3154 | -17.2229 | 1.5087 | -14.58 | 2.9139 | -1.4052 | -18.7629 | 0.015892 | 0.44559 | 0.20849 | 0.74371 | 13.9822 | 0.022865 | 0.0011035 | 0.0082404 | 0.022865 | 0.023976 | -0.21248 | -0.43132 | -0.9332 | -0.21248 | -0.23171 | -0.27371 | -0.55547 | -1.2012 | -0.27371 | -0.29819 | 0.015892 | 0.44559 | 0.20849 | 0.74371 | 13.9822 | 0.022865 | 0.0011035 | 0.0082404 | 0.022865 | 0.023976 | -0.21248 | -0.43132 | -0.9332 | -0.21248 | -0.23171 | -0.27371 | -0.55547 | -1.2012 | -0.27371 | -0.29819
20 | 0.3 | 0.32 | South/Central | TX | El.Paso.Intl.AP.722700 | 3 | 1163506 | 29.0077 | 12.3991 | 46.8266 | 28.959 | 17.8676 | 860.28 | 1.4092 | 6.16 | 1.7862 | -0.37705 | 7.9249 | 0.03985 | -7.61 | 0.41912 | -0.37927 | -9.8042 | 0.48893 | -39.19 | 2.5746 | -2.0857 | -50.4338 | 1.4092 | 6.16 | 1.7862 | -0.37705 | 7.9249 | 1.4791 | 4.95 | 1.9459 | -0.46681 | 6.3849 | 0.015892 | 0.461 | 0.19705 | 0.74418 | 13.6718 | 0.022395 | 0.00063331 | 0.0077703 | 0.022395 | 0.023506 | 0.097897 | -0.12094 | -0.62282 | 0.097897 | 0.078667 | 0.12594 | -0.15581 | -0.80151 | 0.12594 | 0.10147 | 0.015892 | 0.461 | 0.19705 | 0.74418 | 13.6718 | 0.022395 | 0.00063331 | 0.0077703 | 0.022395 | 0.023506 | 0.097897 | -0.12094 | -0.62282 | 0.097897 | 0.078667 | 0.12594 | -0.15581 | -0.80151 | 0.12594 | 0.10147
21 | 0.3 | 0.27 | South/Central | TX | El.Paso.Intl.AP.722700 | 3 | 1163506 | 29.6474 | 11.9691 | 46.8863 | 29.5977 | 17.2887 | 848.66 | 1.3494 | 17.78 | 1.1476 | 0.20185 | 22.9036 | -0.019903 | 4.01 | -0.21954 | 0.19964 | 5.1745 | 0.42918 | -27.57 | 1.9359 | -1.5068 | -35.4551 | 1.3494 | 17.78 | 1.1476 | 0.20185 | 22.9036 | 1.4193 | 16.57 | 1.3073 | 0.11209 | 21.3636 | 0.015892 | 0.47117 | 0.19022 | 0.74513 | 13.4872 | 0.021446 | -0.0003163 | 0.0068206 | 0.021446 | 0.022557 | 0.28256 | 0.063728 | -0.43815 | 0.28256 | 0.26334 | 0.36399 | 0.082234 | -0.56346 | 0.36399 | 0.33952 | 0.015892 | 0.47117 | 0.19022 | 0.74513 | 13.4872 | 0.021446 | -0.0003163 | 0.0068206 | 0.021446 | 0.022557 | 0.28256 | 0.063728 | -0.43815 | 0.28256 | 0.26334 | 0.36399 | 0.082234 | -0.56346 | 0.36399 | 0.33952
22 | 0.3 | 0.23 | South/Central | TX | El.Paso.Intl.AP.722700 | 3 | 1163506 | 30.0273 | 11.7491 | 46.9562 | 29.9769 | 16.9793 | 842.78 | 1.2796 | 23.66 | 0.76838 | 0.5112 | 30.4185 | -0.089756 | 9.89 | -0.59874 | 0.50899 | 12.6894 | 0.35933 | -21.69 | 1.5567 | -1.1974 | -27.9402 | 1.2796 | 23.66 | 0.76838 | 0.5112 | 30.4185 | 1.3495 | 22.45 | 0.92805 | 0.42145 | 28.8785 | 0.015892 | 0.4772 | 0.18672 | 0.74624 | 13.3937 | 0.020336 | -0.0014264 | 0.0057105 | 0.020336 | 0.021447 | 0.37601 | 0.15717 | -0.3447 | 0.37601 | 0.35678 | 0.48342 | 0.20166 | -0.44403 | 0.48342 | 0.45895 | 0.015892 | 0.4772 | 0.18672 | 0.74624 | 13.3937 | 0.020336 | -0.0014264 | 0.0057105 | 0.020336 | 0.021447 | 0.37601 | 0.15717 | -0.3447 | 0.37601 | 0.35678 | 0.48342 | 0.20166 | -0.44403 | 0.48342 | 0.45895
23 | 0.3 | 0.19 | South/Central | TX | El.Paso.Intl.AP.722700 | 3 | 1163506 | 31.0368 | 11.1391 | 47.1657 | 30.9848 | 16.181 | 828.03 | 1.07 | 38.41 | -0.2395 | 1.3095 | 49.4342 | -0.2993 | 24.64 | -1.6066 | 1.3073 | 31.7052 | 0.14978 | -6.94 | 0.54885 | -0.39907 | -8.9244 | 1.07 | 38.41 | -0.2395 | 1.3095 | 49.4342 | 1.1399 | 37.2 | -0.079836 | 1.2198 | 47.8943 | 0.015892 | 0.49325 | 0.17703 | 0.74957 | 13.1593 | 0.017005 | -0.0047566 | 0.0023803 | 0.017005 | 0.018116 | 0.61042 | 0.39159 | -0.11029 | 0.61042 | 0.59119 | 0.78562 | 0.50387 | -0.14183 | 0.78562 | 0.76115 | 0.015892 | 0.49325 | 0.17703 | 0.74957 | 13.1593 | 0.017005 | -0.0047566 | 0.0023803 | 0.017005 | 0.018116 | 0.61042 | 0.39159 | -0.11029 | 0.61042 | 0.59119 | 0.78562 | 0.50387 | -0.14183 | 0.78562 | 0.76115
24 | 0.3 | 0.17 | South/Central | TX | El.Paso.Intl.AP.722700 | 3 | 1163506 | 31.5866 | 10.8291 | 47.3155 | 31.5336 | 15.7819 | 821.09 | 0.92026 | 45.35 | -0.78835 | 1.7086 | 58.3586 | -0.44908 | 31.58 | -2.1555 | 1.7064 | 40.6296 | 0 | 0 | 0 | 0 | 0 | 0.92026 | 45.35 | -0.78835 | 1.7086 | 58.3586 | 0.99017 | 44.14 | -0.62868 | 1.6189 | 56.8187 | 0.015892 | 0.50198 | 0.1721 | 0.75195 | 13.049 | 0.014625 | -0.0071369 | 0 | 0.014625 | 0.015736 | 0.72072 | 0.50188 | 0 | 0.72072 | 0.70149 | 0.92745 | 0.6457 | 0 | 0.92745 | 0.90298 | 0.015892 | 0.50198 | 0.1721 | 0.75195 | 13.049 | 0.014625 | -0.0071369 | 0 | 0.014625 | 0.015736 | 0.72072 | 0.50188 | 0 | 0.72072 | 0.70149 | 0.92745 | 0.6457 | 0 | 0.92745 | 0.90298
25 | 0.28 | 0.47 | South/Central | TX | El.Paso.Intl.AP.722700 | 3 | 1163506 | 26.0889 | 14.549 | 46.7078 | 26.0451 | 20.6626 | 918.04 | 1.528 | -51.6 | 4.7001 | -3.1721 | -66.5844 | 0.15867 | -65.37 | 3.333 | -3.1743 | -84.3135 | 0.60775 | -96.95 | 5.4885 | -4.8807 | -124.943 | 1.528 | -51.6 | 4.7001 | -3.1721 | -66.5844 | 1.5979 | -52.81 | 4.8598 | -3.2619 | -68.1243 | 0.015892 | 0.41461 | 0.23122 | 0.74229 | 14.5898 | 0.024284 | 0.0025216 | 0.0096585 | 0.024284 | 0.025395 | -0.82004 | -1.0389 | -1.5408 | -0.82004 | -0.83927 | -1.0582 | -1.3399 | -1.9856 | -1.0582 | -1.0827 | 0.015892 | 0.41461 | 0.23122 | 0.74229 | 14.5898 | 0.024284 | 0.0025216 | 0.0096585 | 0.024284 | 0.025395 | -0.82004 | -1.0389 | -1.5408 | -0.82004 | -0.83927 | -1.0582 | -1.3399 | -1.9856 | -1.0582 | -1.0827
26 | 0.28 | 0.42 | South/Central | TX | El.Paso.Intl.AP.722700 | 3 | 1163506 | 26.7187 | 13.849 | 46.4175 | 26.6738 | 19.7437 | 895.77 | 1.8182 | -29.33 | 4.0714 | -2.2532 | -37.8396 | 0.4489 | -43.1 | 2.7043 | -2.2554 | -55.5687 | 0.89798 | -74.68 | 4.8598 | -3.9618 | -96.1983 | 1.8182 | -29.33 | 4.0714 | -2.2532 | -37.8396 | 1.8881 | -30.54 | 4.2311 | -2.343 | -39.3796 | 0.015892 | 0.42462 | 0.22009 | 0.73768 | 14.2358 | 0.028896 | 0.007134 | 0.014271 | 0.028896 | 0.030007 | -0.46612 | -0.68496 | -1.1868 | -0.46612 | -0.48535 | -0.60136 | -0.88311 | -1.5288 | -0.60136 | -0.62583 | 0.015892 | 0.42462 | 0.22009 | 0.73768 | 14.2358 | 0.028896 | 0.007134 | 0.014271 | 0.028896 | 0.030007 | -0.46612 | -0.68496 | -1.1868 | -0.46612 | -0.48535 | -0.60136 | -0.88311 | -1.5288 | -0.60136 | -0.62583
27 | 0.28 | 0.37 | South/Central | TX | El.Paso.Intl.AP.722700 | 3 | 1163506 | 27.3984 | 13.2291 | 46.2773 | 27.3524 | 18.9249 | 877.09 | 1.9585 | -10.65 | 3.3929 | -1.4344 | -13.7529 | 0.58915 | -24.42 | 2.0257 | -1.4366 | -31.482 | 1.0382 | -56 | 4.1812 | -3.143 | -72.1116 | 1.9585 | -10.65 | 3.3929 | -1.4344 | -13.7529 | 2.0284 | -11.86 | 3.5525 | -1.5241 | -15.2929 | 0.015892 | 0.43542 | 0.21024 | 0.73545 | 13.939 | 0.031125 | 0.009363 | 0.0165 | 0.031125 | 0.032236 | -0.16925 | -0.38809 | -0.88997 | -0.16925 | -0.18848 | -0.21857 | -0.50032 | -1.146 | -0.21857 | -0.24304 | 0.015892 | 0.43542 | 0.21024 | 0.73545 | 13.939 | 0.031125 | 0.009363 | 0.0165 | 0.031125 | 0.032236 | -0.16925 | -0.38809 | -0.88997 | -0.16925 | -0.18848 | -0.21857 | -0.50032 | -1.146 | -0.21857 | -0.24304
28 | 0.28 | 0.32 | South/Central | TX | El.Paso.Intl.AP.722700 | 3 | 1163506 | 28.238 | 12.5791 | 46.2669 | 28.1906 | 18.0763 | 859.08 | 1.9689 | 7.36 | 2.5546 | -0.58577 | 9.4679 | 0.59952 | -6.41 | 1.1875 | -0.58799 | -8.2612 | 1.0486 | -37.99 | 3.343 | -2.2944 | -48.8907 | 1.9689 | 7.36 | 2.5546 | -0.58577 | 9.4679 | 2.0388 | 6.15 | 2.7143 | -0.67553 | 7.928 | 0.015892 | 0.44877 | 0.19991 | 0.73529 | 13.6528 | 0.03129 | 0.0095277 | 0.016665 | 0.03129 | 0.032401 | 0.11697 | -0.10187 | -0.60375 | 0.11697 | 0.097738 | 0.15047 | -0.13129 | -0.77699 | 0.15047 | 0.12599 | 0.015892 | 0.44877 | 0.19991 | 0.73529 | 13.6528 | 0.03129 | 0.0095277 | 0.016665 | 0.03129 | 0.032401 | 0.11697 | -0.10187 | -0.60375 | 0.11697 | 0.097738 | 0.15047 | -0.13129 | -0.77699 | 0.15047 | 0.12599
29 | 0.28 | 0.27 | South/Central | TX | El.Paso.Intl.AP.722700 | 3 | 1163506 | 28.8977 | 12.1291 | 46.3166 | 28.8492 | 17.4674 | 846.69 | 1.9191 | 19.75 | 1.896 | 0.023112 | 25.3916 | 0.54978 | 5.98 | 0.52889 | 0.020897 | 7.6625 | 0.99887 | -25.6 | 2.6844 | -1.6855 | -32.9671 | 1.9191 | 19.75 | 1.896 | 0.023112 | 25.3916 | 1.989 | 18.54 | 2.0557 | -0.066646 | 23.8516 | 0.015892 | 0.45925 | 0.19276 | 0.73608 | 13.4558 | 0.030499 | 0.0087373 | 0.015874 | 0.030499 | 0.03161 | 0.31387 | 0.095036 | -0.40684 | 0.31387 | 0.29464 | 0.40353 | 0.12177 | -0.52392 | 0.40353 | 0.37906 | 0.015892 | 0.45925 | 0.19276 | 0.73608 | 13.4558 | 0.030499 | 0.0087373 | 0.015874 | 0.030499 | 0.03161 | 0.31387 | 0.095036 | -0.40684 | 0.31387 | 0.29464 | 0.40353 | 0.12177 | -0.52392 | 0.40353 | 0.37906
30 | 0.28 | 0.23 | South/Central | TX | El.Paso.Intl.AP.722700 | 3 | 1163506 | 29.4475 | 11.7691 | 46.3864 | 29.3981 | 16.9883 | 837.27 | 1.8493 | 29.17 | 1.3472 | 0.50218 | 37.5247 | 0.48001 | 15.4 | -0.019961 | 0.49997 | 19.7956 | 0.92909 | -16.18 | 2.1355 | -1.2064 | -20.8339 | 1.8493 | 29.17 | 1.3472 | 0.50218 | 37.5247 | 1.9193 | 27.96 | 1.5068 | 0.41242 | 35.9848 | 0.015892 | 0.46799 | 0.18704 | 0.73719 | 13.3061 | 0.02939 | 0.0076284 | 0.014765 | 0.02939 | 0.030501 | 0.46358 | 0.24474 | -0.25714 | 0.46358 | 0.44435 | 0.59635 | 0.3146 | -0.3311 | 0.59635 | 0.57188 | 0.015892 | 0.46799 | 0.18704 | 0.73719 | 13.3061 | 0.02939 | 0.0076284 | 0.014765 | 0.02939 | 0.030501 | 0.46358 | 0.24474 | -0.25714 | 0.46358 | 0.44435 | 0.59635 | 0.3146 | -0.3311 | 0.59635 | 0.57188
31 | 0.28 | 0.19 | South/Central | TX | El.Paso.Intl.AP.722700 | 3 | 1163506 | 30.4371 | 11.1591 | 46.576 | 30.386 | 16.19 | 822.3 | 1.6598 | 44.14 | 0.35924 | 1.3005 | 56.798 | 0.29042 | 30.37 | -1.0079 | 1.2983 | 39.0689 | 0.7395 | -1.21 | 1.1476 | -0.40809 | -1.5606 | 1.6598 | 44.14 | 0.35924 | 1.3005 | 56.798 | 1.7297 | 42.93 | 0.51891 | 1.2108 | 55.2581 | 0.015892 | 0.48372 | 0.17734 | 0.7402 | 13.0682 | 0.026377 | 0.0046154 | 0.011752 | 0.026377 | 0.027488 | 0.70149 | 0.48265 | -0.01923 | 0.70149 | 0.68226 | 0.90265 | 0.6209 | -0.024802 | 0.90265 | 0.87818 | 0.015892 | 0.48372 | 0.17734 | 0.7402 | 13.0682 | 0.026377 | 0.0046154 | 0.011752 | 0.026377 | 0.027488 | 0.70149 | 0.48265 | -0.01923 | 0.70149 | 0.68226 | 0.90265 | 0.6209 | -0.024802 | 0.90265 | 0.87818
32 | 0.28 | 0.17 | South/Central | TX | El.Paso.Intl.AP.722700 | 3 | 1163506 | 30.9868 | 10.8491 | 46.7158 | 30.9349 | 15.7809 | 815.08 | 1.52 | 51.36 | -0.18961 | 1.7096 | 66.1234 | 0.15064 | 37.59 | -1.5567 | 1.7074 | 48.3944 | 0.59972 | 6.01 | 0.59874 | 0.000976 | 7.7648 | 1.52 | 51.36 | -0.18961 | 1.7096 | 66.1234 | 1.5899 | 50.15 | -0.029942 | 1.6198 | 64.5835 | 0.015892 | 0.49245 | 0.17242 | 0.74242 | 12.9535 | 0.024156 | 0.002394 | 0.0095309 | 0.024156 | 0.025267 | 0.81623 | 0.59739 | 0.095513 | 0.81623 | 0.797 | 1.0509 | 0.7691 | 0.1234 | 1.0509 | 1.0264 | 0.015892 | 0.49245 | 0.17242 | 0.74242 | 12.9535 | 0.024156 | 0.002394 | 0.0095309 | 0.024156 | 0.025267 | 0.81623 | 0.59739 | 0.095513 | 0.81623 | 0.797 | 1.0509 | 0.7691 | 0.1234 | 1.0509 | 1.0264
33 | 0.27 | 0.47 | South/Central | TX | El.Paso.Intl.AP.722700 | 3 | 1163506 | 25.869 | 14.529 | 46.4579 | 25.8256 | 20.6323 | 914.88 | 1.7779 | -48.44 | 4.9197 | -3.1418 | -62.5353 | 0.40853 | -62.21 | 3.5525 | -3.144 | -80.2644 | 0.85761 | -93.79 | 5.708 | -4.8504 | -120.8939 | 1.7779 | -48.44 | 4.9197 | -3.1418 | -62.5353 | 1.8478 | -49.65 | 5.0793 | -3.2315 | -64.0752 | 0.015892 | 0.41112 | 0.2309 | 0.73832 | 14.5395 | 0.028254 | 0.0064925 | 0.013629 | 0.028254 | 0.029365 | -0.76982 | -0.98866 | -1.4905 | -0.76982 | -0.78905 | -0.99383 | -1.2756 | -1.9213 | -0.99383 | -1.0183 | 0.015892 | 0.41112 | 0.2309 | 0.73832 | 14.5395 | 0.028254 | 0.0064925 | 0.013629 | 0.028254 | 0.029365 | -0.76982 | -0.98866 | -1.4905 | -0.76982 | -0.78905 | -0.99383 | -1.2756 | -1.9213 | -0.99383 | -1.0183
34 | 0.27 | 0.42 | South/Central | TX | El.Paso.Intl.AP.722700 | 3 | 1163506 | 26.4788 | 13.8391 | 46.1476 | 26.4343 | 19.7133 | 892.41 | 2.0881 | -25.97 | 4.3109 | -2.2228 | -33.5307 | 0.71878 | -39.74 | 2.9438 | -2.225 | -51.2598 | 1.1679 | -71.32 | 5.0993 | -3.9314 | -91.8894 | 2.0881 | -25.97 | 4.3109 | -2.2228 | -33.5307 | 2.158 | -27.18 | 4.4706 | -2.3126 | -35.0707 | 0.015892 | 0.42081 | 0.21993 | 0.73339 | 14.1824 | 0.033185 | 0.011423 | 0.01856 | 0.033185 | 0.034296 | -0.41272 | -0.63156 | -1.1334 | -0.41272 | -0.43195 | -0.53288 | -0.81464 | -1.4603 | -0.53288 | -0.55735 | 0.015892 | 0.42081 | 0.21993 | 0.73339 | 14.1824 | 0.033185 | 0.011423 | 0.01856 | 0.033185 | 0.034296 | -0.41272 | -0.63156 | -1.1334 | -0.41272 | -0.43195 | -0.53288 | -0.81464 | -1.4603 | -0.53288 | -0.55735
35 | 0.27 | 0.37 | South/Central | TX | El.Paso.Intl.AP.722700 | 3 | 1163506 | 27.0286 | 13.3391 | 46.0374 | 26.9832 | 19.0543 | 877.38 | 2.1983 | -10.94 | 3.7621 | -1.5638 | -14.1786 | 0.82898 | -24.71 | 2.395 | -1.566 | -31.9077 | 1.2781 | -56.29 | 4.5504 | -3.2724 | -72.5372 | 2.1983 | -10.94 | 3.7621 | -1.5638 | -14.1786 | 2.2682 | -12.15 | 3.9218 | -1.6535 | -15.7185 | 0.015892 | 0.42955 | 0.21199 | 0.73164 | 13.9436 | 0.034936 | 0.013174 | 0.020311 | 0.034936 | 0.036047 | -0.17386 | -0.3927 | -0.89458 | -0.17386 | -0.19309 | -0.22533 | -0.50709 | -1.1528 | -0.22533 | -0.2498 | 0.015892 | 0.42955 | 0.21199 | 0.73164 | 13.9436 | 0.034936 | 0.013174 | 0.020311 | 0.034936 | 0.036047 | -0.17386 | -0.3927 | -0.89458 | -0.17386 | -0.19309 | -0.22533 | -0.50709 | -1.1528 | -0.22533 | -0.2498
36 | 0.27 | 0.32 | South/Central | TX | El.Paso.Intl.AP.722700 | 3 | 1163506 | 27.7782 | 12.7491 | 46.0071 | 27.7316 | 18.2755 | 860.66 | 2.2286 | 5.78 | 3.0137 | -0.78503 | 7.3991 | 0.8593 | -7.99 | 1.6465 | -0.78724 | -10.33 | 1.3084 | -39.57 | 3.802 | -2.4936 | -50.9596 | 2.2286 | 5.78 | 3.0137 | -0.78503 | 7.3991 | 2.2985 | 4.57 | 3.1733 | -0.87478 | 5.8592 | 0.015892 | 0.44146 | 0.20261 | 0.73116 | 13.6779 | 0.035418 | 0.013656 | 0.020793 | 0.035418 | 0.036529 | 0.091857 | -0.12698 | -0.62886 | 0.091857 | 0.072628 | 0.11759 | -0.16417 | -0.80986 | 0.11759 | 0.093116 | 0.015892 | 0.44146 | 0.20261 | 0.73116 | 13.6779 | 0.035418 | 0.013656 | 0.020793 | 0.035418 | 0.036529 | 0.091857 | -0.12698 | -0.62886 | 0.091857 | 0.072628 | 0.11759 | -0.16417 | -0.80986 | 0.11759 | 0.093116
37 | 0.27 | 0.27 | South/Central | TX | El.Paso.Intl.AP.722700 | 3 | 1163506 | 28.5079 | 12.2191 | 46.0268 | 28.4601 | 17.5668 | 845.89 | 2.2089 | 20.55 | 2.2852 | -0.076259 | 26.4275 | 0.8396 | 6.78 | 0.91807 | -0.078474 | 8.6985 | 1.2887 | -24.8 | 3.0735 | -1.7849 | -31.9311 | 2.2089 | 20.55 | 2.2852 | -0.076259 | 26.4275 | 2.2788 | 19.34 | 2.4449 | -0.16602 | 24.8876 | 0.015892 | 0.45306 | 0.19419 | 0.73147 | 13.4431 | 0.035105 | 0.013343 | 0.02048 | 0.035105 | 0.036216 | 0.32659 | 0.10775 | -0.39413 | 0.32659 | 0.30736 | 0.41999 | 0.13824 | -0.50746 | 0.41999 | 0.39552 | 0.015892 | 0.45306 | 0.19419 | 0.73147 | 13.4431 | 0.035105 | 0.013343 | 0.02048 | 0.035105 | 0.036216 | 0.32659 | 0.10775 | -0.39413 | 0.32659 | 0.30736 | 0.41999 | 0.13824 | -0.50746 | 0.41999 | 0.39552
38 | 0.27 | 0.23 | South/Central | TX | El.Paso.Intl.AP.722700 | 3 | 1163506 | 29.1577 | 11.7791 | 46.0965 | 29.1087 | 16.9878 | 834.35 | 2.1392 | 32.09 | 1.6366 | 0.50267 | 41.2784 | 0.76988 | 18.32 | 0.26943 | 0.50045 | 23.5493 | 1.219 | -13.26 | 2.4249 | -1.2059 | -17.0803 | 2.1392 | 32.09 | 1.6366 | 0.50267 | 41.2784 | 2.2091 | 30.88 | 1.7962 | 0.41291 | 39.7384 | 0.015892 | 0.46338 | 0.1872 | 0.73258 | 13.2597 | 0.033997 | 0.012235 | 0.019372 | 0.033997 | 0.035108 | 0.50998 | 0.29115 | -0.21073 | 0.50998 | 0.49075 | 0.65601 | 0.37425 | -0.27144 | 0.65601 | 0.63153 | 0.015892 | 0.46338 | 0.1872 | 0.73258 | 13.2597 | 0.033997 | 0.012235 | 0.019372 | 0.033997 | 0.035108 | 0.50998 | 0.29115 | -0.21073 | 0.50998 | 0.49075 | 0.65601 | 0.37425 | -0.27144 | 0.65601 | 0.63153
39 | 0.27 | 0.19 | South/Central | TX | El.Paso.Intl.AP.722700 | 3 | 1163506 | 30.1372 | 11.1591 | 46.2662 | 30.0866 | 16.1795 | 818.97 | 1.9696 | 47.47 | 0.65861 | 1.311 | 61.0807 | 0.60026 | 33.7 | -0.70852 | 1.3088 | 43.3516 | 1.0493 | 2.12 | 1.447 | -0.39762 | 2.722 | 1.9696 | 47.47 | 0.65861 | 1.311 | 61.0807 | 2.0395 | 46.26 | 0.81828 | 1.2212 | 59.5407 | 0.015892 | 0.47895 | 0.17734 | 0.73528 | 13.0153 | 0.031301 | 0.0095394 | 0.016676 | 0.031301 | 0.032412 | 0.75441 | 0.53557 | 0.033692 | 0.75441 | 0.73518 | 0.97071 | 0.68896 | 0.043259 | 0.97071 | 0.94624 | 0.015892 | 0.47895 | 0.17734 | 0.73528 | 13.0153 | 0.031301 | 0.0095394 | 0.016676 | 0.031301 | 0.032412 | 0.75441 | 0.53557 | 0.033692 | 0.75441 | 0.73518 | 0.97071 | 0.68896 | 0.043259 | 0.97071 | 0.94624
40 | 0.27 | 0.17 | South/Central | TX | El.Paso.Intl.AP.722700 | 3 | 1163506 | 30.677 | 10.8591 | 46.406 | 30.6255 | 15.7804 | 811.95 | 1.8298 | 54.49 | 0.11974 | 1.7101 | 70.1346 | 0.46047 | 40.72 | -1.2474 | 1.7079 | 52.4055 | 0.90956 | 9.14 | 0.90809 | 0.001465 | 11.776 | 1.8298 | 54.49 | 0.11974 | 1.7101 | 70.1346 | 1.8997 | 53.28 | 0.27941 | 1.6203 | 68.5947 | 0.015892 | 0.48753 | 0.17258 | 0.7375 | 12.9037 | 0.02908 | 0.007318 | 0.014455 | 0.02908 | 0.030191 | 0.86597 | 0.64713 | 0.14526 | 0.86597 | 0.84674 | 1.1146 | 0.83284 | 0.18715 | 1.1146 | 1.0901 | 0.015892 | 0.48753 | 0.17258 | 0.7375 | 12.9037 | 0.02908 | 0.007318 | 0.014455 | 0.02908 | 0.030191 | 0.86597 | 0.64713 | 0.14526 | 0.86597 | 0.84674 | 1.1146 | 0.83284 | 0.18715 | 1.1146 | 1.0901
41 | 0.26 | 0.47 | South/Central | TX | El.Paso.Intl.AP.722700 | 3 | 1163506 | 25.6392 | 14.509 | 46.188 | 25.5961 | 20.5919 | 911.3 | 2.0478 | -44.86 | 5.1492 | -3.1014 | -57.954 | 0.67843 | -58.63 | 3.7821 | -3.1036 | -75.683 | 1.1275 | -90.21 | 5.9375 | -4.81 | -116.3126 | 2.0478 | -44.86 | 5.1492 | -3.1014 | -57.954 | 2.1177 | -46.07 | 5.3088 | -3.1912 | -59.4939 | 0.015892 | 0.40747 | 0.23058 | 0.73403 | 14.4826 | 0.032544 | 0.010782 | 0.017919 | 0.032544 | 0.033655 | -0.71293 | -0.93177 | -1.4336 | -0.71293 | -0.73216 | -0.92102 | -1.2028 | -1.8485 | -0.92102 | -0.94549 | 0.015892 | 0.40747 | 0.23058 | 0.73403 | 14.4826 | 0.032544 | 0.010782 | 0.017919 | 0.032544 | 0.033655 | -0.71293 | -0.93177 | -1.4336 | -0.71293 | -0.73216 | -0.92102 | -1.2028 | -1.8485 | -0.92102 | -0.94549
42 | 0.26 | 0.42 | South/Central | TX | El.Paso.Intl.AP.722700 | 3 | 1163506 | 26.2289 | 13.839 | 45.8877 | 26.1848 | 19.7029 | 889.57 | 2.348 | -23.13 | 4.5604 | -2.2124 | -29.8935 | 0.97868 | -36.9 | 3.1933 | -2.2146 | -47.6225 | 1.4278 | -68.48 | 5.3488 | -3.921 | -88.2521 | 2.348 | -23.13 | 4.5604 | -2.2124 | -29.8935 | 2.4179 | -24.34 | 4.7201 | -2.3022 | -31.4334 | 0.015892 | 0.41684 | 0.21993 | 0.72926 | 14.1373 | 0.037315 | 0.015554 | 0.02269 | 0.037315 | 0.038426 | -0.36759 | -0.58643 | -1.0883 | -0.36759 | -0.38682 | -0.47508 | -0.75683 | -1.4025 | -0.47508 | -0.49955 | 0.015892 | 0.41684 | 0.21993 | 0.72926 | 14.1373 | 0.037315 | 0.015554 | 0.02269 | 0.037315 | 0.038426 | -0.36759 | -0.58643 | -1.0883 | -0.36759 | -0.38682 | -0.47508 | -0.75683 | -1.4025 | -0.47508 | -0.49955
43 | 0.26 | 0.37 | South/Central | TX | El.Paso.Intl.AP.722700 | 3 | 1163506 | 26.6687 | 13.4591 | 45.8176 | 26.6239 | 19.1937 | 878.12 | 2.4181 | -11.68 | 4.1213 | -1.7032 | -15.1357 | 1.0488 | -25.45 | 2.7542 | -1.7054 | -32.8648 | 1.4979 | -57.03 | 4.9097 | -3.4118 | -73.4944 | 2.4181 | -11.68 | 4.1213 | -1.7032 | -15.1357 | 2.488 | -12.89 | 4.281 | -1.793 | -16.6756 | 0.015892 | 0.42383 | 0.2139 | 0.72815 | 13.9553 | 0.03843 | 0.016668 | 0.023805 | 0.03843 | 0.039541 | -0.18562 | -0.40446 | -0.90634 | -0.18562 | -0.20485 | -0.24054 | -0.5223 | -1.168 | -0.24054 | -0.26501 | 0.015892 | 0.42383 | 0.2139 | 0.72815 | 13.9553 | 0.03843 | 0.016668 | 0.023805 | 0.03843 | 0.039541 | -0.18562 | -0.40446 | -0.90634 | -0.18562 | -0.20485 | -0.24054 | -0.5223 | -1.168 | -0.24054 | -0.26501
44 | 0.26 | 0.32 | South/Central | TX | El.Paso.Intl.AP.722700 | 3 | 1163506 | 27.2985 | 12.9591 | 45.7873 | 27.2526 | 18.5347 | 863.9 | 2.4484 | 2.54 | 3.4927 | -1.0442 | 3.1838 | 1.0791 | -11.23 | 2.1255 | -1.0464 | -14.5453 | 1.5282 | -42.81 | 4.281 | -2.7528 | -55.1748 | 2.4484 | 2.54 | 3.4927 | -1.0442 | 3.1838 | 2.5184 | 1.33 | 3.6523 | -1.134 | 1.6439 | 0.015892 | 0.43384 | 0.20595 | 0.72767 | 13.7294 | 0.038911 | 0.017149 | 0.024286 | 0.038911 | 0.040022 | 0.040366 | -0.17847 | -0.68035 | 0.040366 | 0.021137 | 0.050598 | -0.23116 | -0.87685 | 0.050598 | 0.026125 | 0.015892 | 0.43384 | 0.20595 | 0.72767 | 13.7294 | 0.038911 | 0.017149 | 0.024286 | 0.038911 | 0.040022 | 0.040366 | -0.17847 | -0.68035 | 0.040366 | 0.021137 | 0.050598 | -0.23116 | -0.87685 | 0.050598 | 0.026125
45 | 0.26 | 0.27 | South/Central | TX | El.Paso.Intl.AP.722700 | 3 | 1163506 | 28.1181 | 12.319 | 45.757 | 28.0709 | 17.6861 | 845.69 | 2.4788 | 20.75 | 2.6744 | -0.19559 | 26.663 | 1.1094 | 6.98 | 1.3073 | -0.1978 | 8.934 | 1.5585 | -24.6 | 3.4627 | -1.9042 | -31.6956 | 2.4788 | 20.75 | 2.6744 | -0.19559 | 26.663 | 2.5487 | 19.54 | 2.834 | -0.28535 | 25.1231 | 0.015892 | 0.44686 | 0.19578 | 0.72718 | 13.44 | 0.039394 | 0.017632 | 0.024769 | 0.039394 | 0.040505 | 0.32977 | 0.11093 | -0.39095 | 0.32977 | 0.31054 | 0.42374 | 0.14198 | -0.50372 | 0.42374 | 0.39926 | 0.015892 | 0.44686 | 0.19578 | 0.72718 | 13.44 | 0.039394 | 0.017632 | 0.024769 | 0.039394 | 0.040505 | 0.32977 | 0.11093 | -0.39095 | 0.32977 | 0.31054 | 0.42374 | 0.14198 | -0.50372 | 0.42374 | 0.39926
46 | 0.26 | 0.23 | South/Central | TX | El.Paso.Intl.AP.722700 | 3 | 1163506 | 28.8678 | 11.7891 | 45.8067 | 28.8193 | 16.9874 | 831.43 | 2.4291 | 35.01 | 1.9259 | 0.50314 | 45.0312 | 1.0597 | 21.24 | 0.55882 | 0.50092 | 27.3021 | 1.5088 | -10.34 | 2.7143 | -1.2055 | -13.3275 | 2.4291 | 35.01 | 1.9259 | 0.50314 | 45.0312 | 2.499 | 33.8 | 2.0856 | 0.41338 | 43.4912 | 0.015892 | 0.45878 | 0.18736 | 0.72797 | 13.2133 | 0.038604 | 0.016842 | 0.023979 | 0.038604 | 0.039715 | 0.55639 | 0.33755 | -0.16433 | 0.55639 | 0.53716 | 0.71565 | 0.43389 | -0.2118 | 0.71565 | 0.69118 | 0.015892 | 0.45878 | 0.18736 | 0.72797 | 13.2133 | 0.038604 | 0.016842 | 0.023979 | 0.038604 | 0.039715 | 0.55639 | 0.33755 | -0.16433 | 0.55639 | 0.53716 | 0.71565 | 0.43389 | -0.2118 | 0.71565 | 0.69118
47 | 0.26 | 0.19 | South/Central | TX | El.Paso.Intl.AP.722700 | 3 | 1163506 | 29.8374 | 11.1691 | 45.9663 | 29.7873 | 16.1791 | 815.96 | 2.2694 | 50.48 | 0.95798 | 1.3115 | 64.9622 | 0.90009 | 36.71 | -0.40915 | 1.3092 | 47.2331 | 1.3492 | 5.13 | 1.7463 | -0.39716 | 6.6036 | 2.2694 | 50.48 | 0.95798 | 1.3115 | 64.9622 | 2.3393 | 49.27 | 1.1176 | 1.2217 | 63.4223 | 0.015892 | 0.47418 | 0.1775 | 0.73051 | 12.9675 | 0.036067 | 0.014305 | 0.021441 | 0.036067 | 0.037178 | 0.80224 | 0.58341 | 0.081527 | 0.80224 | 0.78301 | 1.0324 | 0.75064 | 0.10495 | 1.0324 | 1.0079 | 0.015892 | 0.47418 | 0.1775 | 0.73051 | 12.9675 | 0.036067 | 0.014305 | 0.021441 | 0.036067 | 0.037178 | 0.80224 | 0.58341 | 0.081527 | 0.80224 | 0.78301 | 1.0324 | 0.75064 | 0.10495 | 1.0324 | 1.0079
48 | 0.26 | 0.17 | South/Central | TX | El.Paso.Intl.AP.722700 | 3 | 1163506 | 30.3771 | 10.8691 | 46.1161 | 30.3261 | 15.7899 | 809.22 | 2.1197 | 57.22 | 0.41911 | 1.7006 | 73.6175 | 0.75037 | 43.45 | -0.94801 | 1.6984 | 55.8885 | 1.1995 | 11.87 | 1.2075 | -0.008007 | 15.2589 | 2.1197 | 57.22 | 0.41911 | 1.7006 | 73.6175 | 2.1896 | 56.01 | 0.57878 | 1.6108 | 72.0776 | 0.015892 | 0.48276 | 0.17273 | 0.73289 | 12.8604 | 0.033687 | 0.011925 | 0.019062 | 0.033687 | 0.034798 | 0.90936 | 0.69052 | 0.18864 | 0.90936 | 0.89013 | 1.17 | 0.8882 | 0.2425 | 1.17 | 1.1455 | 0.015892 | 0.48276 | 0.17273 | 0.73289 | 12.8604 | 0.033687 | 0.011925 | 0.019062 | 0.033687 | 0.034798 | 0.90936 | 0.69052 | 0.18864 | 0.90936 | 0.89013 | 1.17 | 0.8882 | 0.2425 | 1.17 | 1.1455
49 | 0.25 | 0.47 | South/Central | TX | El.Paso.Intl.AP.722700 | 3 | 1163506 | 25.4193 | 14.489 | 45.9381 | 25.3765 | 20.5616 | 908.13 | 2.2977 | -41.69 | 5.3687 | -3.071 | -53.9033 | 0.92834 | -55.46 | 4.0016 | -3.0733 | -71.6323 | 1.3774 | -87.04 | 6.1571 | -4.7796 | -112.2619 | 2.2977 | -41.69 | 5.3687 | -3.071 | -53.9033 | 2.3676 | -42.9 | 5.5284 | -3.1608 | -55.4432 | 0.015892 | 0.40397 | 0.23026 | 0.73006 | 14.4323 | 0.036515 | 0.014753 | 0.02189 | 0.036515 | 0.037626 | -0.66255 | -0.88139 | -1.3833 | -0.66255 | -0.68178 | -0.85665 | -1.1384 | -1.7841 | -0.85665 | -0.88112 | 0.015892 | 0.40397 | 0.23026 | 0.73006 | 14.4323 | 0.036515 | 0.014753 | 0.02189 | 0.036515 | 0.037626 | -0.66255 | -0.88139 | -1.3833 | -0.66255 | -0.68178 | -0.85665 | -1.1384 | -1.7841 | -0.85665 | -0.88112
50 | 0.25 | 0.42 | South/Central | TX | El.Paso.Intl.AP.722700 | 3 | 1163506 | 25.969 | 13.839 | 45.6179 | 25.9254 | 19.6925 | 886.6 | 2.6179 | -20.16 | 4.8199 | -2.202 | -26.1283 | 1.2485 | -33.93 | 3.4527 | -2.2042 | -43.8573 | 1.6976 | -65.51 | 5.6082 | -3.9106 | -84.4869 | 2.6179 | -20.16 | 4.8199 | -2.202 | -26.1283 | 2.6878 | -21.37 | 4.9795 | -2.2917 | -27.6682 | 0.015892 | 0.41271 | 0.21993 | 0.72497 | 14.0901 | 0.041604 | 0.019842 | 0.026979 | 0.041604 | 0.042715 | -0.32039 | -0.53923 | -1.0411 | -0.32039 | -0.33962 | -0.41524 | -0.69699 | -1.3427 | -0.41524 | -0.43971 | 0.015892 | 0.41271 | 0.21993 | 0.72497 | 14.0901 | 0.041604 | 0.019842 | 0.026979 | 0.041604 | 0.042715 | -0.32039 | -0.53923 | -1.0411 | -0.32039 | -0.33962 | -0.41524 | -0.69699 | -1.3427 | -0.41524 | -0.43971
51 | 0.25 | 0.37 | South/Central | TX | El.Paso.Intl.AP.722700 | 3 | 1163506 | 26.3089 | 13.589 | 45.6177 | 26.2647 | 19.3531 | 879.46 | 2.618 | -13.02 | 4.4806 | -1.8626 | -16.8917 | 1.2487 | -26.79 | 3.1135 | -1.8648 | -34.6208 | 1.6978 | -58.37 | 5.2689 | -3.5712 | -75.2503 | 2.618 | -13.02 | 4.4806 | -1.8626 | -16.8917 | 2.6879 | -14.23 | 4.6403 | -1.9523 | -18.4316 | 0.015892 | 0.41811 | 0.21596 | 0.72497 | 13.9766 | 0.041607 | 0.019845 | 0.026981 | 0.041607 | 0.042718 | -0.20692 | -0.42575 | -0.92763 | -0.20692 | -0.22615 | -0.26845 | -0.5502 | -1.1959 | -0.26845 | -0.29292 | 0.015892 | 0.41811 | 0.21596 | 0.72497 | 13.9766 | 0.041607 | 0.019845 | 0.026981 | 0.041607 | 0.042718 | -0.20692 | -0.42575 | -0.92763 | -0.20692 | -0.22615 | -0.26845 | -0.5502 | -1.1959 | -0.26845 | -0.29292
52 | 0.25 | 0.32 | South/Central | TX | El.Paso.Intl.AP.722700 | 3 | 1163506 | 26.8087 | 13.1891 | 45.5775 | 26.7636 | 18.8139 | 867.67 | 2.6582 | -1.23 | 3.9816 | -1.3234 | -1.7049 | 1.2889 | -15 | 2.6145 | -1.3256 | -19.434 | 1.738 | -46.58 | 4.77 | -3.032 | -60.0635 | 2.6582 | -1.23 | 3.9816 | -1.3234 | -1.7049 | 2.7281 | -2.44 | 4.1413 | -1.4132 | -3.2448 | 0.015892 | 0.42605 | 0.2096 | 0.72433 | 13.7893 | 0.042245 | 0.020483 | 0.02762 | 0.042245 | 0.043356 | -0.019548 | -0.23838 | -0.74026 | -0.019548 | -0.038777 | -0.027095 | -0.30885 | -0.95455 | -0.027095 | -0.051568 | 0.015892 | 0.42605 | 0.2096 | 0.72433 | 13.7893 | 0.042245 | 0.020483 | 0.02762 | 0.042245 | 0.043356 | -0.019548 | -0.23838 | -0.74026 | -0.019548 | -0.038777 | -0.027095 | -0.30885 | -0.95455 | -0.027095 | -0.051568
53 | 0.25 | 0.27 | South/Central | TX | El.Paso.Intl.AP.722700 | 3 | 1163506 | 27.7183 | 12.4091 | 45.4572 | 27.6717 | 17.7855 | 844.77 | 2.7786 | 21.67 | 3.0735 | -0.29498 | 27.8269 | 1.4092 | 7.9 | 1.7064 | -0.29719 | 10.0979 | 1.8583 | -23.68 | 3.8619 | -2.0036 | -30.5317 | 2.7786 | 21.67 | 3.0735 | -0.29498 | 27.8269 | 2.8485 | 20.46 | 3.2332 | -0.38474 | 26.287 | 0.015892 | 0.44051 | 0.19721 | 0.72242 | 13.4253 | 0.044158 | 0.022396 | 0.029533 | 0.044158 | 0.045269 | 0.34439 | 0.12555 | -0.37633 | 0.34439 | 0.32516 | 0.44223 | 0.16048 | -0.48522 | 0.44223 | 0.41776 | 0.015892 | 0.44051 | 0.19721 | 0.72242 | 13.4253 | 0.044158 | 0.022396 | 0.029533 | 0.044158 | 0.045269 | 0.34439 | 0.12555 | -0.37633 | 0.34439 | 0.32516 | 0.44223 | 0.16048 | -0.48522 | 0.44223 | 0.41776
54 | 0.25 | 0.23 | South/Central | TX | El.Paso.Intl.AP.722700 | 3 | 1163506 | 28.5679 | 11.7991 | 45.5068 | 28.5199 | 16.9869 | 828.41 | 2.7289 | 38.03 | 2.2253 | 0.50361 | 48.9128 | 1.3596 | 24.26 | 0.85819 | 0.50139 | 31.1837 | 1.8087 | -7.32 | 3.0137 | -1.205 | -9.4459 | 2.7289 | 38.03 | 2.2253 | 0.50361 | 48.9128 | 2.7988 | 36.82 | 2.385 | 0.41385 | 47.3729 | 0.015892 | 0.45401 | 0.18751 | 0.72321 | 13.1653 | 0.043369 | 0.021607 | 0.028744 | 0.043369 | 0.04448 | 0.60438 | 0.38555 | -0.11633 | 0.60438 | 0.58515 | 0.77734 | 0.49558 | -0.15012 | 0.77734 | 0.75286 | 0.015892 | 0.45401 | 0.18751 | 0.72321 | 13.1653 | 0.043369 | 0.021607 | 0.028744 | 0.043369 | 0.04448 | 0.60438 | 0.38555 | -0.11633 | 0.60438 | 0.58515 | 0.77734 | 0.49558 | -0.15012 | 0.77734 | 0.75286
55 | 0.25 | 0.19 | South/Central | TX | El.Paso.Intl.AP.722700 | 3 | 1163506 | 29.5375 | 11.1791 | 45.6665 | 29.4879 | 16.1786 | 812.92 | 2.5693 | 53.52 | 1.2574 | 1.312 | 68.8454 | 1.2 | 39.75 | -0.10977 | 1.3097 | 51.1163 | 1.6491 | 8.17 | 2.0457 | -0.39665 | 10.4868 | 2.5693 | 53.52 | 1.2574 | 1.312 | 68.8454 | 2.6392 | 52.31 | 1.417 | 1.2222 | 67.3055 | 0.015892 | 0.46942 | 0.17766 | 0.72574 | 12.9192 | 0.040832 | 0.01907 | 0.026207 | 0.040832 | 0.041943 | 0.85056 | 0.63172 | 0.12984 | 0.85056 | 0.83133 | 1.0941 | 0.81236 | 0.16666 | 1.0941 | 1.0696 | 0.015892 | 0.46942 | 0.17766 | 0.72574 | 12.9192 | 0.040832 | 0.01907 | 0.026207 | 0.040832 | 0.041943 | 0.85056 | 0.63172 | 0.12984 | 0.85056 | 0.83133 | 1.0941 | 0.81236 | 0.16666 | 1.0941 | 1.0696
56 | 0.25 | 0.17 | South/Central | TX | El.Paso.Intl.AP.722700 | 3 | 1163506 | 30.0673 | 10.8791 | 45.8062 | 30.0168 | 15.7894 | 806.12 | 2.4296 | 60.32 | 0.72846 | 1.7011 | 77.6287 | 1.0602 | 46.55 | -0.63866 | 1.6989 | 59.8996 | 1.5093 | 14.97 | 1.5168 | -0.00752 | 19.27 | 2.4296 | 60.32 | 0.72846 | 1.7011 | 77.6287 | 2.4995 | 59.11 | 0.88813 | 1.6113 | 76.0887 | 0.015892 | 0.47784 | 0.17289 | 0.72797 | 12.8111 | 0.038611 | 0.016849 | 0.023986 | 0.038611 | 0.039722 | 0.95862 | 0.73979 | 0.23791 | 0.95862 | 0.93939 | 1.2337 | 0.95194 | 0.30624 | 1.2337 | 1.2092 | 0.015892 | 0.47784 | 0.17289 | 0.72797 | 12.8111 | 0.038611 | 0.016849 | 0.023986 | 0.038611 | 0.039722 | 0.95862 | 0.73979 | 0.23791 | 0.95862 | 0.93939 | 1.2337 | 0.95194 | 0.30624 | 1.2337 | 1.2092
57 | 0.24 | 0.47 | South/Central | TX | El.Paso.Intl.AP.722700 | 3 | 1163506 | 25.1494 | 14.509 | 45.6882 | 25.1071 | 20.5811 | 906.02 | 2.5476 | -39.58 | 5.6382 | -3.0906 | -51.2109 | 1.1782 | -53.35 | 4.271 | -3.0928 | -68.94 | 1.6273 | -84.93 | 6.4265 | -4.7992 | -109.5696 | 2.5476 | -39.58 | 5.6382 | -3.0906 | -51.2109 | 2.6175 | -40.79 | 5.7978 | -3.1803 | -52.7509 | 0.015892 | 0.39968 | 0.23058 | 0.72609 | 14.3987 | 0.040487 | 0.018725 | 0.025862 | 0.040487 | 0.041598 | -0.62902 | -0.84785 | -1.3497 | -0.62902 | -0.64825 | -0.81386 | -1.0956 | -1.7413 | -0.81386 | -0.83833 | 0.015892 | 0.39968 | 0.23058 | 0.72609 | 14.3987 | 0.040487 | 0.018725 | 0.025862 | 0.040487 | 0.041598 | -0.62902 | -0.84785 | -1.3497 | -0.62902 | -0.64825 | -0.81386 | -1.0956 | -1.7413 | -0.81386 | -0.83833
58 | 0.24 | 0.42 | South/Central | TX | El.Paso.Intl.AP.722700 | 3 | 1163506 | 25.6992 | 13.859 | 45.358 | 25.6559 | 19.7021 | 884.2 | 2.8777 | -17.76 | 5.0893 | -2.2116 | -23.0357 | 1.5084 | -31.53 | 3.7222 | -2.2138 | -40.7648 | 1.9575 | -63.11 | 5.8777 | -3.9202 | -81.3944 | 2.8777 | -17.76 | 5.0893 | -2.2116 | -23.0357 | 2.9477 | -18.97 | 5.249 | -2.3013 | -24.5756 | 0.015892 | 0.40842 | 0.22025 | 0.72084 | 14.052 | 0.045734 | 0.023972 | 0.031109 | 0.045734 | 0.046845 | -0.28225 | -0.50108 | -1.003 | -0.28225 | -0.30148 | -0.36609 | -0.64785 | -1.2935 | -0.36609 | -0.39056 | 0.015892 | 0.40842 | 0.22025 | 0.72084 | 14.052 | 0.045734 | 0.023972 | 0.031109 | 0.045734 | 0.046845 | -0.28225 | -0.50108 | -1.003 | -0.28225 | -0.30148 | -0.36609 | -0.64785 | -1.2935 | -0.36609 | -0.39056
59 | 0.24 | 0.37 | South/Central | TX | El.Paso.Intl.AP.722700 | 3 | 1163506 | 26.039 | 13.609 | 45.3579 | 25.9952 | 19.3626 | 877.04 | 2.8779 | -10.6 | 4.75 | -1.8721 | -13.7984 | 1.5086 | -24.37 | 3.3829 | -1.8743 | -31.5274 | 1.9577 | -55.95 | 5.5384 | -3.5807 | -72.157 | 2.8779 | -10.6 | 4.75 | -1.8721 | -13.7984 | 2.9478 | -11.81 | 4.9097 | -1.9619 | -15.3383 | 0.015892 | 0.41382 | 0.21628 | 0.72084 | 13.9382 | 0.045737 | 0.023975 | 0.031112 | 0.045737 | 0.046848 | -0.16846 | -0.3873 | -0.88917 | -0.16846 | -0.18769 | -0.21929 | -0.50104 | -1.1467 | -0.21929 | -0.24376 | 0.015892 | 0.41382 | 0.21628 | 0.72084 | 13.9382 | 0.045737 | 0.023975 | 0.031112 | 0.045737 | 0.046848 | -0.16846 | -0.3873 | -0.88917 | -0.16846 | -0.18769 | -0.21929 | -0.50104 | -1.1467 | -0.21929 | -0.24376
60 | 0.24 | 0.32 | South/Central | TX | El.Paso.Intl.AP.722700 | 3 | 1163506 | 26.5188 | 13.1991 | 45.2877 | 26.4742 | 18.8135 | 864.74 | 2.9481 | 1.7 | 4.271 | -1.323 | 2.0471 | 1.5787 | -12.07 | 2.9039 | -1.3252 | -15.682 | 2.0278 | -43.65 | 5.0594 | -3.0316 | -56.3116 | 2.9481 | 1.7 | 4.271 | -1.323 | 2.0471 | 3.018 | 0.49 | 4.4307 | -1.4127 | 0.50713 | 0.015892 | 0.42145 | 0.20976 | 0.71973 | 13.7427 | 0.046852 | 0.02509 | 0.032227 | 0.046852 | 0.047963 | 0.027017 | -0.19182 | -0.6937 | 0.027017 | 0.0077872 | 0.032532 | -0.24922 | -0.89492 | 0.032532 | 0.0080595 | 0.015892 | 0.42145 | 0.20976 | 0.71973 | 13.7427 | 0.046852 | 0.02509 | 0.032227 | 0.046852 | 0.047963 | 0.027017 | -0.19182 | -0.6937 | 0.027017 | 0.0077872 | 0.032532 | -0.24922 | -0.89492 | 0.032532 | 0.0080595
61 | 0.24 | 0.27 | South/Central | TX | El.Paso.Intl.AP.722700 | 3 | 1163506 | 27.4284 | 12.429 | 45.1873 | 27.3823 | 17.805 | 842.46 | 3.0485 | 23.98 | 3.3629 | -0.31447 | 30.7792 | 1.6791 | 10.21 | 1.9958 | -0.31669 | 13.0502 | 2.1282 | -21.37 | 4.1513 | -2.0231 | -27.5794 | 3.0485 | 23.98 | 3.3629 | -0.31447 | 30.7792 | 3.1184 | 22.77 | 3.5226 | -0.40423 | 29.2393 | 0.015892 | 0.4359 | 0.19753 | 0.71813 | 13.3886 | 0.048447 | 0.026685 | 0.033822 | 0.048447 | 0.049558 | 0.3811 | 0.16226 | -0.33962 | 0.3811 | 0.36187 | 0.48915 | 0.2074 | -0.4383 | 0.48915 | 0.46468 | 0.015892 | 0.4359 | 0.19753 | 0.71813 | 13.3886 | 0.048447 | 0.026685 | 0.033822 | 0.048447 | 0.049558 | 0.3811 | 0.16226 | -0.33962 | 0.3811 | 0.36187 | 0.48915 | 0.2074 | -0.4383 | 0.48915 | 0.46468
62 | 0.24 | 0.23 | South/Central | TX | El.Paso.Intl.AP.722700 | 3 | 1163506 | 28.2781 | 11.8091 | 45.217 | 28.2305 | 16.9864 | 825.48 | 3.0188 | 40.96 | 2.5147 | 0.50407 | 52.6656 | 1.6494 | 27.19 | 1.1476 | 0.50186 | 34.9365 | 2.0985 | -4.39 | 3.3031 | -1.2045 | -5.6931 | 3.0188 | 40.96 | 2.5147 | 0.50407 | 52.6656 | 3.0887 | 39.75 | 2.6744 | 0.41431 | 51.1257 | 0.015892 | 0.4494 | 0.18767 | 0.7186 | 13.1188 | 0.047975 | 0.026213 | 0.03335 | 0.047975 | 0.049086 | 0.65095 | 0.43211 | -0.069767 | 0.65095 | 0.63172 | 0.83698 | 0.55522 | -0.090476 | 0.83698 | 0.8125 | 0.015892 | 0.4494 | 0.18767 | 0.7186 | 13.1188 | 0.047975 | 0.026213 | 0.03335 | 0.047975 | 0.049086 | 0.65095 | 0.43211 | -0.069767 | 0.65095 | 0.63172 | 0.83698 | 0.55522 | -0.090476 | 0.83698 | 0.8125
63 | 0.24 | 0.19 | South/Central | TX | El.Paso.Intl.AP.722700 | 3 | 1163506 | 29.2377 | 11.1891 | 45.3666 | 29.1885 | 16.1781 | 809.91 | 2.8692 | 56.53 | 1.5567 | 1.3125 | 72.7278 | 1.4998 | 42.76 | 0.1896 | 1.3102 | 54.9987 | 1.9489 | 11.18 | 2.3451 | -0.39616 | 14.3692 | 2.8692 | 56.53 | 1.5567 | 1.3125 | 72.7278 | 2.9391 | 55.32 | 1.7164 | 1.2227 | 71.1879 | 0.015892 | 0.46465 | 0.17782 | 0.72098 | 12.8713 | 0.045598 | 0.023836 | 0.030973 | 0.045598 | 0.046709 | 0.89839 | 0.67955 | 0.17768 | 0.89839 | 0.87916 | 1.1558 | 0.87406 | 0.22836 | 1.1558 | 1.1313 | 0.015892 | 0.46465 | 0.17782 | 0.72098 | 12.8713 | 0.045598 | 0.023836 | 0.030973 | 0.045598 | 0.046709 | 0.89839 | 0.67955 | 0.17768 | 0.89839 | 0.87916 | 1.1558 | 0.87406 | 0.22836 | 1.1558 | 1.1313
64 | 0.24 | 0.17 | South/Central | TX | El.Paso.Intl.AP.722700 | 3 | 1163506 | 29.7675 | 10.8791 | 45.4964 | 29.7174 | 15.779 | 802.79 | 2.7394 | 63.65 | 1.0278 | 1.7115 | 81.9106 | 1.37 | 49.88 | -0.33929 | 1.7093 | 64.1815 | 1.8191 | 18.3 | 1.8162 | 0.002929 | 23.5519 | 2.7394 | 63.65 | 1.0278 | 1.7115 | 81.9106 | 2.8093 | 62.44 | 1.1875 | 1.6218 | 80.3707 | 0.015892 | 0.47307 | 0.17289 | 0.72304 | 12.7582 | 0.043535 | 0.021773 | 0.02891 | 0.043535 | 0.044646 | 1.0115 | 0.79271 | 0.29083 | 1.0115 | 0.99231 | 1.3017 | 1.02 | 0.37429 | 1.3017 | 1.2773 | 0.015892 | 0.47307 | 0.17289 | 0.72304 | 12.7582 | 0.043535 | 0.021773 | 0.02891 | 0.043535 | 0.044646 | 1.0115 | 0.79271 | 0.29083 | 1.0115 | 0.99231 | 1.3017 | 1.02 | 0.37429 | 1.3017 | 1.2773
65 | 0.22 | 0.47 | South/Central | TX | El.Paso.Intl.AP.722700 | 3 | 1163506 | 24.6096 | 14.549 | 45.1785 | 24.5682 | 20.6102 | 901.46 | 3.0573 | -35.02 | 6.177 | -3.1197 | -45.4261 | 1.688 | -48.79 | 4.8099 | -3.1219 | -63.1552 | 2.137 | -80.37 | 6.9654 | -4.8283 | -103.7847 | 3.0573 | -35.02 | 6.177 | -3.1197 | -45.4261 | 3.1272 | -36.23 | 6.3367 | -3.2095 | -46.966 | 0.015892 | 0.3911 | 0.23122 | 0.71799 | 14.3263 | 0.048588 | 0.026826 | 0.033963 | 0.048588 | 0.049699 | -0.55655 | -0.77539 | -1.2773 | -0.55655 | -0.57578 | -0.72192 | -1.0037 | -1.6494 | -0.72192 | -0.7464 | 0.015892 | 0.3911 | 0.23122 | 0.71799 | 14.3263 | 0.048588 | 0.026826 | 0.033963 | 0.048588 | 0.049699 | -0.55655 | -0.77539 | -1.2773 | -0.55655 | -0.57578 | -0.72192 | -1.0037 | -1.6494 | -0.72192 | -0.7464
66 | 0.22 | 0.42 | South/Central | TX | El.Paso.Intl.AP.722700 | 3 | 1163506 | 25.1494 | 13.899 | 44.8482 | 25.1071 | 19.7411 | 879.86 | 3.3875 | -13.42 | 5.6382 | -2.2506 | -17.5207 | 2.0182 | -27.19 | 4.271 | -2.2528 | -35.2497 | 2.4673 | -58.77 | 6.4265 | -3.9592 | -75.8793 | 3.3875 | -13.42 | 5.6382 | -2.2506 | -17.5207 | 3.4574 | -14.63 | 5.7978 | -2.3404 | -19.0606 | 0.015892 | 0.39968 | 0.22089 | 0.71274 | 13.983 | 0.053836 | 0.032074 | 0.039211 | 0.053836 | 0.054947 | -0.21327 | -0.43211 | -0.93399 | -0.21327 | -0.2325 | -0.27844 | -0.5602 | -1.2059 | -0.27844 | -0.30292 | 0.015892 | 0.39968 | 0.22089 | 0.71274 | 13.983 | 0.053836 | 0.032074 | 0.039211 | 0.053836 | 0.054947 | -0.21327 | -0.43211 | -0.93399 | -0.21327 | -0.2325 | -0.27844 | -0.5602 | -1.2059 | -0.27844 | -0.30292
67 | 0.22 | 0.37 | South/Central | TX | El.Paso.Intl.AP.722700 | 3 | 1163506 | 25.4793 | 13.639 | 44.8181 | 25.4364 | 19.3817 | 871.97 | 3.4176 | -5.53 | 5.3088 | -1.8912 | -7.3541 | 2.0483 | -19.3 | 3.9417 | -1.8934 | -25.0832 | 2.4974 | -50.88 | 6.0972 | -3.5998 | -65.7127 | 3.4176 | -5.53 | 5.3088 | -1.8912 | -7.3541 | 3.4875 | -6.74 | 5.4685 | -1.981 | -8.894 | 0.015892 | 0.40492 | 0.21676 | 0.71226 | 13.8576 | 0.054314 | 0.032552 | 0.039689 | 0.054314 | 0.055425 | -0.087884 | -0.30672 | -0.8086 | -0.087884 | -0.10711 | -0.11687 | -0.39863 | -1.0443 | -0.11687 | -0.14135 | 0.015892 | 0.40492 | 0.21676 | 0.71226 | 13.8576 | 0.054314 | 0.032552 | 0.039689 | 0.054314 | 0.055425 | -0.087884 | -0.30672 | -0.8086 | -0.087884 | -0.10711 | -0.11687 | -0.39863 | -1.0443 | -0.11687 | -0.14135
68 | 0.22 | 0.32 | South/Central | TX | El.Paso.Intl.AP.722700 | 3 | 1163506 | 25.9491 | 13.239 | 44.7479 | 25.9054 | 18.8425 | 859.91 | 3.4878 | 6.53 | 4.8398 | -1.352 | 8.2216 | 2.1185 | -7.24 | 3.4727 | -1.3542 | -9.5075 | 2.5676 | -38.82 | 5.6282 | -3.0606 | -50.1371 | 3.4878 | 6.53 | 4.8398 | -1.352 | 8.2216 | 3.5577 | 5.32 | 4.9995 | -1.4418 | 6.6817 | 0.015892 | 0.41239 | 0.2104 | 0.71115 | 13.6659 | 0.05543 | 0.033668 | 0.040805 | 0.05543 | 0.056541 | 0.10378 | -0.11506 | -0.61694 | 0.10378 | 0.084547 | 0.13066 | -0.1511 | -0.79679 | 0.13066 | 0.10619 | 0.015892 | 0.41239 | 0.2104 | 0.71115 | 13.6659 | 0.05543 | 0.033668 | 0.040805 | 0.05543 | 0.056541 | 0.10378 | -0.11506 | -0.61694 | 0.10378 | 0.084547 | 0.13066 | -0.1511 | -0.79679 | 0.13066 | 0.10619
69 | 0.22 | 0.27 | South/Central | TX | El.Paso.Intl.AP.722700 | 3 | 1163506 | 26.8487 | 12.449 | 44.6076 | 26.8035 | 17.8041 | 836.6 | 3.6282 | 29.84 | 3.9417 | -0.31354 | 38.2848 | 2.2588 | 16.07 | 2.5746 | -0.31575 | 20.5558 | 2.7079 | -15.51 | 4.7301 | -2.0221 | -20.0738 | 3.6282 | 29.84 | 3.9417 | -0.31354 | 38.2848 | 3.6981 | 28.63 | 4.1014 | -0.40329 | 36.7449 | 0.015892 | 0.42669 | 0.19784 | 0.70892 | 13.2955 | 0.05766 | 0.035898 | 0.043035 | 0.05766 | 0.058771 | 0.47423 | 0.25539 | -0.24649 | 0.47423 | 0.455 | 0.60843 | 0.32668 | -0.31902 | 0.60843 | 0.58396 | 0.015892 | 0.42669 | 0.19784 | 0.70892 | 13.2955 | 0.05766 | 0.035898 | 0.043035 | 0.05766 | 0.058771 | 0.47423 | 0.25539 | -0.24649 | 0.47423 | 0.455 | 0.60843 | 0.32668 | -0.31902 | 0.60843 | 0.58396
70 | 0.22 | 0.23 | South/Central | TX | El.Paso.Intl.AP.722700 | 3 | 1163506 | 27.6884 | 11.8191 | 44.6272 | 27.6418 | 16.9855 | 819.53 | 3.6085 | 46.91 | 3.1035 | 0.50505 | 60.3015 | 2.2392 | 33.14 | 1.7363 | 0.50283 | 42.5724 | 2.6883 | 1.56 | 3.8918 | -1.2036 | 1.9429 | 3.6085 | 46.91 | 3.1035 | 0.50505 | 60.3015 | 3.6784 | 45.7 | 3.2631 | 0.41529 | 58.7616 | 0.015892 | 0.44003 | 0.18783 | 0.70923 | 13.0242 | 0.057348 | 0.035586 | 0.042723 | 0.057348 | 0.058459 | 0.74551 | 0.52667 | 0.024792 | 0.74551 | 0.72628 | 0.95833 | 0.67657 | 0.030877 | 0.95833 | 0.93386 | 0.015892 | 0.44003 | 0.18783 | 0.70923 | 13.0242 | 0.057348 | 0.035586 | 0.042723 | 0.057348 | 0.058459 | 0.74551 | 0.52667 | 0.024792 | 0.74551 | 0.72628 | 0.95833 | 0.67657 | 0.030877 | 0.95833 | 0.93386
71 | 0.22 | 0.19 | South/Central | TX | El.Paso.Intl.AP.722700 | 3 | 1163506 | 28.648 | 11.1991 | 44.7769 | 28.5998 | 16.1771 | 803.98 | 3.4589 | 62.46 | 2.1455 | 1.3134 | 80.3639 | 2.0896 | 48.69 | 0.77836 | 1.3112 | 62.6349 | 2.5387 | 17.11 | 2.9338 | -0.39518 | 22.0053 | 3.4589 | 62.46 | 2.1455 | 1.3134 | 80.3639 | 3.5288 | 61.25 | 2.3052 | 1.2237 | 78.824 | 0.015892 | 0.45528 | 0.17798 | 0.71161 | 12.7771 | 0.05497 | 0.033208 | 0.040345 | 0.05497 | 0.056081 | 0.99263 | 0.7738 | 0.27192 | 0.99263 | 0.9734 | 1.2772 | 0.99541 | 0.34971 | 1.2772 | 1.2527 | 0.015892 | 0.45528 | 0.17798 | 0.71161 | 12.7771 | 0.05497 | 0.033208 | 0.040345 | 0.05497 | 0.056081 | 0.99263 | 0.7738 | 0.27192 | 0.99263 | 0.9734 | 1.2772 | 0.99541 | 0.34971 | 1.2772 | 1.2527
72 | 0.22 | 0.17 | South/Central | TX | El.Paso.Intl.AP.722700 | 3 | 1163506 | 29.1677 | 10.8891 | 44.8867 | 29.1187 | 15.768 | 796.44 | 3.3491 | 70 | 1.6266 | 1.7225 | 90.0773 | 1.9798 | 56.23 | 0.25945 | 1.7203 | 72.3482 | 2.4288 | 24.65 | 2.4149 | 0.013925 | 31.7186 | 3.3491 | 70 | 1.6266 | 1.7225 | 90.0773 | 3.419 | 68.79 | 1.7862 | 1.6328 | 88.5374 | 0.015892 | 0.46354 | 0.17305 | 0.71335 | 12.6573 | 0.053225 | 0.031463 | 0.0386 | 0.053225 | 0.054336 | 1.1125 | 0.89362 | 0.39175 | 1.1125 | 1.0932 | 1.4315 | 1.1498 | 0.50408 | 1.4315 | 1.4071 | 0.015892 | 0.46354 | 0.17305 | 0.71335 | 12.6573 | 0.053225 | 0.031463 | 0.0386 | 0.053225 | 0.054336 | 1.1125 | 0.89362 | 0.39175 | 1.1125 | 1.0932 | 1.4315 | 1.1498 | 0.50408 | 1.4315 | 1.4071
73 | 0.2 | 0.47 | South/Central | TX | El.Paso.Intl.AP.722700 | 3 | 1163506 | 24.0599 | 14.589 | 44.6587 | 24.0194 | 20.6393 | 896.81 | 3.577 | -30.37 | 6.7259 | -3.1488 | -39.5117 | 2.2077 | -44.14 | 5.3587 | -3.151 | -57.2408 | 2.6568 | -75.72 | 7.5142 | -4.8574 | -97.8703 | 3.577 | -30.37 | 6.7259 | -3.1488 | -39.5117 | 3.647 | -31.58 | 6.8855 | -3.2386 | -41.0516 | 0.015892 | 0.38237 | 0.23185 | 0.70973 | 14.2524 | 0.056847 | 0.035085 | 0.042222 | 0.056847 | 0.057958 | -0.48265 | -0.70149 | -1.2034 | -0.48265 | -0.50188 | -0.62793 | -0.90969 | -1.5554 | -0.62793 | -0.6524 | 0.015892 | 0.38237 | 0.23185 | 0.70973 | 14.2524 | 0.056847 | 0.035085 | 0.042222 | 0.056847 | 0.057958 | -0.48265 | -0.70149 | -1.2034 | -0.48265 | -0.50188 | -0.62793 | -0.90969 | -1.5554 | -0.62793 | -0.6524
74 | 0.2 | 0.42 | South/Central | TX | El.Paso.Intl.AP.722700 | 3 | 1163506 | 24.5897 | 13.929 | 44.3085 | 24.5483 | 19.7602 | 874.8 | 3.9272 | -8.36 | 6.197 | -2.2697 | -11.0765 | 2.5579 | -22.13 | 4.8299 | -2.2719 | -28.8056 | 3.007 | -53.71 | 6.9853 | -3.9783 | -69.4351 | 3.9272 | -8.36 | 6.197 | -2.2697 | -11.0765 | 3.9972 | -9.57 | 6.3566 | -2.3595 | -12.6164 | 0.015892 | 0.39079 | 0.22136 | 0.70416 | 13.9026 | 0.062413 | 0.040651 | 0.047788 | 0.062413 | 0.063524 | -0.13286 | -0.3517 | -0.85358 | -0.13286 | -0.15209 | -0.17603 | -0.45779 | -1.1035 | -0.17603 | -0.2005 | 0.015892 | 0.39079 | 0.22136 | 0.70416 | 13.9026 | 0.062413 | 0.040651 | 0.047788 | 0.062413 | 0.063524 | -0.13286 | -0.3517 | -0.85358 | -0.13286 | -0.15209 | -0.17603 | -0.45779 | -1.1035 | -0.17603 | -0.2005
75 | 0.2 | 0.37 | South/Central | TX | El.Paso.Intl.AP.722700 | 3 | 1163506 | 24.9195 | 13.679 | 44.2884 | 24.8776 | 19.4108 | 867.24 | 3.9474 | -0.8 | 5.8677 | -1.9203 | -1.3101 | 2.578 | -14.57 | 4.5005 | -1.9225 | -19.0391 | 3.0271 | -46.15 | 6.656 | -3.6289 | -59.6687 | 3.9474 | -0.8 | 5.8677 | -1.9203 | -1.3101 | 4.0173 | -2.01 | 6.0273 | -2.0101 | -2.85 | 0.015892 | 0.39603 | 0.21739 | 0.70384 | 13.7824 | 0.062733 | 0.040971 | 0.048108 | 0.062733 | 0.063844 | -0.012714 | -0.23155 | -0.73343 | -0.012714 | -0.031944 | -0.02082 | -0.30258 | -0.94827 | -0.02082 | -0.045293 | 0.015892 | 0.39603 | 0.21739 | 0.70384 | 13.7824 | 0.062733 | 0.040971 | 0.048108 | 0.062733 | 0.063844 | -0.012714 | -0.23155 | -0.73343 | -0.012714 | -0.031944 | -0.02082 | -0.30258 | -0.94827 | -0.02082 | -0.045293
76 | 0.2 | 0.32 | South/Central | TX | El.Paso.Intl.AP.722700 | 3 | 1163506 | 25.3794 | 13.269 | 44.1982 | 25.3366 | 18.8616 | 854.76 | 4.0376 | 11.68 | 5.4086 | -1.3711 | 14.7962 | 2.6682 | -2.09 | 4.0415 | -1.3733 | -2.9329 | 3.1173 | -33.67 | 6.197 | -3.0797 | -43.5624 | 4.0376 | 11.68 | 5.4086 | -1.3711 | 14.7962 | 4.1075 | 10.47 | 5.5683 | -1.4608 | 13.2563 | 0.015892 | 0.40334 | 0.21088 | 0.70241 | 13.5841 | 0.064166 | 0.042404 | 0.049541 | 0.064166 | 0.065277 | 0.18562 | -0.033215 | -0.53509 | 0.18562 | 0.16639 | 0.23515 | -0.04661 | -0.69231 | 0.23515 | 0.21067 | 0.015892 | 0.40334 | 0.21088 | 0.70241 | 13.5841 | 0.064166 | 0.042404 | 0.049541 | 0.064166 | 0.065277 | 0.18562 | -0.033215 | -0.53509 | 0.18562 | 0.16639 | 0.23515 | -0.04661 | -0.69231 | 0.23515 | 0.21067
77 | 0.2 | 0.27 | South/Central | TX | El.Paso.Intl.AP.722700 | 3 | 1163506 | 26.259 | 12.479 | 44.0378 | 26.2148 | 17.8231 | 831.26 | 4.1979 | 35.18 | 4.5305 | -0.33256 | 45.1188 | 2.8286 | 21.41 | 3.1633 | -0.33477 | 27.3897 | 3.2777 | -10.17 | 5.3188 | -2.0412 | -13.2399 | 4.1979 | 35.18 | 4.5305 | -0.33256 | 45.1188 | 4.2678 | 33.97 | 4.6901 | -0.42232 | 43.5788 | 0.015892 | 0.41732 | 0.19832 | 0.69986 | 13.2106 | 0.066715 | 0.044953 | 0.05209 | 0.066715 | 0.067826 | 0.55909 | 0.34025 | -0.16162 | 0.55909 | 0.53986 | 0.71704 | 0.43528 | -0.21041 | 0.71704 | 0.69257 | 0.015892 | 0.41732 | 0.19832 | 0.69986 | 13.2106 | 0.066715 | 0.044953 | 0.05209 | 0.066715 | 0.067826 | 0.55909 | 0.34025 | -0.16162 | 0.55909 | 0.53986 | 0.71704 | 0.43528 | -0.21041 | 0.71704 | 0.69257
78 | 0.2 | 0.23 | South/Central | TX | El.Paso.Intl.AP.722700 | 3 | 1163506 | 27.0886 | 11.8391 | 44.0275 | 27.043 | 16.9845 | 813.47 | 4.2082 | 52.97 | 3.7022 | 0.50602 | 68.0663 | 2.8389 | 39.2 | 2.3351 | 0.50381 | 50.3372 | 3.288 | 7.62 | 4.4906 | -1.2026 | 9.7077 | 4.2082 | 52.97 | 3.7022 | 0.50602 | 68.0663 | 4.2781 | 51.76 | 3.8619 | 0.41626 | 66.5264 | 0.015892 | 0.4305 | 0.18815 | 0.6997 | 12.9279 | 0.066879 | 0.045117 | 0.052254 | 0.066879 | 0.06799 | 0.84181 | 0.62298 | 0.1211 | 0.84181 | 0.82259 | 1.0817 | 0.79997 | 0.15428 | 1.0817 | 1.0573 | 0.015892 | 0.4305 | 0.18815 | 0.6997 | 12.9279 | 0.066879 | 0.045117 | 0.052254 | 0.066879 | 0.06799 | 0.84181 | 0.62298 | 0.1211 | 0.84181 | 0.82259 | 1.0817 | 0.79997 | 0.15428 | 1.0817 | 1.0573
79 | 0.2 | 0.19 | South/Central | TX | El.Paso.Intl.AP.722700 | 3 | 1163506 | 28.0482 | 11.2091 | 44.1671 | 28.001 | 16.1661 | 797.61 | 4.0686 | 68.83 | 2.7442 | 1.3244 | 88.5298 | 2.6993 | 55.06 | 1.3771 | 1.3222 | 70.8007 | 3.1484 | 23.48 | 3.5326 | -0.38421 | 30.1711 | 4.0686 | 68.83 | 2.7442 | 1.3244 | 88.5298 | 4.1385 | 67.62 | 2.9039 | 1.2346 | 86.9898 | 0.015892 | 0.44575 | 0.17814 | 0.70192 | 12.6759 | 0.06466 | 0.042898 | 0.050035 | 0.06466 | 0.065771 | 1.0939 | 0.87503 | 0.37315 | 1.0939 | 1.0746 | 1.4069 | 1.1252 | 0.47949 | 1.4069 | 1.3825 | 0.015892 | 0.44575 | 0.17814 | 0.70192 | 12.6759 | 0.06466 | 0.042898 | 0.050035 | 0.06466 | 0.065771 | 1.0939 | 0.87503 | 0.37315 | 1.0939 | 1.0746 | 1.4069 | 1.1252 | 0.47949 | 1.4069 | 1.3825
80 | 0.2 | 0.17 | South/Central | TX | El.Paso.Intl.AP.722700 | 3 | 1163506 | 28.568 | 10.8991 | 44.2769 | 28.5199 | 15.757 | 790.06 | 3.9588 | 76.38 | 2.2253 | 1.7335 | 98.2431 | 2.5895 | 62.61 | 0.85819 | 1.7313 | 80.514 | 3.0386 | 31.03 | 3.0137 | 0.0249 | 39.8845 | 3.9588 | 76.38 | 2.2253 | 1.7335 | 98.2431 | 4.0287 | 75.17 | 2.385 | 1.6438 | 96.7032 | 0.015892 | 0.45401 | 0.17321 | 0.70366 | 12.5559 | 0.062915 | 0.041153 | 0.04829 | 0.062915 | 0.064026 | 1.2139 | 0.99502 | 0.49314 | 1.2139 | 1.1946 | 1.5613 | 1.2796 | 0.63386 | 1.5613 | 1.5368 | 0.015892 | 0.45401 | 0.17321 | 0.70366 | 12.5559 | 0.062915 | 0.041153 | 0.04829 | 0.062915 | 0.064026 | 1.2139 | 0.99502 | 0.49314 | 1.2139 | 1.1946 | 1.5613 | 1.2796 | 0.63386 | 1.5613 | 1.5368
81 | 0.35 | 0.2 | South/Central | TX | El.Paso.Intl.AP.722700 | 3 | 1163506 | 32.1762 | 11.2691 | 48.5252 | 32.1224 | 16.4028 | 846.34 | -0.28942 | 20.1 | -1.3771 | 1.0877 | 25.8572 | -1.6588 | 6.33 | -2.7442 | 1.0855 | 8.1281 | -1.2097 | -25.25 | -0.58876 | -0.62092 | -32.5014 | -0.28942 | 20.1 | -1.3771 | 1.0877 | 25.8572 | -0.21951 | 18.89 | -1.2174 | 0.99793 | 24.3173 | 0.015892 | 0.51135 | 0.17909 | 0.77118 | 13.4503 | -0.0045996 | -0.026362 | -0.019225 | -0.0045996 | -0.0034886 | 0.31944 | 0.1006 | -0.40128 | 0.31944 | 0.30021 | 0.41093 | 0.12917 | -0.51652 | 0.41093 | 0.38646 | 0.015892 | 0.51135 | 0.17909 | 0.77118 | 13.4503 | -0.0045996 | -0.026362 | -0.019225 | -0.0045996 | -0.0034886 | 0.31944 | 0.1006 | -0.40128 | 0.31944 | 0.30021 | 0.41093 | 0.12917 | -0.51652 | 0.41093 | 0.38646
82 | 0.35 | 0.25 | South/Central | TX | El.Paso.Intl.AP.722700 | 3 | 1163506 | 30.9568 | 12.0291 | 48.3057 | 30.9049 | 17.4008 | 865.23 | -0.069908 | 1.21 | -0.15967 | 0.089758 | 1.5399 | -1.4393 | -12.56 | -1.5268 | 0.087543 | -16.1892 | -0.99017 | -44.14 | 0.62868 | -1.6189 | -56.8187 | -0.069908 | 1.21 | -0.15967 | 0.089758 | 1.5399 | 0 | 0 | 0 | 0 | 0 | 0.015892 | 0.49197 | 0.19117 | 0.76769 | 13.7505 | -0.001111 | -0.022873 | -0.015736 | -0.001111 | 0 | 0.01923 | -0.19961 | -0.70149 | 0.01923 | 0 | 0.024473 | -0.25728 | -0.90298 | 0.024473 | 0 | 0.015892 | 0.49197 | 0.19117 | 0.76769 | 13.7505 | -0.001111 | -0.022873 | -0.015736 | -0.001111 | 0 | 0.01923 | -0.19961 | -0.70149 | 0.01923 | 0 | 0.024473 | -0.25728 | -0.90298 | 0.024473 | 0
83 | 0.35 | 0.3 | South/Central | TX | El.Paso.Intl.AP.722700 | 3 | 1163506 | 30.7968 | 12.0691 | 48.2358 | 30.7453 | 17.4905 | 866.44 | 0 | 0 | 0 | 0 | 0 | -1.3693 | -13.77 | -1.3671 | -0.002215 | -17.7291 | -0.92026 | -45.35 | 0.78835 | -1.7086 | -58.3586 | 0 | 0 | 0 | 0 | 0 | 0.069908 | -1.21 | 0.15967 | -0.089758 | -1.5399 | 0.015892 | 0.48943 | 0.19181 | 0.76658 | 13.7697 | 0 | -0.021762 | -0.014625 | 0 | 0.001111 | 0 | -0.21884 | -0.72072 | 0 | -0.01923 | 0 | -0.28176 | -0.92745 | 0 | -0.024473 | 0.015892 | 0.48943 | 0.19181 | 0.76658 | 13.7697 | 0 | -0.021762 | -0.014625 | 0 | 0.001111 | 0 | -0.21884 | -0.72072 | 0 | -0.01923 | 0 | -0.28176 | -0.92745 | 0 | -0.024473
84 | 0.35 | 0.35 | South/Central | TX | El.Paso.Intl.AP.722700 | 3 | 1163506 | 29.7473 | 12.7791 | 48.1162 | 29.6975 | 18.4187 | 884.89 | 0.11958 | -18.45 | 1.0478 | -0.92822 | -23.71 | -1.2498 | -32.22 | -0.31933 | -0.93043 | -41.4391 | -0.80068 | -63.8 | 1.8361 | -2.6368 | -82.0687 | 0.11958 | -18.45 | 1.0478 | -0.92822 | -23.71 | 0.18949 | -19.66 | 1.2075 | -1.018 | -25.2499 | 0.015892 | 0.47275 | 0.20309 | 0.76468 | 14.0629 | 0.0019004 | -0.019862 | -0.012725 | 0.0019004 | 0.0030114 | -0.29321 | -0.51205 | -1.0139 | -0.29321 | -0.31244 | -0.37681 | -0.65856 | -1.3043 | -0.37681 | -0.40128 | 0.015892 | 0.47275 | 0.20309 | 0.76468 | 14.0629 | 0.0019004 | -0.019862 | -0.012725 | 0.0019004 | 0.0030114 | -0.29321 | -0.51205 | -1.0139 | -0.29321 | -0.31244 | -0.37681 | -0.65856 | -1.3043 | -0.37681 | -0.40128
85 | 0.35 | 0.4 | South/Central | TX | El.Paso.Intl.AP.722700 | 3 | 1163506 | 28.8477 | 13.4891 | 48.1466 | 28.7993 | 19.3472 | 904.82 | 0.089214 | -38.38 | 1.9459 | -1.8567 | -49.3622 | -1.2801 | -52.15 | 0.57879 | -1.8589 | -67.0912 | -0.83105 | -83.73 | 2.7343 | -3.5653 | -107.7208 | 0.089214 | -38.38 | 1.9459 | -1.8567 | -49.3622 | 0.15912 | -39.59 | 2.1056 | -1.9465 | -50.9021 | 0.015892 | 0.45846 | 0.21437 | 0.76516 | 14.3797 | 0.0014178 | -0.020344 | -0.013207 | 0.0014178 | 0.0025288 | -0.60995 | -0.82878 | -1.3307 | -0.60995 | -0.62918 | -0.78448 | -1.0662 | -1.7119 | -0.78448 | -0.80895 | 0.015892 | 0.45846 | 0.21437 | 0.76516 | 14.3797 | 0.0014178 | -0.020344 | -0.013207 | 0.0014178 | 0.0025288 | -0.60995 | -0.82878 | -1.3307 | -0.60995 | -0.62918 | -0.78448 | -1.0662 | -1.7119 | -0.78448 | -0.80895
86 | 0.33 | 0.2 | South/Central | TX | El.Paso.Intl.AP.722700 | 3 | 1163506 | 31.6165 | 11.2791 | 47.9654 | 31.5635 | 16.4019 | 840.71 | 0.27032 | 25.73 | -0.81828 | 1.0886 | 33.1046 | -1.099 | 11.96 | -2.1854 | 1.0864 | 15.3755 | -0.64994 | -19.62 | -0.029935 | -0.62 | -25.2541 | 0.27032 | 25.73 | -0.81828 | 1.0886 | 33.1046 | 0.34023 | 24.52 | -0.65862 | 0.99885 | 31.5647 | 0.015892 | 0.50246 | 0.17925 | 0.76228 | 13.3608 | 0.004296 | -0.017466 | -0.010329 | 0.004296 | 0.005407 | 0.40891 | 0.19007 | -0.31181 | 0.40891 | 0.38968 | 0.52611 | 0.24435 | -0.40135 | 0.52611 | 0.50163 | 0.015892 | 0.50246 | 0.17925 | 0.76228 | 13.3608 | 0.004296 | -0.017466 | -0.010329 | 0.004296 | 0.005407 | 0.40891 | 0.19007 | -0.31181 | 0.40891 | 0.38968 | 0.52611 | 0.24435 | -0.40135 | 0.52611 | 0.50163
87 | 0.33 | 0.25 | South/Central | TX | El.Paso.Intl.AP.722700 | 3 | 1163506 | 30.407 | 12.0391 | 47.746 | 30.3561 | 17.3899 | 859.4 | 0.48979 | 7.04 | 0.38918 | 0.10061 | 9.0571 | -0.87955 | -6.73 | -0.97795 | 0.098397 | -8.672 | -0.43047 | -38.31 | 1.1775 | -1.608 | -49.3015 | 0.48979 | 7.04 | 0.38918 | 0.10061 | 9.0571 | 0.5597 | 5.83 | 0.54885 | 0.010854 | 7.5172 | 0.015892 | 0.48324 | 0.19133 | 0.75879 | 13.6578 | 0.0077839 | -0.013978 | -0.0068411 | 0.0077839 | 0.0088949 | 0.11188 | -0.10696 | -0.60883 | 0.11188 | 0.092652 | 0.14394 | -0.13782 | -0.78351 | 0.14394 | 0.11947 | 0.015892 | 0.48324 | 0.19133 | 0.75879 | 13.6578 | 0.0077839 | -0.013978 | -0.0068411 | 0.0077839 | 0.0088949 | 0.11188 | -0.10696 | -0.60883 | 0.11188 | 0.092652 | 0.14394 | -0.13782 | -0.78351 | 0.14394 | 0.11947
88 | 0.33 | 0.3 | South/Central | TX | El.Paso.Intl.AP.722700 | 3 | 1163506 | 30.2571 | 12.0891 | 47.706 | 30.2064 | 17.4996 | 861.33 | 0.52976 | 5.11 | 0.53887 | -0.009104 | 6.5879 | -0.83958 | -8.66 | -0.82826 | -0.011319 | -11.1411 | -0.3905 | -40.24 | 1.3272 | -1.7177 | -51.7707 | 0.52976 | 5.11 | 0.53887 | -0.009104 | 6.5879 | 0.59967 | 3.9 | 0.69853 | -0.098862 | 5.048 | 0.015892 | 0.48085 | 0.19212 | 0.75816 | 13.6885 | 0.0084192 | -0.013343 | -0.0062059 | 0.0084192 | 0.0095302 | 0.08121 | -0.13763 | -0.63951 | 0.08121 | 0.06198 | 0.1047 | -0.17706 | -0.82276 | 0.1047 | 0.080225 | 0.015892 | 0.48085 | 0.19212 | 0.75816 | 13.6885 | 0.0084192 | -0.013343 | -0.0062059 | 0.0084192 | 0.0095302 | 0.08121 | -0.13763 | -0.63951 | 0.08121 | 0.06198 | 0.1047 | -0.17706 | -0.82276 | 0.1047 | 0.080225
89 | 0.33 | 0.35 | South/Central | TX | El.Paso.Intl.AP.722700 | 3 | 1163506 | 29.2176 | 12.799 | 47.5864 | 29.1686 | 18.4179 | 879.56 | 0.64932 | -13.12 | 1.5767 | -0.92736 | -16.8515 | -0.72002 | -26.89 | 0.20956 | -0.92958 | -34.5806 | -0.27094 | -58.47 | 2.365 | -2.636 | -75.2102 | 0.64932 | -13.12 | 1.5767 | -0.92736 | -16.8515 | 0.71923 | -14.33 | 1.7364 | -1.0171 | -18.3914 | 0.015892 | 0.46433 | 0.20341 | 0.75626 | 13.9782 | 0.010319 | -0.011443 | -0.0043058 | 0.010319 | 0.01143 | -0.20851 | -0.42734 | -0.92922 | -0.20851 | -0.22774 | -0.26781 | -0.54956 | -1.1953 | -0.26781 | -0.29228 | 0.015892 | 0.46433 | 0.20341 | 0.75626 | 13.9782 | 0.010319 | -0.011443 | -0.0043058 | 0.010319 | 0.01143 | -0.20851 | -0.42734 | -0.92922 | -0.20851 | -0.22774 | -0.26781 | -0.54956 | -1.1953 | -0.26781 | -0.29228
90 | 0.33 | 0.4 | South/Central | TX | El.Paso.Intl.AP.722700 | 3 | 1163506 | 28.3279 | 13.519 | 47.6468 | 28.2804 | 19.3663 | 900.19 | 0.589 | -33.75 | 2.4648 | -1.8758 | -43.4337 | -0.78034 | -47.52 | 1.0977 | -1.878 | -61.1627 | -0.33126 | -79.1 | 3.2532 | -3.5844 | -101.7923 | 0.589 | -33.75 | 2.4648 | -1.8758 | -43.4337 | 0.65891 | -34.96 | 2.6245 | -1.9656 | -44.9736 | 0.015892 | 0.4502 | 0.21485 | 0.75722 | 14.3061 | 0.0093605 | -0.012401 | -0.0052645 | 0.0093605 | 0.010472 | -0.53636 | -0.7552 | -1.2571 | -0.53636 | -0.55559 | -0.69026 | -0.97202 | -1.6177 | -0.69026 | -0.71473 | 0.015892 | 0.4502 | 0.21485 | 0.75722 | 14.3061 | 0.0093605 | -0.012401 | -0.0052645 | 0.0093605 | 0.010472 | -0.53636 | -0.7552 | -1.2571 | -0.53636 | -0.55559 | -0.69026 | -0.97202 | -1.6177 | -0.69026 | -0.71473
91 | 0.3 | 0.2 | South/Central | TX | El.Paso.Intl.AP.722700 | 3 | 1163506 | 30.7669 | 11.2891 | 47.0959 | 30.7153 | 16.3805 | 831.54 | 1.1399 | 34.9 | 0.029932 | 1.11 | 44.9061 | -0.22944 | 21.13 | -1.3372 | 1.1078 | 27.177 | 0.21964 | -10.45 | 0.81828 | -0.59864 | -13.4526 | 1.1399 | 34.9 | 0.029932 | 1.11 | 44.9061 | 1.2098 | 33.69 | 0.1896 | 1.0202 | 43.3661 | 0.015892 | 0.48896 | 0.17941 | 0.74846 | 13.2151 | 0.018116 | -0.0036464 | 0.0034906 | 0.018116 | 0.019227 | 0.55464 | 0.3358 | -0.16607 | 0.55464 | 0.53541 | 0.71366 | 0.4319 | -0.21379 | 0.71366 | 0.68919 | 0.015892 | 0.48896 | 0.17941 | 0.74846 | 13.2151 | 0.018116 | -0.0036464 | 0.0034906 | 0.018116 | 0.019227 | 0.55464 | 0.3358 | -0.16607 | 0.55464 | 0.53541 | 0.71366 | 0.4319 | -0.21379 | 0.71366 | 0.68919
92 | 0.3 | 0.25 | South/Central | TX | El.Paso.Intl.AP.722700 | 3 | 1163506 | 29.5774 | 12.0591 | 46.9163 | 29.5278 | 17.3885 | 851.05 | 1.3195 | 15.39 | 1.2174 | 0.10202 | 19.8005 | -0.049886 | 1.62 | -0.14969 | 0.0998 | 2.0715 | 0.3992 | -29.96 | 2.0058 | -1.6066 | -38.5581 | 1.3195 | 15.39 | 1.2174 | 0.10202 | 19.8005 | 1.3894 | 14.18 | 1.3771 | 0.012257 | 18.2606 | 0.015892 | 0.47005 | 0.19165 | 0.74561 | 13.5251 | 0.020969 | -0.0007928 | 0.0063441 | 0.020969 | 0.02208 | 0.24458 | 0.025746 | -0.47613 | 0.24458 | 0.22535 | 0.31468 | 0.03292 | -0.61278 | 0.31468 | 0.2902 | 0.015892 | 0.47005 | 0.19165 | 0.74561 | 13.5251 | 0.020969 | -0.0007928 | 0.0063441 | 0.020969 | 0.02208 | 0.24458 | 0.025746 | -0.47613 | 0.24458 | 0.22535 | 0.31468 | 0.03292 | -0.61278 | 0.31468 | 0.2902
93 | 0.3 | 0.3 | South/Central | TX | El.Paso.Intl.AP.722700 | 3 | 1163506 | 29.4275 | 12.1091 | 46.8664 | 29.3781 | 17.4883 | 852.67 | 1.3693 | 13.77 | 1.3671 | 0.002215 | 17.7291 | 0 | 0 | 0 | 0 | 0 | 0.44908 | -31.58 | 2.1555 | -1.7064 | -40.6296 | 1.3693 | 13.77 | 1.3671 | 0.002215 | 17.7291 | 1.4393 | 12.56 | 1.5268 | -0.087543 | 16.1892 | 0.015892 | 0.46767 | 0.19244 | 0.74481 | 13.5509 | 0.021762 | 0 | 0.0071369 | 0.021762 | 0.022873 | 0.21884 | 0 | -0.50188 | 0.21884 | 0.19961 | 0.28176 | 0 | -0.6457 | 0.28176 | 0.25728 | 0.015892 | 0.46767 | 0.19244 | 0.74481 | 13.5509 | 0.021762 | 0 | 0.0071369 | 0.021762 | 0.022873 | 0.21884 | 0 | -0.50188 | 0.21884 | 0.19961 | 0.28176 | 0 | -0.6457 | 0.28176 | 0.25728
94 | 0.3 | 0.35 | South/Central | TX | El.Paso.Intl.AP.722700 | 3 | 1163506 | 28.4079 | 12.8291 | 46.7868 | 28.3603 | 18.4266 | 871.7 | 1.4489 | -5.26 | 2.385 | -0.93606 | -6.7708 | 0.079583 | -19.03 | 1.0179 | -0.93828 | -24.4999 | 0.52866 | -50.61 | 3.1733 | -2.6447 | -65.1295 | 1.4489 | -5.26 | 2.385 | -0.93606 | -6.7708 | 1.5188 | -6.47 | 2.5447 | -1.0258 | -8.3108 | 0.015892 | 0.45147 | 0.20388 | 0.74355 | 13.8533 | 0.023027 | 0.0012648 | 0.0084017 | 0.023027 | 0.024138 | -0.083593 | -0.30243 | -0.80431 | -0.083593 | -0.10282 | -0.1076 | -0.38936 | -1.0351 | -0.1076 | -0.13208 | 0.015892 | 0.45147 | 0.20388 | 0.74355 | 13.8533 | 0.023027 | 0.0012648 | 0.0084017 | 0.023027 | 0.024138 | -0.083593 | -0.30243 | -0.80431 | -0.083593 | -0.10282 | -0.1076 | -0.38936 | -1.0351 | -0.1076 | -0.13208
95 | 0.3 | 0.4 | South/Central | TX | El.Paso.Intl.AP.722700 | 3 | 1163506 | 27.5283 | 13.559 | 46.8671 | 27.4821 | 19.385 | 892.74 | 1.3686 | -26.3 | 3.2631 | -1.8945 | -33.8829 | -0.00072201 | -40.07 | 1.896 | -1.8967 | -51.612 | 0.44836 | -71.65 | 4.0515 | -3.6031 | -92.2415 | 1.3686 | -26.3 | 3.2631 | -1.8945 | -33.8829 | 1.4385 | -27.51 | 3.4228 | -1.9843 | -35.4228 | 0.015892 | 0.43749 | 0.21548 | 0.74483 | 14.1877 | 0.021751 | -1.1474e-05 | 0.0071255 | 0.021751 | 0.022862 | -0.41797 | -0.6368 | -1.1387 | -0.41797 | -0.4372 | -0.53848 | -0.82023 | -1.4659 | -0.53848 | -0.56295 | 0.015892 | 0.43749 | 0.21548 | 0.74483 | 14.1877 | 0.021751 | -1.1474e-05 | 0.0071255 | 0.021751 | 0.022862 | -0.41797 | -0.6368 | -1.1387 | -0.41797 | -0.4372 | -0.53848 | -0.82023 | -1.4659 | -0.53848 | -0.56295
96 | 0.28 | 0.2 | South/Central | TX | El.Paso.Intl.AP.722700 | 3 | 1163506 | 30.1772 | 11.3091 | 46.5061 | 30.1266 | 16.3796 | 825.61 | 1.7296 | 40.83 | 0.6187 | 1.1109 | 52.5421 | 0.3603 | 27.06 | -0.74843 | 1.1087 | 34.813 | 0.80938 | -4.52 | 1.407 | -0.59767 | -5.8166 | 1.7296 | 40.83 | 0.6187 | 1.1109 | 52.5421 | 1.7995 | 39.62 | 0.77836 | 1.0212 | 51.0021 | 0.015892 | 0.47959 | 0.17973 | 0.73909 | 13.1208 | 0.027488 | 0.0057259 | 0.012863 | 0.027488 | 0.028599 | 0.64888 | 0.43005 | -0.071833 | 0.64888 | 0.62965 | 0.83501 | 0.55326 | -0.092439 | 0.83501 | 0.81054 | 0.015892 | 0.47959 | 0.17973 | 0.73909 | 13.1208 | 0.027488 | 0.0057259 | 0.012863 | 0.027488 | 0.028599 | 0.64888 | 0.43005 | -0.071833 | 0.64888 | 0.62965 | 0.83501 | 0.55326 | -0.092439 | 0.83501 | 0.81054
97 | 0.28 | 0.25 | South/Central | TX | El.Paso.Intl.AP.722700 | 3 | 1163506 | 28.9977 | 12.0791 | 46.3366 | 28.949 | 17.3876 | 845.19 | 1.8992 | 21.25 | 1.7962 | 0.10293 | 27.3054 | 0.52981 | 7.48 | 0.4291 | 0.10071 | 9.5763 | 0.97889 | -24.1 | 2.5846 | -1.6057 | -31.0533 | 1.8992 | 21.25 | 1.7962 | 0.10293 | 27.3054 | 1.9691 | 20.04 | 1.9559 | 0.013172 | 25.7654 | 0.015892 | 0.46084 | 0.19196 | 0.7364 | 13.432 | 0.030182 | 0.0084199 | 0.015557 | 0.030182 | 0.031293 | 0.33771 | 0.11887 | -0.383 | 0.33771 | 0.31848 | 0.43394 | 0.15219 | -0.49351 | 0.43394 | 0.40947 | 0.015892 | 0.46084 | 0.19196 | 0.7364 | 13.432 | 0.030182 | 0.0084199 | 0.015557 | 0.030182 | 0.031293 | 0.33771 | 0.11887 | -0.383 | 0.33771 | 0.31848 | 0.43394 | 0.15219 | -0.49351 | 0.43394 | 0.40947
98 | 0.28 | 0.3 | South/Central | TX | El.Paso.Intl.AP.722700 | 3 | 1163506 | 28.6179 | 12.2991 | 46.2768 | 28.5698 | 17.707 | 851.37 | 1.959 | 15.07 | 2.1754 | -0.21644 | 19.3885 | 0.58964 | 1.3 | 0.8083 | -0.21866 | 1.6594 | 1.0387 | -30.28 | 2.9638 | -1.9251 | -38.9701 | 1.959 | 15.07 | 2.1754 | -0.21644 | 19.3885 | 2.0289 | 13.86 | 2.3351 | -0.3062 | 17.8486 | 0.015892 | 0.4548 | 0.19546 | 0.73544 | 13.5302 | 0.031133 | 0.0093708 | 0.016508 | 0.031133 | 0.032244 | 0.2395 | 0.02066 | -0.48122 | 0.2395 | 0.22027 | 0.30813 | 0.026372 | -0.61932 | 0.30813 | 0.28366 | 0.015892 | 0.4548 | 0.19546 | 0.73544 | 13.5302 | 0.031133 | 0.0093708 | 0.016508 | 0.031133 | 0.032244 | 0.2395 | 0.02066 | -0.48122 | 0.2395 | 0.22027 | 0.30813 | 0.026372 | -0.61932 | 0.30813 | 0.28366
99 | 0.28 | 0.35 | South/Central | TX | El.Paso.Intl.AP.722700 | 3 | 1163506 | 27.6583 | 13.0291 | 46.2772 | 27.6118 | 18.6653 | 871.61 | 1.9586 | -5.17 | 3.1334 | -1.1748 | -6.6895 | 0.58927 | -18.94 | 1.7663 | -1.177 | -24.4185 | 1.0384 | -50.52 | 3.9218 | -2.8834 | -65.0481 | 1.9586 | -5.17 | 3.1334 | -1.1748 | -6.6895 | 2.0285 | -6.38 | 3.2931 | -1.2646 | -8.2294 | 0.015892 | 0.43955 | 0.20706 | 0.73545 | 13.8519 | 0.031127 | 0.0093648 | 0.016502 | 0.031127 | 0.032238 | -0.082163 | -0.301 | -0.80288 | -0.082163 | -0.10139 | -0.10631 | -0.38807 | -1.0338 | -0.10631 | -0.13078 | 0.015892 | 0.43955 | 0.20706 | 0.73545 | 13.8519 | 0.031127 | 0.0093648 | 0.016502 | 0.031127 | 0.032238 | -0.082163 | -0.301 | -0.80288 | -0.082163 | -0.10139 | -0.10631 | -0.38807 | -1.0338 | -0.10631 | -0.13078
100 | 0.28 | 0.4 | South/Central | TX | El.Paso.Intl.AP.722700 | 3 | 1163506 | 26.9786 | 13.5891 | 46.3374 | 26.9333 | 19.4042 | 887.81 | 1.8983 | -21.37 | 3.812 | -1.9137 | -27.5682 | 0.529 | -35.14 | 2.4449 | -1.9159 | -45.2973 | 0.97808 | -66.72 | 4.6003 | -3.6223 | -85.9268 | 1.8983 | -21.37 | 3.812 | -1.9137 | -27.5682 | 1.9682 | -22.58 | 3.9717 | -2.0034 | -29.1081 | 0.015892 | 0.42875 | 0.21596 | 0.73641 | 14.1093 | 0.030169 | 0.008407 | 0.015544 | 0.030169 | 0.03128 | -0.33962 | -0.55846 | -1.0603 | -0.33962 | -0.35885 | -0.43812 | -0.71988 | -1.3656 | -0.43812 | -0.46259 | 0.015892 | 0.42875 | 0.21596 | 0.73641 | 14.1093 | 0.030169 | 0.008407 | 0.015544 | 0.030169 | 0.03128 | -0.33962 | -0.55846 | -1.0603 | -0.33962 | -0.35885 | -0.43812 | -0.71988 | -1.3656 | -0.43812 | -0.46259
101 | 0.27 | 0.2 | South/Central | TX | El.Paso.Intl.AP.722700 | 3 | 1163506 | 29.8873 | 11.3191 | 46.2163 | 29.8372 | 16.3791 | 822.68 | 2.0195 | 43.76 | 0.90809 | 1.1114 | 56.2949 | 0.65016 | 29.99 | -0.45904 | 1.1092 | 38.5658 | 1.0992 | -1.59 | 1.6964 | -0.5972 | -2.0637 | 2.0195 | 43.76 | 0.90809 | 1.1114 | 56.2949 | 2.0894 | 42.55 | 1.0678 | 1.0217 | 54.755 | 0.015892 | 0.47498 | 0.17989 | 0.73448 | 13.0743 | 0.032094 | 0.010332 | 0.017469 | 0.032094 | 0.033205 | 0.69545 | 0.47661 | -0.025269 | 0.69545 | 0.67622 | 0.89466 | 0.6129 | -0.032797 | 0.89466 | 0.87018 | 0.015892 | 0.47498 | 0.17989 | 0.73448 | 13.0743 | 0.032094 | 0.010332 | 0.017469 | 0.032094 | 0.033205 | 0.69545 | 0.47661 | -0.025269 | 0.69545 | 0.67622 | 0.89466 | 0.6129 | -0.032797 | 0.89466 | 0.87018
102 | 0.27 | 0.25 | South/Central | TX | El.Paso.Intl.AP.722700 | 3 | 1163506 | 28.7178 | 12.0891 | 46.0567 | 28.6696 | 17.3871 | 842.39 | 2.179 | 24.05 | 2.0756 | 0.1034 | 30.9294 | 0.80969 | 10.28 | 0.70851 | 0.10118 | 13.2003 | 1.2588 | -21.3 | 2.864 | -1.6052 | -27.4292 | 2.179 | 24.05 | 2.0756 | 0.1034 | 30.9294 | 2.2489 | 22.84 | 2.2353 | 0.013639 | 29.3895 | 0.015892 | 0.45639 | 0.19212 | 0.73195 | 13.3875 | 0.03463 | 0.012868 | 0.020005 | 0.03463 | 0.035741 | 0.38221 | 0.16337 | -0.33851 | 0.38221 | 0.36298 | 0.49154 | 0.20978 | -0.43591 | 0.49154 | 0.46707 | 0.015892 | 0.45639 | 0.19212 | 0.73195 | 13.3875 | 0.03463 | 0.012868 | 0.020005 | 0.03463 | 0.035741 | 0.38221 | 0.16337 | -0.33851 | 0.38221 | 0.36298 | 0.49154 | 0.20978 | -0.43591 | 0.49154 | 0.46707
103 | 0.27 | 0.3 | South/Central | TX | El.Paso.Intl.AP.722700 | 3 | 1163506 | 28.1781 | 12.439 | 45.997 | 28.1307 | 17.8662 | 851.92 | 2.2388 | 14.52 | 2.6145 | -0.37569 | 18.6666 | 0.86947 | 0.75 | 1.2474 | -0.37791 | 0.93754 | 1.3186 | -30.83 | 3.4029 | -2.0843 | -39.692 | 2.2388 | 14.52 | 2.6145 | -0.37569 | 18.6666 | 2.3087 | 13.31 | 2.7742 | -0.46545 | 17.1267 | 0.015892 | 0.44781 | 0.19769 | 0.731 | 13.539 | 0.03558 | 0.013818 | 0.020955 | 0.03558 | 0.036691 | 0.23076 | 0.011919 | -0.48996 | 0.23076 | 0.21153 | 0.29666 | 0.0149 | -0.6308 | 0.29666 | 0.27218 | 0.015892 | 0.44781 | 0.19769 | 0.731 | 13.539 | 0.03558 | 0.013818 | 0.020955 | 0.03558 | 0.036691 | 0.23076 | 0.011919 | -0.48996 | 0.23076 | 0.21153 | 0.29666 | 0.0149 | -0.6308 | 0.29666 | 0.27218
104 | 0.27 | 0.35 | South/Central | TX | El.Paso.Intl.AP.722700 | 3 | 1163506 | 27.2185 | 13.2191 | 46.0673 | 27.1728 | 18.8946 | 874.32 | 2.1684 | -7.88 | 3.5725 | -1.4041 | -10.2198 | 0.79908 | -21.65 | 2.2054 | -1.4063 | -27.9488 | 1.2482 | -53.23 | 4.3608 | -3.1127 | -68.5784 | 2.1684 | -7.88 | 3.5725 | -1.4041 | -10.2198 | 2.2383 | -9.09 | 3.7322 | -1.4938 | -11.7597 | 0.015892 | 0.43256 | 0.21008 | 0.73212 | 13.895 | 0.034461 | 0.012699 | 0.019836 | 0.034461 | 0.035572 | -0.12523 | -0.34407 | -0.84595 | -0.12523 | -0.14446 | -0.16242 | -0.44417 | -1.0899 | -0.16242 | -0.18689 | 0.015892 | 0.43256 | 0.21008 | 0.73212 | 13.895 | 0.034461 | 0.012699 | 0.019836 | 0.034461 | 0.035572 | -0.12523 | -0.34407 | -0.84595 | -0.12523 | -0.14446 | -0.16242 | -0.44417 | -1.0899 | -0.16242 | -0.18689
105 | 0.27 | 0.4 | South/Central | TX | El.Paso.Intl.AP.722700 | 3 | 1163506 | 26.7087 | 13.609 | 46.0775 | 26.6638 | 19.4137 | 885.39 | 2.1582 | -18.95 | 4.0814 | -1.9232 | -24.4741 | 0.7889 | -32.72 | 2.7143 | -1.9254 | -42.2031 | 1.238 | -64.3 | 4.8698 | -3.6318 | -82.8327 | 2.1582 | -18.95 | 4.0814 | -1.9232 | -24.4741 | 2.2281 | -20.16 | 4.2411 | -2.0129 | -26.014 | 0.015892 | 0.42446 | 0.21628 | 0.73228 | 14.0709 | 0.034299 | 0.012537 | 0.019674 | 0.034299 | 0.03541 | -0.30116 | -0.52 | -1.0219 | -0.30116 | -0.32039 | -0.38895 | -0.6707 | -1.3164 | -0.38895 | -0.41342 | 0.015892 | 0.42446 | 0.21628 | 0.73228 | 14.0709 | 0.034299 | 0.012537 | 0.019674 | 0.034299 | 0.03541 | -0.30116 | -0.52 | -1.0219 | -0.30116 | -0.32039 | -0.38895 | -0.6707 | -1.3164 | -0.38895 | -0.41342
106 | 0.26 | 0.2 | South/Central | TX | El.Paso.Intl.AP.722700 | 3 | 1163506 | 29.5875 | 11.3291 | 45.9264 | 29.5378 | 16.3886 | 819.98 | 2.3094 | 46.46 | 1.2075 | 1.1019 | 59.7771 | 0.94004 | 32.69 | -0.15967 | 1.0997 | 42.048 | 1.3891 | 1.11 | 1.9958 | -0.60669 | 1.4185 | 2.3094 | 46.46 | 1.2075 | 1.1019 | 59.7771 | 2.3793 | 45.25 | 1.3671 | 1.0122 | 58.2372 | 0.015892 | 0.47021 | 0.18005 | 0.72988 | 13.0314 | 0.036701 | 0.014939 | 0.022076 | 0.036701 | 0.037812 | 0.73836 | 0.51952 | 0.01764 | 0.73836 | 0.71913 | 0.95 | 0.66824 | 0.022543 | 0.95 | 0.92552 | 0.015892 | 0.47021 | 0.18005 | 0.72988 | 13.0314 | 0.036701 | 0.014939 | 0.022076 | 0.036701 | 0.037812 | 0.73836 | 0.51952 | 0.01764 | 0.73836 | 0.71913 | 0.95 | 0.66824 | 0.022543 | 0.95 | 0.92552
107 | 0.26 | 0.25 | South/Central | TX | El.Paso.Intl.AP.722700 | 3 | 1163506 | 28.428 | 12.0991 | 45.7669 | 28.3802 | 17.3867 | 839.46 | 2.4689 | 26.98 | 2.365 | 0.10386 | 34.6822 | 1.0995 | 13.21 | 0.9979 | 0.10165 | 16.9531 | 1.5486 | -18.37 | 3.1534 | -1.6047 | -23.6764 | 2.4689 | 26.98 | 2.365 | 0.10386 | 34.6822 | 2.5388 | 25.77 | 2.5247 | 0.014106 | 33.1423 | 0.015892 | 0.45179 | 0.19228 | 0.72734 | 13.3409 | 0.039236 | 0.017474 | 0.024611 | 0.039236 | 0.040347 | 0.42877 | 0.20994 | -0.29194 | 0.42877 | 0.40954 | 0.55118 | 0.26942 | -0.37627 | 0.55118 | 0.52671 | 0.015892 | 0.45179 | 0.19228 | 0.72734 | 13.3409 | 0.039236 | 0.017474 | 0.024611 | 0.039236 | 0.040347 | 0.42877 | 0.20994 | -0.29194 | 0.42877 | 0.40954 | 0.55118 | 0.26942 | -0.37627 | 0.55118 | 0.52671
108 | 0.26 | 0.3 | South/Central | TX | El.Paso.Intl.AP.722700 | 3 | 1163506 | 27.6683 | 12.6491 | 45.7472 | 27.6218 | 18.1254 | 854.87 | 2.4886 | 11.57 | 3.1234 | -0.63484 | 14.8393 | 1.1193 | -2.2 | 1.7563 | -0.63705 | -2.8898 | 1.5683 | -33.78 | 3.9118 | -2.3434 | -43.5193 | 2.4886 | 11.57 | 3.1234 | -0.63484 | 14.8393 | 2.5585 | 10.36 | 3.2831 | -0.7246 | 13.2994 | 0.015892 | 0.43971 | 0.20102 | 0.72703 | 13.5858 | 0.03955 | 0.017788 | 0.024924 | 0.03955 | 0.040661 | 0.18387 | -0.034963 | -0.53684 | 0.18387 | 0.16464 | 0.23583 | -0.045925 | -0.69162 | 0.23583 | 0.21136 | 0.015892 | 0.43971 | 0.20102 | 0.72703 | 13.5858 | 0.03955 | 0.017788 | 0.024924 | 0.03955 | 0.040661 | 0.18387 | -0.034963 | -0.53684 | 0.18387 | 0.16464 | 0.23583 | -0.045925 | -0.69162 | 0.23583 | 0.21136
109 | 0.26 | 0.35 | South/Central | TX | El.Paso.Intl.AP.722700 | 3 | 1163506 | 26.7787 | 13.4291 | 45.8776 | 26.7337 | 19.1439 | 877.66 | 2.3582 | -11.22 | 4.0116 | -1.6534 | -14.5531 | 0.98886 | -24.99 | 2.6444 | -1.6556 | -32.2822 | 1.4379 | -56.57 | 4.7999 | -3.362 | -72.9117 | 2.3582 | -11.22 | 4.0116 | -1.6534 | -14.5531 | 2.4281 | -12.43 | 4.1712 | -1.7431 | -16.093 | 0.015892 | 0.42557 | 0.21342 | 0.7291 | 13.948 | 0.037477 | 0.015715 | 0.022852 | 0.037477 | 0.038588 | -0.17831 | -0.39715 | -0.89903 | -0.17831 | -0.19754 | -0.23128 | -0.51304 | -1.1587 | -0.23128 | -0.25575 | 0.015892 | 0.42557 | 0.21342 | 0.7291 | 13.948 | 0.037477 | 0.015715 | 0.022852 | 0.037477 | 0.038588 | -0.17831 | -0.39715 | -0.89903 | -0.17831 | -0.19754 | -0.23128 | -0.51304 | -1.1587 | -0.23128 | -0.25575
110 | 0.26 | 0.4 | South/Central | TX | El.Paso.Intl.AP.722700 | 3 | 1163506 | 26.4288 | 13.629 | 45.8077 | 26.3844 | 19.4233 | 882.87 | 2.4281 | -16.43 | 4.3608 | -1.9327 | -21.2519 | 1.0588 | -30.2 | 2.9937 | -1.935 | -38.981 | 1.5078 | -61.78 | 5.1492 | -3.6413 | -79.6106 | 2.4281 | -16.43 | 4.3608 | -1.9327 | -21.2519 | 2.498 | -17.64 | 4.5205 | -2.0225 | -22.7918 | 0.015892 | 0.42001 | 0.2166 | 0.72799 | 14.0308 | 0.038588 | 0.016826 | 0.023963 | 0.038588 | 0.039699 | -0.26111 | -0.47995 | -0.98183 | -0.26111 | -0.28034 | -0.33774 | -0.6195 | -1.2652 | -0.33774 | -0.36221 | 0.015892 | 0.42001 | 0.2166 | 0.72799 | 14.0308 | 0.038588 | 0.016826 | 0.023963 | 0.038588 | 0.039699 | -0.26111 | -0.47995 | -0.98183 | -0.26111 | -0.28034 | -0.33774 | -0.6195 | -1.2652 | -0.33774 | -0.36221
111 | 0.25 | 0.2 | South/Central | TX | El.Paso.Intl.AP.722700 | 3 | 1163506 | 29.2876 | 11.3391 | 45.6265 | 29.2384 | 16.3881 | 816.96 | 2.6092 | 49.48 | 1.5068 | 1.1024 | 63.6587 | 1.2399 | 35.71 | 0.1397 | 1.1002 | 45.9296 | 1.689 | 4.13 | 2.2952 | -0.60622 | 5.3 | 2.6092 | 49.48 | 1.5068 | 1.1024 | 63.6587 | 2.6791 | 48.27 | 1.6665 | 1.0126 | 62.1188 | 0.015892 | 0.46545 | 0.1802 | 0.72511 | 12.9834 | 0.041466 | 0.019704 | 0.026841 | 0.041466 | 0.042577 | 0.78635 | 0.56751 | 0.065635 | 0.78635 | 0.76712 | 1.0117 | 0.72993 | 0.08423 | 1.0117 | 0.98721 | 0.015892 | 0.46545 | 0.1802 | 0.72511 | 12.9834 | 0.041466 | 0.019704 | 0.026841 | 0.041466 | 0.042577 | 0.78635 | 0.56751 | 0.065635 | 0.78635 | 0.76712 | 1.0117 | 0.72993 | 0.08423 | 1.0117 | 0.98721
112 | 0.25 | 0.25 | South/Central | TX | El.Paso.Intl.AP.722700 | 3 | 1163506 | 28.1281 | 12.1091 | 45.477 | 28.0809 | 17.3962 | 836.74 | 2.7588 | 29.7 | 2.6644 | 0.094354 | 38.1636 | 1.3894 | 15.93 | 1.2973 | 0.092139 | 20.4345 | 1.8385 | -15.65 | 3.4527 | -1.6143 | -20.1951 | 2.7588 | 29.7 | 2.6644 | 0.094354 | 38.1636 | 2.8287 | 28.49 | 2.8241 | 0.004596 | 36.6237 | 0.015892 | 0.44702 | 0.19244 | 0.72273 | 13.2977 | 0.043843 | 0.022081 | 0.029218 | 0.043843 | 0.044954 | 0.472 | 0.25316 | -0.24871 | 0.472 | 0.45277 | 0.60651 | 0.32475 | -0.32095 | 0.60651 | 0.58203 | 0.015892 | 0.44702 | 0.19244 | 0.72273 | 13.2977 | 0.043843 | 0.022081 | 0.029218 | 0.043843 | 0.044954 | 0.472 | 0.25316 | -0.24871 | 0.472 | 0.45277 | 0.60651 | 0.32475 | -0.32095 | 0.60651 | 0.58203
113 | 0.25 | 0.3 | South/Central | TX | El.Paso.Intl.AP.722700 | 3 | 1163506 | 27.1585 | 12.8791 | 45.5174 | 27.1129 | 18.4045 | 858.43 | 2.7184 | 8.01 | 3.6324 | -0.91399 | 10.2097 | 1.349 | -5.76 | 2.2652 | -0.9162 | -7.5194 | 1.7981 | -37.34 | 4.4207 | -2.6226 | -48.1489 | 2.7184 | 8.01 | 3.6324 | -0.91399 | 10.2097 | 2.7883 | 6.8 | 3.792 | -1.0037 | 8.6698 | 0.015892 | 0.43161 | 0.20468 | 0.72338 | 13.6424 | 0.043201 | 0.021439 | 0.028576 | 0.043201 | 0.044312 | 0.1273 | -0.09154 | -0.59342 | 0.1273 | 0.10807 | 0.16226 | -0.1195 | -0.7652 | 0.16226 | 0.13778 | 0.015892 | 0.43161 | 0.20468 | 0.72338 | 13.6424 | 0.043201 | 0.021439 | 0.028576 | 0.043201 | 0.044312 | 0.1273 | -0.09154 | -0.59342 | 0.1273 | 0.10807 | 0.16226 | -0.1195 | -0.7652 | 0.16226 | 0.13778
114 | 0.25 | 0.35 | South/Central | TX | El.Paso.Intl.AP.722700 | 3 | 1163506 | 26.2989 | 13.699 | 45.7377 | 26.2547 | 19.483 | 883.38 | 2.498 | -16.94 | 4.4906 | -1.9925 | -21.9763 | 1.1287 | -30.71 | 3.1234 | -1.9947 | -39.7054 | 1.5778 | -62.29 | 5.2789 | -3.7011 | -80.335 | 2.498 | -16.94 | 4.4906 | -1.9925 | -21.9763 | 2.5679 | -18.15 | 4.6502 | -2.0823 | -23.5163 | 0.015892 | 0.41795 | 0.21771 | 0.72688 | 14.0389 | 0.039699 | 0.017937 | 0.025074 | 0.039699 | 0.04081 | -0.26922 | -0.48805 | -0.98993 | -0.26922 | -0.28845 | -0.34925 | -0.63101 | -1.2767 | -0.34925 | -0.37373 | 0.015892 | 0.41795 | 0.21771 | 0.72688 | 14.0389 | 0.039699 | 0.017937 | 0.025074 | 0.039699 | 0.04081 | -0.26922 | -0.48805 | -0.98993 | -0.26922 | -0.28845 | -0.34925 | -0.63101 | -1.2767 | -0.34925 | -0.37373
115 | 0.25 | 0.4 | South/Central | TX | El.Paso.Intl.AP.722700 | 3 | 1163506 | 26.149 | 13.649 | 45.5478 | 26.105 | 19.4428 | 880.67 | 2.688 | -14.23 | 4.6402 | -1.9523 | -18.4308 | 1.3186 | -28 | 3.2731 | -1.9545 | -36.1599 | 1.7677 | -59.58 | 5.4286 | -3.6609 | -76.7894 | 2.688 | -14.23 | 4.6402 | -1.9523 | -18.4308 | 2.7579 | -15.44 | 4.7999 | -2.042 | -19.9707 | 0.015892 | 0.41557 | 0.21691 | 0.72386 | 13.9959 | 0.042718 | 0.020956 | 0.028093 | 0.042718 | 0.043829 | -0.22615 | -0.44498 | -0.94686 | -0.22615 | -0.24538 | -0.29291 | -0.57466 | -1.2204 | -0.29291 | -0.31738 | 0.015892 | 0.41557 | 0.21691 | 0.72386 | 13.9959 | 0.042718 | 0.020956 | 0.028093 | 0.042718 | 0.043829 | -0.22615 | -0.44498 | -0.94686 | -0.22615 | -0.24538 | -0.29291 | -0.57466 | -1.2204 | -0.29291 | -0.31738
116 | 0.24 | 0.2 | South/Central | TX | El.Paso.Intl.AP.722700 | 3 | 1163506 | 28.9878 | 11.3391 | 45.3167 | 28.9391 | 16.3776 | 813.63 | 2.9191 | 52.81 | 1.8062 | 1.1129 | 67.9421 | 1.5497 | 39.04 | 0.43907 | 1.1107 | 50.213 | 1.9988 | 7.46 | 2.5945 | -0.59573 | 9.5835 | 2.9191 | 52.81 | 1.8062 | 1.1129 | 67.9421 | 2.989 | 51.6 | 1.9659 | 1.0231 | 66.4022 | 0.015892 | 0.46068 | 0.1802 | 0.72019 | 12.9304 | 0.046391 | 0.024629 | 0.031766 | 0.046391 | 0.047502 | 0.83927 | 0.62044 | 0.11856 | 0.83927 | 0.82004 | 1.0798 | 0.798 | 0.1523 | 1.0798 | 1.0553 | 0.015892 | 0.46068 | 0.1802 | 0.72019 | 12.9304 | 0.046391 | 0.024629 | 0.031766 | 0.046391 | 0.047502 | 0.83927 | 0.62044 | 0.11856 | 0.83927 | 0.82004 | 1.0798 | 0.798 | 0.1523 | 1.0798 | 1.0553
117 | 0.24 | 0.25 | South/Central | TX | El.Paso.Intl.AP.722700 | 3 | 1163506 | 27.8383 | 12.119 | 45.1871 | 27.7915 | 17.3957 | 833.82 | 3.0486 | 32.62 | 2.9538 | 0.094841 | 41.9172 | 1.6793 | 18.85 | 1.5867 | 0.092626 | 24.1881 | 2.1284 | -12.73 | 3.7421 | -1.6138 | -16.4415 | 3.0486 | 32.62 | 2.9538 | 0.094841 | 41.9172 | 3.1185 | 31.41 | 3.1135 | 0.005083 | 40.3773 | 0.015892 | 0.44241 | 0.1926 | 0.71813 | 13.2513 | 0.04845 | 0.026688 | 0.033825 | 0.04845 | 0.049561 | 0.51841 | 0.29957 | -0.20231 | 0.51841 | 0.49918 | 0.66616 | 0.3844 | -0.26129 | 0.66616 | 0.64169 | 0.015892 | 0.44241 | 0.1926 | 0.71813 | 13.2513 | 0.04845 | 0.026688 | 0.033825 | 0.04845 | 0.049561 | 0.51841 | 0.29957 | -0.20231 | 0.51841 | 0.49918 | 0.66616 | 0.3844 | -0.26129 | 0.66616 | 0.64169
118 | 0.24 | 0.3 | South/Central | TX | El.Paso.Intl.AP.722700 | 3 | 1163506 | 26.8687 | 12.8891 | 45.2275 | 26.8235 | 18.404 | 855.51 | 3.0082 | 10.93 | 3.9218 | -0.91352 | 13.9625 | 1.6389 | -2.84 | 2.5546 | -0.91574 | -3.7666 | 2.088 | -34.42 | 4.7101 | -2.6221 | -44.3961 | 3.0082 | 10.93 | 3.9218 | -0.91352 | 13.9625 | 3.0781 | 9.72 | 4.0814 | -1.0033 | 12.4226 | 0.015892 | 0.427 | 0.20484 | 0.71877 | 13.596 | 0.047808 | 0.026046 | 0.033183 | 0.047808 | 0.048919 | 0.1737 | -0.045134 | -0.54701 | 0.1737 | 0.15447 | 0.2219 | -0.05986 | -0.70556 | 0.2219 | 0.19742 | 0.015892 | 0.427 | 0.20484 | 0.71877 | 13.596 | 0.047808 | 0.026046 | 0.033183 | 0.047808 | 0.048919 | 0.1737 | -0.045134 | -0.54701 | 0.1737 | 0.15447 | 0.2219 | -0.05986 | -0.70556 | 0.2219 | 0.19742
119 | 0.24 | 0.35 | South/Central | TX | El.Paso.Intl.AP.722700 | 3 | 1163506 | 26.019 | 13.719 | 45.4779 | 25.9753 | 19.5026 | 881.15 | 2.7579 | -14.71 | 4.77 | -2.0121 | -19.1552 | 1.3886 | -28.48 | 3.4028 | -2.0143 | -36.8843 | 1.8376 | -60.06 | 5.5583 | -3.7207 | -77.5138 | 2.7579 | -14.71 | 4.77 | -2.0121 | -19.1552 | 2.8278 | -15.92 | 4.9296 | -2.1018 | -20.6951 | 0.015892 | 0.4135 | 0.21803 | 0.72275 | 14.0035 | 0.043829 | 0.022067 | 0.029204 | 0.043829 | 0.04494 | -0.23378 | -0.45261 | -0.95449 | -0.23378 | -0.25301 | -0.30442 | -0.58618 | -1.2319 | -0.30442 | -0.32889 | 0.015892 | 0.4135 | 0.21803 | 0.72275 | 14.0035 | 0.043829 | 0.022067 | 0.029204 | 0.043829 | 0.04494 | -0.23378 | -0.45261 | -0.95449 | -0.23378 | -0.25301 | -0.30442 | -0.58618 | -1.2319 | -0.30442 | -0.32889
120 | 0.24 | 0.4 | South/Central | TX | El.Paso.Intl.AP.722700 | 3 | 1163506 | 25.8791 | 13.659 | 45.2779 | 25.8356 | 19.4424 | 877.92 | 2.9578 | -11.48 | 4.9097 | -1.9518 | -14.9364 | 1.5885 | -25.25 | 3.5426 | -1.9541 | -32.6655 | 2.0376 | -56.83 | 5.698 | -3.6605 | -73.295 | 2.9578 | -11.48 | 4.9097 | -1.9518 | -14.9364 | 3.0277 | -12.69 | 5.0693 | -2.0416 | -16.4763 | 0.015892 | 0.41128 | 0.21707 | 0.71957 | 13.9522 | 0.047007 | 0.025245 | 0.032382 | 0.047007 | 0.048118 | -0.18244 | -0.40128 | -0.90316 | -0.18244 | -0.20167 | -0.23737 | -0.51913 | -1.1648 | -0.23737 | -0.26185 | 0.015892 | 0.41128 | 0.21707 | 0.71957 | 13.9522 | 0.047007 | 0.025245 | 0.032382 | 0.047007 | 0.048118 | -0.18244 | -0.40128 | -0.90316 | -0.18244 | -0.20167 | -0.23737 | -0.51913 | -1.1648 | -0.23737 | -0.26185
121 | 0.22 | 0.2 | South/Central | TX | El.Paso.Intl.AP.722700 | 3 | 1163506 | 28.3981 | 11.3591 | 44.727 | 28.3503 | 16.3767 | 807.68 | 3.5088 | 58.76 | 2.395 | 1.1139 | 75.5782 | 2.1395 | 44.99 | 1.0278 | 1.1116 | 57.8491 | 2.5886 | 13.41 | 3.1833 | -0.59476 | 17.2196 | 3.5088 | 58.76 | 2.395 | 1.1139 | 75.5782 | 3.5787 | 57.55 | 2.5546 | 1.0241 | 74.0383 | 0.015892 | 0.45131 | 0.18052 | 0.71081 | 12.8359 | 0.055763 | 0.034001 | 0.041138 | 0.055763 | 0.056874 | 0.93383 | 0.71499 | 0.21312 | 0.93383 | 0.9146 | 1.2011 | 0.91936 | 0.27366 | 1.2011 | 1.1766 | 0.015892 | 0.45131 | 0.18052 | 0.71081 | 12.8359 | 0.055763 | 0.034001 | 0.041138 | 0.055763 | 0.056874 | 0.93383 | 0.71499 | 0.21312 | 0.93383 | 0.9146 | 1.2011 | 0.91936 | 0.27366 | 1.2011 | 1.1766
122 | 0.22 | 0.25 | South/Central | TX | El.Paso.Intl.AP.722700 | 3 | 1163506 | 27.2585 | 12.139 | 44.6074 | 27.2127 | 17.3947 | 827.97 | 3.6283 | 38.47 | 3.5326 | 0.095775 | 49.4228 | 2.259 | 24.7 | 2.1654 | 0.09356 | 31.6937 | 2.7081 | -6.88 | 4.3209 | -1.6128 | -8.9359 | 3.6283 | 38.47 | 3.5326 | 0.095775 | 49.4228 | 3.6983 | 37.26 | 3.6922 | 0.006017 | 47.8828 | 0.015892 | 0.4332 | 0.19292 | 0.70891 | 13.1583 | 0.057663 | 0.035901 | 0.043038 | 0.057663 | 0.058774 | 0.61138 | 0.39254 | -0.10934 | 0.61138 | 0.59215 | 0.78544 | 0.50369 | -0.14201 | 0.78544 | 0.76097 | 0.015892 | 0.4332 | 0.19292 | 0.70891 | 13.1583 | 0.057663 | 0.035901 | 0.043038 | 0.057663 | 0.058774 | 0.61138 | 0.39254 | -0.10934 | 0.61138 | 0.59215 | 0.78544 | 0.50369 | -0.14201 | 0.78544 | 0.76097
123 | 0.22 | 0.3 | South/Central | TX | El.Paso.Intl.AP.722700 | 3 | 1163506 | 26.2889 | 12.9191 | 44.6678 | 26.2447 | 18.4231 | 850.26 | 3.568 | 16.18 | 4.5005 | -0.93259 | 20.6659 | 2.1986 | 2.41 | 3.1334 | -0.9348 | 2.9369 | 2.6477 | -29.17 | 5.2889 | -2.6412 | -37.6927 | 3.568 | 16.18 | 4.5005 | -0.93259 | 20.6659 | 3.6379 | 14.97 | 4.6602 | -1.0223 | 19.126 | 0.015892 | 0.41779 | 0.20531 | 0.70987 | 13.5126 | 0.056703 | 0.034941 | 0.042078 | 0.056703 | 0.057814 | 0.25714 | 0.0383 | -0.46358 | 0.25714 | 0.23791 | 0.32843 | 0.046673 | -0.59902 | 0.32843 | 0.30396 | 0.015892 | 0.41779 | 0.20531 | 0.70987 | 13.5126 | 0.056703 | 0.034941 | 0.042078 | 0.056703 | 0.057814 | 0.25714 | 0.0383 | -0.46358 | 0.25714 | 0.23791 | 0.32843 | 0.046673 | -0.59902 | 0.32843 | 0.30396
124 | 0.22 | 0.35 | South/Central | TX | El.Paso.Intl.AP.722700 | 3 | 1163506 | 25.4593 | 13.749 | 44.9381 | 25.4164 | 19.5217 | 876.12 | 3.2976 | -9.68 | 5.3288 | -2.0312 | -12.7101 | 1.9283 | -23.45 | 3.9617 | -2.0334 | -30.4392 | 2.3774 | -55.03 | 6.1172 | -3.7398 | -71.0688 | 3.2976 | -9.68 | 5.3288 | -2.0312 | -12.7101 | 3.3675 | -10.89 | 5.4885 | -2.1209 | -14.25 | 0.015892 | 0.40461 | 0.2185 | 0.71417 | 13.9236 | 0.052407 | 0.030645 | 0.037782 | 0.052407 | 0.053518 | -0.15384 | -0.37267 | -0.87455 | -0.15384 | -0.17307 | -0.20199 | -0.48375 | -1.1294 | -0.20199 | -0.22647 | 0.015892 | 0.40461 | 0.2185 | 0.71417 | 13.9236 | 0.052407 | 0.030645 | 0.037782 | 0.052407 | 0.053518 | -0.15384 | -0.37267 | -0.87455 | -0.15384 | -0.17307 | -0.20199 | -0.48375 | -1.1294 | -0.20199 | -0.22647
125 | 0.22 | 0.4 | South/Central | TX | El.Paso.Intl.AP.722700 | 3 | 1163506 | 25.3194 | 13.699 | 44.7482 | 25.2767 | 19.4715 | 873.17 | 3.4876 | -6.73 | 5.4685 | -1.981 | -8.8932 | 2.1182 | -20.5 | 4.1014 | -1.9832 | -26.6223 | 2.5673 | -52.08 | 6.2569 | -3.6896 | -67.2519 | 3.4876 | -6.73 | 5.4685 | -1.981 | -8.8932 | 3.5575 | -7.94 | 5.6282 | -2.0707 | -10.4331 | 0.015892 | 0.40238 | 0.21771 | 0.71115 | 13.8767 | 0.055425 | 0.033663 | 0.0408 | 0.055425 | 0.056536 | -0.10696 | -0.32579 | -0.82767 | -0.10696 | -0.12618 | -0.14133 | -0.42309 | -1.0688 | -0.14133 | -0.16581 | 0.015892 | 0.40238 | 0.21771 | 0.71115 | 13.8767 | 0.055425 | 0.033663 | 0.0408 | 0.055425 | 0.056536 | -0.10696 | -0.32579 | -0.82767 | -0.10696 | -0.12618 | -0.14133 | -0.42309 | -1.0688 | -0.14133 | -0.16581
126 | 0.2 | 0.2 | South/Central | TX | El.Paso.Intl.AP.722700 | 3 | 1163506 | 27.7983 | 11.3691 | 44.1272 | 27.7515 | 16.3757 | 801.64 | 4.1085 | 64.8 | 2.9937 | 1.1148 | 83.343 | 2.7392 | 51.03 | 1.6266 | 1.1126 | 65.6139 | 3.1883 | 19.45 | 3.7821 | -0.59378 | 24.9843 | 4.1085 | 64.8 | 2.9937 | 1.1148 | 83.343 | 4.1784 | 63.59 | 3.1534 | 1.0251 | 81.803 | 0.015892 | 0.44178 | 0.18068 | 0.70128 | 12.7399 | 0.065294 | 0.043532 | 0.050669 | 0.065294 | 0.066405 | 1.0298 | 0.81098 | 0.30911 | 1.0298 | 1.0106 | 1.3245 | 1.0428 | 0.39706 | 1.3245 | 1.3 | 0.015892 | 0.44178 | 0.18068 | 0.70128 | 12.7399 | 0.065294 | 0.043532 | 0.050669 | 0.065294 | 0.066405 | 1.0298 | 0.81098 | 0.30911 | 1.0298 | 1.0106 | 1.3245 | 1.0428 | 0.39706 | 1.3245 | 1.3
127 | 0.2 | 0.25 | South/Central | TX | El.Paso.Intl.AP.722700 | 3 | 1163506 | 26.6588 | 12.159 | 44.0177 | 26.6139 | 17.4038 | 822.22 | 4.2181 | 44.22 | 4.1313 | 0.086752 | 56.7865 | 2.8487 | 30.45 | 2.7642 | 0.084537 | 39.0574 | 3.2978 | -1.13 | 4.9197 | -1.6219 | -1.5721 | 4.2181 | 44.22 | 4.1313 | 0.086752 | 56.7865 | 4.288 | 43.01 | 4.291 | -0.003006 | 55.2466 | 0.015892 | 0.42367 | 0.19324 | 0.69954 | 13.067 | 0.067035 | 0.045273 | 0.05241 | 0.067035 | 0.068146 | 0.70276 | 0.48392 | -0.017958 | 0.70276 | 0.68353 | 0.90247 | 0.62071 | -0.024985 | 0.90247 | 0.87799 | 0.015892 | 0.42367 | 0.19324 | 0.69954 | 13.067 | 0.067035 | 0.045273 | 0.05241 | 0.067035 | 0.068146 | 0.70276 | 0.48392 | -0.017958 | 0.70276 | 0.68353 | 0.90247 | 0.62071 | -0.024985 | 0.90247 | 0.87799
128 | 0.2 | 0.3 | South/Central | TX | El.Paso.Intl.AP.722700 | 3 | 1163506 | 25.7092 | 12.9491 | 44.1081 | 25.6659 | 18.4422 | 845.01 | 4.1277 | 21.43 | 5.0793 | -0.95165 | 27.3694 | 2.7583 | 7.66 | 3.7122 | -0.95387 | 9.6403 | 3.2074 | -23.92 | 5.8677 | -2.6603 | -30.9892 | 4.1277 | 21.43 | 5.0793 | -0.95165 | 27.3694 | 4.1976 | 20.22 | 5.239 | -1.0414 | 25.8295 | 0.015892 | 0.40858 | 0.20579 | 0.70098 | 13.4291 | 0.065598 | 0.043836 | 0.050973 | 0.065598 | 0.066709 | 0.34057 | 0.12173 | -0.38014 | 0.34057 | 0.32134 | 0.43496 | 0.15321 | -0.49249 | 0.43496 | 0.41049 | 0.015892 | 0.40858 | 0.20579 | 0.70098 | 13.4291 | 0.065598 | 0.043836 | 0.050973 | 0.065598 | 0.066709 | 0.34057 | 0.12173 | -0.38014 | 0.34057 | 0.32134 | 0.43496 | 0.15321 | -0.49249 | 0.43496 | 0.41049
129 | 0.2 | 0.35 | South/Central | TX | El.Paso.Intl.AP.722700 | 3 | 1163506 | 24.8896 | 13.789 | 44.3884 | 24.8476 | 19.5408 | 870.97 | 3.8473 | -4.53 | 5.8976 | -2.0503 | -6.1363 | 2.478 | -18.3 | 4.5305 | -2.0525 | -23.8654 | 2.9271 | -49.88 | 6.686 | -3.7589 | -64.4949 | 3.8473 | -4.53 | 5.8976 | -2.0503 | -6.1363 | 3.9173 | -5.74 | 6.0573 | -2.14 | -7.6762 | 0.015892 | 0.39555 | 0.21914 | 0.70543 | 13.8417 | 0.061143 | 0.039381 | 0.046518 | 0.061143 | 0.062254 | -0.071992 | -0.29083 | -0.79271 | -0.071992 | -0.091222 | -0.09752 | -0.37928 | -1.025 | -0.09752 | -0.12199 | 0.015892 | 0.39555 | 0.21914 | 0.70543 | 13.8417 | 0.061143 | 0.039381 | 0.046518 | 0.061143 | 0.062254 | -0.071992 | -0.29083 | -0.79271 | -0.071992 | -0.091222 | -0.09752 | -0.37928 | -1.025 | -0.09752 | -0.12199
130 | 0.2 | 0.4 | South/Central | TX | El.Paso.Intl.AP.722700 | 3 | 1163506 | 24.7696 | 13.739 | 44.2284 | 24.7279 | 19.5006 | 868.55 | 4.0073 | -2.11 | 6.0174 | -2.01 | -2.978 | 2.638 | -15.88 | 4.6502 | -2.0123 | -20.7071 | 3.0871 | -47.46 | 6.8057 | -3.7186 | -61.3366 | 4.0073 | -2.11 | 6.0174 | -2.01 | -2.978 | 4.0772 | -3.32 | 6.177 | -2.0998 | -4.5179 | 0.015892 | 0.39365 | 0.21834 | 0.70289 | 13.8033 | 0.063685 | 0.041924 | 0.04906 | 0.063685 | 0.064796 | -0.033533 | -0.25237 | -0.75425 | -0.033533 | -0.052762 | -0.047327 | -0.32908 | -0.97478 | -0.047327 | -0.0718 | 0.015892 | 0.39365 | 0.21834 | 0.70289 | 13.8033 | 0.063685 | 0.041924 | 0.04906 | 0.063685 | 0.064796 | -0.033533 | -0.25237 | -0.75425 | -0.033533 | -0.052762 | -0.047327 | -0.32908 | -0.97478 | -0.047327 | -0.0718
Double | Double | Double | South/Central | TX | El.Paso.Intl.AP.722700 | 3 | 1163506 | 30.6966 | 15.699 | 53.0955 | 30.6455 | 22.45 | 1020.03 | -4.8597 | -153.59 | 0.099801 | -4.9595 | -197.6343 | -6.2291 | -167.36 | -1.2673 | -4.9617 | -215.3634 | -5.78 | -198.94 | 0.88815 | -6.6681 | -255.9929 | -4.8597 | -153.59 | 0.099801 | -4.9595 | -197.6343 | -4.7898 | -154.8 | 0.25947 | -5.0493 | -199.1742 | 0.015892 | 0.48784 | 0.24949 | 0.84381 | 16.2106 | -0.077232 | -0.098994 | -0.091857 | -0.077232 | -0.076121 | -2.4409 | -2.6597 | -3.1616 | -2.4409 | -2.4601 | -3.1409 | -3.4226 | -4.0683 | -3.1409 | -3.1653 | 0.015892 | 0.48784 | 0.24949 | 0.84381 | 16.2106 | -0.077232 | -0.098994 | -0.091857 | -0.077232 | -0.076121 | -2.4409 | -2.6597 | -3.1616 | -2.4409 | -2.4601 | -3.1409 | -3.4226 | -4.0683 | -3.1409 | -3.1653
Single | Single | Single | South/Central | TX | El.Paso.Intl.AP.722700 | 3 | 1163506 | 38.7926 | 18.4091 | 65.2215 | 38.7285 | 26.493 | 1226.9 | -16.9857 | -360.46 | -7.9832 | -9.0025 | -464.0912 | -18.3551 | -374.23 | -9.3503 | -9.0047 | -481.8203 | -17.906 | -405.81 | -7.1949 | -10.7111 | -522.4499 | -16.9857 | -360.46 | -7.9832 | -9.0025 | -464.0912 | -16.9158 | -361.67 | -7.8235 | -9.0923 | -465.6311 | 0.015892 | 0.6165 | 0.29256 | 1.0365 | 19.4983 | -0.26994 | -0.2917 | -0.28457 | -0.26994 | -0.26883 | -5.7285 | -5.9474 | -6.4493 | -5.7285 | -5.7478 | -7.3755 | -7.6572 | -8.3029 | -7.3755 | -7.3999 | 0.015892 | 0.6165 | 0.29256 | 1.0365 | 19.4983 | -0.26994 | -0.2917 | -0.28457 | -0.26994 | -0.26883 | -5.7285 | -5.9474 | -6.4493 | -5.7285 | -5.7478 | -7.3755 | -7.6572 | -8.3029 | -7.3755 | -7.3999
1 | 0.35 | 0.47 | Southern | TX | Fort.Worth-Alliance.AP.722594 | 2 | 6292255 | 40.882 | 15.759 | 63.1208 | 40.8141 | 22.3067 | 1118.27 | 0.49856 | -54.08 | 3.3031 | -2.8045 | -69.8664 | -1.1007 | -70.98 | 1.7463 | -2.847 | -91.6581 | -0.53165 | -98.23 | 3.8819 | -4.4135 | -126.9339 | 0.49856 | -54.08 | 3.3031 | -2.8045 | -69.8664 | 0.55845 | -56.28 | 3.4927 | -2.9342 | -72.6226 | 0.085946 | 3.5136 | 1.3544 | 5.425 | 96.1105 | 0.042849 | -0.094599 | -0.045693 | 0.042849 | 0.047996 | -4.6479 | -6.1004 | -8.4424 | -4.6479 | -4.837 | -6.0047 | -7.8776 | -10.9094 | -6.0047 | -6.2416 | 0.085946 | 3.5136 | 1.3544 | 5.425 | 96.1105 | 0.042849 | -0.094599 | -0.045693 | 0.042849 | 0.047996 | -4.6479 | -6.1004 | -8.4424 | -4.6479 | -4.837 | -6.0047 | -7.8776 | -10.9094 | -6.0047 | -6.2416
2 | 0.35 | 0.42 | Southern | TX | Fort.Worth-Alliance.AP.722594 | 2 | 6292255 | 41.8016 | 15.079 | 63.1404 | 41.7322 | 21.4082 | 1099.53 | 0.47894 | -35.34 | 2.385 | -1.9061 | -45.6763 | -1.1203 | -52.24 | 0.82826 | -1.9486 | -67.4679 | -0.55127 | -79.49 | 2.9638 | -3.5151 | -102.7437 | 0.47894 | -35.34 | 2.385 | -1.9061 | -45.6763 | 0.53883 | -37.54 | 2.5746 | -2.0358 | -48.4324 | 0.085946 | 3.5927 | 1.296 | 5.4266 | 94.4999 | 0.041163 | -0.096285 | -0.04738 | 0.041163 | 0.04631 | -3.0373 | -4.4898 | -6.8318 | -3.0373 | -3.2264 | -3.9257 | -5.7986 | -8.8304 | -3.9257 | -4.1626 | 0.085946 | 3.5927 | 1.296 | 5.4266 | 94.4999 | 0.041163 | -0.096285 | -0.04738 | 0.041163 | 0.04631 | -3.0373 | -4.4898 | -6.8318 | -3.0373 | -3.2264 | -3.9257 | -5.7986 | -8.8304 | -3.9257 | -4.1626
3 | 0.35 | 0.37 | Southern | TX | Fort.Worth-Alliance.AP.722594 | 2 | 6292255 | 42.7311 | 14.479 | 63.28 | 42.6602 | 20.6197 | 1084.31 | 0.33938 | -20.12 | 1.4569 | -1.1176 | -26.0252 | -1.2599 | -37.02 | -0.099788 | -1.1601 | -47.8168 | -0.69083 | -64.27 | 2.0357 | -2.7266 | -83.0926 | 0.33938 | -20.12 | 1.4569 | -1.1176 | -26.0252 | 0.39927 | -22.32 | 1.6465 | -1.2473 | -28.7813 | 0.085946 | 3.6726 | 1.2444 | 5.4386 | 93.1918 | 0.029169 | -0.10828 | -0.059374 | 0.029169 | 0.034316 | -1.7292 | -3.1817 | -5.5237 | -1.7292 | -1.9183 | -2.2368 | -4.1097 | -7.1415 | -2.2368 | -2.4736 | 0.085946 | 3.6726 | 1.2444 | 5.4386 | 93.1918 | 0.029169 | -0.10828 | -0.059374 | 0.029169 | 0.034316 | -1.7292 | -3.1817 | -5.5237 | -1.7292 | -1.9183 | -2.2368 | -4.1097 | -7.1415 | -2.2368 | -2.4736
4 | 0.35 | 0.32 | Southern | TX | Fort.Worth-Alliance.AP.722594 | 2 | 6292255 | 43.7607 | 13.879 | 63.5095 | 43.6881 | 19.8215 | 1069.81 | 0.10981 | -5.62 | 0.4291 | -0.31929 | -7.2696 | -1.4894 | -22.52 | -1.1276 | -0.3618 | -29.0613 | -0.9204 | -49.77 | 1.0079 | -1.9283 | -64.337 | 0.10981 | -5.62 | 0.4291 | -0.31929 | -7.2696 | 0.1697 | -7.82 | 0.6187 | -0.449 | -10.0258 | 0.085946 | 3.761 | 1.1928 | 5.4584 | 91.9456 | 0.009438 | -0.12801 | -0.079104 | 0.009438 | 0.014585 | -0.48301 | -1.9355 | -4.2775 | -0.48301 | -0.6721 | -0.62479 | -2.4977 | -5.5295 | -0.62479 | -0.86167 | 0.085946 | 3.761 | 1.1928 | 5.4584 | 91.9456 | 0.009438 | -0.12801 | -0.079104 | 0.009438 | 0.014585 | -0.48301 | -1.9355 | -4.2775 | -0.48301 | -0.6721 | -0.62479 | -2.4977 | -5.5295 | -0.62479 | -0.86167
5 | 0.35 | 0.27 | Southern | TX | Fort.Worth-Alliance.AP.722594 | 2 | 6292255 | 44.4404 | 13.509 | 63.6692 | 44.3666 | 19.3026 | 1060.48 | -0.049905 | 3.71 | -0.24947 | 0.19957 | 4.7856 | -1.6491 | -13.19 | -1.8062 | 0.15706 | -17.0061 | -1.0801 | -40.44 | 0.32931 | -1.4094 | -52.2819 | -0.049905 | 3.71 | -0.24947 | 0.19957 | 4.7856 | 0.009985 | 1.51 | -0.059873 | 0.069858 | 2.0294 | 0.085946 | 3.8195 | 1.161 | 5.4721 | 91.1437 | -0.0042891 | -0.14174 | -0.092831 | -0.0042891 | 0.00085817 | 0.31886 | -1.1336 | -3.4756 | 0.31886 | 0.12978 | 0.4113 | -1.4616 | -4.4934 | 0.4113 | 0.17442 | 0.085946 | 3.8195 | 1.161 | 5.4721 | 91.1437 | -0.0042891 | -0.14174 | -0.092831 | -0.0042891 | 0.00085817 | 0.31886 | -1.1336 | -3.4756 | 0.31886 | 0.12978 | 0.4113 | -1.4616 | -4.4934 | 0.4113 | 0.17442
6 | 0.35 | 0.23 | Southern | TX | Fort.Worth-Alliance.AP.722594 | 2 | 6292255 | 44.8402 | 13.319 | 63.7891 | 44.7658 | 19.0233 | 1055.76 | -0.16972 | 8.43 | -0.64864 | 0.47892 | 10.8395 | -1.769 | -8.47 | -2.2054 | 0.43641 | -10.9522 | -1.1999 | -35.72 | -0.069849 | -1.1301 | -46.228 | -0.16972 | 8.43 | -0.64864 | 0.47892 | 10.8395 | -0.10983 | 6.23 | -0.45904 | 0.3492 | 8.0833 | 0.085946 | 3.8538 | 1.1447 | 5.4824 | 90.7381 | -0.014587 | -0.15203 | -0.10313 | -0.014587 | -0.0094396 | 0.72452 | -0.72796 | -3.07 | 0.72452 | 0.53544 | 0.9316 | -0.9413 | -3.9731 | 0.9316 | 0.69472 | 0.085946 | 3.8538 | 1.1447 | 5.4824 | 90.7381 | -0.014587 | -0.15203 | -0.10313 | -0.014587 | -0.0094396 | 0.72452 | -0.72796 | -3.07 | 0.72452 | 0.53544 | 0.9316 | -0.9413 | -3.9731 | 0.9316 | 0.69472
7 | 0.35 | 0.19 | Southern | TX | Fort.Worth-Alliance.AP.722594 | 2 | 6292255 | 45.8297 | 12.799 | 64.0786 | 45.7537 | 18.3249 | 1044 | -0.45924 | 20.19 | -1.6366 | 1.1773 | 26.1047 | -2.0585 | 3.29 | -3.1933 | 1.1348 | 4.313 | -1.4894 | -23.96 | -1.0578 | -0.43167 | -30.9627 | -0.45924 | 20.19 | -1.6366 | 1.1773 | 26.1047 | -0.39935 | 17.99 | -1.447 | 1.0476 | 23.3485 | 0.085946 | 3.9389 | 1.1 | 5.5073 | 89.7273 | -0.03947 | -0.17692 | -0.12801 | -0.03947 | -0.034322 | 1.7352 | 0.28276 | -2.0593 | 1.7352 | 1.5462 | 2.2436 | 0.37069 | -2.6611 | 2.2436 | 2.0067 | 0.085946 | 3.9389 | 1.1 | 5.5073 | 89.7273 | -0.03947 | -0.17692 | -0.12801 | -0.03947 | -0.034322 | 1.7352 | 0.28276 | -2.0593 | 1.7352 | 1.5462 | 2.2436 | 0.37069 | -2.6611 | 2.2436 | 2.0067
8 | 0.35 | 0.17 | Southern | TX | Fort.Worth-Alliance.AP.722594 | 2 | 6292255 | 46.3495 | 12.529 | 64.2384 | 46.2726 | 17.9657 | 1038.04 | -0.61903 | 26.15 | -2.1555 | 1.5364 | 33.8132 | -2.2183 | 9.25 | -3.7122 | 1.4939 | 12.0215 | -1.6492 | -18 | -1.5767 | -0.072552 | -23.2542 | -0.61903 | 26.15 | -2.1555 | 1.5364 | 33.8132 | -0.55914 | 23.95 | -1.9659 | 1.4067 | 31.057 | 0.085946 | 3.9835 | 1.0768 | 5.521 | 89.2151 | -0.053203 | -0.19065 | -0.14175 | -0.053203 | -0.048055 | 2.2475 | 0.795 | -1.547 | 2.2475 | 2.0584 | 2.9061 | 1.0332 | -1.9986 | 2.9061 | 2.6692 | 0.085946 | 3.9835 | 1.0768 | 5.521 | 89.2151 | -0.053203 | -0.19065 | -0.14175 | -0.053203 | -0.048055 | 2.2475 | 0.795 | -1.547 | 2.2475 | 2.0584 | 2.9061 | 1.0332 | -1.9986 | 2.9061 | 2.6692
9 | 0.33 | 0.47 | Southern | TX | Fort.Worth-Alliance.AP.722594 | 2 | 6292255 | 40.2723 | 15.779 | 62.5111 | 40.2054 | 22.3057 | 1112.13 | 1.1083 | -47.94 | 3.9118 | -2.8035 | -61.972 | -0.49096 | -64.84 | 2.3551 | -2.846 | -83.7637 | 0.078064 | -92.09 | 4.4906 | -4.4125 | -119.0394 | 1.1083 | -47.94 | 3.9118 | -2.8035 | -61.972 | 1.1682 | -50.14 | 4.1014 | -2.9332 | -64.7282 | 0.085946 | 3.4612 | 1.3561 | 5.3726 | 95.5828 | 0.095252 | -0.042196 | 0.0067093 | 0.095252 | 0.1004 | -4.1202 | -5.5727 | -7.9147 | -4.1202 | -4.3093 | -5.3262 | -7.1991 | -10.2309 | -5.3262 | -5.5631 | 0.085946 | 3.4612 | 1.3561 | 5.3726 | 95.5828 | 0.095252 | -0.042196 | 0.0067093 | 0.095252 | 0.1004 | -4.1202 | -5.5727 | -7.9147 | -4.1202 | -4.3093 | -5.3262 | -7.1991 | -10.2309 | -5.3262 | -5.5631
10 | 0.33 | 0.42 | Southern | TX | Fort.Worth-Alliance.AP.722594 | 2 | 6292255 | 41.1919 | 15.089 | 62.5307 | 41.1234 | 21.4072 | 1093.4 | 1.0887 | -29.21 | 2.9937 | -1.9051 | -37.7817 | -0.51058 | -46.11 | 1.437 | -1.9476 | -59.5734 | 0.058449 | -73.36 | 3.5725 | -3.5141 | -94.8491 | 1.0887 | -29.21 | 2.9937 | -1.9051 | -37.7817 | 1.1486 | -31.41 | 3.1833 | -2.0348 | -40.5379 | 0.085946 | 3.5403 | 1.2968 | 5.3742 | 93.9731 | 0.093566 | -0.043882 | 0.0050234 | 0.093566 | 0.098713 | -2.5105 | -3.963 | -6.305 | -2.5105 | -2.6996 | -3.2472 | -5.1201 | -8.1519 | -3.2472 | -3.4841 | 0.085946 | 3.5403 | 1.2968 | 5.3742 | 93.9731 | 0.093566 | -0.043882 | 0.0050234 | 0.093566 | 0.098713 | -2.5105 | -3.963 | -6.305 | -2.5105 | -2.6996 | -3.2472 | -5.1201 | -8.1519 | -3.2472 | -3.4841
11 | 0.33 | 0.37 | Southern | TX | Fort.Worth-Alliance.AP.722594 | 2 | 6292255 | 42.1214 | 14.489 | 62.6603 | 42.0515 | 20.6088 | 1077.89 | 0.95906 | -13.7 | 2.0657 | -1.1066 | -17.7312 | -0.64017 | -30.6 | 0.50893 | -1.1491 | -39.5229 | -0.071148 | -57.85 | 2.6445 | -2.7156 | -74.7986 | 0.95906 | -13.7 | 2.0657 | -1.1066 | -17.7312 | 1.019 | -15.9 | 2.2553 | -1.2363 | -20.4874 | 0.085946 | 3.6202 | 1.2453 | 5.3854 | 92.64 | 0.082427 | -0.05502 | -0.0061149 | 0.082427 | 0.087575 | -1.1775 | -2.6299 | -4.972 | -1.1775 | -1.3665 | -1.5239 | -3.3968 | -6.4286 | -1.5239 | -1.7608 | 0.085946 | 3.6202 | 1.2453 | 5.3854 | 92.64 | 0.082427 | -0.05502 | -0.0061149 | 0.082427 | 0.087575 | -1.1775 | -2.6299 | -4.972 | -1.1775 | -1.3665 | -1.5239 | -3.3968 | -6.4286 | -1.5239 | -1.7608
12 | 0.33 | 0.32 | Southern | TX | Fort.Worth-Alliance.AP.722594 | 2 | 6292255 | 43.141 | 13.879 | 62.8699 | 43.0694 | 19.8005 | 1062.96 | 0.74949 | 1.23 | 1.0478 | -0.29831 | 1.555 | -0.84975 | -15.67 | -0.50893 | -0.34082 | -20.2367 | -0.28072 | -42.92 | 1.6266 | -1.9073 | -55.5124 | 0.74949 | 1.23 | 1.0478 | -0.29831 | 1.555 | 0.80938 | -0.97 | 1.2374 | -0.42802 | -1.2012 | 0.085946 | 3.7078 | 1.1928 | 5.4034 | 91.3569 | 0.064416 | -0.073032 | -0.024127 | 0.064416 | 0.069563 | 0.10571 | -1.3468 | -3.6888 | 0.10571 | -0.083367 | 0.13365 | -1.7393 | -4.7711 | 0.13365 | -0.10323 | 0.085946 | 3.7078 | 1.1928 | 5.4034 | 91.3569 | 0.064416 | -0.073032 | -0.024127 | 0.064416 | 0.069563 | 0.10571 | -1.3468 | -3.6888 | 0.10571 | -0.083367 | 0.13365 | -1.7393 | -4.7711 | 0.13365 | -0.10323
13 | 0.33 | 0.27 | Southern | TX | Fort.Worth-Alliance.AP.722594 | 2 | 6292255 | 43.8107 | 13.509 | 63.0195 | 43.738 | 19.2816 | 1053.53 | 0.59981 | 10.66 | 0.3792 | 0.22061 | 13.7414 | -0.99942 | -6.24 | -1.1775 | 0.1781 | -8.0503 | -0.4304 | -33.49 | 0.95799 | -1.3884 | -43.326 | 0.59981 | 10.66 | 0.3792 | 0.22061 | 13.7414 | 0.6597 | 8.46 | 0.5688 | 0.090898 | 10.9852 | 0.085946 | 3.7653 | 1.161 | 5.4163 | 90.5464 | 0.051551 | -0.085896 | -0.036991 | 0.051551 | 0.056699 | 0.91618 | -0.5363 | -2.8783 | 0.91618 | 0.7271 | 1.181 | -0.69189 | -3.7237 | 1.181 | 0.94413 | 0.085946 | 3.7653 | 1.161 | 5.4163 | 90.5464 | 0.051551 | -0.085896 | -0.036991 | 0.051551 | 0.056699 | 0.91618 | -0.5363 | -2.8783 | 0.91618 | 0.7271 | 1.181 | -0.69189 | -3.7237 | 1.181 | 0.94413
14 | 0.33 | 0.23 | Southern | TX | Fort.Worth-Alliance.AP.722594 | 2 | 6292255 | 44.2205 | 13.319 | 63.1493 | 44.1471 | 19.0022 | 1048.92 | 0.47002 | 15.27 | -0.029939 | 0.49996 | 19.6666 | -1.1292 | -1.63 | -1.5867 | 0.45745 | -2.1251 | -0.56019 | -28.88 | 0.54885 | -1.109 | -37.4009 | 0.47002 | 15.27 | -0.029939 | 0.49996 | 19.6666 | 0.52991 | 13.07 | 0.15966 | 0.37025 | 16.9104 | 0.085946 | 3.8006 | 1.1447 | 5.4274 | 90.1502 | 0.040396 | -0.097052 | -0.048146 | 0.040396 | 0.045543 | 1.3124 | -0.14009 | -2.4821 | 1.3124 | 1.1233 | 1.6903 | -0.18264 | -3.2144 | 1.6903 | 1.4534 | 0.085946 | 3.8006 | 1.1447 | 5.4274 | 90.1502 | 0.040396 | -0.097052 | -0.048146 | 0.040396 | 0.045543 | 1.3124 | -0.14009 | -2.4821 | 1.3124 | 1.1233 | 1.6903 | -0.18264 | -3.2144 | 1.6903 | 1.4534
15 | 0.33 | 0.19 | Southern | TX | Fort.Worth-Alliance.AP.722594 | 2 | 6292255 | 45.2 | 12.789 | 63.4189 | 45.125 | 18.2939 | 1036.74 | 0.20044 | 27.45 | -1.0079 | 1.2083 | 35.46 | -1.3988 | 10.55 | -2.5646 | 1.1658 | 13.6683 | -0.82977 | -16.7 | -0.4291 | -0.40068 | -21.6075 | 0.20044 | 27.45 | -1.0079 | 1.2083 | 35.46 | 0.26033 | 25.25 | -0.81828 | 1.0786 | 32.7038 | 0.085946 | 3.8847 | 1.0992 | 5.4506 | 89.1034 | 0.017227 | -0.12022 | -0.071315 | 0.017227 | 0.022374 | 2.3592 | 0.90673 | -1.4353 | 2.3592 | 2.1701 | 3.0476 | 1.1747 | -1.8571 | 3.0476 | 2.8108 | 0.085946 | 3.8847 | 1.0992 | 5.4506 | 89.1034 | 0.017227 | -0.12022 | -0.071315 | 0.017227 | 0.022374 | 2.3592 | 0.90673 | -1.4353 | 2.3592 | 2.1701 | 3.0476 | 1.1747 | -1.8571 | 3.0476 | 2.8108
16 | 0.33 | 0.17 | Southern | TX | Fort.Worth-Alliance.AP.722594 | 2 | 6292255 | 45.7198 | 12.519 | 63.5787 | 45.644 | 17.9347 | 1030.81 | 0.040652 | 33.38 | -1.5268 | 1.5674 | 43.1685 | -1.5586 | 16.48 | -3.0835 | 1.5249 | 21.3769 | -0.98956 | -10.77 | -0.94801 | -0.041552 | -13.8989 | 0.040652 | 33.38 | -1.5268 | 1.5674 | 43.1685 | 0.10054 | 31.18 | -1.3372 | 1.4377 | 40.4124 | 0.085946 | 3.9294 | 1.076 | 5.4643 | 88.5937 | 0.0034939 | -0.13395 | -0.085048 | 0.0034939 | 0.0086412 | 2.8689 | 1.4164 | -0.92564 | 2.8689 | 2.6798 | 3.7102 | 1.8372 | -1.1946 | 3.7102 | 3.4733 | 0.085946 | 3.9294 | 1.076 | 5.4643 | 88.5937 | 0.0034939 | -0.13395 | -0.085048 | 0.0034939 | 0.0086412 | 2.8689 | 1.4164 | -0.92564 | 2.8689 | 2.6798 | 3.7102 | 1.8372 | -1.1946 | 3.7102 | 3.4733
17 | 0.3 | 0.47 | Southern | TX | Fort.Worth-Alliance.AP.722594 | 2 | 6292255 | 39.3527 | 15.799 | 61.5915 | 39.2873 | 22.3042 | 1102.9 | 2.0278 | -38.71 | 4.8299 | -2.802 | -50.0671 | 0.42858 | -55.61 | 3.2731 | -2.8445 | -71.8587 | 0.9976 | -82.86 | 5.4086 | -4.411 | -107.1345 | 2.0278 | -38.71 | 4.8299 | -2.802 | -50.0671 | 2.0877 | -40.91 | 5.0195 | -2.9318 | -52.8232 | 0.085946 | 3.3822 | 1.3579 | 5.2935 | 94.7895 | 0.17428 | 0.036834 | 0.08574 | 0.17428 | 0.17943 | -3.327 | -4.7794 | -7.1215 | -3.327 | -3.516 | -4.3031 | -6.176 | -9.2078 | -4.3031 | -4.5399 | 0.085946 | 3.3822 | 1.3579 | 5.2935 | 94.7895 | 0.17428 | 0.036834 | 0.08574 | 0.17428 | 0.17943 | -3.327 | -4.7794 | -7.1215 | -3.327 | -3.516 | -4.3031 | -6.176 | -9.2078 | -4.3031 | -4.5399
18 | 0.3 | 0.42 | Southern | TX | Fort.Worth-Alliance.AP.722594 | 2 | 6292255 | 40.2623 | 15.109 | 61.5911 | 40.1954 | 21.3957 | 1083.76 | 2.0282 | -19.57 | 3.9218 | -1.8935 | -25.3445 | 0.429 | -36.47 | 2.365 | -1.936 | -47.1362 | 0.99803 | -63.72 | 4.5006 | -3.5025 | -82.412 | 2.0282 | -19.57 | 3.9218 | -1.8935 | -25.3445 | 2.0881 | -21.77 | 4.1114 | -2.0232 | -28.1007 | 0.085946 | 3.4604 | 1.2986 | 5.2935 | 93.1445 | 0.17432 | 0.036871 | 0.085776 | 0.17432 | 0.17947 | -1.682 | -3.1344 | -5.4765 | -1.682 | -1.871 | -2.1783 | -4.0512 | -7.083 | -2.1783 | -2.4151 | 0.085946 | 3.4604 | 1.2986 | 5.2935 | 93.1445 | 0.17432 | 0.036871 | 0.085776 | 0.17432 | 0.17947 | -1.682 | -3.1344 | -5.4765 | -1.682 | -1.871 | -2.1783 | -4.0512 | -7.083 | -2.1783 | -2.4151
19 | 0.3 | 0.37 | Southern | TX | Fort.Worth-Alliance.AP.722594 | 2 | 6292255 | 41.1819 | 14.499 | 61.7008 | 41.1135 | 20.5873 | 1067.83 | 1.9186 | -3.64 | 3.0037 | -1.0851 | -4.7657 | 0.31934 | -20.54 | 1.447 | -1.1276 | -26.5574 | 0.88837 | -47.79 | 3.5825 | -2.6941 | -61.8332 | 1.9186 | -3.64 | 3.0037 | -1.0851 | -4.7657 | 1.9785 | -5.84 | 3.1933 | -1.2148 | -7.5219 | 0.085946 | 3.5394 | 1.2461 | 5.3029 | 91.7754 | 0.16489 | 0.027446 | 0.076352 | 0.16489 | 0.17004 | -0.31284 | -1.7653 | -4.1073 | -0.31284 | -0.50192 | -0.40959 | -2.2825 | -5.3143 | -0.40959 | -0.64647 | 0.085946 | 3.5394 | 1.2461 | 5.3029 | 91.7754 | 0.16489 | 0.027446 | 0.076352 | 0.16489 | 0.17004 | -0.31284 | -1.7653 | -4.1073 | -0.31284 | -0.50192 | -0.40959 | -2.2825 | -5.3143 | -0.40959 | -0.64647
20 | 0.3 | 0.32 | Southern | TX | Fort.Worth-Alliance.AP.722594 | 2 | 6292255 | 42.2014 | 13.889 | 61.9103 | 42.1313 | 19.779 | 1052.91 | 1.709 | 11.28 | 1.9858 | -0.2768 | 14.5212 | 0.10979 | -5.62 | 0.4291 | -0.31931 | -7.2704 | 0.67882 | -32.87 | 2.5646 | -1.8858 | -42.5462 | 1.709 | 11.28 | 1.9858 | -0.2768 | 14.5212 | 1.7689 | 9.08 | 2.1754 | -0.40651 | 11.7651 | 0.085946 | 3.627 | 1.1937 | 5.3209 | 90.4931 | 0.14688 | 0.0094361 | 0.058341 | 0.14688 | 0.15203 | 0.96947 | -0.48301 | -2.825 | 0.96947 | 0.78039 | 1.248 | -0.62486 | -3.6567 | 1.248 | 1.0112 | 0.085946 | 3.627 | 1.1937 | 5.3209 | 90.4931 | 0.14688 | 0.0094361 | 0.058341 | 0.14688 | 0.15203 | 0.96947 | -0.48301 | -2.825 | 0.96947 | 0.78039 | 1.248 | -0.62486 | -3.6567 | 1.248 | 1.0112
21 | 0.3 | 0.27 | Southern | TX | Fort.Worth-Alliance.AP.722594 | 2 | 6292255 | 42.8611 | 13.519 | 62.06 | 42.7899 | 19.27 | 1043.69 | 1.5594 | 20.5 | 1.3272 | 0.23216 | 26.437 | -0.039865 | 3.6 | -0.22952 | 0.18965 | 4.6453 | 0.52916 | -23.65 | 1.906 | -1.3768 | -30.6304 | 1.5594 | 20.5 | 1.3272 | 0.23216 | 26.437 | 1.6193 | 18.3 | 1.5168 | 0.10245 | 23.6808 | 0.085946 | 3.6837 | 1.1619 | 5.3338 | 89.7007 | 0.13402 | -0.0034262 | 0.045479 | 0.13402 | 0.13917 | 1.7619 | 0.3094 | -2.0326 | 1.7619 | 1.5728 | 2.2721 | 0.39925 | -2.6326 | 2.2721 | 2.0353 | 0.085946 | 3.6837 | 1.1619 | 5.3338 | 89.7007 | 0.13402 | -0.0034262 | 0.045479 | 0.13402 | 0.13917 | 1.7619 | 0.3094 | -2.0326 | 1.7619 | 1.5728 | 2.2721 | 0.39925 | -2.6326 | 2.2721 | 2.0353
22 | 0.3 | 0.23 | Southern | TX | Fort.Worth-Alliance.AP.722594 | 2 | 6292255 | 43.261 | 13.319 | 62.1598 | 43.1891 | 18.9707 | 1038.35 | 1.4595 | 25.84 | 0.92805 | 0.53149 | 33.2923 | -0.1397 | 8.94 | -0.62868 | 0.48898 | 11.5006 | 0.42932 | -18.31 | 1.5068 | -1.0775 | -23.7751 | 1.4595 | 25.84 | 0.92805 | 0.53149 | 33.2923 | 1.5194 | 23.64 | 1.1176 | 0.40178 | 30.5361 | 0.085946 | 3.7181 | 1.1447 | 5.3424 | 89.2417 | 0.12544 | -0.012007 | 0.036899 | 0.12544 | 0.13059 | 2.2208 | 0.76835 | -1.5737 | 2.2208 | 2.0318 | 2.8613 | 0.98843 | -2.0434 | 2.8613 | 2.6244 | 0.085946 | 3.7181 | 1.1447 | 5.3424 | 89.2417 | 0.12544 | -0.012007 | 0.036899 | 0.12544 | 0.13059 | 2.2208 | 0.76835 | -1.5737 | 2.2208 | 2.0318 | 2.8613 | 0.98843 | -2.0434 | 2.8613 | 2.6244
23 | 0.3 | 0.19 | Southern | TX | Fort.Worth-Alliance.AP.722594 | 2 | 6292255 | 44.2405 | 12.779 | 62.4094 | 44.1671 | 18.2424 | 1025.56 | 1.2099 | 38.63 | -0.0499 | 1.2598 | 49.887 | -0.3893 | 21.73 | -1.6066 | 1.2173 | 28.0954 | 0.17972 | -5.52 | 0.52889 | -0.34917 | -7.1804 | 1.2099 | 38.63 | -0.0499 | 1.2598 | 49.887 | 1.2698 | 36.43 | 0.1397 | 1.1301 | 47.1309 | 0.085946 | 3.8023 | 1.0983 | 5.3638 | 88.1425 | 0.10399 | -0.033459 | 0.015447 | 0.10399 | 0.10914 | 3.3201 | 1.8676 | -0.47442 | 3.3201 | 3.131 | 4.2876 | 2.4147 | -0.61712 | 4.2876 | 4.0507 | 0.085946 | 3.8023 | 1.0983 | 5.3638 | 88.1425 | 0.10399 | -0.033459 | 0.015447 | 0.10399 | 0.10914 | 3.3201 | 1.8676 | -0.47442 | 3.3201 | 3.131 | 4.2876 | 2.4147 | -0.61712 | 4.2876 | 4.0507
24 | 0.3 | 0.17 | Southern | TX | Fort.Worth-Alliance.AP.722594 | 2 | 6292255 | 44.7703 | 12.519 | 62.5891 | 44.6959 | 17.8932 | 1020.04 | 1.0302 | 44.15 | -0.57879 | 1.609 | 57.0674 | -0.56903 | 27.25 | -2.1355 | 1.5665 | 35.2758 | 0 | 0 | 0 | 0 | 0 | 1.0302 | 44.15 | -0.57879 | 1.609 | 57.0674 | 1.0901 | 41.95 | -0.38919 | 1.4793 | 54.3113 | 0.085946 | 3.8478 | 1.076 | 5.3793 | 87.6681 | 0.088542 | -0.048905 | 0 | 0.088542 | 0.09369 | 3.7945 | 2.342 | 0 | 3.7945 | 3.6054 | 4.9047 | 3.0318 | 0 | 4.9047 | 4.6678 | 0.085946 | 3.8478 | 1.076 | 5.3793 | 87.6681 | 0.088542 | -0.048905 | 0 | 0.088542 | 0.09369 | 3.7945 | 2.342 | 0 | 3.7945 | 3.6054 | 4.9047 | 3.0318 | 0 | 4.9047 | 4.6678
25 | 0.28 | 0.47 | Southern | TX | Fort.Worth-Alliance.AP.722594 | 2 | 6292255 | 38.9229 | 15.679 | 60.9917 | 38.8582 | 22.1335 | 1093.31 | 2.6276 | -29.12 | 5.259 | -2.6313 | -37.683 | 1.0284 | -46.02 | 3.7022 | -2.6738 | -59.4747 | 1.5974 | -73.27 | 5.8377 | -4.2403 | -94.7504 | 2.6276 | -29.12 | 5.259 | -2.6313 | -37.683 | 2.6875 | -31.32 | 5.4486 | -2.761 | -40.4392 | 0.085946 | 3.3453 | 1.3475 | 5.242 | 93.9653 | 0.22583 | 0.088386 | 0.13729 | 0.22583 | 0.23098 | -2.5027 | -3.9552 | -6.2972 | -2.5027 | -2.6918 | -3.2387 | -5.1116 | -8.1434 | -3.2387 | -3.4756 | 0.085946 | 3.3453 | 1.3475 | 5.242 | 93.9653 | 0.22583 | 0.088386 | 0.13729 | 0.22583 | 0.23098 | -2.5027 | -3.9552 | -6.2972 | -2.5027 | -2.6918 | -3.2387 | -5.1116 | -8.1434 | -3.2387 | -3.4756
26 | 0.28 | 0.42 | Southern | TX | Fort.Worth-Alliance.AP.722594 | 2 | 6292255 | 39.6726 | 15.089 | 60.9514 | 39.6066 | 21.3448 | 1076.29 | 2.6679 | -12.1 | 4.5105 | -1.8426 | -15.7062 | 1.0687 | -29 | 2.9538 | -1.8851 | -37.4979 | 1.6377 | -56.25 | 5.0893 | -3.4516 | -72.7736 | 2.6679 | -12.1 | 4.5105 | -1.8426 | -15.7062 | 2.7278 | -14.3 | 4.7001 | -1.9723 | -18.4624 | 0.085946 | 3.4097 | 1.2968 | 5.2385 | 92.5025 | 0.22929 | 0.091847 | 0.14075 | 0.22929 | 0.23444 | -1.0399 | -2.4924 | -4.8344 | -1.0399 | -1.229 | -1.3499 | -3.2228 | -6.2546 | -1.3499 | -1.5868 | 0.085946 | 3.4097 | 1.2968 | 5.2385 | 92.5025 | 0.22929 | 0.091847 | 0.14075 | 0.22929 | 0.23444 | -1.0399 | -2.4924 | -4.8344 | -1.0399 | -1.229 | -1.3499 | -3.2228 | -6.2546 | -1.3499 | -1.5868
27 | 0.28 | 0.37 | Southern | TX | Fort.Worth-Alliance.AP.722594 | 2 | 6292255 | 40.4322 | 14.579 | 61.0311 | 40.365 | 20.6661 | 1062.78 | 2.5883 | 1.41 | 3.7521 | -1.1639 | 1.7325 | 0.98901 | -15.49 | 2.1954 | -1.2064 | -20.0592 | 1.558 | -42.74 | 4.3309 | -2.7729 | -55.335 | 2.5883 | 1.41 | 3.7521 | -1.1639 | 1.7325 | 2.6481 | -0.79 | 3.9417 | -1.2936 | -1.0237 | 0.085946 | 3.475 | 1.253 | 5.2454 | 91.3414 | 0.22245 | 0.085002 | 0.13391 | 0.22245 | 0.2276 | 0.12118 | -1.3313 | -3.6733 | 0.12118 | -0.067897 | 0.1489 | -1.724 | -4.7558 | 0.1489 | -0.087983 | 0.085946 | 3.475 | 1.253 | 5.2454 | 91.3414 | 0.22245 | 0.085002 | 0.13391 | 0.22245 | 0.2276 | 0.12118 | -1.3313 | -3.6733 | 0.12118 | -0.067897 | 0.1489 | -1.724 | -4.7558 | 0.1489 | -0.087983
28 | 0.28 | 0.32 | Southern | TX | Fort.Worth-Alliance.AP.722594 | 2 | 6292255 | 41.3318 | 14.029 | 61.2007 | 41.2632 | 19.9376 | 1049.13 | 2.4186 | 15.06 | 2.854 | -0.43537 | 19.3633 | 0.81939 | -1.84 | 1.2973 | -0.47788 | -2.4284 | 1.3884 | -29.09 | 3.4328 | -2.0444 | -37.7041 | 2.4186 | 15.06 | 2.854 | -0.43537 | 19.3633 | 2.4785 | 12.86 | 3.0436 | -0.56508 | 16.6071 | 0.085946 | 3.5523 | 1.2057 | 5.2599 | 90.1682 | 0.20787 | 0.070423 | 0.11933 | 0.20787 | 0.21302 | 1.2943 | -0.15814 | -2.5002 | 1.2943 | 1.1053 | 1.6642 | -0.20871 | -3.2405 | 1.6642 | 1.4273 | 0.085946 | 3.5523 | 1.2057 | 5.2599 | 90.1682 | 0.20787 | 0.070423 | 0.11933 | 0.20787 | 0.21302 | 1.2943 | -0.15814 | -2.5002 | 1.2943 | 1.1053 | 1.6642 | -0.20871 | -3.2405 | 1.6642 | 1.4273
29 | 0.28 | 0.27 | Southern | TX | Fort.Worth-Alliance.AP.722594 | 2 | 6292255 | 42.0315 | 13.639 | 61.3604 | 41.9617 | 19.3987 | 1039.37 | 2.259 | 24.82 | 2.1555 | 0.10351 | 31.964 | 0.65974 | 7.92 | 0.59874 | 0.061002 | 10.1724 | 1.2288 | -19.33 | 2.7343 | -1.5055 | -25.1034 | 2.259 | 24.82 | 2.1555 | 0.10351 | 31.964 | 2.3189 | 22.62 | 2.3451 | -0.026202 | 29.2079 | 0.085946 | 3.6124 | 1.1722 | 5.2737 | 89.3294 | 0.19415 | 0.056702 | 0.10561 | 0.19415 | 0.1993 | 2.1332 | 0.68069 | -1.6613 | 2.1332 | 1.9441 | 2.7472 | 0.87427 | -2.1575 | 2.7472 | 2.5103 | 0.085946 | 3.6124 | 1.1722 | 5.2737 | 89.3294 | 0.19415 | 0.056702 | 0.10561 | 0.19415 | 0.1993 | 2.1332 | 0.68069 | -1.6613 | 2.1332 | 1.9441 | 2.7472 | 0.87427 | -2.1575 | 2.7472 | 2.5103
30 | 0.28 | 0.23 | Southern | TX | Fort.Worth-Alliance.AP.722594 | 2 | 6292255 | 42.6013 | 13.319 | 61.4801 | 42.5305 | 18.9496 | 1031.1 | 2.1392 | 33.09 | 1.5867 | 0.55255 | 42.6352 | 0.53997 | 16.19 | 0.029933 | 0.51004 | 20.8435 | 1.109 | -11.06 | 2.1655 | -1.0565 | -14.4322 | 2.1392 | 33.09 | 1.5867 | 0.55255 | 42.6352 | 2.1991 | 30.89 | 1.7763 | 0.42284 | 39.879 | 0.085946 | 3.6614 | 1.1447 | 5.284 | 88.6186 | 0.18386 | 0.046408 | 0.095314 | 0.18386 | 0.189 | 2.8439 | 1.3915 | -0.95056 | 2.8439 | 2.6549 | 3.6643 | 1.7914 | -1.2404 | 3.6643 | 3.4274 | 0.085946 | 3.6614 | 1.1447 | 5.284 | 88.6186 | 0.18386 | 0.046408 | 0.095314 | 0.18386 | 0.189 | 2.8439 | 1.3915 | -0.95056 | 2.8439 | 2.6549 | 3.6643 | 1.7914 | -1.2404 | 3.6643 | 3.4274
31 | 0.28 | 0.19 | Southern | TX | Fort.Worth-Alliance.AP.722594 | 2 | 6292255 | 43.5808 | 12.789 | 61.7497 | 43.5084 | 18.2412 | 1018.93 | 1.8697 | 45.26 | 0.60872 | 1.2609 | 58.4296 | 0.27042 | 28.36 | -0.94801 | 1.2184 | 36.6379 | 0.83945 | 1.11 | 1.1875 | -0.34806 | 1.3622 | 1.8697 | 45.26 | 0.60872 | 1.2609 | 58.4296 | 1.9295 | 43.06 | 0.79832 | 1.1312 | 55.6734 | 0.085946 | 3.7456 | 1.0992 | 5.3071 | 87.5727 | 0.16069 | 0.023241 | 0.072147 | 0.16069 | 0.16584 | 3.8899 | 2.4374 | 0.0954 | 3.8899 | 3.7008 | 5.0218 | 3.1489 | 0.11707 | 5.0218 | 4.7849 | 0.085946 | 3.7456 | 1.0992 | 5.3071 | 87.5727 | 0.16069 | 0.023241 | 0.072147 | 0.16069 | 0.16584 | 3.8899 | 2.4374 | 0.0954 | 3.8899 | 3.7008 | 5.0218 | 3.1489 | 0.11707 | 5.0218 | 4.7849
32 | 0.28 | 0.17 | Southern | TX | Fort.Worth-Alliance.AP.722594 | 2 | 6292255 | 44.0906 | 12.519 | 61.8995 | 44.0174 | 17.8821 | 1012.9 | 1.7199 | 51.29 | 0.099783 | 1.6201 | 66.2677 | 0.12063 | 34.39 | -1.4569 | 1.5776 | 44.476 | 0.68966 | 7.14 | 0.67857 | 0.011083 | 9.2003 | 1.7199 | 51.29 | 0.099783 | 1.6201 | 66.2677 | 1.7798 | 49.09 | 0.28939 | 1.4904 | 63.5115 | 0.085946 | 3.7894 | 1.076 | 5.32 | 87.0544 | 0.14782 | 0.010368 | 0.059273 | 0.14782 | 0.15296 | 4.4082 | 2.9557 | 0.61365 | 4.4082 | 4.2191 | 5.6954 | 3.8225 | 0.79072 | 5.6954 | 5.4585 | 0.085946 | 3.7894 | 1.076 | 5.32 | 87.0544 | 0.14782 | 0.010368 | 0.059273 | 0.14782 | 0.15296 | 4.4082 | 2.9557 | 0.61365 | 4.4082 | 4.2191 | 5.6954 | 3.8225 | 0.79072 | 5.6954 | 5.4585
33 | 0.27 | 0.47 | Southern | TX | Fort.Worth-Alliance.AP.722594 | 2 | 6292255 | 38.6531 | 15.649 | 60.6719 | 38.5888 | 22.0831 | 1089.06 | 2.9474 | -24.87 | 5.5284 | -2.581 | -32.1864 | 1.3482 | -41.77 | 3.9717 | -2.6235 | -53.9781 | 1.9172 | -69.02 | 6.1072 | -4.19 | -89.2538 | 2.9474 | -24.87 | 5.5284 | -2.581 | -32.1864 | 3.0073 | -27.07 | 5.718 | -2.7107 | -34.9426 | 0.085946 | 3.3221 | 1.345 | 5.2145 | 93.6001 | 0.25332 | 0.11587 | 0.16478 | 0.25332 | 0.25847 | -2.1375 | -3.59 | -5.932 | -2.1375 | -2.3266 | -2.7663 | -4.6392 | -7.671 | -2.7663 | -3.0032 | 0.085946 | 3.3221 | 1.345 | 5.2145 | 93.6001 | 0.25332 | 0.11587 | 0.16478 | 0.25332 | 0.25847 | -2.1375 | -3.59 | -5.932 | -2.1375 | -2.3266 | -2.7663 | -4.6392 | -7.671 | -2.7663 | -3.0032
34 | 0.27 | 0.42 | Southern | TX | Fort.Worth-Alliance.AP.722594 | 2 | 6292255 | 39.3827 | 15.079 | 60.6416 | 39.3172 | 21.3243 | 1072.76 | 2.9778 | -8.57 | 4.7999 | -1.8221 | -11.1504 | 1.3785 | -25.47 | 3.2432 | -1.8646 | -32.942 | 1.9476 | -52.72 | 5.3787 | -3.4311 | -68.2178 | 2.9778 | -8.57 | 4.7999 | -1.8221 | -11.1504 | 3.0377 | -10.77 | 4.9895 | -1.9519 | -13.9065 | 0.085946 | 3.3848 | 1.296 | 5.2119 | 92.1991 | 0.25593 | 0.11848 | 0.16739 | 0.25593 | 0.26107 | -0.73655 | -2.189 | -4.5311 | -0.73655 | -0.92564 | -0.95833 | -2.8312 | -5.863 | -0.95833 | -1.1952 | 0.085946 | 3.3848 | 1.296 | 5.2119 | 92.1991 | 0.25593 | 0.11848 | 0.16739 | 0.25593 | 0.26107 | -0.73655 | -2.189 | -4.5311 | -0.73655 | -0.92564 | -0.95833 | -2.8312 | -5.863 | -0.95833 | -1.1952
35 | 0.27 | 0.37 | Southern | TX | Fort.Worth-Alliance.AP.722594 | 2 | 6292255 | 40.0125 | 14.659 | 60.7013 | 39.9459 | 20.7554 | 1061.35 | 2.918 | 2.84 | 4.1712 | -1.2532 | 3.5567 | 1.3188 | -14.06 | 2.6145 | -1.2957 | -18.235 | 1.8878 | -41.31 | 4.75 | -2.8622 | -53.5108 | 2.918 | 2.84 | 4.1712 | -1.2532 | 3.5567 | 2.9779 | 0.64 | 4.3608 | -1.3829 | 0.80051 | 0.085946 | 3.4389 | 1.2599 | 5.217 | 91.2185 | 0.25079 | 0.11334 | 0.16225 | 0.25079 | 0.25594 | 0.24409 | -1.2084 | -3.5504 | 0.24409 | 0.055005 | 0.30568 | -1.5672 | -4.599 | 0.30568 | 0.0688 | 0.085946 | 3.4389 | 1.2599 | 5.217 | 91.2185 | 0.25079 | 0.11334 | 0.16225 | 0.25079 | 0.25594 | 0.24409 | -1.2084 | -3.5504 | 0.24409 | 0.055005 | 0.30568 | -1.5672 | -4.599 | 0.30568 | 0.0688
36 | 0.27 | 0.32 | Southern | TX | Fort.Worth-Alliance.AP.722594 | 2 | 6292255 | 40.8221 | 14.169 | 60.851 | 40.7542 | 20.0967 | 1048.96 | 2.7684 | 15.23 | 3.3629 | -0.59456 | 19.5453 | 1.1691 | -1.67 | 1.8062 | -0.63706 | -2.2464 | 1.7382 | -28.92 | 3.9417 | -2.2036 | -37.5221 | 2.7684 | 15.23 | 3.3629 | -0.59456 | 19.5453 | 2.8283 | 13.03 | 3.5525 | -0.72427 | 16.7891 | 0.085946 | 3.5085 | 1.2178 | 5.2299 | 90.1536 | 0.23793 | 0.10048 | 0.14939 | 0.23793 | 0.24308 | 1.309 | -0.14353 | -2.4856 | 1.309 | 1.1199 | 1.6798 | -0.19307 | -3.2249 | 1.6798 | 1.443 | 0.085946 | 3.5085 | 1.2178 | 5.2299 | 90.1536 | 0.23793 | 0.10048 | 0.14939 | 0.23793 | 0.24308 | 1.309 | -0.14353 | -2.4856 | 1.309 | 1.1199 | 1.6798 | -0.19307 | -3.2249 | 1.6798 | 1.443
37 | 0.27 | 0.27 | Southern | TX | Fort.Worth-Alliance.AP.722594 | 2 | 6292255 | 41.6017 | 13.709 | 61.0006 | 41.5326 | 19.468 | 1037.21 | 2.6187 | 26.98 | 2.5846 | 0.03418 | 34.72 | 1.0195 | 10.08 | 1.0278 | -0.008328 | 12.9283 | 1.5885 | -17.17 | 3.1634 | -1.5748 | -22.3474 | 2.6187 | 26.98 | 2.5846 | 0.03418 | 34.72 | 2.6786 | 24.78 | 2.7742 | -0.095532 | 31.9638 | 0.085946 | 3.5755 | 1.1782 | 5.2427 | 89.1438 | 0.22507 | 0.087623 | 0.13653 | 0.22507 | 0.23022 | 2.3188 | 0.86633 | -1.4757 | 2.3188 | 2.1297 | 2.984 | 1.1111 | -1.9207 | 2.984 | 2.7472 | 0.085946 | 3.5755 | 1.1782 | 5.2427 | 89.1438 | 0.22507 | 0.087623 | 0.13653 | 0.22507 | 0.23022 | 2.3188 | 0.86633 | -1.4757 | 2.3188 | 2.1297 | 2.984 | 1.1111 | -1.9207 | 2.984 | 2.7472
38 | 0.27 | 0.23 | Southern | TX | Fort.Worth-Alliance.AP.722594 | 2 | 6292255 | 42.2714 | 13.329 | 61.1503 | 42.2012 | 18.9491 | 1027.78 | 2.4691 | 36.41 | 1.916 | 0.55308 | 46.9056 | 0.86981 | 19.51 | 0.35924 | 0.51057 | 25.114 | 1.4388 | -7.74 | 2.4948 | -1.0559 | -10.1618 | 2.4691 | 36.41 | 1.916 | 0.55308 | 46.9056 | 2.5289 | 34.21 | 2.1056 | 0.42337 | 44.1495 | 0.085946 | 3.633 | 1.1456 | 5.2556 | 88.3333 | 0.2122 | 0.074757 | 0.12366 | 0.2122 | 0.21735 | 3.1293 | 1.6768 | -0.66522 | 3.1293 | 2.9402 | 4.0313 | 2.1584 | -0.87336 | 4.0313 | 3.7945 | 0.085946 | 3.633 | 1.1456 | 5.2556 | 88.3333 | 0.2122 | 0.074757 | 0.12366 | 0.2122 | 0.21735 | 3.1293 | 1.6768 | -0.66522 | 3.1293 | 2.9402 | 4.0313 | 2.1584 | -0.87336 | 4.0313 | 3.7945
39 | 0.27 | 0.19 | Southern | TX | Fort.Worth-Alliance.AP.722594 | 2 | 6292255 | 43.241 | 12.789 | 61.3999 | 43.1692 | 18.2307 | 1015.21 | 2.2195 | 48.98 | 0.948 | 1.2715 | 63.2298 | 0.62024 | 32.08 | -0.60873 | 1.229 | 41.4382 | 1.1893 | 4.83 | 1.5268 | -0.33753 | 6.1624 | 2.2195 | 48.98 | 0.948 | 1.2715 | 63.2298 | 2.2794 | 46.78 | 1.1376 | 1.1418 | 60.4737 | 0.085946 | 3.7164 | 1.0992 | 5.2771 | 87.253 | 0.19075 | 0.053307 | 0.10221 | 0.19075 | 0.1959 | 4.2096 | 2.7571 | 0.41512 | 4.2096 | 4.0205 | 5.4343 | 3.5614 | 0.52963 | 5.4343 | 5.1975 | 0.085946 | 3.7164 | 1.0992 | 5.2771 | 87.253 | 0.19075 | 0.053307 | 0.10221 | 0.19075 | 0.1959 | 4.2096 | 2.7571 | 0.41512 | 4.2096 | 4.0205 | 5.4343 | 3.5614 | 0.52963 | 5.4343 | 5.1975
40 | 0.27 | 0.17 | Southern | TX | Fort.Worth-Alliance.AP.722594 | 2 | 6292255 | 43.7607 | 12.519 | 61.5596 | 43.6881 | 17.8716 | 1009.28 | 2.0597 | 54.91 | 0.42909 | 1.6306 | 70.9399 | 0.46049 | 38.01 | -1.1276 | 1.5881 | 49.1482 | 1.0295 | 10.76 | 1.0079 | 0.021632 | 13.8725 | 2.0597 | 54.91 | 0.42909 | 1.6306 | 70.9399 | 2.1196 | 52.71 | 0.61869 | 1.5009 | 68.1838 | 0.085946 | 3.761 | 1.076 | 5.2908 | 86.7433 | 0.17702 | 0.039577 | 0.088482 | 0.17702 | 0.18217 | 4.7193 | 3.2668 | 0.92478 | 4.7193 | 4.5302 | 6.097 | 4.2241 | 1.1923 | 6.097 | 5.8601 | 0.085946 | 3.761 | 1.076 | 5.2908 | 86.7433 | 0.17702 | 0.039577 | 0.088482 | 0.17702 | 0.18217 | 4.7193 | 3.2668 | 0.92478 | 4.7193 | 4.5302 | 6.097 | 4.2241 | 1.1923 | 6.097 | 5.8601
41 | 0.26 | 0.47 | Southern | TX | Fort.Worth-Alliance.AP.722594 | 2 | 6292255 | 38.3832 | 15.639 | 60.382 | 38.3193 | 22.0627 | 1085.73 | 3.2373 | -21.54 | 5.7978 | -2.5605 | -27.8888 | 1.6381 | -38.44 | 4.2411 | -2.603 | -49.6805 | 2.2071 | -65.69 | 6.3766 | -4.1695 | -84.9562 | 3.2373 | -21.54 | 5.7978 | -2.5605 | -27.8888 | 3.2972 | -23.74 | 5.9874 | -2.6902 | -30.645 | 0.085946 | 3.2989 | 1.3441 | 5.1896 | 93.3139 | 0.27824 | 0.14079 | 0.18969 | 0.27824 | 0.28338 | -1.8513 | -3.3038 | -5.6458 | -1.8513 | -2.0404 | -2.3969 | -4.2698 | -7.3016 | -2.3969 | -2.6338 | 0.085946 | 3.2989 | 1.3441 | 5.1896 | 93.3139 | 0.27824 | 0.14079 | 0.18969 | 0.27824 | 0.28338 | -1.8513 | -3.3038 | -5.6458 | -1.8513 | -2.0404 | -2.3969 | -4.2698 | -7.3016 | -2.3969 | -2.6338
42 | 0.26 | 0.42 | Southern | TX | Fort.Worth-Alliance.AP.722594 | 2 | 6292255 | 39.0829 | 15.079 | 60.3217 | 39.0179 | 21.3039 | 1069.13 | 3.2976 | -4.94 | 5.0993 | -1.8017 | -6.4665 | 1.6984 | -21.84 | 3.5426 | -1.8442 | -28.2582 | 2.2674 | -49.09 | 5.6781 | -3.4107 | -63.534 | 3.2976 | -4.94 | 5.0993 | -1.8017 | -6.4665 | 3.3575 | -7.14 | 5.2889 | -1.9314 | -9.2227 | 0.085946 | 3.359 | 1.296 | 5.1844 | 91.8872 | 0.28342 | 0.14597 | 0.19487 | 0.28342 | 0.28856 | -0.42457 | -1.8771 | -4.2191 | -0.42457 | -0.61365 | -0.55577 | -2.4287 | -5.4605 | -0.55577 | -0.79265 | 0.085946 | 3.359 | 1.296 | 5.1844 | 91.8872 | 0.28342 | 0.14597 | 0.19487 | 0.28342 | 0.28856 | -0.42457 | -1.8771 | -4.2191 | -0.42457 | -0.61365 | -0.55577 | -2.4287 | -5.4605 | -0.55577 | -0.79265
43 | 0.26 | 0.37 | Southern | TX | Fort.Worth-Alliance.AP.722594 | 2 | 6292255 | 39.5827 | 14.759 | 60.3915 | 39.5168 | 20.8747 | 1060.75 | 3.2279 | 3.44 | 4.6003 | -1.3725 | 4.3099 | 1.6286 | -13.46 | 3.0436 | -1.415 | -17.4818 | 2.1976 | -40.71 | 5.1791 | -2.9815 | -52.7576 | 3.2279 | 3.44 | 4.6003 | -1.3725 | 4.3099 | 3.2877 | 1.24 | 4.7899 | -1.5022 | 1.5537 | 0.085946 | 3.402 | 1.2685 | 5.1904 | 91.1669 | 0.27742 | 0.13997 | 0.18888 | 0.27742 | 0.28257 | 0.29565 | -1.1568 | -3.4989 | 0.29565 | 0.10657 | 0.37041 | -1.5025 | -4.5343 | 0.37041 | 0.13353 | 0.085946 | 3.402 | 1.2685 | 5.1904 | 91.1669 | 0.27742 | 0.13997 | 0.18888 | 0.27742 | 0.28257 | 0.29565 | -1.1568 | -3.4989 | 0.29565 | 0.10657 | 0.37041 | -1.5025 | -4.5343 | 0.37041 | 0.13353
44 | 0.26 | 0.32 | Southern | TX | Fort.Worth-Alliance.AP.722594 | 2 | 6292255 | 40.2824 | 14.329 | 60.5012 | 40.2154 | 20.2859 | 1049.42 | 3.1181 | 14.77 | 3.9018 | -0.78368 | 18.9127 | 1.5189 | -2.13 | 2.3451 | -0.82619 | -2.8789 | 2.0879 | -29.38 | 4.4806 | -2.3927 | -38.1547 | 3.1181 | 14.77 | 3.9018 | -0.78368 | 18.9127 | 3.178 | 12.57 | 4.0914 | -0.91339 | 16.1566 | 0.085946 | 3.4621 | 1.2315 | 5.1998 | 90.1932 | 0.26799 | 0.13054 | 0.17945 | 0.26799 | 0.27314 | 1.2694 | -0.18306 | -2.5251 | 1.2694 | 1.0803 | 1.6255 | -0.24743 | -3.2792 | 1.6255 | 1.3886 | 0.085946 | 3.4621 | 1.2315 | 5.1998 | 90.1932 | 0.26799 | 0.13054 | 0.17945 | 0.26799 | 0.27314 | 1.2694 | -0.18306 | -2.5251 | 1.2694 | 1.0803 | 1.6255 | -0.24743 | -3.2792 | 1.6255 | 1.3886
45 | 0.26 | 0.27 | Southern | TX | Fort.Worth-Alliance.AP.722594 | 2 | 6292255 | 41.1719 | 13.779 | 60.6508 | 41.1035 | 19.5473 | 1035.36 | 2.9686 | 28.83 | 3.0137 | -0.045107 | 37.0766 | 1.3693 | 11.93 | 1.4569 | -0.087615 | 15.2849 | 1.9383 | -15.32 | 3.5925 | -1.6541 | -19.9909 | 2.9686 | 28.83 | 3.0137 | -0.045107 | 37.0766 | 3.0285 | 26.63 | 3.2033 | -0.17482 | 34.3204 | 0.085946 | 3.5386 | 1.1842 | 5.2127 | 88.9848 | 0.25514 | 0.11769 | 0.16659 | 0.25514 | 0.26028 | 2.4778 | 1.0253 | -1.3167 | 2.4778 | 2.2887 | 3.1866 | 1.3137 | -1.7181 | 3.1866 | 2.9497 | 0.085946 | 3.5386 | 1.1842 | 5.2127 | 88.9848 | 0.25514 | 0.11769 | 0.16659 | 0.25514 | 0.26028 | 2.4778 | 1.0253 | -1.3167 | 2.4778 | 2.2887 | 3.1866 | 1.3137 | -1.7181 | 3.1866 | 2.9497
46 | 0.26 | 0.23 | Southern | TX | Fort.Worth-Alliance.AP.722594 | 2 | 6292255 | 41.9416 | 13.329 | 60.8105 | 41.8719 | 18.9386 | 1024.16 | 2.8089 | 40.03 | 2.2453 | 0.56361 | 51.5771 | 1.2097 | 23.13 | 0.68855 | 0.5211 | 29.7854 | 1.7787 | -4.12 | 2.8241 | -1.0454 | -5.4903 | 2.8089 | 40.03 | 2.2453 | 0.56361 | 51.5771 | 2.8688 | 37.83 | 2.4349 | 0.4339 | 48.8209 | 0.085946 | 3.6047 | 1.1456 | 5.2264 | 88.0222 | 0.24141 | 0.10396 | 0.15287 | 0.24141 | 0.24656 | 3.4404 | 1.9879 | -0.3541 | 3.4404 | 3.2513 | 4.4328 | 2.5599 | -0.47187 | 4.4328 | 4.196 | 0.085946 | 3.6047 | 1.1456 | 5.2264 | 88.0222 | 0.24141 | 0.10396 | 0.15287 | 0.24141 | 0.24656 | 3.4404 | 1.9879 | -0.3541 | 3.4404 | 3.2513 | 4.4328 | 2.5599 | -0.47187 | 4.4328 | 4.196
47 | 0.26 | 0.19 | Southern | TX | Fort.Worth-Alliance.AP.722594 | 2 | 6292255 | 42.9012 | 12.789 | 61.0501 | 42.8299 | 18.2202 | 1011.46 | 2.5693 | 52.73 | 1.2873 | 1.282 | 68.03 | 0.97005 | 35.83 | -0.26944 | 1.2395 | 46.2383 | 1.5391 | 8.58 | 1.8661 | -0.327 | 10.9625 | 2.5693 | 52.73 | 1.2873 | 1.282 | 68.03 | 2.6292 | 50.53 | 1.4769 | 1.1523 | 65.2738 | 0.085946 | 3.6872 | 1.0992 | 5.247 | 86.9307 | 0.22082 | 0.083372 | 0.13228 | 0.22082 | 0.22597 | 4.5319 | 3.0794 | 0.73741 | 4.5319 | 4.3428 | 5.8469 | 3.974 | 0.94218 | 5.8469 | 5.61 | 0.085946 | 3.6872 | 1.0992 | 5.247 | 86.9307 | 0.22082 | 0.083372 | 0.13228 | 0.22082 | 0.22597 | 4.5319 | 3.0794 | 0.73741 | 4.5319 | 4.3428 | 5.8469 | 3.974 | 0.94218 | 5.8469 | 5.61
48 | 0.26 | 0.17 | Southern | TX | Fort.Worth-Alliance.AP.722594 | 2 | 6292255 | 43.4209 | 12.5191 | 61.2098 | 43.3488 | 17.861 | 1005.55 | 2.4095 | 58.64 | 0.76838 | 1.6411 | 75.7394 | 0.81029 | 41.74 | -0.78835 | 1.5986 | 53.9477 | 1.3793 | 14.49 | 1.3472 | 0.032143 | 18.6719 | 2.4095 | 58.64 | 0.76838 | 1.6411 | 75.7394 | 2.4694 | 56.44 | 0.95798 | 1.5114 | 72.9832 | 0.085946 | 3.7318 | 1.076 | 5.2607 | 86.4227 | 0.20709 | 0.069641 | 0.11855 | 0.20709 | 0.21224 | 5.0399 | 3.5874 | 1.2454 | 5.0399 | 4.8508 | 6.5095 | 4.6366 | 1.6048 | 6.5095 | 6.2726 | 0.085946 | 3.7318 | 1.076 | 5.2607 | 86.4227 | 0.20709 | 0.069641 | 0.11855 | 0.20709 | 0.21224 | 5.0399 | 3.5874 | 1.2454 | 5.0399 | 4.8508 | 6.5095 | 4.6366 | 1.6048 | 6.5095 | 6.2726
49 | 0.25 | 0.47 | Southern | TX | Fort.Worth-Alliance.AP.722594 | 2 | 6292255 | 38.1233 | 15.619 | 60.0921 | 38.0599 | 22.0322 | 1082.18 | 3.5272 | -17.99 | 6.0573 | -2.5301 | -23.3205 | 1.928 | -34.89 | 4.5005 | -2.5726 | -45.1122 | 2.497 | -62.14 | 6.6361 | -4.1391 | -80.3879 | 3.5272 | -17.99 | 6.0573 | -2.5301 | -23.3205 | 3.5871 | -20.19 | 6.2469 | -2.6598 | -26.0767 | 0.085946 | 3.2765 | 1.3424 | 5.1647 | 93.0087 | 0.30315 | 0.1657 | 0.21461 | 0.30315 | 0.3083 | -1.5462 | -2.9986 | -5.3407 | -1.5462 | -1.7352 | -2.0043 | -3.8772 | -6.909 | -2.0043 | -2.2412 | 0.085946 | 3.2765 | 1.3424 | 5.1647 | 93.0087 | 0.30315 | 0.1657 | 0.21461 | 0.30315 | 0.3083 | -1.5462 | -2.9986 | -5.3407 | -1.5462 | -1.7352 | -2.0043 | -3.8772 | -6.909 | -2.0043 | -2.2412
50 | 0.25 | 0.42 | Southern | TX | Fort.Worth-Alliance.AP.722594 | 2 | 6292255 | 38.793 | 15.069 | 60.0119 | 38.7285 | 21.2834 | 1065.59 | 3.6075 | -1.4 | 5.3887 | -1.7812 | -1.9114 | 2.0082 | -18.3 | 3.832 | -1.8237 | -23.7031 | 2.5773 | -45.55 | 5.9675 | -3.3902 | -58.9789 | 3.6075 | -1.4 | 5.3887 | -1.7812 | -1.9114 | 3.6674 | -3.6 | 5.5783 | -1.9109 | -4.6676 | 0.085946 | 3.3341 | 1.2951 | 5.1578 | 91.5829 | 0.31005 | 0.1726 | 0.22151 | 0.31005 | 0.31519 | -0.12032 | -1.5728 | -3.9148 | -0.12032 | -0.3094 | -0.16428 | -2.0372 | -5.069 | -0.16428 | -0.40116 | 0.085946 | 3.3341 | 1.2951 | 5.1578 | 91.5829 | 0.31005 | 0.1726 | 0.22151 | 0.31005 | 0.31519 | -0.12032 | -1.5728 | -3.9148 | -0.12032 | -0.3094 | -0.16428 | -2.0372 | -5.069 | -0.16428 | -0.40116
51 | 0.25 | 0.37 | Southern | TX | Fort.Worth-Alliance.AP.722594 | 2 | 6292255 | 39.1629 | 14.859 | 60.0817 | 39.0977 | 20.984 | 1059.94 | 3.5376 | 4.25 | 5.0195 | -1.4818 | 5.3319 | 1.9384 | -12.65 | 3.4627 | -1.5243 | -16.4597 | 2.5074 | -39.9 | 5.5982 | -3.0908 | -51.7355 | 3.5376 | 4.25 | 5.0195 | -1.4818 | 5.3319 | 3.5975 | 2.05 | 5.2091 | -1.6115 | 2.5758 | 0.085946 | 3.3659 | 1.2771 | 5.1638 | 91.0973 | 0.30404 | 0.1666 | 0.2155 | 0.30404 | 0.30919 | 0.36527 | -1.0872 | -3.4292 | 0.36527 | 0.17619 | 0.45826 | -1.4146 | -4.4464 | 0.45826 | 0.22138 | 0.085946 | 3.3659 | 1.2771 | 5.1638 | 91.0973 | 0.30404 | 0.1666 | 0.2155 | 0.30404 | 0.30919 | 0.36527 | -1.0872 | -3.4292 | 0.36527 | 0.17619 | 0.45826 | -1.4146 | -4.4464 | 0.45826 | 0.22138
52 | 0.25 | 0.32 | Southern | TX | Fort.Worth-Alliance.AP.722594 | 2 | 6292255 | 39.7426 | 14.509 | 60.1814 | 39.6765 | 20.505 | 1050.8 | 3.4379 | 13.39 | 4.4407 | -1.0028 | 17.0787 | 1.8387 | -3.51 | 2.8839 | -1.0453 | -4.713 | 2.4077 | -30.76 | 5.0195 | -2.6118 | -39.9887 | 3.4379 | 13.39 | 4.4407 | -1.0028 | 17.0787 | 3.4978 | 11.19 | 4.6303 | -1.1325 | 14.3225 | 0.085946 | 3.4157 | 1.247 | 5.1723 | 90.3118 | 0.29547 | 0.15803 | 0.20693 | 0.29547 | 0.30062 | 1.1508 | -0.30167 | -2.6437 | 1.1508 | 0.96173 | 1.4678 | -0.40506 | -3.4369 | 1.4678 | 1.231 | 0.085946 | 3.4157 | 1.247 | 5.1723 | 90.3118 | 0.29547 | 0.15803 | 0.20693 | 0.29547 | 0.30062 | 1.1508 | -0.30167 | -2.6437 | 1.1508 | 0.96173 | 1.4678 | -0.40506 | -3.4369 | 1.4678 | 1.231
53 | 0.25 | 0.27 | Southern | TX | Fort.Worth-Alliance.AP.722594 | 2 | 6292255 | 40.7322 | 13.859 | 60.301 | 40.6644 | 19.6366 | 1033.72 | 3.3184 | 30.47 | 3.4527 | -0.13439 | 39.1609 | 1.7191 | 13.57 | 1.896 | -0.1769 | 17.3692 | 2.2881 | -13.68 | 4.0315 | -1.7434 | -17.9065 | 3.3184 | 30.47 | 3.4527 | -0.13439 | 39.1609 | 3.3782 | 28.27 | 3.6423 | -0.2641 | 36.4047 | 0.085946 | 3.5008 | 1.1911 | 5.1826 | 88.8438 | 0.2852 | 0.14775 | 0.19666 | 0.2852 | 0.29035 | 2.6188 | 1.1663 | -1.1757 | 2.6188 | 2.4297 | 3.3657 | 1.4928 | -1.539 | 3.3657 | 3.1288 | 0.085946 | 3.5008 | 1.1911 | 5.1826 | 88.8438 | 0.2852 | 0.14775 | 0.19666 | 0.2852 | 0.29035 | 2.6188 | 1.1663 | -1.1757 | 2.6188 | 2.4297 | 3.3657 | 1.4928 | -1.539 | 3.3657 | 3.1288
54 | 0.25 | 0.23 | Southern | TX | Fort.Worth-Alliance.AP.722594 | 2 | 6292255 | 41.6117 | 13.329 | 60.4706 | 41.5426 | 18.928 | 1020.51 | 3.1487 | 43.68 | 2.5746 | 0.57416 | 56.2494 | 1.5495 | 26.78 | 1.0179 | 0.53165 | 34.4577 | 2.1185 | -0.47 | 3.1534 | -1.0348 | -0.81803 | 3.1487 | 43.68 | 2.5746 | 0.57416 | 56.2494 | 3.2086 | 41.48 | 2.7642 | 0.44445 | 53.4932 | 0.085946 | 3.5764 | 1.1456 | 5.1972 | 87.7085 | 0.27062 | 0.13317 | 0.18208 | 0.27062 | 0.27577 | 3.7541 | 2.3016 | -0.040394 | 3.7541 | 3.565 | 4.8344 | 2.9615 | -0.070306 | 4.8344 | 4.5975 | 0.085946 | 3.5764 | 1.1456 | 5.1972 | 87.7085 | 0.27062 | 0.13317 | 0.18208 | 0.27062 | 0.27577 | 3.7541 | 2.3016 | -0.040394 | 3.7541 | 3.565 | 4.8344 | 2.9615 | -0.070306 | 4.8344 | 4.5975
55 | 0.25 | 0.19 | Southern | TX | Fort.Worth-Alliance.AP.722594 | 2 | 6292255 | 42.5613 | 12.799 | 60.7102 | 42.4906 | 18.2196 | 1008.06 | 2.9092 | 56.13 | 1.6266 | 1.2826 | 72.4317 | 1.3099 | 39.23 | 0.069846 | 1.2401 | 50.64 | 1.879 | 11.98 | 2.2054 | -0.32641 | 15.3642 | 2.9092 | 56.13 | 1.6266 | 1.2826 | 72.4317 | 2.9691 | 53.93 | 1.8162 | 1.1529 | 69.6755 | 0.085946 | 3.658 | 1.1 | 5.2178 | 86.6384 | 0.25003 | 0.11258 | 0.16149 | 0.25003 | 0.25518 | 4.8241 | 3.3717 | 1.0296 | 4.8241 | 4.6351 | 6.2252 | 4.3523 | 1.3205 | 6.2252 | 5.9883 | 0.085946 | 3.658 | 1.1 | 5.2178 | 86.6384 | 0.25003 | 0.11258 | 0.16149 | 0.25003 | 0.25518 | 4.8241 | 3.3717 | 1.0296 | 4.8241 | 4.6351 | 6.2252 | 4.3523 | 1.3205 | 6.2252 | 5.9883
56 | 0.25 | 0.17 | Southern | TX | Fort.Worth-Alliance.AP.722594 | 2 | 6292255 | 43.0711 | 12.529 | 60.86 | 42.9995 | 17.8605 | 1002.02 | 2.7594 | 62.17 | 1.1176 | 1.6417 | 80.269 | 1.1601 | 45.27 | -0.43909 | 1.5992 | 58.4773 | 1.7292 | 18.02 | 1.6964 | 0.032717 | 23.2016 | 2.7594 | 62.17 | 1.1176 | 1.6417 | 80.269 | 2.8193 | 59.97 | 1.3072 | 1.512 | 77.5128 | 0.085946 | 3.7018 | 1.0768 | 5.2307 | 86.1193 | 0.23716 | 0.099708 | 0.14861 | 0.23716 | 0.2423 | 5.3432 | 3.8908 | 1.5487 | 5.3432 | 5.1542 | 6.8988 | 5.0259 | 1.9941 | 6.8988 | 6.6619 | 0.085946 | 3.7018 | 1.0768 | 5.2307 | 86.1193 | 0.23716 | 0.099708 | 0.14861 | 0.23716 | 0.2423 | 5.3432 | 3.8908 | 1.5487 | 5.3432 | 5.1542 | 6.8988 | 5.0259 | 1.9941 | 6.8988 | 6.6619
57 | 0.24 | 0.47 | Southern | TX | Fort.Worth-Alliance.AP.722594 | 2 | 6292255 | 37.7935 | 15.629 | 59.7623 | 37.7306 | 22.0317 | 1078.86 | 3.8571 | -14.67 | 6.3866 | -2.5295 | -19.0502 | 2.2578 | -31.57 | 4.8299 | -2.572 | -40.8419 | 2.8268 | -58.82 | 6.9654 | -4.1385 | -76.1177 | 3.8571 | -14.67 | 6.3866 | -2.5295 | -19.0502 | 3.9169 | -16.87 | 6.5762 | -2.6592 | -21.8064 | 0.085946 | 3.2482 | 1.3432 | 5.1363 | 92.7234 | 0.3315 | 0.19405 | 0.24295 | 0.3315 | 0.33664 | -1.2608 | -2.7133 | -5.0553 | -1.2608 | -1.4499 | -1.6373 | -3.5102 | -6.542 | -1.6373 | -1.8742 | 0.085946 | 3.2482 | 1.3432 | 5.1363 | 92.7234 | 0.3315 | 0.19405 | 0.24295 | 0.3315 | 0.33664 | -1.2608 | -2.7133 | -5.0553 | -1.2608 | -1.4499 | -1.6373 | -3.5102 | -6.542 | -1.6373 | -1.8742
58 | 0.24 | 0.42 | Southern | TX | Fort.Worth-Alliance.AP.722594 | 2 | 6292255 | 38.4632 | 15.079 | 59.682 | 38.3992 | 21.2829 | 1062.27 | 3.9373 | 1.92 | 5.718 | -1.7807 | 2.3589 | 2.3381 | -14.98 | 4.1613 | -1.8232 | -19.4327 | 2.9071 | -42.23 | 6.2968 | -3.3897 | -54.7085 | 3.9373 | 1.92 | 5.718 | -1.7807 | 2.3589 | 3.9972 | -0.28 | 5.9076 | -1.9104 | -0.39722 | 0.085946 | 3.3057 | 1.296 | 5.1294 | 91.2976 | 0.3384 | 0.20095 | 0.24985 | 0.3384 | 0.34354 | 0.16502 | -1.2875 | -3.6295 | 0.16502 | -0.024065 | 0.20274 | -1.6702 | -4.702 | 0.20274 | -0.03414 | 0.085946 | 3.3057 | 1.296 | 5.1294 | 91.2976 | 0.3384 | 0.20095 | 0.24985 | 0.3384 | 0.34354 | 0.16502 | -1.2875 | -3.6295 | 0.16502 | -0.024065 | 0.20274 | -1.6702 | -4.702 | 0.20274 | -0.03414
59 | 0.24 | 0.37 | Southern | TX | Fort.Worth-Alliance.AP.722594 | 2 | 6292255 | 38.843 | 14.869 | 59.7619 | 38.7784 | 20.9835 | 1056.72 | 3.8575 | 7.47 | 5.3388 | -1.4813 | 9.4736 | 2.2582 | -9.43 | 3.7821 | -1.5238 | -12.3181 | 2.8273 | -36.68 | 5.9176 | -3.0903 | -47.5939 | 3.8575 | 7.47 | 5.3388 | -1.4813 | 9.4736 | 3.9174 | 5.27 | 5.5284 | -1.611 | 6.7174 | 0.085946 | 3.3384 | 1.2779 | 5.1363 | 90.8206 | 0.33153 | 0.19409 | 0.24299 | 0.33153 | 0.33668 | 0.64201 | -0.81047 | -3.1525 | 0.64201 | 0.45293 | 0.81421 | -1.0587 | -4.0905 | 0.81421 | 0.57733 | 0.085946 | 3.3384 | 1.2779 | 5.1363 | 90.8206 | 0.33153 | 0.19409 | 0.24299 | 0.33153 | 0.33668 | 0.64201 | -0.81047 | -3.1525 | 0.64201 | 0.45293 | 0.81421 | -1.0587 | -4.0905 | 0.81421 | 0.57733
60 | 0.24 | 0.32 | Southern | TX | Fort.Worth-Alliance.AP.722594 | 2 | 6292255 | 39.4128 | 14.519 | 59.8516 | 39.3472 | 20.5044 | 1047.48 | 3.7678 | 16.71 | 4.77 | -1.0022 | 21.3498 | 2.1685 | -0.19 | 3.2132 | -1.0447 | -0.44185 | 2.7376 | -27.44 | 5.3488 | -2.6112 | -35.7176 | 3.7678 | 16.71 | 4.77 | -1.0022 | 21.3498 | 3.8277 | 14.51 | 4.9596 | -1.1319 | 18.5936 | 0.085946 | 3.3874 | 1.2478 | 5.144 | 90.0264 | 0.32382 | 0.18638 | 0.23528 | 0.32382 | 0.32897 | 1.4362 | -0.01633 | -2.3584 | 1.4362 | 1.2471 | 1.8349 | -0.037975 | -3.0698 | 1.8349 | 1.598 | 0.085946 | 3.3874 | 1.2478 | 5.144 | 90.0264 | 0.32382 | 0.18638 | 0.23528 | 0.32382 | 0.32897 | 1.4362 | -0.01633 | -2.3584 | 1.4362 | 1.2471 | 1.8349 | -0.037975 | -3.0698 | 1.8349 | 1.598
61 | 0.24 | 0.27 | Southern | TX | Fort.Worth-Alliance.AP.722594 | 2 | 6292255 | 40.4023 | 13.869 | 59.9711 | 40.3351 | 19.636 | 1030.4 | 3.6482 | 33.79 | 3.7821 | -0.13384 | 43.4321 | 2.049 | 16.89 | 2.2253 | -0.17635 | 21.6405 | 2.618 | -10.36 | 4.3608 | -1.7428 | -13.6353 | 3.6482 | 33.79 | 3.7821 | -0.13384 | 43.4321 | 3.7081 | 31.59 | 3.9717 | -0.26355 | 40.676 | 0.085946 | 3.4724 | 1.192 | 5.1543 | 88.5585 | 0.31355 | 0.1761 | 0.22501 | 0.31355 | 0.3187 | 2.9041 | 1.4516 | -0.8904 | 2.9041 | 2.715 | 3.7328 | 1.8599 | -1.1719 | 3.7328 | 3.4959 | 0.085946 | 3.4724 | 1.192 | 5.1543 | 88.5585 | 0.31355 | 0.1761 | 0.22501 | 0.31355 | 0.3187 | 2.9041 | 1.4516 | -0.8904 | 2.9041 | 2.715 | 3.7328 | 1.8599 | -1.1719 | 3.7328 | 3.4959
62 | 0.24 | 0.23 | Southern | TX | Fort.Worth-Alliance.AP.722594 | 2 | 6292255 | 41.2719 | 13.329 | 60.1208 | 41.2033 | 18.9175 | 1016.78 | 3.4986 | 47.41 | 2.9139 | 0.58469 | 61.0497 | 1.8993 | 30.51 | 1.3571 | 0.54219 | 39.258 | 2.4684 | 3.26 | 3.4927 | -1.0243 | 3.9823 | 3.4986 | 47.41 | 2.9139 | 0.58469 | 61.0497 | 3.5585 | 45.21 | 3.1035 | 0.45498 | 58.2935 | 0.085946 | 3.5471 | 1.1456 | 5.1671 | 87.3879 | 0.30069 | 0.16324 | 0.21214 | 0.30069 | 0.30583 | 4.0747 | 2.6222 | 0.28018 | 4.0747 | 3.8856 | 5.247 | 3.3741 | 0.34226 | 5.247 | 5.0101 | 0.085946 | 3.5471 | 1.1456 | 5.1671 | 87.3879 | 0.30069 | 0.16324 | 0.21214 | 0.30069 | 0.30583 | 4.0747 | 2.6222 | 0.28018 | 4.0747 | 3.8856 | 5.247 | 3.3741 | 0.34226 | 5.247 | 5.0101
63 | 0.24 | 0.19 | Southern | TX | Fort.Worth-Alliance.AP.722594 | 2 | 6292255 | 42.2315 | 12.799 | 60.3703 | 42.1613 | 18.2091 | 1004.44 | 3.249 | 59.75 | 1.9559 | 1.2931 | 77.1031 | 1.6498 | 42.85 | 0.39916 | 1.2506 | 55.3115 | 2.2188 | 15.6 | 2.5347 | -0.31588 | 20.0357 | 3.249 | 59.75 | 1.9559 | 1.2931 | 77.1031 | 3.3089 | 57.55 | 2.1455 | 1.1634 | 74.347 | 0.085946 | 3.6296 | 1.1 | 5.1886 | 86.3273 | 0.27924 | 0.14179 | 0.1907 | 0.27924 | 0.28439 | 5.1353 | 3.6828 | 1.3408 | 5.1353 | 4.9462 | 6.6267 | 4.7538 | 1.722 | 6.6267 | 6.3898 | 0.085946 | 3.6296 | 1.1 | 5.1886 | 86.3273 | 0.27924 | 0.14179 | 0.1907 | 0.27924 | 0.28439 | 5.1353 | 3.6828 | 1.3408 | 5.1353 | 4.9462 | 6.6267 | 4.7538 | 1.722 | 6.6267 | 6.3898
64 | 0.24 | 0.17 | Southern | TX | Fort.Worth-Alliance.AP.722594 | 2 | 6292255 | 42.7413 | 12.529 | 60.5201 | 42.6702 | 17.8499 | 998.41 | 3.0992 | 65.78 | 1.447 | 1.6523 | 84.9413 | 1.5 | 48.88 | -0.10978 | 1.6098 | 63.1496 | 2.069 | 21.63 | 2.0257 | 0.043267 | 27.8739 | 3.0992 | 65.78 | 1.447 | 1.6523 | 84.9413 | 3.1591 | 63.58 | 1.6366 | 1.5226 | 82.1851 | 0.085946 | 3.6734 | 1.0768 | 5.2014 | 85.8091 | 0.26636 | 0.12892 | 0.17782 | 0.26636 | 0.27151 | 5.6535 | 4.201 | 1.859 | 5.6535 | 5.4644 | 7.3003 | 5.4274 | 2.3956 | 7.3003 | 7.0635 | 0.085946 | 3.6734 | 1.0768 | 5.2014 | 85.8091 | 0.26636 | 0.12892 | 0.17782 | 0.26636 | 0.27151 | 5.6535 | 4.201 | 1.859 | 5.6535 | 5.4644 | 7.3003 | 5.4274 | 2.3956 | 7.3003 | 7.0635
65 | 0.22 | 0.47 | Southern | TX | Fort.Worth-Alliance.AP.722594 | 2 | 6292255 | 37.1538 | 15.649 | 59.1326 | 37.0919 | 22.0407 | 1072.73 | 4.4868 | -8.54 | 7.0252 | -2.5385 | -11.1688 | 2.8875 | -25.44 | 5.4685 | -2.581 | -32.9605 | 3.4565 | -52.69 | 7.604 | -4.1475 | -68.2363 | 4.4868 | -8.54 | 7.0252 | -2.5385 | -11.1688 | 4.5466 | -10.74 | 7.2148 | -2.6682 | -13.925 | 0.085946 | 3.1932 | 1.345 | 5.0822 | 92.1966 | 0.38562 | 0.24817 | 0.29708 | 0.38562 | 0.39076 | -0.73398 | -2.1865 | -4.5285 | -0.73398 | -0.92306 | -0.95991 | -2.8328 | -5.8646 | -0.95991 | -1.1968 | 0.085946 | 3.1932 | 1.345 | 5.0822 | 92.1966 | 0.38562 | 0.24817 | 0.29708 | 0.38562 | 0.39076 | -0.73398 | -2.1865 | -4.5285 | -0.73398 | -0.92306 | -0.95991 | -2.8328 | -5.8646 | -0.95991 | -1.1968
66 | 0.22 | 0.42 | Southern | TX | Fort.Worth-Alliance.AP.722594 | 2 | 6292255 | 37.8135 | 15.099 | 59.0423 | 37.7505 | 21.2918 | 1056.04 | 4.577 | 8.15 | 6.3666 | -1.7896 | 10.3707 | 2.9778 | -8.75 | 4.8099 | -1.8321 | -11.421 | 3.5468 | -36 | 6.9454 | -3.3986 | -46.6968 | 4.577 | 8.15 | 6.3666 | -1.7896 | 10.3707 | 4.6369 | 5.95 | 6.5562 | -1.9193 | 7.6145 | 0.085946 | 3.2499 | 1.2977 | 5.0744 | 90.7621 | 0.39338 | 0.25593 | 0.30483 | 0.39338 | 0.39852 | 0.70046 | -0.75203 | -3.094 | 0.70046 | 0.51138 | 0.89131 | -0.98159 | -4.0134 | 0.89131 | 0.65443 | 0.085946 | 3.2499 | 1.2977 | 5.0744 | 90.7621 | 0.39338 | 0.25593 | 0.30483 | 0.39338 | 0.39852 | 0.70046 | -0.75203 | -3.094 | 0.70046 | 0.51138 | 0.89131 | -0.98159 | -4.0134 | 0.89131 | 0.65443
67 | 0.22 | 0.37 | Southern | TX | Fort.Worth-Alliance.AP.722594 | 2 | 6292255 | 38.1833 | 14.879 | 59.1022 | 38.1198 | 20.9824 | 1050.09 | 4.5172 | 14.1 | 5.9974 | -1.4802 | 18.0151 | 2.9179 | -2.8 | 4.4407 | -1.5227 | -3.7766 | 3.487 | -30.05 | 6.5762 | -3.0892 | -39.0524 | 4.5172 | 14.1 | 5.9974 | -1.4802 | 18.0151 | 4.5771 | 11.9 | 6.187 | -1.6099 | 15.2589 | 0.085946 | 3.2817 | 1.2788 | 5.0796 | 90.2507 | 0.38823 | 0.25078 | 0.29969 | 0.38823 | 0.39338 | 1.2118 | -0.24065 | -2.5827 | 1.2118 | 1.0228 | 1.5483 | -0.32458 | -3.3564 | 1.5483 | 1.3114 | 0.085946 | 3.2817 | 1.2788 | 5.0796 | 90.2507 | 0.38823 | 0.25078 | 0.29969 | 0.38823 | 0.39338 | 1.2118 | -0.24065 | -2.5827 | 1.2118 | 1.0228 | 1.5483 | -0.32458 | -3.3564 | 1.5483 | 1.3114
68 | 0.22 | 0.32 | Southern | TX | Fort.Worth-Alliance.AP.722594 | 2 | 6292255 | 38.7431 | 14.529 | 59.1719 | 38.6786 | 20.4934 | 1040.45 | 4.4474 | 23.74 | 5.4386 | -0.99117 | 30.4196 | 2.8482 | 6.84 | 3.8818 | -1.0337 | 8.628 | 3.4172 | -20.41 | 6.0174 | -2.6002 | -26.6478 | 4.4474 | 23.74 | 5.4386 | -0.99117 | 30.4196 | 4.5073 | 21.54 | 5.6282 | -1.1209 | 27.6635 | 0.085946 | 3.3298 | 1.2487 | 5.0856 | 89.4222 | 0.38224 | 0.24479 | 0.29369 | 0.38224 | 0.38738 | 2.0404 | 0.58787 | -1.7542 | 2.0404 | 1.8513 | 2.6144 | 0.74154 | -2.2903 | 2.6144 | 2.3776 | 0.085946 | 3.3298 | 1.2487 | 5.0856 | 89.4222 | 0.38224 | 0.24479 | 0.29369 | 0.38224 | 0.38738 | 2.0404 | 0.58787 | -1.7542 | 2.0404 | 1.8513 | 2.6144 | 0.74154 | -2.2903 | 2.6144 | 2.3776
69 | 0.22 | 0.27 | Southern | TX | Fort.Worth-Alliance.AP.722594 | 2 | 6292255 | 39.7326 | 13.869 | 59.2815 | 39.6665 | 19.615 | 1023.06 | 4.3379 | 41.13 | 4.4506 | -0.11278 | 52.9038 | 2.7386 | 24.23 | 2.8939 | -0.15529 | 31.1121 | 3.3077 | -3.02 | 5.0294 | -1.7218 | -4.1637 | 4.3379 | 41.13 | 4.4506 | -0.11278 | 52.9038 | 4.3978 | 38.93 | 4.6402 | -0.24249 | 50.1476 | 0.085946 | 3.4148 | 1.192 | 5.095 | 87.9276 | 0.37282 | 0.23537 | 0.28428 | 0.37282 | 0.37797 | 3.5349 | 2.0825 | -0.25956 | 3.5349 | 3.3459 | 4.5469 | 2.674 | -0.35785 | 4.5469 | 4.31 | 0.085946 | 3.4148 | 1.192 | 5.095 | 87.9276 | 0.37282 | 0.23537 | 0.28428 | 0.37282 | 0.37797 | 3.5349 | 2.0825 | -0.25956 | 3.5349 | 3.3459 | 4.5469 | 2.674 | -0.35785 | 4.5469 | 4.31
70 | 0.22 | 0.23 | Southern | TX | Fort.Worth-Alliance.AP.722594 | 2 | 6292255 | 40.6023 | 13.329 | 59.4311 | 40.5347 | 18.8965 | 1009.45 | 4.1882 | 54.74 | 3.5825 | 0.60573 | 70.5206 | 2.589 | 37.84 | 2.0257 | 0.56323 | 48.7289 | 3.158 | 10.59 | 4.1613 | -1.0033 | 13.4531 | 4.1882 | 54.74 | 3.5825 | 0.60573 | 70.5206 | 4.2481 | 52.54 | 3.7721 | 0.47602 | 67.7644 | 0.085946 | 3.4896 | 1.1456 | 5.1079 | 86.7579 | 0.35996 | 0.22251 | 0.27142 | 0.35996 | 0.36511 | 4.7047 | 3.2522 | 0.91017 | 4.7047 | 4.5156 | 6.0609 | 4.188 | 1.1562 | 6.0609 | 5.8241 | 0.085946 | 3.4896 | 1.1456 | 5.1079 | 86.7579 | 0.35996 | 0.22251 | 0.27142 | 0.35996 | 0.36511 | 4.7047 | 3.2522 | 0.91017 | 4.7047 | 4.5156 | 6.0609 | 4.188 | 1.1562 | 6.0609 | 5.8241
71 | 0.22 | 0.19 | Southern | TX | Fort.Worth-Alliance.AP.722594 | 2 | 6292255 | 41.5618 | 12.799 | 59.6807 | 41.4927 | 18.188 | 997.08 | 3.9387 | 67.11 | 2.6245 | 1.3142 | 86.5757 | 2.3394 | 50.21 | 1.0678 | 1.2717 | 64.784 | 2.9085 | 22.96 | 3.2033 | -0.2948 | 29.5083 | 3.9387 | 67.11 | 2.6245 | 1.3142 | 86.5757 | 3.9986 | 64.91 | 2.8141 | 1.1845 | 83.8195 | 0.085946 | 3.5721 | 1.1 | 5.1293 | 85.6948 | 0.33851 | 0.20107 | 0.24997 | 0.33851 | 0.34366 | 5.7678 | 4.3153 | 1.9733 | 5.7678 | 5.5787 | 7.4408 | 5.5679 | 2.5361 | 7.4408 | 7.2039 | 0.085946 | 3.5721 | 1.1 | 5.1293 | 85.6948 | 0.33851 | 0.20107 | 0.24997 | 0.33851 | 0.34366 | 5.7678 | 4.3153 | 1.9733 | 5.7678 | 5.5787 | 7.4408 | 5.5679 | 2.5361 | 7.4408 | 7.2039
72 | 0.22 | 0.17 | Southern | TX | Fort.Worth-Alliance.AP.722594 | 2 | 6292255 | 42.0616 | 12.529 | 59.8204 | 41.9916 | 17.8288 | 990.93 | 3.7989 | 73.26 | 2.1255 | 1.6734 | 94.5434 | 2.1997 | 56.36 | 0.5688 | 1.6309 | 72.7518 | 2.7687 | 29.11 | 2.7043 | 0.06437 | 37.476 | 3.7989 | 73.26 | 2.1255 | 1.6734 | 94.5434 | 3.8588 | 71.06 | 2.3151 | 1.5437 | 91.7873 | 0.085946 | 3.615 | 1.0768 | 5.1413 | 85.1662 | 0.3265 | 0.18905 | 0.23796 | 0.3265 | 0.33165 | 6.2964 | 4.8439 | 2.5019 | 6.2964 | 6.1073 | 8.1256 | 6.2527 | 3.2209 | 8.1256 | 7.8887 | 0.085946 | 3.615 | 1.0768 | 5.1413 | 85.1662 | 0.3265 | 0.18905 | 0.23796 | 0.3265 | 0.33165 | 6.2964 | 4.8439 | 2.5019 | 6.2964 | 6.1073 | 8.1256 | 6.2527 | 3.2209 | 8.1256 | 7.8887
73 | 0.2 | 0.47 | Southern | TX | Fort.Worth-Alliance.AP.722594 | 2 | 6292255 | 36.5041 | 15.669 | 58.4829 | 36.4433 | 22.0396 | 1066.18 | 5.1364 | -1.99 | 7.6739 | -2.5375 | -2.7577 | 3.5372 | -18.89 | 6.1172 | -2.58 | -24.5494 | 4.1062 | -46.14 | 8.2527 | -4.1465 | -59.8252 | 5.1364 | -1.99 | 7.6739 | -2.5375 | -2.7577 | 5.1963 | -4.19 | 7.8635 | -2.6672 | -5.5139 | 0.085946 | 3.1374 | 1.3467 | 5.0264 | 91.6336 | 0.44145 | 0.30401 | 0.35291 | 0.44145 | 0.4466 | -0.17103 | -1.6235 | -3.9655 | -0.17103 | -0.36011 | -0.23702 | -2.1099 | -5.1417 | -0.23702 | -0.4739 | 0.085946 | 3.1374 | 1.3467 | 5.0264 | 91.6336 | 0.44145 | 0.30401 | 0.35291 | 0.44145 | 0.4466 | -0.17103 | -1.6235 | -3.9655 | -0.17103 | -0.36011 | -0.23702 | -2.1099 | -5.1417 | -0.23702 | -0.4739
74 | 0.2 | 0.42 | Southern | TX | Fort.Worth-Alliance.AP.722594 | 2 | 6292255 | 37.1538 | 15.119 | 58.3827 | 37.0919 | 21.2907 | 1049.4 | 5.2367 | 14.79 | 7.0252 | -1.7885 | 18.9106 | 3.6375 | -2.11 | 5.4685 | -1.8311 | -2.8811 | 4.2065 | -29.36 | 7.604 | -3.3976 | -38.1568 | 5.2367 | 14.79 | 7.0252 | -1.7885 | 18.9106 | 5.2966 | 12.59 | 7.2148 | -1.9183 | 16.1544 | 0.085946 | 3.1932 | 1.2994 | 5.0177 | 90.1914 | 0.45007 | 0.31262 | 0.36153 | 0.45007 | 0.45522 | 1.2711 | -0.18135 | -2.5234 | 1.2711 | 1.0821 | 1.6253 | -0.24762 | -3.2794 | 1.6253 | 1.3884 | 0.085946 | 3.1932 | 1.2994 | 5.0177 | 90.1914 | 0.45007 | 0.31262 | 0.36153 | 0.45007 | 0.45522 | 1.2711 | -0.18135 | -2.5234 | 1.2711 | 1.0821 | 1.6253 | -0.24762 | -3.2794 | 1.6253 | 1.3884
75 | 0.2 | 0.37 | Southern | TX | Fort.Worth-Alliance.AP.722594 | 2 | 6292255 | 37.5237 | 14.899 | 58.4425 | 37.4611 | 20.9814 | 1043.44 | 5.1768 | 20.75 | 6.656 | -1.4792 | 26.555 | 3.5776 | 3.85 | 5.0993 | -1.5217 | 4.7633 | 4.1466 | -23.4 | 7.2348 | -3.0882 | -30.5124 | 5.1768 | 20.75 | 6.656 | -1.4792 | 26.555 | 5.2367 | 18.55 | 6.8456 | -1.6089 | 23.7988 | 0.085946 | 3.225 | 1.2805 | 5.0229 | 89.6792 | 0.44493 | 0.30748 | 0.35638 | 0.44493 | 0.45007 | 1.7834 | 0.33089 | -2.0111 | 1.7834 | 1.5943 | 2.2823 | 0.40939 | -2.6224 | 2.2823 | 2.0454 | 0.085946 | 3.225 | 1.2805 | 5.0229 | 89.6792 | 0.44493 | 0.30748 | 0.35638 | 0.44493 | 0.45007 | 1.7834 | 0.33089 | -2.0111 | 1.7834 | 1.5943 | 2.2823 | 0.40939 | -2.6224 | 2.2823 | 2.0454
76 | 0.2 | 0.32 | Southern | TX | Fort.Worth-Alliance.AP.722594 | 2 | 6292255 | 38.0734 | 14.549 | 58.5022 | 38.01 | 20.4922 | 1033.71 | 5.1171 | 30.48 | 6.1072 | -0.99005 | 39.0916 | 3.5179 | 13.58 | 4.5504 | -1.0326 | 17.2999 | 4.0869 | -13.67 | 6.686 | -2.5991 | -17.9758 | 5.1171 | 30.48 | 6.1072 | -0.99005 | 39.0916 | 5.177 | 28.28 | 6.2968 | -1.1198 | 36.3354 | 0.085946 | 3.2722 | 1.2504 | 5.028 | 88.843 | 0.43979 | 0.30235 | 0.35125 | 0.43979 | 0.44494 | 2.6196 | 1.1671 | -1.1749 | 2.6196 | 2.4305 | 3.3598 | 1.4869 | -1.5449 | 3.3598 | 3.1229 | 0.085946 | 3.2722 | 1.2504 | 5.028 | 88.843 | 0.43979 | 0.30235 | 0.35125 | 0.43979 | 0.44494 | 2.6196 | 1.1671 | -1.1749 | 2.6196 | 2.4305 | 3.3598 | 1.4869 | -1.5449 | 3.3598 | 3.1229
77 | 0.2 | 0.27 | Southern | TX | Fort.Worth-Alliance.AP.722594 | 2 | 6292255 | 39.053 | 13.879 | 58.5918 | 38.9879 | 19.6039 | 1015.91 | 5.0275 | 48.28 | 5.1292 | -0.10168 | 62.1049 | 3.4283 | 31.38 | 3.5725 | -0.14419 | 40.3132 | 3.9973 | 4.13 | 5.708 | -1.7107 | 5.0374 | 5.0275 | 48.28 | 5.1292 | -0.10168 | 62.1049 | 5.0874 | 46.08 | 5.3188 | -0.23139 | 59.3487 | 0.085946 | 3.3564 | 1.1928 | 5.0357 | 87.3131 | 0.4321 | 0.29465 | 0.34355 | 0.4321 | 0.43724 | 4.1495 | 2.697 | 0.35496 | 4.1495 | 3.9604 | 5.3376 | 3.4647 | 0.43295 | 5.3376 | 5.1008 | 0.085946 | 3.3564 | 1.1928 | 5.0357 | 87.3131 | 0.4321 | 0.29465 | 0.34355 | 0.4321 | 0.43724 | 4.1495 | 2.697 | 0.35496 | 4.1495 | 3.9604 | 5.3376 | 3.4647 | 0.43295 | 5.3376 | 5.1008
78 | 0.2 | 0.23 | Southern | TX | Fort.Worth-Alliance.AP.722594 | 2 | 6292255 | 39.9226 | 13.339 | 58.7414 | 39.8561 | 18.8853 | 1002.3 | 4.8779 | 61.89 | 4.261 | 0.61686 | 79.7224 | 3.2787 | 44.99 | 2.7043 | 0.57435 | 57.9307 | 3.8477 | 17.74 | 4.8398 | -0.99215 | 22.655 | 4.8779 | 61.89 | 4.261 | 0.61686 | 79.7224 | 4.9378 | 59.69 | 4.4506 | 0.48714 | 76.9662 | 0.085946 | 3.4312 | 1.1464 | 5.0486 | 86.1434 | 0.41923 | 0.28179 | 0.33069 | 0.41923 | 0.42438 | 5.3192 | 3.8667 | 1.5247 | 5.3192 | 5.1301 | 6.8518 | 4.9789 | 1.9471 | 6.8518 | 6.6149 | 0.085946 | 3.4312 | 1.1464 | 5.0486 | 86.1434 | 0.41923 | 0.28179 | 0.33069 | 0.41923 | 0.42438 | 5.3192 | 3.8667 | 1.5247 | 5.3192 | 5.1301 | 6.8518 | 4.9789 | 1.9471 | 6.8518 | 6.6149
79 | 0.2 | 0.19 | Southern | TX | Fort.Worth-Alliance.AP.722594 | 2 | 6292255 | 40.8722 | 12.799 | 58.971 | 40.8041 | 18.1669 | 989.52 | 4.6483 | 74.67 | 3.313 | 1.3353 | 96.3066 | 3.0491 | 57.77 | 1.7563 | 1.2928 | 74.5149 | 3.6181 | 30.52 | 3.8918 | -0.27369 | 39.2392 | 4.6483 | 74.67 | 3.313 | 1.3353 | 96.3066 | 4.7082 | 72.47 | 3.5026 | 1.2056 | 93.5504 | 0.085946 | 3.5128 | 1.1 | 5.0683 | 85.045 | 0.39951 | 0.26206 | 0.31096 | 0.39951 | 0.40465 | 6.4176 | 4.9651 | 2.6231 | 6.4176 | 6.2285 | 8.2771 | 6.4042 | 3.3724 | 8.2771 | 8.0403 | 0.085946 | 3.5128 | 1.1 | 5.0683 | 85.045 | 0.39951 | 0.26206 | 0.31096 | 0.39951 | 0.40465 | 6.4176 | 4.9651 | 2.6231 | 6.4176 | 6.2285 | 8.2771 | 6.4042 | 3.3724 | 8.2771 | 8.0403
80 | 0.2 | 0.17 | Southern | TX | Fort.Worth-Alliance.AP.722594 | 2 | 6292255 | 41.3819 | 12.529 | 59.1208 | 41.3131 | 17.8077 | 983.49 | 4.4986 | 80.7 | 2.8041 | 1.6945 | 104.1447 | 2.8993 | 63.8 | 1.2474 | 1.6519 | 82.3531 | 3.4683 | 36.55 | 3.3829 | 0.085451 | 47.0773 | 4.4986 | 80.7 | 2.8041 | 1.6945 | 104.1447 | 4.5584 | 78.5 | 2.9937 | 1.5647 | 101.3886 | 0.085946 | 3.5566 | 1.0768 | 5.0812 | 84.5268 | 0.38663 | 0.24918 | 0.29809 | 0.38663 | 0.39178 | 6.9358 | 5.4833 | 3.1413 | 6.9358 | 6.7467 | 8.9508 | 7.0779 | 4.0461 | 8.9508 | 8.7139 | 0.085946 | 3.5566 | 1.0768 | 5.0812 | 84.5268 | 0.38663 | 0.24918 | 0.29809 | 0.38663 | 0.39178 | 6.9358 | 5.4833 | 3.1413 | 6.9358 | 6.7467 | 8.9508 | 7.0779 | 4.0461 | 8.9508 | 8.7139
81 | 0.35 | 0.2 | Southern | TX | Fort.Worth-Alliance.AP.722594 | 2 | 6292255 | 45.5698 | 12.929 | 63.9887 | 45.4943 | 18.4945 | 1046.65 | -0.3694 | 17.54 | -1.3771 | 1.0077 | 22.6495 | -1.9686 | 0.64 | -2.9338 | 0.96521 | 0.85778 | -1.3996 | -26.61 | -0.79832 | -0.60129 | -34.418 | -0.3694 | 17.54 | -1.3771 | 1.0077 | 22.6495 | -0.30951 | 15.34 | -1.1875 | 0.878 | 19.8933 | 0.085946 | 3.9165 | 1.1112 | 5.4996 | 89.9551 | -0.031748 | -0.1692 | -0.12029 | -0.031748 | -0.026601 | 1.5075 | 0.055005 | -2.287 | 1.5075 | 1.3184 | 1.9466 | 0.073723 | -2.9581 | 1.9466 | 1.7097 | 0.085946 | 3.9165 | 1.1112 | 5.4996 | 89.9551 | -0.031748 | -0.1692 | -0.12029 | -0.031748 | -0.026601 | 1.5075 | 0.055005 | -2.287 | 1.5075 | 1.3184 | 1.9466 | 0.073723 | -2.9581 | 1.9466 | 1.7097
82 | 0.35 | 0.25 | Southern | TX | Fort.Worth-Alliance.AP.722594 | 2 | 6292255 | 44.3804 | 13.579 | 63.6792 | 44.3068 | 19.3725 | 1061.99 | -0.05989 | 2.2 | -0.1896 | 0.12971 | 2.7562 | -1.6591 | -14.7 | -1.7463 | 0.087204 | -19.0355 | -1.0901 | -41.95 | 0.38919 | -1.4793 | -54.3113 | -0.05989 | 2.2 | -0.1896 | 0.12971 | 2.7562 | 0 | 0 | 0 | 0 | 0 | 0.085946 | 3.8143 | 1.1671 | 5.473 | 91.2735 | -0.0051473 | -0.14259 | -0.09369 | -0.0051473 | 0 | 0.18908 | -1.2634 | -3.6054 | 0.18908 | 0 | 0.23688 | -1.636 | -4.6678 | 0.23688 | 0 | 0.085946 | 3.8143 | 1.1671 | 5.473 | 91.2735 | -0.0051473 | -0.14259 | -0.09369 | -0.0051473 | 0 | 0.18908 | -1.2634 | -3.6054 | 0.18908 | 0 | 0.23688 | -1.636 | -4.6678 | 0.23688 | 0
83 | 0.35 | 0.3 | Southern | TX | Fort.Worth-Alliance.AP.722594 | 2 | 6292255 | 44.1905 | 13.639 | 63.6193 | 44.1172 | 19.5022 | 1064.19 | 0 | 0 | 0 | 0 | 0 | -1.5992 | -16.9 | -1.5567 | -0.042508 | -21.7917 | -1.0302 | -44.15 | 0.57879 | -1.609 | -57.0674 | 0 | 0 | 0 | 0 | 0 | 0.05989 | -2.2 | 0.1896 | -0.12971 | -2.7562 | 0.085946 | 3.798 | 1.1722 | 5.4678 | 91.4626 | 0 | -0.13745 | -0.088542 | 0 | 0.0051473 | 0 | -1.4525 | -3.7945 | 0 | -0.18908 | 0 | -1.8729 | -4.9047 | 0 | -0.23688 | 0.085946 | 3.798 | 1.1722 | 5.4678 | 91.4626 | 0 | -0.13745 | -0.088542 | 0 | 0.0051473 | 0 | -1.4525 | -3.7945 | 0 | -0.18908 | 0 | -1.8729 | -4.9047 | 0 | -0.23688
84 | 0.35 | 0.35 | Southern | TX | Fort.Worth-Alliance.AP.722594 | 2 | 6292255 | 43.1309 | 14.239 | 63.3598 | 43.0594 | 20.3004 | 1078.39 | 0.25953 | -14.2 | 1.0578 | -0.79825 | -18.3684 | -1.3397 | -31.1 | -0.49895 | -0.84076 | -40.16 | -0.77068 | -58.35 | 1.6366 | -2.4073 | -75.4358 | 0.25953 | -14.2 | 1.0578 | -0.79825 | -18.3684 | 0.31942 | -16.4 | 1.2474 | -0.92796 | -21.1245 | 0.085946 | 3.7069 | 1.2238 | 5.4455 | 92.683 | 0.022306 | -0.11514 | -0.066237 | 0.022306 | 0.027453 | -1.2204 | -2.6729 | -5.0149 | -1.2204 | -1.4095 | -1.5787 | -3.4516 | -6.4834 | -1.5787 | -1.8156 | 0.085946 | 3.7069 | 1.2238 | 5.4455 | 92.683 | 0.022306 | -0.11514 | -0.066237 | 0.022306 | 0.027453 | -1.2204 | -2.6729 | -5.0149 | -1.2204 | -1.4095 | -1.5787 | -3.4516 | -6.4834 | -1.5787 | -1.8156
85 | 0.35 | 0.4 | Southern | TX | Fort.Worth-Alliance.AP.722594 | 2 | 6292255 | 42.1714 | 14.829 | 63.1803 | 42.1014 | 21.0789 | 1092.99 | 0.43909 | -28.8 | 2.0158 | -1.5767 | -37.2296 | -1.1602 | -45.7 | 0.45904 | -1.6192 | -59.0213 | -0.59113 | -72.95 | 2.5946 | -3.1857 | -94.2971 | 0.43909 | -28.8 | 2.0158 | -1.5767 | -37.2296 | 0.49898 | -31 | 2.2054 | -1.7064 | -39.9858 | 0.085946 | 3.6245 | 1.2745 | 5.4301 | 93.9378 | 0.037738 | -0.09971 | -0.050805 | 0.037738 | 0.042885 | -2.4752 | -3.9277 | -6.2697 | -2.4752 | -2.6643 | -3.1997 | -5.0726 | -8.1044 | -3.1997 | -3.4366 | 0.085946 | 3.6245 | 1.2745 | 5.4301 | 93.9378 | 0.037738 | -0.09971 | -0.050805 | 0.037738 | 0.042885 | -2.4752 | -3.9277 | -6.2697 | -2.4752 | -2.6643 | -3.1997 | -5.0726 | -8.1044 | -3.1997 | -3.4366
86 | 0.33 | 0.2 | Southern | TX | Fort.Worth-Alliance.AP.722594 | 2 | 6292255 | 44.9501 | 12.919 | 63.339 | 44.8756 | 18.4635 | 1039.51 | 0.2803 | 24.68 | -0.75841 | 1.0387 | 31.876 | -1.3189 | 7.78 | -2.3151 | 0.9962 | 10.0843 | -0.74991 | -19.47 | -0.17962 | -0.57029 | -25.1914 | 0.2803 | 24.68 | -0.75841 | 1.0387 | 31.876 | 0.34019 | 22.48 | -0.56881 | 0.909 | 29.1198 | 0.085946 | 3.8633 | 1.1103 | 5.4437 | 89.3414 | 0.024091 | -0.11336 | -0.064451 | 0.024091 | 0.029238 | 2.1211 | 0.66866 | -1.6734 | 2.1211 | 1.9321 | 2.7396 | 0.8667 | -2.1651 | 2.7396 | 2.5027 | 0.085946 | 3.8633 | 1.1103 | 5.4437 | 89.3414 | 0.024091 | -0.11336 | -0.064451 | 0.024091 | 0.029238 | 2.1211 | 0.66866 | -1.6734 | 2.1211 | 1.9321 | 2.7396 | 0.8667 | -2.1651 | 2.7396 | 2.5027
87 | 0.33 | 0.25 | Southern | TX | Fort.Worth-Alliance.AP.722594 | 2 | 6292255 | 43.7507 | 13.579 | 63.0296 | 43.6781 | 19.3515 | 1055.05 | 0.58979 | 9.14 | 0.43908 | 0.15071 | 11.7103 | -1.0095 | -7.76 | -1.1177 | 0.1082 | -10.0813 | -0.44043 | -35.01 | 1.0179 | -1.4583 | -45.3571 | 0.58979 | 9.14 | 0.43908 | 0.15071 | 11.7103 | 0.64968 | 6.94 | 0.62868 | 0.020999 | 8.9542 | 0.085946 | 3.7602 | 1.1671 | 5.4171 | 90.677 | 0.05069 | -0.086758 | -0.037853 | 0.05069 | 0.055837 | 0.78554 | -0.66694 | -3.009 | 0.78554 | 0.59646 | 1.0065 | -0.86645 | -3.8982 | 1.0065 | 0.76957 | 0.085946 | 3.7602 | 1.1671 | 5.4171 | 90.677 | 0.05069 | -0.086758 | -0.037853 | 0.05069 | 0.055837 | 0.78554 | -0.66694 | -3.009 | 0.78554 | 0.59646 | 1.0065 | -0.86645 | -3.8982 | 1.0065 | 0.76957
88 | 0.33 | 0.3 | Southern | TX | Fort.Worth-Alliance.AP.722594 | 2 | 6292255 | 43.5708 | 13.649 | 62.9896 | 43.4985 | 19.4912 | 1057.65 | 0.6297 | 6.54 | 0.6187 | 0.011 | 8.4244 | -0.96954 | -10.36 | -0.93803 | -0.031508 | -13.3673 | -0.40051 | -37.61 | 1.1975 | -1.598 | -48.6431 | 0.6297 | 6.54 | 0.6187 | 0.011 | 8.4244 | 0.68959 | 4.34 | 0.8083 | -0.11871 | 5.6682 | 0.085946 | 3.7447 | 1.1731 | 5.4137 | 90.9005 | 0.05412 | -0.083328 | -0.034422 | 0.05412 | 0.059267 | 0.56209 | -0.8904 | -3.2324 | 0.56209 | 0.373 | 0.72404 | -1.1489 | -4.1807 | 0.72404 | 0.48716 | 0.085946 | 3.7447 | 1.1731 | 5.4137 | 90.9005 | 0.05412 | -0.083328 | -0.034422 | 0.05412 | 0.059267 | 0.56209 | -0.8904 | -3.2324 | 0.56209 | 0.373 | 0.72404 | -1.1489 | -4.1807 | 0.72404 | 0.48716
89 | 0.33 | 0.35 | Southern | TX | Fort.Worth-Alliance.AP.722594 | 2 | 6292255 | 42.5113 | 14.249 | 62.7301 | 42.4407 | 20.2895 | 1071.86 | 0.88921 | -7.67 | 1.6765 | -0.78727 | -9.9448 | -0.71003 | -24.57 | 0.11975 | -0.82978 | -31.7365 | -0.141 | -51.82 | 2.2553 | -2.3963 | -67.0123 | 0.88921 | -7.67 | 1.6765 | -0.78727 | -9.9448 | 0.9491 | -9.87 | 1.8661 | -0.91698 | -12.701 | 0.085946 | 3.6537 | 1.2246 | 5.3914 | 92.1218 | 0.076424 | -0.061024 | -0.012119 | 0.076424 | 0.081571 | -0.6592 | -2.1117 | -4.4537 | -0.6592 | -0.84828 | -0.85472 | -2.7276 | -5.7594 | -0.85472 | -1.0916 | 0.085946 | 3.6537 | 1.2246 | 5.3914 | 92.1218 | 0.076424 | -0.061024 | -0.012119 | 0.076424 | 0.081571 | -0.6592 | -2.1117 | -4.4537 | -0.6592 | -0.84828 | -0.85472 | -2.7276 | -5.7594 | -0.85472 | -1.0916
90 | 0.33 | 0.4 | Southern | TX | Fort.Worth-Alliance.AP.722594 | 2 | 6292255 | 41.5517 | 14.839 | 62.5605 | 41.4827 | 21.0779 | 1086.77 | 1.0588 | -22.58 | 2.6345 | -1.5757 | -29.2056 | -0.54043 | -39.48 | 1.0777 | -1.6182 | -50.9972 | 0.028593 | -66.73 | 3.2133 | -3.1847 | -86.273 | 1.0588 | -22.58 | 2.6345 | -1.5757 | -29.2056 | 1.1187 | -24.78 | 2.8241 | -1.7054 | -31.9617 | 0.085946 | 3.5712 | 1.2754 | 5.3768 | 93.4032 | 0.091 | -0.046448 | 0.0024574 | 0.091 | 0.096147 | -1.9407 | -3.3931 | -5.7352 | -1.9407 | -2.1297 | -2.5101 | -4.383 | -7.4148 | -2.5101 | -2.747 | 0.085946 | 3.5712 | 1.2754 | 5.3768 | 93.4032 | 0.091 | -0.046448 | 0.0024574 | 0.091 | 0.096147 | -1.9407 | -3.3931 | -5.7352 | -1.9407 | -2.1297 | -2.5101 | -4.383 | -7.4148 | -2.5101 | -2.747
91 | 0.3 | 0.2 | Southern | TX | Fort.Worth-Alliance.AP.722594 | 2 | 6292255 | 43.9906 | 12.919 | 62.3495 | 43.9176 | 18.4319 | 1028.94 | 1.2699 | 35.25 | 0.19958 | 1.0703 | 45.5034 | -0.32937 | 18.35 | -1.3572 | 1.0278 | 23.7118 | 0.23965 | -8.9 | 0.77837 | -0.53871 | -11.564 | 1.2699 | 35.25 | 0.19958 | 1.0703 | 45.5034 | 1.3298 | 33.05 | 0.38918 | 0.94057 | 42.7473 | 0.085946 | 3.7808 | 1.1103 | 5.3587 | 88.433 | 0.10914 | -0.028308 | 0.020597 | 0.10914 | 0.11429 | 3.0296 | 1.5771 | -0.76492 | 3.0296 | 2.8405 | 3.9108 | 2.0379 | -0.99388 | 3.9108 | 3.6739 | 0.085946 | 3.7808 | 1.1103 | 5.3587 | 88.433 | 0.10914 | -0.028308 | 0.020597 | 0.10914 | 0.11429 | 3.0296 | 1.5771 | -0.76492 | 3.0296 | 2.8405 | 3.9108 | 2.0379 | -0.99388 | 3.9108 | 3.6739
92 | 0.3 | 0.25 | Southern | TX | Fort.Worth-Alliance.AP.722594 | 2 | 6292255 | 42.8011 | 13.579 | 62.05 | 42.7301 | 19.3199 | 1044.59 | 1.5693 | 19.6 | 1.3871 | 0.18226 | 25.2081 | -0.029892 | 2.7 | -0.16965 | 0.13975 | 3.4164 | 0.53913 | -24.55 | 1.9659 | -1.4267 | -31.8593 | 1.5693 | 19.6 | 1.3871 | 0.18226 | 25.2081 | 1.6292 | 17.4 | 1.5767 | 0.05255 | 22.4519 | 0.085946 | 3.6786 | 1.1671 | 5.3329 | 89.778 | 0.13488 | -0.0025691 | 0.046336 | 0.13488 | 0.14003 | 1.6845 | 0.23205 | -2.11 | 1.6845 | 1.4955 | 2.1665 | 0.29363 | -2.7382 | 2.1665 | 1.9296 | 0.085946 | 3.6786 | 1.1671 | 5.3329 | 89.778 | 0.13488 | -0.0025691 | 0.046336 | 0.13488 | 0.14003 | 1.6845 | 0.23205 | -2.11 | 1.6845 | 1.4955 | 2.1665 | 0.29363 | -2.7382 | 2.1665 | 1.9296
93 | 0.3 | 0.3 | Southern | TX | Fort.Worth-Alliance.AP.722594 | 2 | 6292255 | 42.6312 | 13.649 | 62.0201 | 42.5604 | 19.4597 | 1047.29 | 1.5992 | 16.9 | 1.5567 | 0.042508 | 21.7917 | 0 | 0 | 0 | 0 | 0 | 0.56903 | -27.25 | 2.1355 | -1.5665 | -35.2758 | 1.5992 | 16.9 | 1.5567 | 0.042508 | 21.7917 | 1.6591 | 14.7 | 1.7463 | -0.087204 | 19.0355 | 0.085946 | 3.664 | 1.1731 | 5.3304 | 90.0101 | 0.13745 | 0 | 0.048905 | 0.13745 | 0.14259 | 1.4525 | 0 | -2.342 | 1.4525 | 1.2634 | 1.8729 | 0 | -3.0318 | 1.8729 | 1.636 | 0.085946 | 3.664 | 1.1731 | 5.3304 | 90.0101 | 0.13745 | 0 | 0.048905 | 0.13745 | 0.14259 | 1.4525 | 0 | -2.342 | 1.4525 | 1.2634 | 1.8729 | 0 | -3.0318 | 1.8729 | 1.636
94 | 0.3 | 0.35 | Southern | TX | Fort.Worth-Alliance.AP.722594 | 2 | 6292255 | 41.5717 | 14.259 | 61.7806 | 41.5026 | 20.2779 | 1062.11 | 1.8388 | 2.08 | 2.6145 | -0.77572 | 2.6219 | 0.23955 | -14.82 | 1.0578 | -0.81823 | -19.1697 | 0.80858 | -42.07 | 3.1933 | -2.3847 | -54.4455 | 1.8388 | 2.08 | 2.6145 | -0.77572 | 2.6219 | 1.8987 | -0.12 | 2.8041 | -0.90543 | -0.13424 | 0.085946 | 3.5729 | 1.2255 | 5.3098 | 91.2838 | 0.15804 | 0.020588 | 0.069494 | 0.15804 | 0.16318 | 0.17877 | -1.2737 | -3.6157 | 0.17877 | -0.010313 | 0.22534 | -1.6476 | -4.6794 | 0.22534 | -0.011537 | 0.085946 | 3.5729 | 1.2255 | 5.3098 | 91.2838 | 0.15804 | 0.020588 | 0.069494 | 0.15804 | 0.16318 | 0.17877 | -1.2737 | -3.6157 | 0.17877 | -0.010313 | 0.22534 | -1.6476 | -4.6794 | 0.22534 | -0.011537
95 | 0.3 | 0.4 | Southern | TX | Fort.Worth-Alliance.AP.722594 | 2 | 6292255 | 40.6221 | 14.859 | 61.621 | 40.5546 | 21.0664 | 1077.11 | 1.9983 | -12.92 | 3.5625 | -1.5642 | -16.7701 | 0.3991 | -29.82 | 2.0058 | -1.6067 | -38.5617 | 0.96813 | -57.07 | 4.1413 | -3.1732 | -73.8375 | 1.9983 | -12.92 | 3.5625 | -1.5642 | -16.7701 | 2.0582 | -15.12 | 3.7521 | -1.6939 | -19.5262 | 0.085946 | 3.4913 | 1.2771 | 5.2961 | 92.573 | 0.17175 | 0.034301 | 0.083207 | 0.17175 | 0.1769 | -1.1104 | -2.5629 | -4.9049 | -1.1104 | -1.2995 | -1.4413 | -3.3142 | -6.346 | -1.4413 | -1.6782 | 0.085946 | 3.4913 | 1.2771 | 5.2961 | 92.573 | 0.17175 | 0.034301 | 0.083207 | 0.17175 | 0.1769 | -1.1104 | -2.5629 | -4.9049 | -1.1104 | -1.2995 | -1.4413 | -3.3142 | -6.346 | -1.4413 | -1.6782
96 | 0.28 | 0.2 | Southern | TX | Fort.Worth-Alliance.AP.722594 | 2 | 6292255 | 43.321 | 12.929 | 61.6698 | 43.249 | 18.4208 | 1021.88 | 1.9495 | 42.31 | 0.86817 | 1.0813 | 54.5741 | 0.35028 | 25.41 | -0.68856 | 1.0388 | 32.7824 | 0.91931 | -1.84 | 1.447 | -0.52765 | -2.4934 | 1.9495 | 42.31 | 0.86817 | 1.0813 | 54.5741 | 2.0094 | 40.11 | 1.0578 | 0.95164 | 51.8179 | 0.085946 | 3.7233 | 1.1112 | 5.3003 | 87.8262 | 0.16755 | 0.030105 | 0.079011 | 0.16755 | 0.1727 | 3.6364 | 2.1839 | -0.15814 | 3.6364 | 3.4473 | 4.6904 | 2.8175 | -0.21429 | 4.6904 | 4.4535 | 0.085946 | 3.7233 | 1.1112 | 5.3003 | 87.8262 | 0.16755 | 0.030105 | 0.079011 | 0.16755 | 0.1727 | 3.6364 | 2.1839 | -0.15814 | 3.6364 | 3.4473 | 4.6904 | 2.8175 | -0.21429 | 4.6904 | 4.4535
97 | 0.28 | 0.25 | Southern | TX | Fort.Worth-Alliance.AP.722594 | 2 | 6292255 | 42.1515 | 13.579 | 61.3803 | 42.0814 | 19.2989 | 1037.42 | 2.239 | 26.77 | 2.0357 | 0.20328 | 34.4207 | 0.63977 | 9.87 | 0.47899 | 0.16077 | 12.629 | 1.2088 | -17.38 | 2.6145 | -1.4057 | -22.6467 | 2.239 | 26.77 | 2.0357 | 0.20328 | 34.4207 | 2.2989 | 24.57 | 2.2253 | 0.073571 | 31.6645 | 0.085946 | 3.6227 | 1.1671 | 5.2754 | 89.1618 | 0.19243 | 0.054985 | 0.10389 | 0.19243 | 0.19758 | 2.3008 | 0.84828 | -1.4937 | 2.3008 | 2.1117 | 2.9583 | 1.0854 | -1.9464 | 2.9583 | 2.7214 | 0.085946 | 3.6227 | 1.1671 | 5.2754 | 89.1618 | 0.19243 | 0.054985 | 0.10389 | 0.19243 | 0.19758 | 2.3008 | 0.84828 | -1.4937 | 2.3008 | 2.1117 | 2.9583 | 1.0854 | -1.9464 | 2.9583 | 2.7214
98 | 0.28 | 0.3 | Southern | TX | Fort.Worth-Alliance.AP.722594 | 2 | 6292255 | 41.7417 | 13.799 | 61.3005 | 41.6723 | 19.6282 | 1043.62 | 2.3189 | 20.57 | 2.4449 | -0.126 | 26.4926 | 0.71962 | 3.67 | 0.88813 | -0.16851 | 4.701 | 1.2886 | -23.58 | 3.0237 | -1.735 | -30.5748 | 2.3189 | 20.57 | 2.4449 | -0.126 | 26.4926 | 2.3788 | 18.37 | 2.6345 | -0.25571 | 23.7365 | 0.085946 | 3.5875 | 1.186 | 5.2685 | 89.6947 | 0.1993 | 0.061849 | 0.11075 | 0.1993 | 0.20444 | 1.7679 | 0.31542 | -2.0266 | 1.7679 | 1.5788 | 2.2769 | 0.40403 | -2.6278 | 2.2769 | 2.04 | 0.085946 | 3.5875 | 1.186 | 5.2685 | 89.6947 | 0.1993 | 0.061849 | 0.11075 | 0.1993 | 0.20444 | 1.7679 | 0.31542 | -2.0266 | 1.7679 | 1.5788 | 2.2769 | 0.40403 | -2.6278 | 2.2769 | 2.04
99 | 0.28 | 0.35 | Southern | TX | Fort.Worth-Alliance.AP.722594 | 2 | 6292255 | 40.7121 | 14.409 | 61.081 | 40.6445 | 20.4365 | 1058.44 | 2.5384 | 5.75 | 3.4727 | -0.93434 | 7.3334 | 0.93913 | -11.15 | 1.916 | -0.97684 | -14.4583 | 1.5082 | -38.4 | 4.0515 | -2.5433 | -49.734 | 2.5384 | 5.75 | 3.4727 | -0.93434 | 7.3334 | 2.5983 | 3.55 | 3.6623 | -1.064 | 4.5772 | 0.085946 | 3.499 | 1.2384 | 5.2496 | 90.9684 | 0.21816 | 0.080714 | 0.12962 | 0.21816 | 0.22331 | 0.49419 | -0.95829 | -3.3003 | 0.49419 | 0.30511 | 0.63027 | -1.2426 | -4.2744 | 0.63027 | 0.39339 | 0.085946 | 3.499 | 1.2384 | 5.2496 | 90.9684 | 0.21816 | 0.080714 | 0.12962 | 0.21816 | 0.22331 | 0.49419 | -0.95829 | -3.3003 | 0.49419 | 0.30511 | 0.63027 | -1.2426 | -4.2744 | 0.63027 | 0.39339
100 | 0.28 | 0.4 | Southern | TX | Fort.Worth-Alliance.AP.722594 | 2 | 6292255 | 39.9725 | 14.879 | 60.9813 | 39.906 | 21.0753 | 1070.91 | 2.6381 | -6.72 | 4.2112 | -1.5731 | -8.7583 | 1.0388 | -23.62 | 2.6544 | -1.6156 | -30.5499 | 1.6078 | -50.87 | 4.7899 | -3.1821 | -65.8257 | 2.6381 | -6.72 | 4.2112 | -1.5731 | -8.7583 | 2.698 | -8.92 | 4.4008 | -1.7028 | -11.5144 | 0.085946 | 3.4355 | 1.2788 | 5.2411 | 92.0401 | 0.22673 | 0.089282 | 0.13819 | 0.22673 | 0.23188 | -0.57756 | -2.03 | -4.3721 | -0.57756 | -0.76664 | -0.75274 | -2.6256 | -5.6574 | -0.75274 | -0.98962 | 0.085946 | 3.4355 | 1.2788 | 5.2411 | 92.0401 | 0.22673 | 0.089282 | 0.13819 | 0.22673 | 0.23188 | -0.57756 | -2.03 | -4.3721 | -0.57756 | -0.76664 | -0.75274 | -2.6256 | -5.6574 | -0.75274 | -0.98962
101 | 0.27 | 0.2 | Southern | TX | Fort.Worth-Alliance.AP.722594 | 2 | 6292255 | 42.9911 | 12.929 | 61.34 | 42.9197 | 18.4203 | 1018.59 | 2.2794 | 45.6 | 1.1975 | 1.0819 | 58.8453 | 0.68014 | 28.7 | -0.35925 | 1.0394 | 37.0536 | 1.2492 | 1.45 | 1.7763 | -0.5271 | 1.7779 | 2.2794 | 45.6 | 1.1975 | 1.0819 | 58.8453 | 2.3393 | 43.4 | 1.3871 | 0.95219 | 56.0891 | 0.085946 | 3.6949 | 1.1112 | 5.2719 | 87.5435 | 0.1959 | 0.058455 | 0.10736 | 0.1959 | 0.20105 | 3.9191 | 2.4666 | 0.12462 | 3.9191 | 3.73 | 5.0575 | 3.1846 | 0.1528 | 5.0575 | 4.8206 | 0.085946 | 3.6949 | 1.1112 | 5.2719 | 87.5435 | 0.1959 | 0.058455 | 0.10736 | 0.1959 | 0.20105 | 3.9191 | 2.4666 | 0.12462 | 3.9191 | 3.73 | 5.0575 | 3.1846 | 0.1528 | 5.0575 | 4.8206
102 | 0.27 | 0.25 | Southern | TX | Fort.Worth-Alliance.AP.722594 | 2 | 6292255 | 41.8216 | 13.589 | 61.0505 | 41.7521 | 19.2984 | 1034.12 | 2.5689 | 30.07 | 2.365 | 0.20384 | 38.692 | 0.96963 | 13.17 | 0.8083 | 0.16133 | 16.9003 | 1.5387 | -14.08 | 2.9438 | -1.4052 | -18.3755 | 2.5689 | 30.07 | 2.365 | 0.20384 | 38.692 | 2.6288 | 27.87 | 2.5546 | 0.074123 | 35.9358 | 0.085946 | 3.5944 | 1.1679 | 5.247 | 88.8782 | 0.22078 | 0.083335 | 0.13224 | 0.22078 | 0.22593 | 2.5844 | 1.1319 | -1.2101 | 2.5844 | 2.3953 | 3.3254 | 1.4525 | -1.5793 | 3.3254 | 3.0885 | 0.085946 | 3.5944 | 1.1679 | 5.247 | 88.8782 | 0.22078 | 0.083335 | 0.13224 | 0.22078 | 0.22593 | 2.5844 | 1.1319 | -1.2101 | 2.5844 | 2.3953 | 3.3254 | 1.4525 | -1.5793 | 3.3254 | 3.0885
103 | 0.27 | 0.3 | Southern | TX | Fort.Worth-Alliance.AP.722594 | 2 | 6292255 | 41.2519 | 13.899 | 60.9307 | 41.1833 | 19.7474 | 1042.41 | 2.6886 | 21.78 | 2.9338 | -0.24523 | 28.0198 | 1.0894 | 4.88 | 1.3771 | -0.28774 | 6.2282 | 1.6584 | -22.37 | 3.5126 | -1.8542 | -29.0476 | 2.6886 | 21.78 | 2.9338 | -0.24523 | 28.0198 | 2.7485 | 19.58 | 3.1234 | -0.37494 | 25.2637 | 0.085946 | 3.5454 | 1.1946 | 5.2367 | 89.5907 | 0.23107 | 0.093627 | 0.14253 | 0.23107 | 0.23622 | 1.8719 | 0.41942 | -1.9226 | 1.8719 | 1.6828 | 2.4082 | 0.53528 | -2.4965 | 2.4082 | 2.1713 | 0.085946 | 3.5454 | 1.1946 | 5.2367 | 89.5907 | 0.23107 | 0.093627 | 0.14253 | 0.23107 | 0.23622 | 1.8719 | 0.41942 | -1.9226 | 1.8719 | 1.6828 | 2.4082 | 0.53528 | -2.4965 | 2.4082 | 2.1713
104 | 0.27 | 0.35 | Southern | TX | Fort.Worth-Alliance.AP.722594 | 2 | 6292255 | 40.2124 | 14.569 | 60.7712 | 40.1455 | 20.6257 | 1059.29 | 2.8482 | 4.9 | 3.9717 | -1.1235 | 6.1843 | 1.2489 | -12 | 2.4149 | -1.166 | -15.6074 | 1.8179 | -39.25 | 4.5504 | -2.7325 | -50.8832 | 2.8482 | 4.9 | 3.9717 | -1.1235 | 6.1843 | 2.908 | 2.7 | 4.1613 | -1.2532 | 3.4281 | 0.085946 | 3.4561 | 1.2521 | 5.223 | 91.0414 | 0.24479 | 0.10734 | 0.15624 | 0.24479 | 0.24993 | 0.42113 | -1.0313 | -3.3734 | 0.42113 | 0.23205 | 0.53151 | -1.3414 | -4.3732 | 0.53151 | 0.29463 | 0.085946 | 3.4561 | 1.2521 | 5.223 | 91.0414 | 0.24479 | 0.10734 | 0.15624 | 0.24479 | 0.24993 | 0.42113 | -1.0313 | -3.3734 | 0.42113 | 0.23205 | 0.53151 | -1.3414 | -4.3732 | 0.53151 | 0.29463
105 | 0.27 | 0.4 | Southern | TX | Fort.Worth-Alliance.AP.722594 | 2 | 6292255 | 39.6426 | 14.889 | 60.6514 | 39.5767 | 21.0748 | 1067.6 | 2.9679 | -3.41 | 4.5405 | -1.5726 | -4.4879 | 1.3687 | -20.31 | 2.9837 | -1.6151 | -26.2796 | 1.9377 | -47.56 | 5.1193 | -3.1816 | -61.5554 | 2.9679 | -3.41 | 4.5405 | -1.5726 | -4.4879 | 3.0278 | -5.61 | 4.7301 | -1.7023 | -7.2441 | 0.085946 | 3.4071 | 1.2796 | 5.2127 | 91.7557 | 0.25508 | 0.11763 | 0.16654 | 0.25508 | 0.26023 | -0.29307 | -1.7456 | -4.0876 | -0.29307 | -0.48216 | -0.38572 | -2.2586 | -5.2904 | -0.38572 | -0.6226 | 0.085946 | 3.4071 | 1.2796 | 5.2127 | 91.7557 | 0.25508 | 0.11763 | 0.16654 | 0.25508 | 0.26023 | -0.29307 | -1.7456 | -4.0876 | -0.29307 | -0.48216 | -0.38572 | -2.2586 | -5.2904 | -0.38572 | -0.6226
106 | 0.26 | 0.2 | Southern | TX | Fort.Worth-Alliance.AP.722594 | 2 | 6292255 | 42.6613 | 12.929 | 61.0001 | 42.5904 | 18.4097 | 1014.96 | 2.6192 | 49.23 | 1.5268 | 1.0925 | 63.5176 | 1.02 | 32.33 | -0.029943 | 1.0499 | 41.7259 | 1.589 | 5.08 | 2.1056 | -0.51655 | 6.4502 | 2.6192 | 49.23 | 1.5268 | 1.0925 | 63.5176 | 2.6791 | 47.03 | 1.7164 | 0.96274 | 60.7614 | 0.085946 | 3.6666 | 1.1112 | 5.2427 | 87.2315 | 0.22511 | 0.087665 | 0.13657 | 0.22511 | 0.23026 | 4.2311 | 2.7786 | 0.4366 | 4.2311 | 4.042 | 5.4591 | 3.5862 | 0.55436 | 5.4591 | 5.2222 | 0.085946 | 3.6666 | 1.1112 | 5.2427 | 87.2315 | 0.22511 | 0.087665 | 0.13657 | 0.22511 | 0.23026 | 4.2311 | 2.7786 | 0.4366 | 4.2311 | 4.042 | 5.4591 | 3.5862 | 0.55436 | 5.4591 | 5.2222
107 | 0.26 | 0.25 | Southern | TX | Fort.Worth-Alliance.AP.722594 | 2 | 6292255 | 41.4918 | 13.589 | 60.7106 | 41.4228 | 19.2878 | 1030.5 | 2.9087 | 33.69 | 2.6943 | 0.21437 | 43.3634 | 1.3095 | 16.79 | 1.1376 | 0.17186 | 21.5717 | 1.8785 | -10.46 | 3.2731 | -1.3946 | -13.704 | 2.9087 | 33.69 | 2.6943 | 0.21437 | 43.3634 | 2.9686 | 31.49 | 2.8839 | 0.084653 | 40.6072 | 0.085946 | 3.566 | 1.1679 | 5.2178 | 88.5671 | 0.24999 | 0.11254 | 0.16145 | 0.24999 | 0.25514 | 2.8955 | 1.443 | -0.89899 | 2.8955 | 2.7064 | 3.7269 | 1.854 | -1.1778 | 3.7269 | 3.49 | 0.085946 | 3.566 | 1.1679 | 5.2178 | 88.5671 | 0.24999 | 0.11254 | 0.16145 | 0.24999 | 0.25514 | 2.8955 | 1.443 | -0.89899 | 2.8955 | 2.7064 | 3.7269 | 1.854 | -1.1778 | 3.7269 | 3.49
108 | 0.26 | 0.3 | Southern | TX | Fort.Worth-Alliance.AP.722594 | 2 | 6292255 | 40.6921 | 14.079 | 60.581 | 40.6245 | 19.9565 | 1043.29 | 3.0384 | 20.9 | 3.4927 | -0.45429 | 26.8451 | 1.4391 | 4 | 1.9359 | -0.4968 | 5.0534 | 2.0082 | -23.25 | 4.0715 | -2.0633 | -30.2223 | 3.0384 | 20.9 | 3.4927 | -0.45429 | 26.8451 | 3.0983 | 18.7 | 3.6823 | -0.584 | 24.0889 | 0.085946 | 3.4973 | 1.21 | 5.2067 | 89.6663 | 0.26113 | 0.12369 | 0.17259 | 0.26113 | 0.26628 | 1.7963 | 0.34378 | -1.9982 | 1.7963 | 1.6072 | 2.3072 | 0.43432 | -2.5975 | 2.3072 | 2.0703 | 0.085946 | 3.4973 | 1.21 | 5.2067 | 89.6663 | 0.26113 | 0.12369 | 0.17259 | 0.26113 | 0.26628 | 1.7963 | 0.34378 | -1.9982 | 1.7963 | 1.6072 | 2.3072 | 0.43432 | -2.5975 | 2.3072 | 2.0703
109 | 0.26 | 0.35 | Southern | TX | Fort.Worth-Alliance.AP.722594 | 2 | 6292255 | 39.7126 | 14.729 | 60.4614 | 39.6465 | 20.8149 | 1060.15 | 3.1579 | 4.04 | 4.4706 | -1.3127 | 5.0334 | 1.5587 | -12.86 | 2.9139 | -1.3552 | -16.7582 | 2.1277 | -40.11 | 5.0494 | -2.9217 | -52.034 | 3.1579 | 4.04 | 4.4706 | -1.3127 | 5.0334 | 3.2178 | 1.84 | 4.6602 | -1.4424 | 2.2773 | 0.085946 | 3.4131 | 1.2659 | 5.1964 | 91.1154 | 0.27141 | 0.13396 | 0.18287 | 0.27141 | 0.27656 | 0.34722 | -1.1053 | -3.4473 | 0.34722 | 0.15814 | 0.4326 | -1.4403 | -4.4721 | 0.4326 | 0.19572 | 0.085946 | 3.4131 | 1.2659 | 5.1964 | 91.1154 | 0.27141 | 0.13396 | 0.18287 | 0.27141 | 0.27656 | 0.34722 | -1.1053 | -3.4473 | 0.34722 | 0.15814 | 0.4326 | -1.4403 | -4.4721 | 0.4326 | 0.19572
110 | 0.26 | 0.4 | Southern | TX | Fort.Worth-Alliance.AP.722594 | 2 | 6292255 | 39.3228 | 14.899 | 60.3316 | 39.2574 | 21.0742 | 1064.39 | 3.2877 | -0.2 | 4.8598 | -1.5721 | -0.34708 | 1.6885 | -17.1 | 3.3031 | -1.6146 | -22.1387 | 2.2575 | -44.35 | 5.4386 | -3.1811 | -57.4145 | 3.2877 | -0.2 | 4.8598 | -1.5721 | -0.34708 | 3.3476 | -2.4 | 5.0494 | -1.7018 | -3.1032 | 0.085946 | 3.3796 | 1.2805 | 5.1852 | 91.4798 | 0.28257 | 0.14512 | 0.19402 | 0.28257 | 0.28771 | -0.017189 | -1.4697 | -3.8117 | -0.017189 | -0.20627 | -0.02983 | -1.9027 | -4.9345 | -0.02983 | -0.26671 | 0.085946 | 3.3796 | 1.2805 | 5.1852 | 91.4798 | 0.28257 | 0.14512 | 0.19402 | 0.28257 | 0.28771 | -0.017189 | -1.4697 | -3.8117 | -0.017189 | -0.20627 | -0.02983 | -1.9027 | -4.9345 | -0.02983 | -0.26671
111 | 0.25 | 0.2 | Southern | TX | Fort.Worth-Alliance.AP.722594 | 2 | 6292255 | 42.3214 | 12.929 | 60.6403 | 42.2511 | 18.3893 | 1010.92 | 2.979 | 53.27 | 1.8661 | 1.1129 | 68.7172 | 1.3798 | 36.37 | 0.30934 | 1.0704 | 46.9256 | 1.9488 | 9.12 | 2.4449 | -0.49606 | 11.6498 | 2.979 | 53.27 | 1.8661 | 1.1129 | 68.7172 | 3.0389 | 51.07 | 2.0557 | 0.98323 | 65.9611 | 0.085946 | 3.6373 | 1.1112 | 5.2118 | 86.8843 | 0.25603 | 0.11859 | 0.16749 | 0.25603 | 0.26118 | 4.5783 | 3.1258 | 0.78383 | 4.5783 | 4.3892 | 5.906 | 4.0331 | 1.0012 | 5.906 | 5.6691 | 0.085946 | 3.6373 | 1.1112 | 5.2118 | 86.8843 | 0.25603 | 0.11859 | 0.16749 | 0.25603 | 0.26118 | 4.5783 | 3.1258 | 0.78383 | 4.5783 | 4.3892 | 5.906 | 4.0331 | 1.0012 | 5.906 | 5.6691
112 | 0.25 | 0.25 | Southern | TX | Fort.Worth-Alliance.AP.722594 | 2 | 6292255 | 41.162 | 13.589 | 60.3708 | 41.0935 | 19.2773 | 1026.87 | 3.2485 | 37.32 | 3.0236 | 0.22488 | 48.0341 | 1.6493 | 20.42 | 1.4669 | 0.18237 | 26.2424 | 2.2183 | -6.83 | 3.6024 | -1.3841 | -9.0334 | 3.2485 | 37.32 | 3.0236 | 0.22488 | 48.0341 | 3.3084 | 35.12 | 3.2132 | 0.095163 | 45.2779 | 0.085946 | 3.5377 | 1.1679 | 5.1886 | 88.2551 | 0.2792 | 0.14175 | 0.19065 | 0.2792 | 0.28434 | 3.2075 | 1.755 | -0.58701 | 3.2075 | 3.0184 | 4.1283 | 2.2554 | -0.77638 | 4.1283 | 3.8914 | 0.085946 | 3.5377 | 1.1679 | 5.1886 | 88.2551 | 0.2792 | 0.14175 | 0.19065 | 0.2792 | 0.28434 | 3.2075 | 1.755 | -0.58701 | 3.2075 | 3.0184 | 4.1283 | 2.2554 | -0.77638 | 4.1283 | 3.8914
113 | 0.25 | 0.3 | Southern | TX | Fort.Worth-Alliance.AP.722594 | 2 | 6292255 | 40.1224 | 14.249 | 60.2113 | 40.0557 | 20.1556 | 1043.75 | 3.4081 | 20.44 | 4.0615 | -0.65338 | 26.1994 | 1.8089 | 3.54 | 2.5047 | -0.69588 | 4.4077 | 2.3779 | -23.71 | 4.6403 | -2.2624 | -30.8681 | 3.4081 | 20.44 | 4.0615 | -0.65338 | 26.1994 | 3.468 | 18.24 | 4.2511 | -0.78309 | 23.4432 | 0.085946 | 3.4484 | 1.2246 | 5.1749 | 89.7059 | 0.29291 | 0.15546 | 0.20437 | 0.29291 | 0.29806 | 1.7567 | 0.30425 | -2.0378 | 1.7567 | 1.5677 | 2.2517 | 0.37882 | -2.653 | 2.2517 | 2.0148 | 0.085946 | 3.4484 | 1.2246 | 5.1749 | 89.7059 | 0.29291 | 0.15546 | 0.20437 | 0.29291 | 0.29806 | 1.7567 | 0.30425 | -2.0378 | 1.7567 | 1.5677 | 2.2517 | 0.37882 | -2.653 | 2.2517 | 2.0148
114 | 0.25 | 0.35 | Southern | TX | Fort.Worth-Alliance.AP.722594 | 2 | 6292255 | 39.1628 | 14.939 | 60.1717 | 39.0977 | 21.074 | 1062.69 | 3.4476 | 1.5 | 5.0195 | -1.5718 | 1.7229 | 1.8484 | -15.4 | 3.4627 | -1.6143 | -20.0688 | 2.4174 | -42.65 | 5.5982 | -3.1808 | -55.3445 | 3.4476 | 1.5 | 5.0195 | -1.5718 | 1.7229 | 3.5075 | -0.7 | 5.2091 | -1.7015 | -1.0333 | 0.085946 | 3.3659 | 1.2839 | 5.1715 | 91.3337 | 0.29631 | 0.15886 | 0.20777 | 0.29631 | 0.30146 | 0.12892 | -1.3236 | -3.6656 | 0.12892 | -0.060162 | 0.14808 | -1.7248 | -4.7566 | 0.14808 | -0.088804 | 0.085946 | 3.3659 | 1.2839 | 5.1715 | 91.3337 | 0.29631 | 0.15886 | 0.20777 | 0.29631 | 0.30146 | 0.12892 | -1.3236 | -3.6656 | 0.12892 | -0.060162 | 0.14808 | -1.7248 | -4.7566 | 0.14808 | -0.088804
115 | 0.25 | 0.4 | Southern | TX | Fort.Worth-Alliance.AP.722594 | 2 | 6292255 | 38.9929 | 14.909 | 60.0018 | 38.9281 | 21.0737 | 1061.07 | 3.6176 | 3.12 | 5.1891 | -1.5715 | 3.9233 | 2.0183 | -13.78 | 3.6324 | -1.614 | -17.8684 | 2.5874 | -41.03 | 5.7679 | -3.1805 | -53.1442 | 3.6176 | 3.12 | 5.1891 | -1.5715 | 3.9233 | 3.6775 | 0.92 | 5.3787 | -1.7012 | 1.1671 | 0.085946 | 3.3513 | 1.2814 | 5.1569 | 91.1944 | 0.31092 | 0.17347 | 0.22237 | 0.31092 | 0.31606 | 0.26815 | -1.1843 | -3.5264 | 0.26815 | 0.07907 | 0.33719 | -1.5357 | -4.5675 | 0.33719 | 0.10031 | 0.085946 | 3.3513 | 1.2814 | 5.1569 | 91.1944 | 0.31092 | 0.17347 | 0.22237 | 0.31092 | 0.31606 | 0.26815 | -1.1843 | -3.5264 | 0.26815 | 0.07907 | 0.33719 | -1.5357 | -4.5675 | 0.33719 | 0.10031
116 | 0.24 | 0.2 | Southern | TX | Fort.Worth-Alliance.AP.722594 | 2 | 6292255 | 41.9816 | 12.929 | 60.2905 | 41.9118 | 18.3787 | 1007.19 | 3.3289 | 57 | 2.2054 | 1.1235 | 73.5184 | 1.7296 | 40.1 | 0.64863 | 1.081 | 51.7267 | 2.2986 | 12.85 | 2.7842 | -0.48551 | 16.4509 | 3.3289 | 57 | 2.2054 | 1.1235 | 73.5184 | 3.3887 | 54.8 | 2.395 | 0.99378 | 70.7622 | 0.085946 | 3.6081 | 1.1112 | 5.1817 | 86.5637 | 0.2861 | 0.14865 | 0.19756 | 0.2861 | 0.29125 | 4.8989 | 3.4464 | 1.1044 | 4.8989 | 4.7098 | 6.3186 | 4.4457 | 1.4139 | 6.3186 | 6.0817 | 0.085946 | 3.6081 | 1.1112 | 5.1817 | 86.5637 | 0.2861 | 0.14865 | 0.19756 | 0.2861 | 0.29125 | 4.8989 | 3.4464 | 1.1044 | 4.8989 | 4.7098 | 6.3186 | 4.4457 | 1.4139 | 6.3186 | 6.0817
117 | 0.24 | 0.25 | Southern | TX | Fort.Worth-Alliance.AP.722594 | 2 | 6292255 | 40.8321 | 13.599 | 60.0409 | 40.7642 | 19.2767 | 1023.56 | 3.5784 | 40.63 | 3.353 | 0.22545 | 52.3062 | 1.9792 | 23.73 | 1.7962 | 0.18294 | 30.5145 | 2.5482 | -3.52 | 3.9317 | -1.3836 | -4.7613 | 3.5784 | 40.63 | 3.353 | 0.22545 | 52.3062 | 3.6383 | 38.43 | 3.5426 | 0.095736 | 49.55 | 0.085946 | 3.5093 | 1.1688 | 5.1603 | 87.9706 | 0.30755 | 0.1701 | 0.21901 | 0.30755 | 0.3127 | 3.492 | 2.0395 | -0.30253 | 3.492 | 3.3029 | 4.4955 | 2.6226 | -0.40921 | 4.4955 | 4.2586 | 0.085946 | 3.5093 | 1.1688 | 5.1603 | 87.9706 | 0.30755 | 0.1701 | 0.21901 | 0.30755 | 0.3127 | 3.492 | 2.0395 | -0.30253 | 3.492 | 3.3029 | 4.4955 | 2.6226 | -0.40921 | 4.4955 | 4.2586
118 | 0.24 | 0.3 | Southern | TX | Fort.Worth-Alliance.AP.722594 | 2 | 6292255 | 39.7926 | 14.259 | 59.8814 | 39.7264 | 20.155 | 1040.43 | 3.7379 | 23.76 | 4.3908 | -0.65284 | 30.4698 | 2.1387 | 6.86 | 2.834 | -0.69535 | 8.6781 | 2.7077 | -20.39 | 4.9696 | -2.2618 | -26.5976 | 3.7379 | 23.76 | 4.3908 | -0.65284 | 30.4698 | 3.7978 | 21.56 | 4.5804 | -0.78256 | 27.7136 | 0.085946 | 3.42 | 1.2255 | 5.1466 | 89.4205 | 0.32126 | 0.18381 | 0.23272 | 0.32126 | 0.32641 | 2.0421 | 0.58959 | -1.7524 | 2.0421 | 1.853 | 2.6187 | 0.74585 | -2.286 | 2.6187 | 2.3819 | 0.085946 | 3.42 | 1.2255 | 5.1466 | 89.4205 | 0.32126 | 0.18381 | 0.23272 | 0.32126 | 0.32641 | 2.0421 | 0.58959 | -1.7524 | 2.0421 | 1.853 | 2.6187 | 0.74585 | -2.286 | 2.6187 | 2.3819
119 | 0.24 | 0.35 | Southern | TX | Fort.Worth-Alliance.AP.722594 | 2 | 6292255 | 38.833 | 14.949 | 59.8419 | 38.7684 | 21.0735 | 1059.37 | 3.7775 | 4.82 | 5.3488 | -1.5713 | 5.9933 | 2.1782 | -12.08 | 3.792 | -1.6138 | -15.7984 | 2.7473 | -39.33 | 5.9276 | -3.1803 | -51.0742 | 3.7775 | 4.82 | 5.3488 | -1.5713 | 5.9933 | 3.8374 | 2.62 | 5.5384 | -1.701 | 3.2371 | 0.085946 | 3.3375 | 1.2848 | 5.1432 | 91.0483 | 0.32466 | 0.18721 | 0.23612 | 0.32466 | 0.32981 | 0.41426 | -1.0382 | -3.3802 | 0.41426 | 0.22518 | 0.5151 | -1.3578 | -4.3896 | 0.5151 | 0.27821 | 0.085946 | 3.3375 | 1.2848 | 5.1432 | 91.0483 | 0.32466 | 0.18721 | 0.23612 | 0.32466 | 0.32981 | 0.41426 | -1.0382 | -3.3802 | 0.41426 | 0.22518 | 0.5151 | -1.3578 | -4.3896 | 0.5151 | 0.27821
120 | 0.24 | 0.4 | Southern | TX | Fort.Worth-Alliance.AP.722594 | 2 | 6292255 | 38.6731 | 14.919 | 59.6819 | 38.6087 | 21.0732 | 1057.85 | 3.9375 | 6.34 | 5.5084 | -1.571 | 8.0656 | 2.3382 | -10.56 | 3.9517 | -1.6135 | -13.7261 | 2.9072 | -37.81 | 6.0872 | -3.18 | -49.0018 | 3.9375 | 6.34 | 5.5084 | -1.571 | 8.0656 | 3.9973 | 4.14 | 5.698 | -1.7007 | 5.3094 | 0.085946 | 3.3238 | 1.2822 | 5.1294 | 90.9177 | 0.33841 | 0.20096 | 0.24987 | 0.33841 | 0.34355 | 0.5449 | -0.90759 | -3.2496 | 0.5449 | 0.35582 | 0.69321 | -1.1797 | -4.2115 | 0.69321 | 0.45632 | 0.085946 | 3.3238 | 1.2822 | 5.1294 | 90.9177 | 0.33841 | 0.20096 | 0.24987 | 0.33841 | 0.34355 | 0.5449 | -0.90759 | -3.2496 | 0.5449 | 0.35582 | 0.69321 | -1.1797 | -4.2115 | 0.69321 | 0.45632
121 | 0.22 | 0.2 | Southern | TX | Fort.Worth-Alliance.AP.722594 | 2 | 6292255 | 41.3119 | 12.929 | 59.6008 | 41.2432 | 18.3576 | 999.84 | 4.0185 | 64.35 | 2.874 | 1.1446 | 82.9909 | 2.4193 | 47.45 | 1.3172 | 1.1021 | 61.1992 | 2.9883 | 20.2 | 3.4527 | -0.46443 | 25.9235 | 4.0185 | 64.35 | 2.874 | 1.1446 | 82.9909 | 4.0784 | 62.15 | 3.0636 | 1.0149 | 80.2348 | 0.085946 | 3.5506 | 1.1112 | 5.1224 | 85.932 | 0.34538 | 0.20793 | 0.25683 | 0.34538 | 0.35052 | 5.5306 | 4.0781 | 1.7361 | 5.5306 | 5.3415 | 7.1327 | 5.2598 | 2.228 | 7.1327 | 6.8958 | 0.085946 | 3.5506 | 1.1112 | 5.1224 | 85.932 | 0.34538 | 0.20793 | 0.25683 | 0.34538 | 0.35052 | 5.5306 | 4.0781 | 1.7361 | 5.5306 | 5.3415 | 7.1327 | 5.2598 | 2.228 | 7.1327 | 6.8958
122 | 0.22 | 0.25 | Southern | TX | Fort.Worth-Alliance.AP.722594 | 2 | 6292255 | 40.1624 | 13.609 | 59.3613 | 40.0956 | 19.2657 | 1016.5 | 4.2581 | 47.69 | 4.0215 | 0.23653 | 61.3776 | 2.6588 | 30.79 | 2.4648 | 0.19402 | 39.5859 | 3.2279 | 3.54 | 4.6003 | -1.3725 | 4.3102 | 4.2581 | 47.69 | 4.0215 | 0.23653 | 61.3776 | 4.318 | 45.49 | 4.2111 | 0.10682 | 58.6214 | 0.085946 | 3.4518 | 1.1696 | 5.1018 | 87.3638 | 0.36596 | 0.22852 | 0.27742 | 0.36596 | 0.37111 | 4.0988 | 2.6463 | 0.30425 | 4.0988 | 3.9097 | 5.2751 | 3.4022 | 0.37044 | 5.2751 | 5.0383 | 0.085946 | 3.4518 | 1.1696 | 5.1018 | 87.3638 | 0.36596 | 0.22852 | 0.27742 | 0.36596 | 0.37111 | 4.0988 | 2.6463 | 0.30425 | 4.0988 | 3.9097 | 5.2751 | 3.4022 | 0.37044 | 5.2751 | 5.0383
123 | 0.22 | 0.3 | Southern | TX | Fort.Worth-Alliance.AP.722594 | 2 | 6292255 | 39.1229 | 14.269 | 59.2018 | 39.0578 | 20.144 | 1033.38 | 4.4176 | 30.81 | 5.0594 | -0.64178 | 39.5404 | 2.8183 | 13.91 | 3.5026 | -0.68429 | 17.7487 | 3.3874 | -13.34 | 5.6382 | -2.2508 | -17.527 | 4.4176 | 30.81 | 5.0594 | -0.64178 | 39.5404 | 4.4775 | 28.61 | 5.249 | -0.7715 | 36.7842 | 0.085946 | 3.3624 | 1.2264 | 5.0881 | 88.8146 | 0.37967 | 0.24222 | 0.29113 | 0.37967 | 0.38482 | 2.648 | 1.1955 | -1.1465 | 2.648 | 2.4589 | 3.3983 | 1.5254 | -1.5064 | 3.3983 | 3.1614 | 0.085946 | 3.3624 | 1.2264 | 5.0881 | 88.8146 | 0.37967 | 0.24222 | 0.29113 | 0.37967 | 0.38482 | 2.648 | 1.1955 | -1.1465 | 2.648 | 2.4589 | 3.3983 | 1.5254 | -1.5064 | 3.3983 | 3.1614
124 | 0.22 | 0.35 | Southern | TX | Fort.Worth-Alliance.AP.722594 | 2 | 6292255 | 38.1733 | 14.959 | 59.1822 | 38.1098 | 21.0724 | 1052.73 | 4.4372 | 11.46 | 6.0074 | -1.5702 | 14.5349 | 2.8379 | -5.44 | 4.4506 | -1.6127 | -7.2568 | 3.407 | -32.69 | 6.5862 | -3.1792 | -42.5325 | 4.4372 | 11.46 | 6.0074 | -1.5702 | 14.5349 | 4.4971 | 9.26 | 6.197 | -1.6999 | 11.7787 | 0.085946 | 3.2808 | 1.2857 | 5.0865 | 90.4776 | 0.38136 | 0.24391 | 0.29281 | 0.38136 | 0.3865 | 0.98494 | -0.46754 | -2.8096 | 0.98494 | 0.79586 | 1.2492 | -0.62369 | -3.6555 | 1.2492 | 1.0123 | 0.085946 | 3.2808 | 1.2857 | 5.0865 | 90.4776 | 0.38136 | 0.24391 | 0.29281 | 0.38136 | 0.3865 | 0.98494 | -0.46754 | -2.8096 | 0.98494 | 0.79586 | 1.2492 | -0.62369 | -3.6555 | 1.2492 | 1.0123
125 | 0.22 | 0.4 | Southern | TX | Fort.Worth-Alliance.AP.722594 | 2 | 6292255 | 38.0134 | 14.939 | 59.0322 | 37.9501 | 21.0821 | 1051.52 | 4.5871 | 12.67 | 6.167 | -1.5799 | 16.2054 | 2.9879 | -4.23 | 4.6103 | -1.6224 | -5.5863 | 3.5569 | -31.48 | 6.7458 | -3.1889 | -40.8621 | 4.5871 | 12.67 | 6.167 | -1.5799 | 16.2054 | 4.647 | 10.47 | 6.3566 | -1.7096 | 13.4492 | 0.085946 | 3.2671 | 1.2839 | 5.0736 | 90.3736 | 0.39424 | 0.2568 | 0.3057 | 0.39424 | 0.39939 | 1.0889 | -0.36355 | -2.7056 | 1.0889 | 0.89985 | 1.3928 | -0.48012 | -3.5119 | 1.3928 | 1.1559 | 0.085946 | 3.2671 | 1.2839 | 5.0736 | 90.3736 | 0.39424 | 0.2568 | 0.3057 | 0.39424 | 0.39939 | 1.0889 | -0.36355 | -2.7056 | 1.0889 | 0.89985 | 1.3928 | -0.48012 | -3.5119 | 1.3928 | 1.1559
126 | 0.2 | 0.2 | Southern | TX | Fort.Worth-Alliance.AP.722594 | 2 | 6292255 | 40.6323 | 12.929 | 58.9011 | 40.5646 | 18.3365 | 992.38 | 4.7182 | 71.81 | 3.5525 | 1.1657 | 92.5938 | 3.119 | 54.91 | 1.9958 | 1.1232 | 70.8021 | 3.688 | 27.66 | 4.1313 | -0.44331 | 35.5264 | 4.7182 | 71.81 | 3.5525 | 1.1657 | 92.5938 | 4.7781 | 69.61 | 3.7421 | 1.036 | 89.8376 | 0.085946 | 3.4922 | 1.1112 | 5.0623 | 85.2908 | 0.40551 | 0.26806 | 0.31697 | 0.40551 | 0.41066 | 6.1718 | 4.7193 | 2.3773 | 6.1718 | 5.9827 | 7.958 | 6.0851 | 3.0533 | 7.958 | 7.7212 | 0.085946 | 3.4922 | 1.1112 | 5.0623 | 85.2908 | 0.40551 | 0.26806 | 0.31697 | 0.40551 | 0.41066 | 6.1718 | 4.7193 | 2.3773 | 6.1718 | 5.9827 | 7.958 | 6.0851 | 3.0533 | 7.958 | 7.7212
127 | 0.2 | 0.25 | Southern | TX | Fort.Worth-Alliance.AP.722594 | 2 | 6292255 | 39.4828 | 13.609 | 58.6616 | 39.417 | 19.2446 | 1009.05 | 4.9578 | 55.14 | 4.7001 | 0.25763 | 70.9796 | 3.3585 | 38.24 | 3.1434 | 0.21512 | 49.188 | 3.9275 | 10.99 | 5.2789 | -1.3514 | 13.9122 | 4.9578 | 55.14 | 4.7001 | 0.25763 | 70.9796 | 5.0176 | 52.94 | 4.8897 | 0.12792 | 68.2235 | 0.085946 | 3.3934 | 1.1696 | 5.0417 | 86.7235 | 0.4261 | 0.28865 | 0.33756 | 0.4261 | 0.43124 | 4.739 | 3.2866 | 0.94454 | 4.739 | 4.55 | 6.1004 | 4.2275 | 1.1957 | 6.1004 | 5.8635 | 0.085946 | 3.3934 | 1.1696 | 5.0417 | 86.7235 | 0.4261 | 0.28865 | 0.33756 | 0.4261 | 0.43124 | 4.739 | 3.2866 | 0.94454 | 4.739 | 4.55 | 6.1004 | 4.2275 | 1.1957 | 6.1004 | 5.8635
128 | 0.2 | 0.3 | Southern | TX | Fort.Worth-Alliance.AP.722594 | 2 | 6292255 | 38.4532 | 14.279 | 58.5221 | 38.3892 | 20.1329 | 1026.34 | 5.0973 | 37.85 | 5.728 | -0.6307 | 48.6119 | 3.498 | 20.95 | 4.1712 | -0.67321 | 26.8202 | 4.0671 | -6.3 | 6.3068 | -2.2397 | -8.4556 | 5.0973 | 37.85 | 5.728 | -0.6307 | 48.6119 | 5.1572 | 35.65 | 5.9176 | -0.76041 | 45.8557 | 0.085946 | 3.3049 | 1.2272 | 5.0297 | 88.2095 | 0.43809 | 0.30064 | 0.34955 | 0.43809 | 0.44324 | 3.253 | 1.8006 | -0.54146 | 3.253 | 3.064 | 4.178 | 2.3051 | -0.72672 | 4.178 | 3.9411 | 0.085946 | 3.3049 | 1.2272 | 5.0297 | 88.2095 | 0.43809 | 0.30064 | 0.34955 | 0.43809 | 0.44324 | 3.253 | 1.8006 | -0.54146 | 3.253 | 3.064 | 4.178 | 2.3051 | -0.72672 | 4.178 | 3.9411
129 | 0.2 | 0.35 | Southern | TX | Fort.Worth-Alliance.AP.722594 | 2 | 6292255 | 37.5037 | 14.979 | 58.5125 | 37.4412 | 21.0713 | 1045.99 | 5.1069 | 18.2 | 6.676 | -1.5691 | 23.206 | 3.5076 | 1.3 | 5.1192 | -1.6116 | 1.4144 | 4.0767 | -25.95 | 7.2548 | -3.1781 | -33.8614 | 5.1069 | 18.2 | 6.676 | -1.5691 | 23.206 | 5.1668 | 16 | 6.8656 | -1.6988 | 20.4499 | 0.085946 | 3.2233 | 1.2874 | 5.0289 | 89.8984 | 0.43891 | 0.30147 | 0.35037 | 0.43891 | 0.44406 | 1.5642 | 0.11173 | -2.2303 | 1.5642 | 1.3751 | 1.9945 | 0.12156 | -2.9102 | 1.9945 | 1.7576 | 0.085946 | 3.2233 | 1.2874 | 5.0289 | 89.8984 | 0.43891 | 0.30147 | 0.35037 | 0.43891 | 0.44406 | 1.5642 | 0.11173 | -2.2303 | 1.5642 | 1.3751 | 1.9945 | 0.12156 | -2.9102 | 1.9945 | 1.7576
130 | 0.2 | 0.4 | Southern | TX | Fort.Worth-Alliance.AP.722594 | 2 | 6292255 | 37.3637 | 14.959 | 58.3825 | 37.3015 | 21.081 | 1044.98 | 5.2368 | 19.21 | 6.8157 | -1.5789 | 24.6173 | 3.6376 | 2.31 | 5.259 | -1.6214 | 2.8256 | 4.2066 | -24.94 | 7.3945 | -3.1879 | -32.4501 | 5.2368 | 19.21 | 6.8157 | -1.5789 | 24.6173 | 5.2967 | 17.01 | 7.0053 | -1.7086 | 21.8611 | 0.085946 | 3.2113 | 1.2857 | 5.0177 | 89.8116 | 0.45008 | 0.31264 | 0.36154 | 0.45008 | 0.45523 | 1.651 | 0.19853 | -2.1435 | 1.651 | 1.4619 | 2.1158 | 0.24285 | -2.7889 | 2.1158 | 1.8789 | 0.085946 | 3.2113 | 1.2857 | 5.0177 | 89.8116 | 0.45008 | 0.31264 | 0.36154 | 0.45008 | 0.45523 | 1.651 | 0.19853 | -2.1435 | 1.651 | 1.4619 | 2.1158 | 0.24285 | -2.7889 | 2.1158 | 1.8789
Double | Double | Double | Southern | TX | Fort.Worth-Alliance.AP.722594 | 2 | 6292255 | 44.3602 | 16.739 | 68.0891 | 44.2868 | 23.8023 | 1199.48 | -4.4697 | -135.29 | -0.16963 | -4.3001 | -174.6622 | -6.069 | -152.19 | -1.7264 | -4.3426 | -196.4538 | -5.4999 | -179.44 | 0.40916 | -5.9091 | -231.7296 | -4.4697 | -135.29 | -0.16963 | -4.3001 | -174.6622 | -4.4098 | -137.49 | 0.019971 | -4.4298 | -177.4183 | 0.085946 | 3.8126 | 1.4386 | 5.852 | 103.0902 | -0.38415 | -0.5216 | -0.4727 | -0.38415 | -0.37901 | -11.6276 | -13.0801 | -15.4221 | -11.6276 | -11.8167 | -15.0115 | -16.8844 | -19.9162 | -15.0115 | -15.2483 | 0.085946 | 3.8126 | 1.4386 | 5.852 | 103.0902 | -0.38415 | -0.5216 | -0.4727 | -0.38415 | -0.37901 | -11.6276 | -13.0801 | -15.4221 | -11.6276 | -11.8167 | -15.0115 | -16.8844 | -19.9162 | -15.0115 | -15.2483
Single | Single | Single | Southern | TX | Fort.Worth-Alliance.AP.722594 | 2 | 6292255 | 54.0653 | 19.0491 | 81.2842 | 53.9764 | 27.3078 | 1404.87 | -17.6649 | -340.68 | -9.8593 | -7.8056 | -440.2929 | -19.2641 | -357.58 | -11.416 | -7.8482 | -462.0846 | -18.6951 | -384.83 | -9.2805 | -9.4146 | -497.3604 | -17.6649 | -340.68 | -9.8593 | -7.8056 | -440.2929 | -17.605 | -342.88 | -9.6697 | -7.9354 | -443.0491 | 0.085946 | 4.6467 | 1.6372 | 6.986 | 120.7426 | -1.5182 | -1.6557 | -1.6068 | -1.5182 | -1.5131 | -29.28 | -30.7325 | -33.0745 | -29.28 | -29.4691 | -37.8413 | -39.7142 | -42.746 | -37.8413 | -38.0782 | 0.085946 | 4.6467 | 1.6372 | 6.986 | 120.7426 | -1.5182 | -1.6557 | -1.6068 | -1.5182 | -1.5131 | -29.28 | -30.7325 | -33.0745 | -29.28 | -29.4691 | -37.8413 | -39.7142 | -42.746 | -37.8413 | -38.0782
1 | 0.35 | 0.47 | South/Central | CA | Fresno.Metro.AP.723890 | 3 | 2081643 | 29.1913 | 13.94 | 49.2569 | 29.0223 | 20.2346 | 1387.94 | -0.69898 | -135.78 | 2.4758 | -3.1748 | -95.3929 | -2.0532 | -152.5 | 1.1391 | -3.1923 | -113.3409 | -2.0105 | -220.77 | 2.8931 | -4.9036 | -159.3485 | -0.69898 | -135.78 | 2.4758 | -3.1748 | -95.3929 | -0.62559 | -138.39 | 2.636 | -3.2616 | -96.808 | 0.028433 | 0.83 | 0.39636 | 1.4005 | 39.4634 | -0.019874 | -0.058378 | -0.057164 | -0.019874 | -0.017787 | -3.8606 | -4.336 | -6.2772 | -3.8606 | -3.9349 | -2.7123 | -3.2226 | -4.5308 | -2.7123 | -2.7526 | 0.028433 | 0.83 | 0.39636 | 1.4005 | 39.4634 | -0.019874 | -0.058378 | -0.057164 | -0.019874 | -0.017787 | -3.8606 | -4.336 | -6.2772 | -3.8606 | -3.9349 | -2.7123 | -3.2226 | -4.5308 | -2.7123 | -2.7526
2 | 0.35 | 0.42 | South/Central | CA | Fresno.Metro.AP.723890 | 3 | 2081643 | 29.8573 | 13.1624 | 48.8937 | 29.6845 | 19.2092 | 1342.48 | -0.33584 | -90.32 | 1.8136 | -2.1494 | -62.8101 | -1.69 | -107.04 | 0.47683 | -2.1669 | -80.7582 | -1.6473 | -175.31 | 2.2309 | -3.8782 | -126.7658 | -0.33584 | -90.32 | 1.8136 | -2.1494 | -62.8101 | -0.26244 | -92.93 | 1.9738 | -2.2362 | -64.2253 | 0.028433 | 0.84894 | 0.37425 | 1.3902 | 38.1709 | -0.0095489 | -0.048053 | -0.046838 | -0.0095489 | -0.007462 | -2.5681 | -3.0435 | -4.9846 | -2.5681 | -2.6423 | -1.7859 | -2.2962 | -3.6043 | -1.7859 | -1.8261 | 0.028433 | 0.84894 | 0.37425 | 1.3902 | 38.1709 | -0.0095489 | -0.048053 | -0.046838 | -0.0095489 | -0.007462 | -2.5681 | -3.0435 | -4.9846 | -2.5681 | -2.6423 | -1.7859 | -2.2962 | -3.6043 | -1.7859 | -1.8261
3 | 0.35 | 0.37 | South/Central | CA | Fresno.Metro.AP.723890 | 3 | 2081643 | 30.5531 | 12.4764 | 48.6821 | 30.3765 | 18.3056 | 1303.67 | -0.12422 | -51.51 | 1.1216 | -1.2458 | -35.4958 | -1.4784 | -68.23 | -0.21518 | -1.2632 | -53.4438 | -1.4357 | -136.5 | 1.5389 | -2.9746 | -99.4514 | -0.12422 | -51.51 | 1.1216 | -1.2458 | -35.4958 | -0.050826 | -54.12 | 1.2818 | -1.3326 | -36.9109 | 0.028433 | 0.86872 | 0.35474 | 1.3842 | 37.0674 | -0.0035321 | -0.042036 | -0.040821 | -0.0035321 | -0.0014451 | -1.4646 | -1.94 | -3.8811 | -1.4646 | -1.5388 | -1.0093 | -1.5196 | -2.8277 | -1.0093 | -1.0495 | 0.028433 | 0.86872 | 0.35474 | 1.3842 | 37.0674 | -0.0035321 | -0.042036 | -0.040821 | -0.0035321 | -0.0014451 | -1.4646 | -1.94 | -3.8811 | -1.4646 | -1.5388 | -1.0093 | -1.5196 | -2.8277 | -1.0093 | -1.0495
4 | 0.35 | 0.32 | South/Central | CA | Fresno.Metro.AP.723890 | 3 | 2081643 | 31.3471 | 11.8072 | 48.5855 | 31.1662 | 17.4193 | 1266.93 | -0.027625 | -14.77 | 0.33189 | -0.35951 | -10.1373 | -1.3818 | -31.49 | -1.0049 | -0.37696 | -28.0854 | -1.3391 | -99.76 | 0.7492 | -2.0883 | -74.0929 | -0.027625 | -14.77 | 0.33189 | -0.35951 | -10.1373 | 0.045773 | -17.38 | 0.49211 | -0.44634 | -11.5524 | 0.028433 | 0.8913 | 0.33572 | 1.3814 | 36.0227 | -0.00078546 | -0.039289 | -0.038075 | -0.00078546 | 0.0013015 | -0.41996 | -0.89536 | -2.8365 | -0.41996 | -0.49417 | -0.28823 | -0.79855 | -2.1067 | -0.28823 | -0.32847 | 0.028433 | 0.8913 | 0.33572 | 1.3814 | 36.0227 | -0.00078546 | -0.039289 | -0.038075 | -0.00078546 | 0.0013015 | -0.41996 | -0.89536 | -2.8365 | -0.41996 | -0.49417 | -0.28823 | -0.79855 | -2.1067 | -0.28823 | -0.32847
5 | 0.35 | 0.27 | South/Central | CA | Fresno.Metro.AP.723890 | 3 | 2081643 | 31.8918 | 11.3927 | 48.5643 | 31.7079 | 16.8564 | 1244.07 | -0.0063637 | 8.09 | -0.20982 | 0.20345 | 5.4531 | -1.3606 | -8.63 | -1.5466 | 0.18601 | -12.495 | -1.3178 | -76.9 | 0.2075 | -1.5253 | -58.5026 | -0.0063637 | 8.09 | -0.20982 | 0.20345 | 5.4531 | 0.067034 | 5.48 | -0.049595 | 0.11663 | 4.038 | 0.028433 | 0.90678 | 0.32393 | 1.3808 | 35.3728 | -0.00018094 | -0.038685 | -0.03747 | -0.00018094 | 0.001906 | 0.23002 | -0.24538 | -2.1865 | 0.23002 | 0.15581 | 0.15505 | -0.35527 | -1.6634 | 0.15505 | 0.11481 | 0.028433 | 0.90678 | 0.32393 | 1.3808 | 35.3728 | -0.00018094 | -0.038685 | -0.03747 | -0.00018094 | 0.001906 | 0.23002 | -0.24538 | -2.1865 | 0.23002 | 0.15581 | 0.15505 | -0.35527 | -1.6634 | 0.15505 | 0.11481
6 | 0.35 | 0.23 | South/Central | CA | Fresno.Metro.AP.723890 | 3 | 2081643 | 32.2156 | 11.1981 | 48.602 | 32.0299 | 16.5721 | 1233.1 | -0.044117 | 19.06 | -0.53179 | 0.48767 | 12.6982 | -1.3983 | 2.34 | -1.8685 | 0.47022 | -5.2498 | -1.3556 | -65.93 | -0.11447 | -1.2411 | -51.2574 | -0.044117 | 19.06 | -0.53179 | 0.48767 | 12.6982 | 0.029281 | 16.45 | -0.37156 | 0.40084 | 11.2831 | 0.028433 | 0.91599 | 0.3184 | 1.3819 | 35.0609 | -0.0012544 | -0.039758 | -0.038544 | -0.0012544 | 0.00083254 | 0.54193 | 0.066533 | -1.8746 | 0.54193 | 0.46772 | 0.36105 | -0.14927 | -1.4574 | 0.36105 | 0.32081 | 0.028433 | 0.91599 | 0.3184 | 1.3819 | 35.0609 | -0.0012544 | -0.039758 | -0.038544 | -0.0012544 | 0.00083254 | 0.54193 | 0.066533 | -1.8746 | 0.54193 | 0.46772 | 0.36105 | -0.14927 | -1.4574 | 0.36105 | 0.32081
7 | 0.35 | 0.19 | South/Central | CA | Fresno.Metro.AP.723890 | 3 | 2081643 | 33.0295 | 10.6105 | 48.6269 | 32.8394 | 15.7875 | 1201.86 | -0.068999 | 50.3 | -1.3413 | 1.2723 | 33.724 | -1.4232 | 33.58 | -2.678 | 1.2549 | 15.7759 | -1.3805 | -34.69 | -0.92399 | -0.45649 | -30.2317 | -0.068999 | 50.3 | -1.3413 | 1.2723 | 33.724 | 0.0043986 | 47.69 | -1.1811 | 1.1855 | 32.3088 | 0.028433 | 0.93913 | 0.30169 | 1.3826 | 34.1726 | -0.0019619 | -0.040466 | -0.039251 | -0.0019619 | 0.00012507 | 1.4302 | 0.95478 | -0.98634 | 1.4302 | 1.356 | 0.95888 | 0.44856 | -0.85958 | 0.95888 | 0.91864 | 0.028433 | 0.93913 | 0.30169 | 1.3826 | 34.1726 | -0.0019619 | -0.040466 | -0.039251 | -0.0019619 | 0.00012507 | 1.4302 | 0.95478 | -0.98634 | 1.4302 | 1.356 | 0.95888 | 0.44856 | -0.85958 | 0.95888 | 0.91864
8 | 0.35 | 0.17 | South/Central | CA | Fresno.Metro.AP.723890 | 3 | 2081643 | 33.4645 | 10.3075 | 48.6591 | 33.272 | 15.3871 | 1186.14 | -0.10116 | 66.02 | -1.7739 | 1.6727 | 44.2032 | -1.4554 | 49.3 | -3.1106 | 1.6553 | 26.2551 | -1.4126 | -18.97 | -1.3566 | -0.056054 | -19.7524 | -0.10116 | 66.02 | -1.7739 | 1.6727 | 44.2032 | -0.027761 | 63.41 | -1.6137 | 1.5859 | 42.7881 | 0.028433 | 0.9515 | 0.29308 | 1.3835 | 33.7256 | -0.0028763 | -0.04138 | -0.040166 | -0.0028763 | -0.00078934 | 1.8772 | 1.4018 | -0.53938 | 1.8772 | 1.8029 | 1.2568 | 0.74652 | -0.56162 | 1.2568 | 1.2166 | 0.028433 | 0.9515 | 0.29308 | 1.3835 | 33.7256 | -0.0028763 | -0.04138 | -0.040166 | -0.0028763 | -0.00078934 | 1.8772 | 1.4018 | -0.53938 | 1.8772 | 1.8029 | 1.2568 | 0.74652 | -0.56162 | 1.2568 | 1.2166
9 | 0.33 | 0.47 | South/Central | CA | Fresno.Metro.AP.723890 | 3 | 2081643 | 28.6812 | 13.9616 | 48.7482 | 28.5149 | 20.2334 | 1381.88 | -0.19033 | -129.72 | 2.9832 | -3.1735 | -88.7952 | -1.5445 | -146.44 | 1.6465 | -3.191 | -106.7432 | -1.5018 | -214.71 | 3.4005 | -4.9023 | -152.7508 | -0.19033 | -129.72 | 2.9832 | -3.1735 | -88.7952 | -0.11693 | -132.33 | 3.1434 | -3.2604 | -90.2103 | 0.028433 | 0.81549 | 0.39697 | 1.3861 | 39.2911 | -0.0054116 | -0.043916 | -0.042701 | -0.0054116 | -0.0033247 | -3.6883 | -4.1637 | -6.1049 | -3.6883 | -3.7626 | -2.5247 | -3.035 | -4.3432 | -2.5247 | -2.565 | 0.028433 | 0.81549 | 0.39697 | 1.3861 | 39.2911 | -0.0054116 | -0.043916 | -0.042701 | -0.0054116 | -0.0033247 | -3.6883 | -4.1637 | -6.1049 | -3.6883 | -3.7626 | -2.5247 | -3.035 | -4.3432 | -2.5247 | -2.565
10 | 0.33 | 0.42 | South/Central | CA | Fresno.Metro.AP.723890 | 3 | 2081643 | 29.3471 | 13.174 | 48.3751 | 29.1771 | 19.198 | 1335.89 | 0.18279 | -83.73 | 2.321 | -2.1382 | -55.8127 | -1.1714 | -100.45 | 0.98422 | -2.1556 | -73.7608 | -1.1287 | -168.72 | 2.7383 | -3.867 | -119.7684 | 0.18279 | -83.73 | 2.321 | -2.1382 | -55.8127 | 0.25618 | -86.34 | 2.4812 | -2.225 | -57.2278 | 0.028433 | 0.83443 | 0.37458 | 1.3755 | 37.9835 | 0.0051971 | -0.033307 | -0.032092 | 0.0051971 | 0.0072841 | -2.3807 | -2.8561 | -4.7972 | -2.3807 | -2.4549 | -1.5869 | -2.0972 | -3.4054 | -1.5869 | -1.6272 | 0.028433 | 0.83443 | 0.37458 | 1.3755 | 37.9835 | 0.0051971 | -0.033307 | -0.032092 | 0.0051971 | 0.0072841 | -2.3807 | -2.8561 | -4.7972 | -2.3807 | -2.4549 | -1.5869 | -2.0972 | -3.4054 | -1.5869 | -1.6272
11 | 0.33 | 0.37 | South/Central | CA | Fresno.Metro.AP.723890 | 3 | 2081643 | 30.0314 | 12.4963 | 48.1604 | 29.8577 | 18.3027 | 1297.39 | 0.39754 | -45.23 | 1.6404 | -1.2429 | -28.6834 | -0.95665 | -61.95 | 0.30365 | -1.2603 | -46.6315 | -0.91393 | -130.22 | 2.0577 | -2.9716 | -92.6391 | 0.39754 | -45.23 | 1.6404 | -1.2429 | -28.6834 | 0.47094 | -47.84 | 1.8006 | -1.3297 | -30.0985 | 0.028433 | 0.85389 | 0.35531 | 1.3693 | 36.8888 | 0.011303 | -0.027201 | -0.025986 | 0.011303 | 0.01339 | -1.286 | -1.7614 | -3.7026 | -1.286 | -1.3602 | -0.81556 | -1.3259 | -2.634 | -0.81556 | -0.85579 | 0.028433 | 0.85389 | 0.35531 | 1.3693 | 36.8888 | 0.011303 | -0.027201 | -0.025986 | 0.011303 | 0.01339 | -1.286 | -1.7614 | -3.7026 | -1.286 | -1.3602 | -0.81556 | -1.3259 | -2.634 | -0.81556 | -0.85579
12 | 0.33 | 0.32 | South/Central | CA | Fresno.Metro.AP.723890 | 3 | 2081643 | 30.817 | 11.8187 | 48.047 | 30.639 | 17.408 | 1260.1 | 0.51092 | -7.94 | 0.85911 | -0.34819 | -2.8805 | -0.84327 | -24.66 | -0.47763 | -0.36564 | -20.8286 | -0.80056 | -92.93 | 1.2764 | -2.077 | -66.8362 | 0.51092 | -7.94 | 0.85911 | -0.34819 | -2.8805 | 0.58432 | -10.55 | 1.0193 | -0.43502 | -4.2956 | 0.028433 | 0.87622 | 0.33604 | 1.3661 | 35.8285 | 0.014527 | -0.023977 | -0.022762 | 0.014527 | 0.016614 | -0.22576 | -0.70116 | -2.6423 | -0.22576 | -0.29997 | -0.081901 | -0.59222 | -1.9004 | -0.081901 | -0.12214 | 0.028433 | 0.87622 | 0.33604 | 1.3661 | 35.8285 | 0.014527 | -0.023977 | -0.022762 | 0.014527 | 0.016614 | -0.22576 | -0.70116 | -2.6423 | -0.22576 | -0.29997 | -0.081901 | -0.59222 | -1.9004 | -0.081901 | -0.12214
13 | 0.33 | 0.27 | South/Central | CA | Fresno.Metro.AP.723890 | 3 | 2081643 | 31.3602 | 11.4026 | 48.0226 | 31.1792 | 16.8434 | 1237.13 | 0.53533 | 15.03 | 0.31893 | 0.2164 | 12.7949 | -0.81886 | -1.69 | -1.0178 | 0.19895 | -5.1532 | -0.77615 | -69.96 | 0.73624 | -1.5124 | -51.1608 | 0.53533 | 15.03 | 0.31893 | 0.2164 | 12.7949 | 0.60873 | 12.42 | 0.47915 | 0.12958 | 11.3798 | 0.028433 | 0.89167 | 0.32421 | 1.3654 | 35.1754 | 0.015221 | -0.023283 | -0.022068 | 0.015221 | 0.017308 | 0.42735 | -0.048052 | -1.9892 | 0.42735 | 0.35314 | 0.3638 | -0.14652 | -1.4547 | 0.3638 | 0.32356 | 0.028433 | 0.89167 | 0.32421 | 1.3654 | 35.1754 | 0.015221 | -0.023283 | -0.022068 | 0.015221 | 0.017308 | 0.42735 | -0.048052 | -1.9892 | 0.42735 | 0.35314 | 0.3638 | -0.14652 | -1.4547 | 0.3638 | 0.32356
14 | 0.33 | 0.23 | South/Central | CA | Fresno.Metro.AP.723890 | 3 | 2081643 | 31.6839 | 11.2081 | 48.0603 | 31.5011 | 16.5591 | 1226.17 | 0.49762 | 25.99 | -0.0030392 | 0.50066 | 20.0419 | -0.85657 | 9.27 | -1.3398 | 0.48321 | 2.0938 | -0.81385 | -59 | 0.41428 | -1.2281 | -43.9138 | 0.49762 | 25.99 | -0.0030392 | 0.50066 | 20.0419 | 0.57102 | 23.38 | 0.15718 | 0.41384 | 18.6267 | 0.028433 | 0.90087 | 0.31868 | 1.3665 | 34.8638 | 0.014149 | -0.024355 | -0.02314 | 0.014149 | 0.016236 | 0.73898 | 0.26357 | -1.6776 | 0.73898 | 0.66477 | 0.56985 | 0.059533 | -1.2486 | 0.56985 | 0.52962 | 0.028433 | 0.90087 | 0.31868 | 1.3665 | 34.8638 | 0.014149 | -0.024355 | -0.02314 | 0.014149 | 0.016236 | 0.73898 | 0.26357 | -1.6776 | 0.73898 | 0.66477 | 0.56985 | 0.059533 | -1.2486 | 0.56985 | 0.52962
15 | 0.33 | 0.19 | South/Central | CA | Fresno.Metro.AP.723890 | 3 | 2081643 | 32.4894 | 10.6105 | 48.0668 | 32.3023 | 15.7645 | 1194.31 | 0.49111 | 57.85 | -0.80416 | 1.2953 | 41.5759 | -0.86308 | 41.13 | -2.1409 | 1.2778 | 23.6278 | -0.82037 | -27.14 | -0.38684 | -0.43353 | -22.3798 | 0.49111 | 57.85 | -0.80416 | 1.2953 | 41.5759 | 0.56451 | 55.24 | -0.64393 | 1.2084 | 40.1607 | 0.028433 | 0.92378 | 0.30169 | 1.3667 | 33.9579 | 0.013964 | -0.02454 | -0.023326 | 0.013964 | 0.016051 | 1.6449 | 1.1695 | -0.77167 | 1.6449 | 1.5706 | 1.1821 | 0.67181 | -0.63633 | 1.1821 | 1.1419 | 0.028433 | 0.92378 | 0.30169 | 1.3667 | 33.9579 | 0.013964 | -0.02454 | -0.023326 | 0.013964 | 0.016051 | 1.6449 | 1.1695 | -0.77167 | 1.6449 | 1.5706 | 1.1821 | 0.67181 | -0.63633 | 1.1821 | 1.1419
16 | 0.33 | 0.17 | South/Central | CA | Fresno.Metro.AP.723890 | 3 | 2081643 | 32.9229 | 10.3075 | 48.0974 | 32.7333 | 15.364 | 1178.57 | 0.46054 | 73.59 | -1.2352 | 1.6958 | 52.0775 | -0.89366 | 56.87 | -2.572 | 1.6783 | 34.1294 | -0.85094 | -11.4 | -0.81792 | -0.033022 | -11.8782 | 0.46054 | 73.59 | -1.2352 | 1.6958 | 52.0775 | 0.53394 | 70.98 | -1.075 | 1.6089 | 50.6624 | 0.028433 | 0.9361 | 0.29307 | 1.3676 | 33.5104 | 0.013095 | -0.025409 | -0.024195 | 0.013095 | 0.015181 | 2.0924 | 1.617 | -0.32414 | 2.0924 | 2.0182 | 1.4807 | 0.9704 | -0.33773 | 1.4807 | 1.4405 | 0.028433 | 0.9361 | 0.29307 | 1.3676 | 33.5104 | 0.013095 | -0.025409 | -0.024195 | 0.013095 | 0.015181 | 2.0924 | 1.617 | -0.32414 | 2.0924 | 2.0182 | 1.4807 | 0.9704 | -0.33773 | 1.4807 | 1.4405
17 | 0.3 | 0.47 | South/Central | CA | Fresno.Metro.AP.723890 | 3 | 2081643 | 27.9087 | 13.9946 | 47.9903 | 27.7466 | 20.2437 | 1373.33 | 0.56762 | -121.17 | 3.7515 | -3.1839 | -79.2974 | -0.78657 | -137.89 | 2.4148 | -3.2014 | -97.2454 | -0.74385 | -206.16 | 4.1689 | -4.9127 | -143.253 | 0.56762 | -121.17 | 3.7515 | -3.1839 | -79.2974 | 0.64102 | -123.78 | 3.9118 | -3.2707 | -80.7125 | 0.028433 | 0.79353 | 0.39791 | 1.3645 | 39.048 | 0.016139 | -0.022365 | -0.02115 | 0.016139 | 0.018226 | -3.4452 | -3.9206 | -5.8618 | -3.4452 | -3.5194 | -2.2547 | -2.765 | -4.0731 | -2.2547 | -2.2949 | 0.028433 | 0.79353 | 0.39791 | 1.3645 | 39.048 | 0.016139 | -0.022365 | -0.02115 | 0.016139 | 0.018226 | -3.4452 | -3.9206 | -5.8618 | -3.4452 | -3.5194 | -2.2547 | -2.765 | -4.0731 | -2.2547 | -2.2949
18 | 0.3 | 0.42 | South/Central | CA | Fresno.Metro.AP.723890 | 3 | 2081643 | 28.5646 | 13.2055 | 47.6041 | 28.3989 | 19.2052 | 1327.06 | 0.95381 | -74.9 | 3.0992 | -2.1454 | -46.0602 | -0.40038 | -91.62 | 1.7625 | -2.1628 | -64.0083 | -0.35766 | -159.89 | 3.5165 | -3.8742 | -110.0159 | 0.95381 | -74.9 | 3.0992 | -2.1454 | -46.0602 | 1.0272 | -77.51 | 3.2594 | -2.2322 | -47.4753 | 0.028433 | 0.81218 | 0.37547 | 1.3535 | 37.7324 | 0.02712 | -0.011384 | -0.010169 | 0.02712 | 0.029207 | -2.1296 | -2.605 | -4.5462 | -2.1296 | -2.2038 | -1.3096 | -1.82 | -3.1281 | -1.3096 | -1.3499 | 0.028433 | 0.81218 | 0.37547 | 1.3535 | 37.7324 | 0.02712 | -0.011384 | -0.010169 | 0.02712 | 0.029207 | -2.1296 | -2.605 | -4.5462 | -2.1296 | -2.2038 | -1.3096 | -1.82 | -3.1281 | -1.3096 | -1.3499
19 | 0.3 | 0.37 | South/Central | CA | Fresno.Metro.AP.723890 | 3 | 2081643 | 29.2389 | 12.5194 | 47.3709 | 29.0695 | 18.3014 | 1288 | 1.187 | -35.84 | 2.4286 | -1.2416 | -18.4617 | -0.1672 | -52.56 | 1.0918 | -1.259 | -36.4098 | -0.12448 | -120.83 | 2.8459 | -2.9703 | -82.4174 | 1.187 | -35.84 | 2.4286 | -1.2416 | -18.4617 | 1.2604 | -38.45 | 2.5888 | -1.3284 | -19.8769 | 0.028433 | 0.83135 | 0.35596 | 1.3469 | 36.6218 | 0.03375 | -0.0047539 | -0.0035394 | 0.03375 | 0.035837 | -1.019 | -1.4944 | -3.4356 | -1.019 | -1.0933 | -0.52492 | -1.0352 | -2.3434 | -0.52492 | -0.56516 | 0.028433 | 0.83135 | 0.35596 | 1.3469 | 36.6218 | 0.03375 | -0.0047539 | -0.0035394 | 0.03375 | 0.035837 | -1.019 | -1.4944 | -3.4356 | -1.019 | -1.0933 | -0.52492 | -1.0352 | -2.3434 | -0.52492 | -0.56516
20 | 0.3 | 0.32 | South/Central | CA | Fresno.Metro.AP.723890 | 3 | 2081643 | 30.0046 | 11.8403 | 47.236 | 29.831 | 17.405 | 1250.39 | 1.3219 | 1.77 | 1.6671 | -0.34521 | 7.6647 | -0.032297 | -14.95 | 0.33037 | -0.36266 | -10.2833 | 0.010419 | -83.22 | 2.0844 | -2.074 | -56.2909 | 1.3219 | 1.77 | 1.6671 | -0.34521 | 7.6647 | 1.3953 | -0.84 | 1.8273 | -0.43204 | 6.2496 | 0.028433 | 0.85312 | 0.33666 | 1.3431 | 35.5525 | 0.037586 | -0.00091831 | 0.00029625 | 0.037586 | 0.039673 | 0.050327 | -0.42507 | -2.3662 | 0.050327 | -0.023884 | 0.21793 | -0.29239 | -1.6005 | 0.21793 | 0.1777 | 0.028433 | 0.85312 | 0.33666 | 1.3431 | 35.5525 | 0.037586 | -0.00091831 | 0.00029625 | 0.037586 | 0.039673 | 0.050327 | -0.42507 | -2.3662 | 0.050327 | -0.023884 | 0.21793 | -0.29239 | -1.6005 | 0.21793 | 0.1777
21 | 0.3 | 0.27 | South/Central | CA | Fresno.Metro.AP.723890 | 3 | 2081643 | 30.5393 | 11.4241 | 47.1932 | 30.3628 | 16.8304 | 1226.8 | 1.3647 | 25.36 | 1.1353 | 0.22938 | 23.8493 | 0.010507 | 8.64 | -0.20142 | 0.21193 | 5.9012 | 0.053224 | -59.63 | 1.5526 | -1.4994 | -40.1063 | 1.3647 | 25.36 | 1.1353 | 0.22938 | 23.8493 | 1.4381 | 22.75 | 1.2955 | 0.14255 | 22.4342 | 0.028433 | 0.86833 | 0.32482 | 1.3418 | 34.8817 | 0.038803 | 0.00029876 | 0.0015133 | 0.038803 | 0.04089 | 0.72106 | 0.24566 | -1.6955 | 0.72106 | 0.64685 | 0.67811 | 0.16779 | -1.1403 | 0.67811 | 0.63787 | 0.028433 | 0.86833 | 0.32482 | 1.3418 | 34.8817 | 0.038803 | 0.00029876 | 0.0015133 | 0.038803 | 0.04089 | 0.72106 | 0.24566 | -1.6955 | 0.72106 | 0.64685 | 0.67811 | 0.16779 | -1.1403 | 0.67811 | 0.63787
22 | 0.3 | 0.23 | South/Central | CA | Fresno.Metro.AP.723890 | 3 | 2081643 | 30.863 | 11.2196 | 47.2209 | 30.6847 | 16.5361 | 1215.31 | 1.337 | 36.85 | 0.81336 | 0.52368 | 31.4992 | -0.017155 | 20.13 | -0.52339 | 0.50623 | 13.5511 | 0.025561 | -48.14 | 1.2307 | -1.2051 | -32.4564 | 1.337 | 36.85 | 0.81336 | 0.52368 | 31.4992 | 1.4104 | 34.24 | 0.97358 | 0.43685 | 30.0841 | 0.028433 | 0.87753 | 0.31901 | 1.3426 | 34.555 | 0.038016 | -0.00048778 | 0.00072678 | 0.038016 | 0.040103 | 1.0478 | 0.57236 | -1.3688 | 1.0478 | 0.97355 | 0.89562 | 0.3853 | -0.92284 | 0.89562 | 0.85538 | 0.028433 | 0.87753 | 0.31901 | 1.3426 | 34.555 | 0.038016 | -0.00048778 | 0.00072678 | 0.038016 | 0.040103 | 1.0478 | 0.57236 | -1.3688 | 1.0478 | 0.97355 | 0.89562 | 0.3853 | -0.92284 | 0.89562 | 0.85538
23 | 0.3 | 0.19 | South/Central | CA | Fresno.Metro.AP.723890 | 3 | 2081643 | 31.6671 | 10.612 | 47.2159 | 31.4843 | 15.7316 | 1182.91 | 1.342 | 69.25 | 0.01376 | 1.3282 | 53.4513 | -0.012213 | 52.53 | -1.323 | 1.3108 | 35.5032 | 0.030504 | -15.74 | 0.43108 | -0.40057 | -10.5043 | 1.342 | 69.25 | 0.01376 | 1.3282 | 53.4513 | 1.4154 | 66.64 | 0.17398 | 1.2414 | 52.0362 | 0.028433 | 0.90039 | 0.30173 | 1.3425 | 33.6338 | 0.038157 | -0.00034724 | 0.00086732 | 0.038157 | 0.040244 | 1.969 | 1.4936 | -0.44754 | 1.969 | 1.8948 | 1.5198 | 1.0095 | -0.29867 | 1.5198 | 1.4796 | 0.028433 | 0.90039 | 0.30173 | 1.3425 | 33.6338 | 0.038157 | -0.00034724 | 0.00086732 | 0.038157 | 0.040244 | 1.969 | 1.4936 | -0.44754 | 1.969 | 1.8948 | 1.5198 | 1.0095 | -0.29867 | 1.5198 | 1.4796
24 | 0.3 | 0.17 | South/Central | CA | Fresno.Metro.AP.723890 | 3 | 2081643 | 32.1005 | 10.309 | 47.2464 | 31.9154 | 15.331 | 1167.17 | 1.3115 | 84.99 | -0.41732 | 1.7288 | 63.9557 | -0.042716 | 68.27 | -1.7541 | 1.7113 | 46.0076 | 0 | 0 | 0 | 0 | 0 | 1.3115 | 84.99 | -0.41732 | 1.7288 | 63.9557 | 1.3849 | 82.38 | -0.25709 | 1.642 | 62.5405 | 0.028433 | 0.91272 | 0.29312 | 1.3434 | 33.1863 | 0.037289 | -0.0012146 | 0 | 0.037289 | 0.039376 | 2.4165 | 1.9411 | 0 | 2.4165 | 2.3423 | 1.8185 | 1.3081 | 0 | 1.8185 | 1.7782 | 0.028433 | 0.91272 | 0.29312 | 1.3434 | 33.1863 | 0.037289 | -0.0012146 | 0 | 0.037289 | 0.039376 | 2.4165 | 1.9411 | 0 | 2.4165 | 2.3423 | 1.8185 | 1.3081 | 0 | 1.8185 | 1.7782
25 | 0.28 | 0.47 | South/Central | CA | Fresno.Metro.AP.723890 | 3 | 2081643 | 27.5197 | 13.8415 | 47.3767 | 27.3597 | 20.0169 | 1356.97 | 1.1812 | -104.81 | 4.1384 | -2.9571 | -65.2097 | -0.17294 | -121.53 | 2.8016 | -2.9746 | -83.1578 | -0.13023 | -189.8 | 4.5557 | -4.6859 | -129.1654 | 1.1812 | -104.81 | 4.1384 | -2.9571 | -65.2097 | 1.2546 | -107.42 | 4.2986 | -3.044 | -66.6248 | 0.028433 | 0.78247 | 0.39356 | 1.3471 | 38.5829 | 0.033587 | -0.0049173 | -0.0037028 | 0.033587 | 0.035673 | -2.9801 | -3.4555 | -5.3966 | -2.9801 | -3.0543 | -1.8541 | -2.3644 | -3.6726 | -1.8541 | -1.8944 | 0.028433 | 0.78247 | 0.39356 | 1.3471 | 38.5829 | 0.033587 | -0.0049173 | -0.0037028 | 0.033587 | 0.035673 | -2.9801 | -3.4555 | -5.3966 | -2.9801 | -3.0543 | -1.8541 | -2.3644 | -3.6726 | -1.8541 | -1.8944
26 | 0.28 | 0.42 | South/Central | CA | Fresno.Metro.AP.723890 | 3 | 2081643 | 28.0644 | 13.1954 | 47.0639 | 27.9014 | 19.1624 | 1318.96 | 1.4941 | -66.8 | 3.5967 | -2.1026 | -37.9257 | 0.13986 | -83.52 | 2.2599 | -2.1201 | -55.8738 | 0.18258 | -151.79 | 4.014 | -3.8314 | -101.8814 | 1.4941 | -66.8 | 3.5967 | -2.1026 | -37.9257 | 1.5675 | -69.41 | 3.7569 | -2.1894 | -39.3409 | 0.028433 | 0.79796 | 0.37519 | 1.3382 | 37.5021 | 0.042481 | 0.0039767 | 0.0051913 | 0.042481 | 0.044568 | -1.8993 | -2.3747 | -4.3159 | -1.8993 | -1.9735 | -1.0783 | -1.5887 | -2.8968 | -1.0783 | -1.1186 | 0.028433 | 0.79796 | 0.37519 | 1.3382 | 37.5021 | 0.042481 | 0.0039767 | 0.0051913 | 0.042481 | 0.044568 | -1.8993 | -2.3747 | -4.3159 | -1.8993 | -1.9735 | -1.0783 | -1.5887 | -2.8968 | -1.0783 | -1.1186
27 | 0.28 | 0.37 | South/Central | CA | Fresno.Metro.AP.723890 | 3 | 2081643 | 28.6275 | 12.6194 | 46.861 | 28.4615 | 18.3995 | 1285.91 | 1.6969 | -33.75 | 3.0367 | -1.3397 | -14.552 | 0.34275 | -50.47 | 1.6999 | -1.3572 | -32.5001 | 0.38547 | -118.74 | 3.454 | -3.0685 | -78.5077 | 1.6969 | -33.75 | 3.0367 | -1.3397 | -14.552 | 1.7703 | -36.36 | 3.1969 | -1.4265 | -15.9672 | 0.028433 | 0.81397 | 0.35881 | 1.3324 | 36.5624 | 0.048249 | 0.0097455 | 0.01096 | 0.048249 | 0.050336 | -0.95962 | -1.435 | -3.3761 | -0.95962 | -1.0338 | -0.41376 | -0.92408 | -2.2322 | -0.41376 | -0.454 | 0.028433 | 0.81397 | 0.35881 | 1.3324 | 36.5624 | 0.048249 | 0.0097455 | 0.01096 | 0.048249 | 0.050336 | -0.95962 | -1.435 | -3.3761 | -0.95962 | -1.0338 | -0.41376 | -0.92408 | -2.2322 | -0.41376 | -0.454
28 | 0.28 | 0.32 | South/Central | CA | Fresno.Metro.AP.723890 | 3 | 2081643 | 29.3019 | 12.0033 | 46.7163 | 29.1321 | 17.5842 | 1251.44 | 1.8417 | 0.72 | 2.366 | -0.52435 | 9.4978 | 0.48746 | -16 | 1.0293 | -0.54179 | -8.4503 | 0.53018 | -84.27 | 2.7833 | -2.2531 | -54.4579 | 1.8417 | 0.72 | 2.366 | -0.52435 | 9.4978 | 1.9151 | -1.89 | 2.5262 | -0.61117 | 8.0827 | 0.028433 | 0.83314 | 0.34129 | 1.3283 | 35.5823 | 0.052364 | 0.01386 | 0.015075 | 0.052364 | 0.054451 | 0.020472 | -0.45493 | -2.3961 | 0.020472 | -0.053739 | 0.27005 | -0.24027 | -1.5484 | 0.27005 | 0.22982 | 0.028433 | 0.83314 | 0.34129 | 1.3283 | 35.5823 | 0.052364 | 0.01386 | 0.015075 | 0.052364 | 0.054451 | 0.020472 | -0.45493 | -2.3961 | 0.020472 | -0.053739 | 0.27005 | -0.24027 | -1.5484 | 0.27005 | 0.22982
29 | 0.28 | 0.27 | South/Central | CA | Fresno.Metro.AP.723890 | 3 | 2081643 | 29.8465 | 11.5672 | 46.6634 | 29.6738 | 16.9896 | 1226.94 | 1.8945 | 25.22 | 1.8243 | 0.070176 | 26.3539 | 0.54028 | 8.5 | 0.48755 | 0.052727 | 8.4058 | 0.58299 | -59.77 | 2.2416 | -1.6586 | -37.6018 | 1.8945 | 25.22 | 1.8243 | 0.070176 | 26.3539 | 1.9679 | 22.61 | 1.9845 | -0.01665 | 24.9387 | 0.028433 | 0.84863 | 0.32889 | 1.3268 | 34.8857 | 0.053866 | 0.015362 | 0.016576 | 0.053866 | 0.055953 | 0.71708 | 0.24168 | -1.6994 | 0.71708 | 0.64287 | 0.74932 | 0.239 | -1.0691 | 0.74932 | 0.70909 | 0.028433 | 0.84863 | 0.32889 | 1.3268 | 34.8857 | 0.053866 | 0.015362 | 0.016576 | 0.053866 | 0.055953 | 0.71708 | 0.24168 | -1.6994 | 0.71708 | 0.64287 | 0.74932 | 0.239 | -1.0691 | 0.74932 | 0.70909
30 | 0.28 | 0.23 | South/Central | CA | Fresno.Metro.AP.723890 | 3 | 2081643 | 30.3014 | 11.2311 | 46.6523 | 30.1262 | 16.5261 | 1208.18 | 1.9056 | 43.98 | 1.3719 | 0.53373 | 39.1087 | 0.5514 | 27.26 | 0.035117 | 0.51628 | 21.1606 | 0.59411 | -41.01 | 1.7892 | -1.1951 | -24.847 | 1.9056 | 43.98 | 1.3719 | 0.53373 | 39.1087 | 1.979 | 41.37 | 1.5321 | 0.4469 | 37.6936 | 0.028433 | 0.86156 | 0.31933 | 1.3265 | 34.3523 | 0.054182 | 0.015678 | 0.016892 | 0.054182 | 0.056269 | 1.2505 | 0.77509 | -1.166 | 1.2505 | 1.1763 | 1.112 | 0.60166 | -0.70648 | 1.112 | 1.0717 | 0.028433 | 0.86156 | 0.31933 | 1.3265 | 34.3523 | 0.054182 | 0.015678 | 0.016892 | 0.054182 | 0.056269 | 1.2505 | 0.77509 | -1.166 | 1.2505 | 1.1763 | 1.112 | 0.60166 | -0.70648 | 1.112 | 1.0717
31 | 0.28 | 0.19 | South/Central | CA | Fresno.Metro.AP.723890 | 3 | 2081643 | 31.0871 | 10.6235 | 46.629 | 30.9075 | 15.7215 | 1175.57 | 1.9289 | 76.59 | 0.59058 | 1.3384 | 61.3006 | 0.57474 | 59.87 | -0.74616 | 1.3209 | 43.3525 | 0.61746 | -8.4 | 1.0079 | -0.39044 | -2.6551 | 1.9289 | 76.59 | 0.59058 | 1.3384 | 61.3006 | 2.0023 | 73.98 | 0.7508 | 1.2515 | 59.8854 | 0.028433 | 0.8839 | 0.30206 | 1.3258 | 33.4251 | 0.054846 | 0.016342 | 0.017556 | 0.054846 | 0.056933 | 2.1777 | 1.7023 | -0.23884 | 2.1777 | 2.1035 | 1.743 | 1.2326 | -0.075493 | 1.743 | 1.7027 | 0.028433 | 0.8839 | 0.30206 | 1.3258 | 33.4251 | 0.054846 | 0.016342 | 0.017556 | 0.054846 | 0.056933 | 2.1777 | 1.7023 | -0.23884 | 2.1777 | 2.1035 | 1.743 | 1.2326 | -0.075493 | 1.743 | 1.7027
32 | 0.28 | 0.17 | South/Central | CA | Fresno.Metro.AP.723890 | 3 | 2081643 | 31.519 | 10.3205 | 46.6565 | 31.3371 | 15.3194 | 1159.72 | 1.9014 | 92.44 | 0.16103 | 1.7404 | 71.8836 | 0.54723 | 75.72 | -1.1757 | 1.723 | 53.9355 | 0.58995 | 7.45 | 0.57834 | 0.011607 | 7.928 | 1.9014 | 92.44 | 0.16103 | 1.7404 | 71.8836 | 1.9748 | 89.83 | 0.32125 | 1.6536 | 70.4685 | 0.028433 | 0.89618 | 0.29344 | 1.3266 | 32.9744 | 0.054063 | 0.015559 | 0.016774 | 0.054063 | 0.05615 | 2.6284 | 2.153 | 0.21183 | 2.6284 | 2.5541 | 2.0439 | 1.5336 | 0.22542 | 2.0439 | 2.0036 | 0.028433 | 0.89618 | 0.29344 | 1.3266 | 32.9744 | 0.054063 | 0.015559 | 0.016774 | 0.054063 | 0.05615 | 2.6284 | 2.153 | 0.21183 | 2.6284 | 2.5541 | 2.0439 | 1.5336 | 0.22542 | 2.0439 | 2.0036
33 | 0.27 | 0.47 | South/Central | CA | Fresno.Metro.AP.723890 | 3 | 2081643 | 27.2888 | 13.8131 | 47.1073 | 27.1301 | 19.9773 | 1352.2 | 1.4506 | -100.04 | 4.368 | -2.9174 | -60.6547 | 0.096396 | -116.76 | 3.0313 | -2.9349 | -78.6028 | 0.13911 | -185.03 | 4.7854 | -4.6462 | -124.6104 | 1.4506 | -100.04 | 4.368 | -2.9174 | -60.6547 | 1.524 | -102.65 | 4.5283 | -3.0043 | -62.0699 | 0.028433 | 0.7759 | 0.39275 | 1.3394 | 38.4472 | 0.041245 | 0.0027408 | 0.0039554 | 0.041245 | 0.043332 | -2.8444 | -3.3198 | -5.261 | -2.8444 | -2.9187 | -1.7246 | -2.2349 | -3.5431 | -1.7246 | -1.7648 | 0.028433 | 0.7759 | 0.39275 | 1.3394 | 38.4472 | 0.041245 | 0.0027408 | 0.0039554 | 0.041245 | 0.043332 | -2.8444 | -3.3198 | -5.261 | -2.8444 | -2.9187 | -1.7246 | -2.2349 | -3.5431 | -1.7246 | -1.7648
34 | 0.27 | 0.42 | South/Central | CA | Fresno.Metro.AP.723890 | 3 | 2081643 | 27.8135 | 13.187 | 46.7945 | 27.6519 | 19.1426 | 1314.98 | 1.7634 | -62.82 | 3.8462 | -2.0828 | -33.9098 | 0.40922 | -79.54 | 2.5094 | -2.1002 | -51.8579 | 0.45194 | -147.81 | 4.2635 | -3.8115 | -97.8655 | 1.7634 | -62.82 | 3.8462 | -2.0828 | -33.9098 | 1.8368 | -65.43 | 4.0064 | -2.1696 | -35.3249 | 0.028433 | 0.79082 | 0.37495 | 1.3305 | 37.389 | 0.050139 | 0.011635 | 0.01285 | 0.050139 | 0.052226 | -1.7862 | -2.2616 | -4.2027 | -1.7862 | -1.8604 | -0.96416 | -1.4745 | -2.7826 | -0.96416 | -1.0044 | 0.028433 | 0.79082 | 0.37495 | 1.3305 | 37.389 | 0.050139 | 0.011635 | 0.01285 | 0.050139 | 0.052226 | -1.7862 | -2.2616 | -4.2027 | -1.7862 | -1.8604 | -0.96416 | -1.4745 | -2.7826 | -0.96416 | -1.0044
35 | 0.27 | 0.37 | South/Central | CA | Fresno.Metro.AP.723890 | 3 | 2081643 | 28.2769 | 12.7309 | 46.6418 | 28.1128 | 18.5291 | 1288.53 | 1.9161 | -36.37 | 3.3853 | -1.4693 | -15.2492 | 0.56188 | -53.09 | 2.0486 | -1.4867 | -33.1973 | 0.6046 | -121.36 | 3.8027 | -3.1981 | -79.2048 | 1.9161 | -36.37 | 3.3853 | -1.4693 | -15.2492 | 1.9895 | -38.98 | 3.5456 | -1.5561 | -16.6643 | 0.028433 | 0.804 | 0.36198 | 1.3262 | 36.6369 | 0.05448 | 0.015976 | 0.017191 | 0.05448 | 0.056567 | -1.0341 | -1.5095 | -3.4506 | -1.0341 | -1.1083 | -0.43358 | -0.9439 | -2.252 | -0.43358 | -0.47382 | 0.028433 | 0.804 | 0.36198 | 1.3262 | 36.6369 | 0.05448 | 0.015976 | 0.017191 | 0.05448 | 0.056567 | -1.0341 | -1.5095 | -3.4506 | -1.0341 | -1.1083 | -0.43358 | -0.9439 | -2.252 | -0.43358 | -0.47382
36 | 0.27 | 0.32 | South/Central | CA | Fresno.Metro.AP.723890 | 3 | 2081643 | 28.8814 | 12.1649 | 46.489 | 28.714 | 17.775 | 1256.42 | 2.069 | -4.26 | 2.7841 | -0.71516 | 7.2393 | 0.71476 | -20.98 | 1.4474 | -0.73261 | -10.7088 | 0.75748 | -89.25 | 3.2014 | -2.444 | -56.7164 | 2.069 | -4.26 | 2.7841 | -0.71516 | 7.2393 | 2.1423 | -6.87 | 2.9443 | -0.80199 | 5.8241 | 0.028433 | 0.82119 | 0.34588 | 1.3218 | 35.7239 | 0.058827 | 0.020323 | 0.021537 | 0.058827 | 0.060914 | -0.12113 | -0.59653 | -2.5377 | -0.12113 | -0.19534 | 0.20583 | -0.30449 | -1.6126 | 0.20583 | 0.1656 | 0.028433 | 0.82119 | 0.34588 | 1.3218 | 35.7239 | 0.058827 | 0.020323 | 0.021537 | 0.058827 | 0.060914 | -0.12113 | -0.59653 | -2.5377 | -0.12113 | -0.19534 | 0.20583 | -0.30449 | -1.6126 | 0.20583 | 0.1656
37 | 0.27 | 0.27 | South/Central | CA | Fresno.Metro.AP.723890 | 3 | 2081643 | 29.4859 | 11.6572 | 46.4028 | 29.3152 | 17.0876 | 1227.79 | 2.1551 | 24.37 | 2.1829 | -0.027826 | 27.0502 | 0.80088 | 7.65 | 0.84615 | -0.045275 | 9.1021 | 0.8436 | -60.62 | 2.6002 | -1.7566 | -36.9055 | 2.1551 | 24.37 | 2.1829 | -0.027826 | 27.0502 | 2.2285 | 21.76 | 2.3431 | -0.11465 | 25.635 | 0.028433 | 0.83838 | 0.33145 | 1.3194 | 34.9099 | 0.061275 | 0.022771 | 0.023986 | 0.061275 | 0.063362 | 0.69291 | 0.21751 | -1.7236 | 0.69291 | 0.6187 | 0.76912 | 0.2588 | -1.0493 | 0.76912 | 0.72888 | 0.028433 | 0.83838 | 0.33145 | 1.3194 | 34.9099 | 0.061275 | 0.022771 | 0.023986 | 0.061275 | 0.063362 | 0.69291 | 0.21751 | -1.7236 | 0.69291 | 0.6187 | 0.76912 | 0.2588 | -1.0493 | 0.76912 | 0.72888
38 | 0.27 | 0.23 | South/Central | CA | Fresno.Metro.AP.723890 | 3 | 2081643 | 30.0191 | 11.2411 | 46.37 | 29.8455 | 16.5245 | 1204.78 | 2.1879 | 47.38 | 1.6526 | 0.53529 | 42.794 | 0.83372 | 30.66 | 0.31589 | 0.51784 | 24.8459 | 0.87644 | -37.61 | 2.0699 | -1.1935 | -21.1617 | 2.1879 | 47.38 | 1.6526 | 0.53529 | 42.794 | 2.2613 | 44.77 | 1.8129 | 0.44846 | 41.3789 | 0.028433 | 0.85354 | 0.31962 | 1.3184 | 34.2556 | 0.062209 | 0.023705 | 0.02492 | 0.062209 | 0.064296 | 1.3472 | 0.87176 | -1.0694 | 1.3472 | 1.2729 | 1.2168 | 0.70645 | -0.60169 | 1.2168 | 1.1765 | 0.028433 | 0.85354 | 0.31962 | 1.3184 | 34.2556 | 0.062209 | 0.023705 | 0.02492 | 0.062209 | 0.064296 | 1.3472 | 0.87176 | -1.0694 | 1.3472 | 1.2729 | 1.2168 | 0.70645 | -0.60169 | 1.2168 | 1.1765
39 | 0.27 | 0.19 | South/Central | CA | Fresno.Metro.AP.723890 | 3 | 2081643 | 30.7963 | 10.6335 | 46.3383 | 30.6184 | 15.7199 | 1172.07 | 2.2196 | 80.09 | 0.87975 | 1.3399 | 65.0929 | 0.86544 | 63.37 | -0.45699 | 1.3224 | 47.1449 | 0.90815 | -4.9 | 1.2971 | -0.38891 | 1.1373 | 2.2196 | 80.09 | 0.87975 | 1.3399 | 65.0929 | 2.293 | 77.48 | 1.04 | 1.2531 | 63.6778 | 0.028433 | 0.87563 | 0.30234 | 1.3175 | 33.3256 | 0.063111 | 0.024607 | 0.025822 | 0.063111 | 0.065198 | 2.2772 | 1.8018 | -0.13932 | 2.2772 | 2.203 | 1.8508 | 1.3405 | 0.032337 | 1.8508 | 1.8106 | 0.028433 | 0.87563 | 0.30234 | 1.3175 | 33.3256 | 0.063111 | 0.024607 | 0.025822 | 0.063111 | 0.065198 | 2.2772 | 1.8018 | -0.13932 | 2.2772 | 2.203 | 1.8508 | 1.3405 | 0.032337 | 1.8508 | 1.8106
40 | 0.27 | 0.17 | South/Central | CA | Fresno.Metro.AP.723890 | 3 | 2081643 | 31.2198 | 10.3305 | 46.3657 | 31.0395 | 15.3262 | 1156.56 | 2.1923 | 95.6 | 0.4586 | 1.7337 | 75.4529 | 0.83806 | 78.88 | -0.87815 | 1.7162 | 57.5048 | 0.88078 | 10.61 | 0.87591 | 0.0048662 | 11.4972 | 2.1923 | 95.6 | 0.4586 | 1.7337 | 75.4529 | 2.2657 | 92.99 | 0.61882 | 1.6468 | 74.0377 | 0.028433 | 0.88768 | 0.29373 | 1.3183 | 32.8846 | 0.062333 | 0.023829 | 0.025043 | 0.062333 | 0.06442 | 2.7182 | 2.2428 | 0.30168 | 2.7182 | 2.644 | 2.1454 | 1.635 | 0.3269 | 2.1454 | 2.1051 | 0.028433 | 0.88768 | 0.29373 | 1.3183 | 32.8846 | 0.062333 | 0.023829 | 0.025043 | 0.062333 | 0.06442 | 2.7182 | 2.2428 | 0.30168 | 2.7182 | 2.644 | 2.1454 | 1.635 | 0.3269 | 2.1454 | 2.1051
41 | 0.26 | 0.47 | South/Central | CA | Fresno.Metro.AP.723890 | 3 | 2081643 | 27.0494 | 13.7931 | 46.828 | 26.892 | 19.936 | 1347.24 | 1.7299 | -95.08 | 4.6061 | -2.8762 | -55.9275 | 0.37573 | -111.8 | 3.2693 | -2.8936 | -73.8756 | 0.41844 | -180.07 | 5.0234 | -4.605 | -119.8832 | 1.7299 | -95.08 | 4.6061 | -2.8762 | -55.9275 | 1.8033 | -97.69 | 4.7663 | -2.963 | -57.3427 | 0.028433 | 0.7691 | 0.39218 | 1.3315 | 38.3062 | 0.049187 | 0.010683 | 0.011898 | 0.049187 | 0.051274 | -2.7034 | -3.1788 | -5.1199 | -2.7034 | -2.7776 | -1.5902 | -2.1005 | -3.4087 | -1.5902 | -1.6304 | 0.028433 | 0.7691 | 0.39218 | 1.3315 | 38.3062 | 0.049187 | 0.010683 | 0.011898 | 0.049187 | 0.051274 | -2.7034 | -3.1788 | -5.1199 | -2.7034 | -2.7776 | -1.5902 | -2.1005 | -3.4087 | -1.5902 | -1.6304
42 | 0.26 | 0.42 | South/Central | CA | Fresno.Metro.AP.723890 | 3 | 2081643 | 27.5527 | 13.1785 | 46.5052 | 27.3925 | 19.1127 | 1310.36 | 2.0527 | -58.2 | 4.1056 | -2.0529 | -29.3655 | 0.69848 | -74.92 | 2.7688 | -2.0704 | -47.3136 | 0.74119 | -143.19 | 4.5229 | -3.7817 | -93.3212 | 2.0527 | -58.2 | 4.1056 | -2.0529 | -29.3655 | 2.1261 | -60.81 | 4.2658 | -2.1397 | -30.7807 | 0.028433 | 0.78341 | 0.37471 | 1.3223 | 37.2576 | 0.058364 | 0.01986 | 0.021074 | 0.058364 | 0.060451 | -1.6548 | -2.1302 | -4.0713 | -1.6548 | -1.729 | -0.83495 | -1.3453 | -2.6534 | -0.83495 | -0.87519 | 0.028433 | 0.78341 | 0.37471 | 1.3223 | 37.2576 | 0.058364 | 0.01986 | 0.021074 | 0.058364 | 0.060451 | -1.6548 | -2.1302 | -4.0713 | -1.6548 | -1.729 | -0.83495 | -1.3453 | -2.6534 | -0.83495 | -0.87519
43 | 0.26 | 0.37 | South/Central | CA | Fresno.Metro.AP.723890 | 3 | 2081643 | 27.9263 | 12.8424 | 46.4228 | 27.7641 | 18.6587 | 1291.15 | 2.1351 | -38.99 | 3.734 | -1.5989 | -15.9507 | 0.78091 | -55.71 | 2.3973 | -1.6164 | -33.8987 | 0.82362 | -123.98 | 4.1513 | -3.3277 | -79.9063 | 2.1351 | -38.99 | 3.734 | -1.5989 | -15.9507 | 2.2085 | -41.6 | 3.8942 | -1.6857 | -17.3658 | 0.028433 | 0.79403 | 0.36515 | 1.3199 | 36.7114 | 0.060708 | 0.022204 | 0.023418 | 0.060708 | 0.062794 | -1.1086 | -1.584 | -3.5251 | -1.1086 | -1.1828 | -0.45353 | -0.96385 | -2.272 | -0.45353 | -0.49376 | 0.028433 | 0.79403 | 0.36515 | 1.3199 | 36.7114 | 0.060708 | 0.022204 | 0.023418 | 0.060708 | 0.062794 | -1.1086 | -1.584 | -3.5251 | -1.1086 | -1.1828 | -0.45353 | -0.96385 | -2.272 | -0.45353 | -0.49376
44 | 0.26 | 0.32 | South/Central | CA | Fresno.Metro.AP.723890 | 3 | 2081643 | 28.4396 | 12.3763 | 46.307 | 28.2745 | 18.0325 | 1264.62 | 2.2509 | -12.46 | 3.2236 | -0.97269 | 2.5805 | 0.8967 | -29.18 | 1.8868 | -0.99014 | -15.3675 | 0.93942 | -97.45 | 3.6409 | -2.7015 | -61.3751 | 2.2509 | -12.46 | 3.2236 | -0.97269 | 2.5805 | 2.3243 | -15.07 | 3.3838 | -1.0595 | 1.1654 | 0.028433 | 0.80862 | 0.3519 | 1.3167 | 35.9571 | 0.064 | 0.025496 | 0.026711 | 0.064 | 0.066087 | -0.35428 | -0.82968 | -2.7708 | -0.35428 | -0.42849 | 0.073373 | -0.43695 | -1.7451 | 0.073373 | 0.033137 | 0.028433 | 0.80862 | 0.3519 | 1.3167 | 35.9571 | 0.064 | 0.025496 | 0.026711 | 0.064 | 0.066087 | -0.35428 | -0.82968 | -2.7708 | -0.35428 | -0.42849 | 0.073373 | -0.43695 | -1.7451 | 0.073373 | 0.033137
45 | 0.26 | 0.27 | South/Central | CA | Fresno.Metro.AP.723890 | 3 | 2081643 | 29.1154 | 11.7572 | 46.1522 | 28.9467 | 17.2056 | 1229.57 | 2.4057 | 22.59 | 2.5514 | -0.14576 | 27.0752 | 1.0515 | 5.87 | 1.2147 | -0.16321 | 9.1271 | 1.0942 | -62.4 | 2.9687 | -1.8746 | -36.8805 | 2.4057 | 22.59 | 2.5514 | -0.14576 | 27.0752 | 2.4791 | 19.98 | 2.7116 | -0.23258 | 25.66 | 0.028433 | 0.82784 | 0.33429 | 1.3123 | 34.9605 | 0.0684 | 0.029897 | 0.031111 | 0.0684 | 0.070487 | 0.6423 | 0.1669 | -1.7742 | 0.6423 | 0.56809 | 0.76983 | 0.25951 | -1.0486 | 0.76983 | 0.72959 | 0.028433 | 0.82784 | 0.33429 | 1.3123 | 34.9605 | 0.0684 | 0.029897 | 0.031111 | 0.0684 | 0.070487 | 0.6423 | 0.1669 | -1.7742 | 0.6423 | 0.56809 | 0.76983 | 0.25951 | -1.0486 | 0.76983 | 0.72959
46 | 0.26 | 0.23 | South/Central | CA | Fresno.Metro.AP.723890 | 3 | 2081643 | 29.7299 | 11.2426 | 46.0723 | 29.5578 | 16.5145 | 1200.86 | 2.4856 | 51.3 | 1.9403 | 0.54531 | 46.9076 | 1.1314 | 34.58 | 0.60354 | 0.52786 | 28.9596 | 1.1741 | -33.69 | 2.3576 | -1.1835 | -17.048 | 2.4856 | 51.3 | 1.9403 | 0.54531 | 46.9076 | 2.559 | 48.69 | 2.1005 | 0.45848 | 45.4925 | 0.028433 | 0.84531 | 0.31966 | 1.31 | 34.1442 | 0.070673 | 0.032169 | 0.033384 | 0.070673 | 0.07276 | 1.4586 | 0.98322 | -0.95791 | 1.4586 | 1.3844 | 1.3337 | 0.82341 | -0.48473 | 1.3337 | 1.2935 | 0.028433 | 0.84531 | 0.31966 | 1.31 | 34.1442 | 0.070673 | 0.032169 | 0.033384 | 0.070673 | 0.07276 | 1.4586 | 0.98322 | -0.95791 | 1.4586 | 1.3844 | 1.3337 | 0.82341 | -0.48473 | 1.3337 | 1.2935
47 | 0.26 | 0.19 | South/Central | CA | Fresno.Metro.AP.723890 | 3 | 2081643 | 30.5055 | 10.6435 | 46.0558 | 30.3292 | 15.7266 | 1168.99 | 2.5021 | 83.17 | 1.1689 | 1.3332 | 68.5552 | 1.1479 | 66.45 | -0.16782 | 1.3157 | 50.6071 | 1.1906 | -1.82 | 1.5862 | -0.39562 | 4.5995 | 2.5021 | 83.17 | 1.1689 | 1.3332 | 68.5552 | 2.5755 | 80.56 | 1.3291 | 1.2463 | 67.14 | 0.028433 | 0.86737 | 0.30263 | 1.3095 | 33.238 | 0.071142 | 0.032638 | 0.033853 | 0.071142 | 0.073229 | 2.3648 | 1.8894 | -0.051748 | 2.3648 | 2.2906 | 1.9492 | 1.4389 | 0.13078 | 1.9492 | 1.909 | 0.028433 | 0.86737 | 0.30263 | 1.3095 | 33.238 | 0.071142 | 0.032638 | 0.033853 | 0.071142 | 0.073229 | 2.3648 | 1.8894 | -0.051748 | 2.3648 | 2.2906 | 1.9492 | 1.4389 | 0.13078 | 1.9492 | 1.909
48 | 0.26 | 0.17 | South/Central | CA | Fresno.Metro.AP.723890 | 3 | 2081643 | 30.9275 | 10.3405 | 46.0748 | 30.7488 | 15.326 | 1153.11 | 2.4831 | 99.05 | 0.74929 | 1.7338 | 79.2085 | 1.1289 | 82.33 | -0.58746 | 1.7163 | 61.2604 | 1.1716 | 14.06 | 1.1666 | 0.0049866 | 15.2528 | 2.4831 | 99.05 | 0.74929 | 1.7338 | 79.2085 | 2.5565 | 96.44 | 0.90951 | 1.647 | 77.7934 | 0.028433 | 0.87936 | 0.29401 | 1.3101 | 32.7865 | 0.070601 | 0.032097 | 0.033312 | 0.070601 | 0.072688 | 2.8163 | 2.3409 | 0.39977 | 2.8163 | 2.7421 | 2.2521 | 1.7418 | 0.43369 | 2.2521 | 2.2119 | 0.028433 | 0.87936 | 0.29401 | 1.3101 | 32.7865 | 0.070601 | 0.032097 | 0.033312 | 0.070601 | 0.072688 | 2.8163 | 2.3409 | 0.39977 | 2.8163 | 2.7421 | 2.2521 | 1.7418 | 0.43369 | 2.2521 | 2.2119
49 | 0.25 | 0.47 | South/Central | CA | Fresno.Metro.AP.723890 | 3 | 2081643 | 26.8085 | 13.7731 | 46.5571 | 26.6524 | 19.9046 | 1342.78 | 2.0008 | -90.62 | 4.8457 | -2.8448 | -51.5796 | 0.64663 | -107.34 | 3.5089 | -2.8623 | -69.5277 | 0.68935 | -175.61 | 5.263 | -4.5736 | -115.5353 | 2.0008 | -90.62 | 4.8457 | -2.8448 | -51.5796 | 2.0742 | -93.23 | 5.0059 | -2.9317 | -52.9948 | 0.028433 | 0.76225 | 0.39161 | 1.3238 | 38.1794 | 0.05689 | 0.018386 | 0.0196 | 0.05689 | 0.058977 | -2.5766 | -3.052 | -4.9931 | -2.5766 | -2.6508 | -1.4666 | -1.9769 | -3.285 | -1.4666 | -1.5068 | 0.028433 | 0.76225 | 0.39161 | 1.3238 | 38.1794 | 0.05689 | 0.018386 | 0.0196 | 0.05689 | 0.058977 | -2.5766 | -3.052 | -4.9931 | -2.5766 | -2.6508 | -1.4666 | -1.9769 | -3.285 | -1.4666 | -1.5068
50 | 0.25 | 0.42 | South/Central | CA | Fresno.Metro.AP.723890 | 3 | 2081643 | 27.3018 | 13.177 | 46.2428 | 27.143 | 19.0998 | 1306.74 | 2.3151 | -54.58 | 4.3551 | -2.04 | -25.6288 | 0.96087 | -71.3 | 3.0183 | -2.0575 | -43.5769 | 1.0036 | -139.57 | 4.7724 | -3.7688 | -89.5844 | 2.3151 | -54.58 | 4.3551 | -2.04 | -25.6288 | 2.3885 | -57.19 | 4.5153 | -2.1268 | -27.0439 | 0.028433 | 0.77628 | 0.37466 | 1.3148 | 37.1547 | 0.065825 | 0.027321 | 0.028535 | 0.065825 | 0.067911 | -1.5519 | -2.0273 | -3.9684 | -1.5519 | -1.6261 | -0.72871 | -1.239 | -2.5472 | -0.72871 | -0.76894 | 0.028433 | 0.77628 | 0.37466 | 1.3148 | 37.1547 | 0.065825 | 0.027321 | 0.028535 | 0.065825 | 0.067911 | -1.5519 | -2.0273 | -3.9684 | -1.5519 | -1.6261 | -0.72871 | -1.239 | -2.5472 | -0.72871 | -0.76894
51 | 0.25 | 0.37 | South/Central | CA | Fresno.Metro.AP.723890 | 3 | 2081643 | 27.5741 | 12.964 | 46.2207 | 27.4139 | 18.8068 | 1294.71 | 2.3372 | -42.55 | 4.0842 | -1.747 | -17.3714 | 0.98303 | -59.27 | 2.7475 | -1.7645 | -35.3195 | 1.0257 | -127.54 | 4.5015 | -3.4758 | -81.3271 | 2.3372 | -42.55 | 4.0842 | -1.747 | -17.3714 | 2.4106 | -45.16 | 4.2444 | -1.8338 | -18.7865 | 0.028433 | 0.78402 | 0.36861 | 1.3142 | 36.8126 | 0.066454 | 0.027951 | 0.029165 | 0.066454 | 0.068541 | -1.2098 | -1.6852 | -3.6264 | -1.2098 | -1.284 | -0.49392 | -1.0042 | -2.3124 | -0.49392 | -0.53416 | 0.028433 | 0.78402 | 0.36861 | 1.3142 | 36.8126 | 0.066454 | 0.027951 | 0.029165 | 0.066454 | 0.068541 | -1.2098 | -1.6852 | -3.6264 | -1.2098 | -1.284 | -0.49392 | -1.0042 | -2.3124 | -0.49392 | -0.53416
52 | 0.25 | 0.32 | South/Central | CA | Fresno.Metro.AP.723890 | 3 | 2081643 | 27.9991 | 12.6063 | 46.1465 | 27.8366 | 18.31 | 1273.87 | 2.4114 | -21.71 | 3.6615 | -1.2502 | -2.8973 | 1.0572 | -38.43 | 2.3248 | -1.2676 | -20.8454 | 1.0999 | -106.7 | 4.0789 | -2.979 | -66.853 | 2.4114 | -21.71 | 3.6615 | -1.2502 | -2.8973 | 2.4848 | -24.32 | 3.8218 | -1.337 | -4.3124 | 0.028433 | 0.7961 | 0.35844 | 1.3121 | 36.2201 | 0.068563 | 0.030059 | 0.031274 | 0.068563 | 0.07065 | -0.61728 | -1.0927 | -3.0338 | -0.61728 | -0.69149 | -0.08238 | -0.5927 | -1.9008 | -0.08238 | -0.12262 | 0.028433 | 0.7961 | 0.35844 | 1.3121 | 36.2201 | 0.068563 | 0.030059 | 0.031274 | 0.068563 | 0.07065 | -0.61728 | -1.0927 | -3.0338 | -0.61728 | -0.69149 | -0.08238 | -0.5927 | -1.9008 | -0.08238 | -0.12262
53 | 0.25 | 0.27 | South/Central | CA | Fresno.Metro.AP.723890 | 3 | 2081643 | 28.7548 | 11.8503 | 45.8963 | 28.5881 | 17.3082 | 1230.67 | 2.6616 | 21.49 | 2.91 | -0.24841 | 27.5852 | 1.3074 | 4.77 | 1.5733 | -0.26585 | 9.6371 | 1.3501 | -63.5 | 3.3273 | -1.9772 | -36.3705 | 2.6616 | 21.49 | 2.91 | -0.24841 | 27.5852 | 2.735 | 18.88 | 3.0702 | -0.33523 | 26.17 | 0.028433 | 0.81759 | 0.33694 | 1.305 | 34.9918 | 0.075678 | 0.037174 | 0.038389 | 0.075678 | 0.077765 | 0.61103 | 0.13563 | -1.8055 | 0.61103 | 0.53682 | 0.78433 | 0.27401 | -1.0341 | 0.78433 | 0.7441 | 0.028433 | 0.81759 | 0.33694 | 1.305 | 34.9918 | 0.075678 | 0.037174 | 0.038389 | 0.075678 | 0.077765 | 0.61103 | 0.13563 | -1.8055 | 0.61103 | 0.53682 | 0.78433 | 0.27401 | -1.0341 | 0.78433 | 0.7441
54 | 0.25 | 0.23 | South/Central | CA | Fresno.Metro.AP.723890 | 3 | 2081643 | 29.4391 | 11.2526 | 45.79 | 29.2686 | 16.5213 | 1197.8 | 2.7679 | 54.36 | 2.2295 | 0.53849 | 50.3652 | 1.4137 | 37.64 | 0.89271 | 0.52104 | 32.4172 | 1.4565 | -30.63 | 2.6468 | -1.1903 | -13.5904 | 2.7679 | 54.36 | 2.2295 | 0.53849 | 50.3652 | 2.8413 | 51.75 | 2.3897 | 0.45166 | 48.9501 | 0.028433 | 0.83705 | 0.31995 | 1.302 | 34.0572 | 0.078701 | 0.040197 | 0.041412 | 0.078701 | 0.080788 | 1.5456 | 1.0702 | -0.87091 | 1.5456 | 1.4714 | 1.432 | 0.92172 | -0.38642 | 1.432 | 1.3918 | 0.028433 | 0.83705 | 0.31995 | 1.302 | 34.0572 | 0.078701 | 0.040197 | 0.041412 | 0.078701 | 0.080788 | 1.5456 | 1.0702 | -0.87091 | 1.5456 | 1.4714 | 1.432 | 0.92172 | -0.38642 | 1.432 | 1.3918
55 | 0.25 | 0.19 | South/Central | CA | Fresno.Metro.AP.723890 | 3 | 2081643 | 30.2048 | 10.645 | 45.7467 | 30.0301 | 15.7166 | 1164.94 | 2.8112 | 87.22 | 1.468 | 1.3432 | 72.8162 | 1.457 | 70.5 | 0.13127 | 1.3257 | 54.8681 | 1.4997 | 2.23 | 1.8853 | -0.3856 | 8.8605 | 2.8112 | 87.22 | 1.468 | 1.3432 | 72.8162 | 2.8846 | 84.61 | 1.6282 | 1.2564 | 71.401 | 0.028433 | 0.85882 | 0.30267 | 1.3007 | 33.1229 | 0.079931 | 0.041427 | 0.042642 | 0.079931 | 0.082018 | 2.4799 | 2.0045 | 0.063406 | 2.4799 | 2.4057 | 2.0704 | 1.5601 | 0.25193 | 2.0704 | 2.0302 | 0.028433 | 0.85882 | 0.30267 | 1.3007 | 33.1229 | 0.079931 | 0.041427 | 0.042642 | 0.079931 | 0.082018 | 2.4799 | 2.0045 | 0.063406 | 2.4799 | 2.4057 | 2.0704 | 1.5601 | 0.25193 | 2.0704 | 2.0302
56 | 0.25 | 0.17 | South/Central | CA | Fresno.Metro.AP.723890 | 3 | 2081643 | 30.6283 | 10.3505 | 45.7756 | 30.4512 | 15.3244 | 1149.51 | 2.7823 | 102.65 | 1.0469 | 1.7354 | 83.1145 | 1.4281 | 85.93 | -0.28989 | 1.718 | 65.1664 | 1.4708 | 17.66 | 1.4642 | 0.0066427 | 19.1588 | 2.7823 | 102.65 | 1.0469 | 1.7354 | 83.1145 | 2.8557 | 100.04 | 1.2071 | 1.6486 | 81.6994 | 0.028433 | 0.87086 | 0.2943 | 1.3015 | 32.6841 | 0.079109 | 0.040605 | 0.04182 | 0.079109 | 0.081196 | 2.9187 | 2.4433 | 0.50213 | 2.9187 | 2.8444 | 2.3632 | 1.8529 | 0.54475 | 2.3632 | 2.323 | 0.028433 | 0.87086 | 0.2943 | 1.3015 | 32.6841 | 0.079109 | 0.040605 | 0.04182 | 0.079109 | 0.081196 | 2.9187 | 2.4433 | 0.50213 | 2.9187 | 2.8444 | 2.3632 | 1.8529 | 0.54475 | 2.3632 | 2.323
57 | 0.24 | 0.47 | South/Central | CA | Fresno.Metro.AP.723890 | 3 | 2081643 | 26.5378 | 13.793 | 46.2962 | 26.3831 | 19.9131 | 1340.04 | 2.2617 | -87.88 | 5.115 | -2.8533 | -48.4448 | 0.90748 | -104.6 | 3.7783 | -2.8708 | -66.3929 | 0.9502 | -172.87 | 5.5323 | -4.5821 | -112.4005 | 2.2617 | -87.88 | 5.115 | -2.8533 | -48.4448 | 2.3351 | -90.49 | 5.2752 | -2.9402 | -49.8599 | 0.028433 | 0.75455 | 0.39218 | 1.3163 | 38.1015 | 0.064306 | 0.025802 | 0.027017 | 0.064306 | 0.066393 | -2.4987 | -2.9741 | -4.9152 | -2.4987 | -2.5729 | -1.3774 | -1.8878 | -3.1959 | -1.3774 | -1.4177 | 0.028433 | 0.75455 | 0.39218 | 1.3163 | 38.1015 | 0.064306 | 0.025802 | 0.027017 | 0.064306 | 0.066393 | -2.4987 | -2.9741 | -4.9152 | -2.4987 | -2.5729 | -1.3774 | -1.8878 | -3.1959 | -1.3774 | -1.4177
58 | 0.24 | 0.42 | South/Central | CA | Fresno.Metro.AP.723890 | 3 | 2081643 | 27.0226 | 13.1885 | 45.9651 | 26.8653 | 19.0998 | 1303.46 | 2.5928 | -51.3 | 4.6328 | -2.04 | -22.0458 | 1.2386 | -68.02 | 3.2961 | -2.0575 | -39.9939 | 1.2813 | -136.29 | 5.0501 | -3.7688 | -86.0015 | 2.5928 | -51.3 | 4.6328 | -2.04 | -22.0458 | 2.6662 | -53.91 | 4.793 | -2.1269 | -23.4609 | 0.028433 | 0.76834 | 0.37499 | 1.3069 | 37.0614 | 0.073721 | 0.035217 | 0.036432 | 0.073721 | 0.075808 | -1.4586 | -1.934 | -3.8751 | -1.4586 | -1.5328 | -0.62683 | -1.1371 | -2.4453 | -0.62683 | -0.66707 | 0.028433 | 0.76834 | 0.37499 | 1.3069 | 37.0614 | 0.073721 | 0.035217 | 0.036432 | 0.073721 | 0.075808 | -1.4586 | -1.934 | -3.8751 | -1.4586 | -1.5328 | -0.62683 | -1.1371 | -2.4453 | -0.62683 | -0.66707
59 | 0.24 | 0.37 | South/Central | CA | Fresno.Metro.AP.723890 | 3 | 2081643 | 27.3033 | 12.9839 | 45.9598 | 27.1445 | 18.8152 | 1291.96 | 2.5981 | -39.8 | 4.3536 | -1.7554 | -14.2339 | 1.2439 | -56.52 | 3.0168 | -1.7729 | -32.1819 | 1.2867 | -124.79 | 4.7709 | -3.4842 | -78.1895 | 2.5981 | -39.8 | 4.3536 | -1.7554 | -14.2339 | 2.6715 | -42.41 | 4.5138 | -1.8422 | -15.649 | 0.028433 | 0.77632 | 0.36917 | 1.3068 | 36.7344 | 0.073873 | 0.035369 | 0.036584 | 0.073873 | 0.07596 | -1.1316 | -1.607 | -3.5482 | -1.1316 | -1.2058 | -0.40471 | -0.91503 | -2.2232 | -0.40471 | -0.44495 | 0.028433 | 0.77632 | 0.36917 | 1.3068 | 36.7344 | 0.073873 | 0.035369 | 0.036584 | 0.073873 | 0.07596 | -1.1316 | -1.607 | -3.5482 | -1.1316 | -1.2058 | -0.40471 | -0.91503 | -2.2232 | -0.40471 | -0.44495
60 | 0.24 | 0.32 | South/Central | CA | Fresno.Metro.AP.723890 | 3 | 2081643 | 27.7183 | 12.6079 | 45.8588 | 27.5573 | 18.3015 | 1270.14 | 2.6991 | -17.98 | 3.9408 | -1.2417 | 1.0445 | 1.3449 | -34.7 | 2.6041 | -1.2592 | -16.9036 | 1.3876 | -102.97 | 4.3581 | -2.9705 | -62.9112 | 2.6991 | -17.98 | 3.9408 | -1.2417 | 1.0445 | 2.7725 | -20.59 | 4.101 | -1.3285 | -0.37063 | 0.028433 | 0.78812 | 0.35848 | 1.3039 | 36.114 | 0.076743 | 0.038239 | 0.039454 | 0.076743 | 0.07883 | -0.51123 | -0.98663 | -2.9278 | -0.51123 | -0.58544 | 0.029698 | -0.48062 | -1.7888 | 0.029698 | -0.010538 | 0.028433 | 0.78812 | 0.35848 | 1.3039 | 36.114 | 0.076743 | 0.038239 | 0.039454 | 0.076743 | 0.07883 | -0.51123 | -0.98663 | -2.9278 | -0.51123 | -0.58544 | 0.029698 | -0.48062 | -1.7888 | 0.029698 | -0.010538
61 | 0.24 | 0.27 | South/Central | CA | Fresno.Metro.AP.723890 | 3 | 2081643 | 28.4725 | 11.8602 | 45.6139 | 28.3073 | 17.3066 | 1227.27 | 2.944 | 24.89 | 3.1908 | -0.24677 | 31.2734 | 1.5898 | 8.17 | 1.8541 | -0.26422 | 13.3253 | 1.6325 | -60.1 | 3.6081 | -1.9756 | -32.6823 | 2.944 | 24.89 | 3.1908 | -0.24677 | 31.2734 | 3.0174 | 22.28 | 3.351 | -0.3336 | 29.8583 | 0.028433 | 0.80956 | 0.33722 | 1.2969 | 34.8951 | 0.083708 | 0.045204 | 0.046418 | 0.083708 | 0.085795 | 0.7077 | 0.2323 | -1.7088 | 0.7077 | 0.63349 | 0.8892 | 0.37888 | -0.92926 | 0.8892 | 0.84896 | 0.028433 | 0.80956 | 0.33722 | 1.2969 | 34.8951 | 0.083708 | 0.045204 | 0.046418 | 0.083708 | 0.085795 | 0.7077 | 0.2323 | -1.7088 | 0.7077 | 0.63349 | 0.8892 | 0.37888 | -0.92926 | 0.8892 | 0.84896
62 | 0.24 | 0.23 | South/Central | CA | Fresno.Metro.AP.723890 | 3 | 2081643 | 29.1484 | 11.2526 | 45.4893 | 28.9795 | 16.5098 | 1193.78 | 3.0686 | 58.38 | 2.5186 | 0.55002 | 54.559 | 1.7145 | 41.66 | 1.1819 | 0.53257 | 36.6109 | 1.7572 | -26.61 | 2.9359 | -1.1788 | -9.3967 | 3.0686 | 58.38 | 2.5186 | 0.55002 | 54.559 | 3.142 | 55.77 | 2.6788 | 0.46319 | 53.1439 | 0.028433 | 0.82878 | 0.31995 | 1.2934 | 33.9429 | 0.087251 | 0.048747 | 0.049962 | 0.087251 | 0.089338 | 1.6599 | 1.1845 | -0.7566 | 1.6599 | 1.5857 | 1.5513 | 1.041 | -0.26718 | 1.5513 | 1.511 | 0.028433 | 0.82878 | 0.31995 | 1.2934 | 33.9429 | 0.087251 | 0.048747 | 0.049962 | 0.087251 | 0.089338 | 1.6599 | 1.1845 | -0.7566 | 1.6599 | 1.5857 | 1.5513 | 1.041 | -0.26718 | 1.5513 | 1.511
63 | 0.24 | 0.19 | South/Central | CA | Fresno.Metro.AP.723890 | 3 | 2081643 | 29.924 | 10.655 | 45.4658 | 29.7508 | 15.715 | 1161.55 | 3.0921 | 90.61 | 1.7473 | 1.3449 | 76.4859 | 1.7379 | 73.89 | 0.41052 | 1.3274 | 58.5379 | 1.7806 | 5.62 | 2.1646 | -0.38394 | 12.5303 | 3.0921 | 90.61 | 1.7473 | 1.3449 | 76.4859 | 3.1655 | 88 | 1.9075 | 1.258 | 75.0708 | 0.028433 | 0.85083 | 0.30295 | 1.2927 | 33.0265 | 0.087918 | 0.049414 | 0.050629 | 0.087918 | 0.090005 | 2.5763 | 2.1009 | 0.15979 | 2.5763 | 2.5021 | 2.1747 | 1.6644 | 0.35627 | 2.1747 | 2.1345 | 0.028433 | 0.85083 | 0.30295 | 1.2927 | 33.0265 | 0.087918 | 0.049414 | 0.050629 | 0.087918 | 0.090005 | 2.5763 | 2.1009 | 0.15979 | 2.5763 | 2.5021 | 2.1747 | 1.6644 | 0.35627 | 2.1747 | 2.1345
64 | 0.24 | 0.17 | South/Central | CA | Fresno.Metro.AP.723890 | 3 | 2081643 | 30.3375 | 10.352 | 45.4764 | 30.1621 | 15.3143 | 1145.57 | 3.0815 | 106.59 | 1.336 | 1.7455 | 87.2497 | 1.7273 | 89.87 | -0.00071814 | 1.7281 | 69.3016 | 1.7701 | 21.6 | 1.7533 | 0.016713 | 23.294 | 3.0815 | 106.59 | 1.336 | 1.7455 | 87.2497 | 3.1549 | 103.98 | 1.4962 | 1.6587 | 85.8345 | 0.028433 | 0.86259 | 0.29434 | 1.293 | 32.5721 | 0.087618 | 0.049114 | 0.050328 | 0.087618 | 0.089704 | 3.0307 | 2.5553 | 0.61415 | 3.0307 | 2.9565 | 2.4808 | 1.9705 | 0.66232 | 2.4808 | 2.4405 | 0.028433 | 0.86259 | 0.29434 | 1.293 | 32.5721 | 0.087618 | 0.049114 | 0.050328 | 0.087618 | 0.089704 | 3.0307 | 2.5553 | 0.61415 | 3.0307 | 2.9565 | 2.4808 | 1.9705 | 0.66232 | 2.4808 | 2.4405
65 | 0.22 | 0.47 | South/Central | CA | Fresno.Metro.AP.723890 | 3 | 2081643 | 25.9877 | 13.8246 | 45.7677 | 25.836 | 19.9316 | 1334.54 | 2.7903 | -82.38 | 5.6621 | -2.8718 | -42.1272 | 1.4361 | -99.1 | 4.3253 | -2.8893 | -60.0753 | 1.4788 | -167.37 | 6.0794 | -4.6006 | -106.0829 | 2.7903 | -82.38 | 5.6621 | -2.8718 | -42.1272 | 2.8637 | -84.99 | 5.8223 | -2.9586 | -43.5423 | 0.028433 | 0.73891 | 0.39308 | 1.3013 | 37.9451 | 0.079336 | 0.040832 | 0.042046 | 0.079336 | 0.081423 | -2.3423 | -2.8177 | -4.7588 | -2.3423 | -2.4165 | -1.1978 | -1.7081 | -3.0163 | -1.1978 | -1.238 | 0.028433 | 0.73891 | 0.39308 | 1.3013 | 37.9451 | 0.079336 | 0.040832 | 0.042046 | 0.079336 | 0.081423 | -2.3423 | -2.8177 | -4.7588 | -2.3423 | -2.4165 | -1.1978 | -1.7081 | -3.0163 | -1.1978 | -1.238
66 | 0.22 | 0.42 | South/Central | CA | Fresno.Metro.AP.723890 | 3 | 2081643 | 26.471 | 13.22 | 45.435 | 26.3167 | 19.1183 | 1297.94 | 3.1229 | -45.78 | 5.1814 | -2.0585 | -15.7083 | 1.7687 | -62.5 | 3.8446 | -2.0759 | -33.6564 | 1.8114 | -130.77 | 5.5987 | -3.7873 | -79.664 | 3.1229 | -45.78 | 5.1814 | -2.0585 | -15.7083 | 3.1963 | -48.39 | 5.3416 | -2.1453 | -17.1235 | 0.028433 | 0.75265 | 0.37589 | 1.2919 | 36.9045 | 0.088794 | 0.05029 | 0.051504 | 0.088794 | 0.09088 | -1.3017 | -1.7771 | -3.7182 | -1.3017 | -1.3759 | -0.44664 | -0.95696 | -2.2651 | -0.44664 | -0.48687 | 0.028433 | 0.75265 | 0.37589 | 1.2919 | 36.9045 | 0.088794 | 0.05029 | 0.051504 | 0.088794 | 0.09088 | -1.3017 | -1.7771 | -3.7182 | -1.3017 | -1.3759 | -0.44664 | -0.95696 | -2.2651 | -0.44664 | -0.48687
67 | 0.22 | 0.37 | South/Central | CA | Fresno.Metro.AP.723890 | 3 | 2081643 | 26.7433 | 13.0055 | 45.4028 | 26.5876 | 18.8153 | 1285.39 | 3.1551 | -33.23 | 4.9105 | -1.7555 | -7.0483 | 1.8009 | -49.95 | 3.5738 | -1.7729 | -24.9964 | 1.8436 | -118.22 | 5.3279 | -3.4842 | -71.004 | 3.1551 | -33.23 | 4.9105 | -1.7555 | -7.0483 | 3.2285 | -35.84 | 5.0708 | -1.8423 | -8.4634 | 0.028433 | 0.7604 | 0.36979 | 1.2909 | 36.5476 | 0.089709 | 0.051205 | 0.05242 | 0.089709 | 0.091796 | -0.94483 | -1.4202 | -3.3614 | -0.94483 | -1.019 | -0.20041 | -0.71072 | -2.0189 | -0.20041 | -0.24064 | 0.028433 | 0.7604 | 0.36979 | 1.2909 | 36.5476 | 0.089709 | 0.051205 | 0.05242 | 0.089709 | 0.091796 | -0.94483 | -1.4202 | -3.3614 | -0.94483 | -1.019 | -0.20041 | -0.71072 | -2.0189 | -0.20041 | -0.24064
68 | 0.22 | 0.32 | South/Central | CA | Fresno.Metro.AP.723890 | 3 | 2081643 | 27.1552 | 12.6378 | 45.314 | 26.9973 | 18.3168 | 1264.31 | 3.2439 | -12.15 | 4.5008 | -1.257 | 7.6593 | 1.8897 | -28.87 | 3.1641 | -1.2744 | -10.2888 | 1.9324 | -97.14 | 4.9181 | -2.9858 | -56.2964 | 3.2439 | -12.15 | 4.5008 | -1.257 | 7.6593 | 3.3173 | -14.76 | 4.661 | -1.3438 | 6.2442 | 0.028433 | 0.77211 | 0.35933 | 1.2884 | 35.9483 | 0.092233 | 0.053729 | 0.054944 | 0.092233 | 0.09432 | -0.34546 | -0.82086 | -2.762 | -0.34546 | -0.41967 | 0.21778 | -0.29254 | -1.6007 | 0.21778 | 0.17754 | 0.028433 | 0.77211 | 0.35933 | 1.2884 | 35.9483 | 0.092233 | 0.053729 | 0.054944 | 0.092233 | 0.09432 | -0.34546 | -0.82086 | -2.762 | -0.34546 | -0.41967 | 0.21778 | -0.29254 | -1.6007 | 0.21778 | 0.17754
69 | 0.22 | 0.27 | South/Central | CA | Fresno.Metro.AP.723890 | 3 | 2081643 | 27.8926 | 11.8802 | 45.0424 | 27.7305 | 17.3119 | 1220.73 | 3.5155 | 31.43 | 3.7676 | -0.25207 | 38.5038 | 2.1614 | 14.71 | 2.4309 | -0.26952 | 20.5557 | 2.2041 | -53.56 | 4.1849 | -1.9809 | -25.4519 | 3.5155 | 31.43 | 3.7676 | -0.25207 | 38.5038 | 3.5889 | 28.82 | 3.9278 | -0.3389 | 37.0887 | 0.028433 | 0.79307 | 0.33779 | 1.2807 | 34.7091 | 0.099958 | 0.061454 | 0.062669 | 0.099958 | 0.10204 | 0.89365 | 0.41825 | -1.5229 | 0.89365 | 0.81944 | 1.0948 | 0.58446 | -0.72368 | 1.0948 | 1.0545 | 0.028433 | 0.79307 | 0.33779 | 1.2807 | 34.7091 | 0.099958 | 0.061454 | 0.062669 | 0.099958 | 0.10204 | 0.89365 | 0.41825 | -1.5229 | 0.89365 | 0.81944 | 1.0948 | 0.58446 | -0.72368 | 1.0948 | 1.0545
70 | 0.22 | 0.23 | South/Central | CA | Fresno.Metro.AP.723890 | 3 | 2081643 | 28.5768 | 11.2726 | 44.9176 | 28.4111 | 16.5065 | 1186.89 | 3.6403 | 65.27 | 3.087 | 0.5533 | 62.025 | 2.2862 | 48.55 | 1.7503 | 0.53585 | 44.0769 | 2.3289 | -19.72 | 3.5044 | -1.1755 | -1.9307 | 3.6403 | 65.27 | 3.087 | 0.5533 | 62.025 | 3.7137 | 62.66 | 3.2473 | 0.46647 | 60.6099 | 0.028433 | 0.81253 | 0.32051 | 1.2771 | 33.747 | 0.10351 | 0.065002 | 0.066217 | 0.10351 | 0.10559 | 1.8558 | 1.3804 | -0.5607 | 1.8558 | 1.7816 | 1.7636 | 1.2532 | -0.054895 | 1.7636 | 1.7233 | 0.028433 | 0.81253 | 0.32051 | 1.2771 | 33.747 | 0.10351 | 0.065002 | 0.066217 | 0.10351 | 0.10559 | 1.8558 | 1.3804 | -0.5607 | 1.8558 | 1.7816 | 1.7636 | 1.2532 | -0.054895 | 1.7636 | 1.7233
71 | 0.22 | 0.19 | South/Central | CA | Fresno.Metro.AP.723890 | 3 | 2081643 | 29.3326 | 10.6566 | 44.8559 | 29.1626 | 15.6934 | 1153.48 | 3.702 | 98.68 | 2.3355 | 1.3664 | 84.9424 | 2.3478 | 81.96 | 0.99878 | 1.349 | 66.9944 | 2.3905 | 13.69 | 2.7528 | -0.36235 | 20.9868 | 3.702 | 98.68 | 2.3355 | 1.3664 | 84.9424 | 3.7754 | 96.07 | 2.4957 | 1.2796 | 83.5273 | 0.028433 | 0.83402 | 0.303 | 1.2754 | 32.797 | 0.10526 | 0.066754 | 0.067969 | 0.10526 | 0.10735 | 2.8058 | 2.3304 | 0.38925 | 2.8058 | 2.7316 | 2.4152 | 1.9049 | 0.59672 | 2.4152 | 2.3749 | 0.028433 | 0.83402 | 0.303 | 1.2754 | 32.797 | 0.10526 | 0.066754 | 0.067969 | 0.10526 | 0.10735 | 2.8058 | 2.3304 | 0.38925 | 2.8058 | 2.7316 | 2.4152 | 1.9049 | 0.59672 | 2.4152 | 2.3749
72 | 0.22 | 0.17 | South/Central | CA | Fresno.Metro.AP.723890 | 3 | 2081643 | 29.7545 | 10.3535 | 44.8749 | 29.5822 | 15.2926 | 1137.58 | 3.6831 | 114.58 | 1.9159 | 1.7672 | 95.6004 | 2.3289 | 97.86 | 0.57914 | 1.7497 | 77.6523 | 2.3716 | 29.59 | 2.3332 | 0.038372 | 31.6447 | 3.6831 | 114.58 | 1.9159 | 1.7672 | 95.6004 | 3.7564 | 111.97 | 2.0761 | 1.6803 | 94.1853 | 0.028433 | 0.84601 | 0.29438 | 1.2759 | 32.3449 | 0.10472 | 0.066217 | 0.067431 | 0.10472 | 0.10681 | 3.2579 | 2.7825 | 0.84134 | 3.2579 | 3.1837 | 2.7182 | 2.2079 | 0.89976 | 2.7182 | 2.678 | 0.028433 | 0.84601 | 0.29438 | 1.2759 | 32.3449 | 0.10472 | 0.066217 | 0.067431 | 0.10472 | 0.10681 | 3.2579 | 2.7825 | 0.84134 | 3.2579 | 3.1837 | 2.7182 | 2.2079 | 0.89976 | 2.7182 | 2.678
73 | 0.2 | 0.47 | South/Central | CA | Fresno.Metro.AP.723890 | 3 | 2081643 | 25.4261 | 13.8561 | 45.2176 | 25.2775 | 19.9401 | 1328.39 | 3.3403 | -76.23 | 6.2206 | -2.8803 | -35.2605 | 1.9861 | -92.95 | 4.8838 | -2.8977 | -53.2086 | 2.0288 | -161.22 | 6.6379 | -4.6091 | -99.2162 | 3.3403 | -76.23 | 6.2206 | -2.8803 | -35.2605 | 3.4137 | -78.84 | 6.3808 | -2.9671 | -36.6756 | 0.028433 | 0.72294 | 0.39397 | 1.2857 | 37.7702 | 0.094975 | 0.056471 | 0.057685 | 0.094975 | 0.097062 | -2.1675 | -2.6429 | -4.584 | -2.1675 | -2.2417 | -1.0026 | -1.5129 | -2.821 | -1.0026 | -1.0428 | 0.028433 | 0.72294 | 0.39397 | 1.2857 | 37.7702 | 0.094975 | 0.056471 | 0.057685 | 0.094975 | 0.097062 | -2.1675 | -2.6429 | -4.584 | -2.1675 | -2.2417 | -1.0026 | -1.5129 | -2.821 | -1.0026 | -1.0428
74 | 0.2 | 0.42 | South/Central | CA | Fresno.Metro.AP.723890 | 3 | 2081643 | 25.9079 | 13.25 | 44.8834 | 25.7567 | 19.1267 | 1291.76 | 3.6745 | -39.6 | 5.7414 | -2.0669 | -8.8185 | 2.3203 | -56.32 | 4.4047 | -2.0843 | -26.7666 | 2.3631 | -124.59 | 6.1587 | -3.7957 | -72.7742 | 3.6745 | -39.6 | 5.7414 | -2.0669 | -8.8185 | 3.7479 | -42.21 | 5.9016 | -2.1537 | -10.2336 | 0.028433 | 0.73664 | 0.37674 | 1.2762 | 36.7287 | 0.10448 | 0.065974 | 0.067189 | 0.10448 | 0.10657 | -1.126 | -1.6014 | -3.5425 | -1.126 | -1.2002 | -0.25074 | -0.76106 | -2.0692 | -0.25074 | -0.29097 | 0.028433 | 0.73664 | 0.37674 | 1.2762 | 36.7287 | 0.10448 | 0.065974 | 0.067189 | 0.10448 | 0.10657 | -1.126 | -1.6014 | -3.5425 | -1.126 | -1.2002 | -0.25074 | -0.76106 | -2.0692 | -0.25074 | -0.29097
75 | 0.2 | 0.37 | South/Central | CA | Fresno.Metro.AP.723890 | 3 | 2081643 | 26.1718 | 13.037 | 44.8528 | 26.0191 | 18.8337 | 1279.63 | 3.7051 | -27.47 | 5.479 | -1.7739 | -0.45215 | 2.3509 | -44.19 | 4.1422 | -1.7913 | -18.4002 | 2.3936 | -112.46 | 5.8963 | -3.5027 | -64.4078 | 3.7051 | -27.47 | 5.479 | -1.7739 | -0.45215 | 3.7785 | -30.08 | 5.6392 | -1.8607 | -1.8673 | 0.028433 | 0.74415 | 0.37068 | 1.2753 | 36.3838 | 0.10535 | 0.066844 | 0.068058 | 0.10535 | 0.10743 | -0.78106 | -1.2565 | -3.1976 | -0.78106 | -0.85527 | -0.012856 | -0.52318 | -1.8313 | -0.012856 | -0.053092 | 0.028433 | 0.74415 | 0.37068 | 1.2753 | 36.3838 | 0.10535 | 0.066844 | 0.068058 | 0.10535 | 0.10743 | -0.78106 | -1.2565 | -3.1976 | -0.78106 | -0.85527 | -0.012856 | -0.52318 | -1.8313 | -0.012856 | -0.053092
76 | 0.2 | 0.32 | South/Central | CA | Fresno.Metro.AP.723890 | 3 | 2081643 | 26.5753 | 12.6609 | 44.7372 | 26.4205 | 18.3168 | 1257.5 | 3.8207 | -5.34 | 5.0776 | -1.257 | 15.1023 | 2.4665 | -22.06 | 3.7409 | -1.2744 | -2.8458 | 2.5092 | -90.33 | 5.495 | -2.9857 | -48.8533 | 3.8207 | -5.34 | 5.0776 | -1.257 | 15.1023 | 3.8941 | -7.95 | 5.2379 | -1.3438 | 13.6872 | 0.028433 | 0.75562 | 0.35999 | 1.272 | 35.7546 | 0.10863 | 0.07013 | 0.071345 | 0.10863 | 0.11072 | -0.15183 | -0.62723 | -2.5684 | -0.15183 | -0.22604 | 0.42941 | -0.080914 | -1.3891 | 0.42941 | 0.38917 | 0.028433 | 0.75562 | 0.35999 | 1.272 | 35.7546 | 0.10863 | 0.07013 | 0.071345 | 0.10863 | 0.11072 | -0.15183 | -0.62723 | -2.5684 | -0.15183 | -0.22604 | 0.42941 | -0.080914 | -1.3891 | 0.42941 | 0.38917
77 | 0.2 | 0.27 | South/Central | CA | Fresno.Metro.AP.723890 | 3 | 2081643 | 27.311 | 11.9017 | 44.4624 | 27.1521 | 17.3103 | 1213.82 | 4.0955 | 38.34 | 4.346 | -0.25044 | 46.0316 | 2.7413 | 21.62 | 3.0092 | -0.26789 | 28.0835 | 2.784 | -46.65 | 4.7633 | -1.9792 | -17.9241 | 4.0955 | 38.34 | 4.346 | -0.25044 | 46.0316 | 4.1689 | 35.73 | 4.5062 | -0.33727 | 44.6164 | 0.028433 | 0.77654 | 0.3384 | 1.2642 | 34.5127 | 0.11645 | 0.077944 | 0.079159 | 0.11645 | 0.11854 | 1.0901 | 0.61472 | -1.3264 | 1.0901 | 1.0159 | 1.3088 | 0.7985 | -0.50964 | 1.3088 | 1.2686 | 0.028433 | 0.77654 | 0.3384 | 1.2642 | 34.5127 | 0.11645 | 0.077944 | 0.079159 | 0.11645 | 0.11854 | 1.0901 | 0.61472 | -1.3264 | 1.0901 | 1.0159 | 1.3088 | 0.7985 | -0.50964 | 1.3088 | 1.2686
78 | 0.2 | 0.23 | South/Central | CA | Fresno.Metro.AP.723890 | 3 | 2081643 | 27.9854 | 11.2841 | 44.3177 | 27.8228 | 16.4949 | 1179.34 | 4.2402 | 72.82 | 3.6753 | 0.56492 | 70.0814 | 2.886 | 56.1 | 2.3386 | 0.54747 | 52.1333 | 2.9287 | -12.17 | 4.0926 | -1.1639 | 6.1258 | 4.2402 | 72.82 | 3.6753 | 0.56492 | 70.0814 | 4.3136 | 70.21 | 3.8355 | 0.47809 | 68.6663 | 0.028433 | 0.79571 | 0.32084 | 1.2601 | 33.5323 | 0.12056 | 0.082059 | 0.083273 | 0.12056 | 0.12265 | 2.0705 | 1.5951 | -0.34603 | 2.0705 | 1.9963 | 1.9926 | 1.4823 | 0.17417 | 1.9926 | 1.9524 | 0.028433 | 0.79571 | 0.32084 | 1.2601 | 33.5323 | 0.12056 | 0.082059 | 0.083273 | 0.12056 | 0.12265 | 2.0705 | 1.5951 | -0.34603 | 2.0705 | 1.9963 | 1.9926 | 1.4823 | 0.17417 | 1.9926 | 1.9524
79 | 0.2 | 0.19 | South/Central | CA | Fresno.Metro.AP.723890 | 3 | 2081643 | 28.7411 | 10.668 | 44.2559 | 28.5743 | 15.6816 | 1145.91 | 4.302 | 106.25 | 2.9238 | 1.3782 | 93.0062 | 2.9478 | 89.53 | 1.587 | 1.3608 | 75.0581 | 2.9906 | 21.26 | 3.3411 | -0.35055 | 29.0506 | 4.302 | 106.25 | 2.9238 | 1.3782 | 93.0062 | 4.3754 | 103.64 | 3.084 | 1.2914 | 91.5911 | 0.028433 | 0.8172 | 0.30333 | 1.2583 | 32.5818 | 0.12232 | 0.083816 | 0.085031 | 0.12232 | 0.12441 | 3.021 | 2.5456 | 0.60449 | 3.021 | 2.9468 | 2.6445 | 2.1341 | 0.826 | 2.6445 | 2.6042 | 0.028433 | 0.8172 | 0.30333 | 1.2583 | 32.5818 | 0.12232 | 0.083816 | 0.085031 | 0.12232 | 0.12441 | 3.021 | 2.5456 | 0.60449 | 3.021 | 2.9468 | 2.6445 | 2.1341 | 0.826 | 2.6445 | 2.6042
80 | 0.2 | 0.17 | South/Central | CA | Fresno.Metro.AP.723890 | 3 | 2081643 | 29.1546 | 10.3634 | 44.2649 | 28.9856 | 15.2793 | 1129.84 | 4.293 | 122.32 | 2.5125 | 1.7805 | 103.8336 | 2.9388 | 105.6 | 1.1758 | 1.763 | 85.8855 | 2.9816 | 37.33 | 2.9299 | 0.051696 | 39.8779 | 4.293 | 122.32 | 2.5125 | 1.7805 | 103.8336 | 4.3664 | 119.71 | 2.6728 | 1.6937 | 102.4185 | 0.028433 | 0.82896 | 0.29466 | 1.2586 | 32.1249 | 0.12206 | 0.08356 | 0.084775 | 0.12206 | 0.12415 | 3.4779 | 3.0025 | 1.0614 | 3.4779 | 3.4037 | 2.9523 | 2.442 | 1.1339 | 2.9523 | 2.9121 | 0.028433 | 0.82896 | 0.29466 | 1.2586 | 32.1249 | 0.12206 | 0.08356 | 0.084775 | 0.12206 | 0.12415 | 3.4779 | 3.0025 | 1.0614 | 3.4779 | 3.4037 | 2.9523 | 2.442 | 1.1339 | 2.9523 | 2.9121
81 | 0.35 | 0.2 | South/Central | CA | Fresno.Metro.AP.723890 | 3 | 2081643 | 32.8185 | 10.7536 | 48.6105 | 32.6296 | 15.9809 | 1209.44 | -0.0526 | 42.72 | -1.1315 | 1.0789 | 28.6734 | -1.4068 | 26 | -2.4682 | 1.0614 | 10.7253 | -1.3641 | -42.27 | -0.71417 | -0.64991 | -35.2823 | -0.0526 | 42.72 | -1.1315 | 1.0789 | 28.6734 | 0.020798 | 40.11 | -0.97126 | 0.99206 | 27.2583 | 0.028433 | 0.93313 | 0.30576 | 1.3821 | 34.3881 | -0.0014956 | -0.039999 | -0.038785 | -0.0014956 | 0.00059135 | 1.2147 | 0.73926 | -1.2019 | 1.2147 | 1.1405 | 0.81527 | 0.30495 | -1.0032 | 0.81527 | 0.77504 | 0.028433 | 0.93313 | 0.30576 | 1.3821 | 34.3881 | -0.0014956 | -0.039999 | -0.038785 | -0.0014956 | 0.00059135 | 1.2147 | 0.73926 | -1.2019 | 1.2147 | 1.1405 | 0.81527 | 0.30495 | -1.0032 | 0.81527 | 0.77504
82 | 0.35 | 0.25 | South/Central | CA | Fresno.Metro.AP.723890 | 3 | 2081643 | 31.8419 | 11.5011 | 48.6313 | 31.6583 | 16.973 | 1249.55 | -0.073398 | 2.61 | -0.16022 | 0.086826 | 1.4151 | -1.4276 | -14.11 | -1.497 | 0.069377 | -16.533 | -1.3849 | -82.38 | 0.25709 | -1.642 | -62.5405 | -0.073398 | 2.61 | -0.16022 | 0.086826 | 1.4151 | 0 | 0 | 0 | 0 | 0 | 0.028433 | 0.90536 | 0.32701 | 1.3827 | 35.5286 | -0.0020869 | -0.040591 | -0.039376 | -0.0020869 | 0 | 0.07421 | -0.40119 | -2.3423 | 0.07421 | 0 | 0.040236 | -0.47008 | -1.7782 | 0.040236 | 0 | 0.028433 | 0.90536 | 0.32701 | 1.3827 | 35.5286 | -0.0020869 | -0.040591 | -0.039376 | -0.0020869 | 0 | 0.07421 | -0.40119 | -2.3423 | 0.07421 | 0 | 0.040236 | -0.47008 | -1.7782 | 0.040236 | 0
83 | 0.35 | 0.3 | South/Central | CA | Fresno.Metro.AP.723890 | 3 | 2081643 | 31.6809 | 11.5357 | 48.5579 | 31.4981 | 17.0598 | 1252.16 | 0 | 0 | 0 | 0 | 0 | -1.3542 | -16.72 | -1.3367 | -0.017449 | -17.9481 | -1.3115 | -84.99 | 0.41732 | -1.7288 | -63.9557 | 0 | 0 | 0 | 0 | 0 | 0.073398 | -2.61 | 0.16022 | -0.086826 | -1.4151 | 0.028433 | 0.90079 | 0.328 | 1.3807 | 35.6028 | 0 | -0.038504 | -0.037289 | 0 | 0.0020869 | 0 | -0.4754 | -2.4165 | 0 | -0.07421 | 0 | -0.51032 | -1.8185 | 0 | -0.040236 | 0.028433 | 0.90079 | 0.328 | 1.3807 | 35.6028 | 0 | -0.038504 | -0.037289 | 0 | 0.0020869 | 0 | -0.4754 | -2.4165 | 0 | -0.07421 | 0 | -0.51032 | -1.8185 | 0 | -0.040236
84 | 0.35 | 0.35 | South/Central | CA | Fresno.Metro.AP.723890 | 3 | 2081643 | 30.8554 | 12.2117 | 48.6298 | 30.6771 | 17.9527 | 1288.89 | -0.071918 | -36.73 | 0.82096 | -0.89287 | -25.2195 | -1.4261 | -53.45 | -0.51579 | -0.91032 | -43.1675 | -1.3834 | -121.72 | 1.2383 | -2.6217 | -89.1751 | -0.071918 | -36.73 | 0.82096 | -0.89287 | -25.2195 | 0.00148 | -39.34 | 0.98118 | -0.9797 | -26.6346 | 0.028433 | 0.87731 | 0.34722 | 1.3827 | 36.6471 | -0.0020448 | -0.040549 | -0.039334 | -0.0020448 | 4.2082e-05 | -1.0443 | -1.5197 | -3.4609 | -1.0443 | -1.1186 | -0.71707 | -1.2274 | -2.5355 | -0.71707 | -0.7573 | 0.028433 | 0.87731 | 0.34722 | 1.3827 | 36.6471 | -0.0020448 | -0.040549 | -0.039334 | -0.0020448 | 4.2082e-05 | -1.0443 | -1.5197 | -3.4609 | -1.0443 | -1.1186 | -0.71707 | -1.2274 | -2.5355 | -0.71707 | -0.7573
85 | 0.35 | 0.4 | South/Central | CA | Fresno.Metro.AP.723890 | 3 | 2081643 | 30.1296 | 12.8794 | 48.7916 | 29.9554 | 18.8362 | 1326.29 | -0.23369 | -74.13 | 1.5427 | -1.7764 | -51.3443 | -1.5879 | -90.85 | 0.20598 | -1.7939 | -69.2924 | -1.5452 | -159.12 | 1.96 | -3.5052 | -115.3 | -0.23369 | -74.13 | 1.5427 | -1.7764 | -51.3443 | -0.16029 | -76.74 | 1.7029 | -1.8632 | -52.7595 | 0.028433 | 0.85668 | 0.3662 | 1.3873 | 37.7105 | -0.0066445 | -0.045148 | -0.043934 | -0.0066445 | -0.0045576 | -2.1077 | -2.5831 | -4.5243 | -2.1077 | -2.182 | -1.4599 | -1.9702 | -3.2783 | -1.4599 | -1.5001 | 0.028433 | 0.85668 | 0.3662 | 1.3873 | 37.7105 | -0.0066445 | -0.045148 | -0.043934 | -0.0066445 | -0.0045576 | -2.1077 | -2.5831 | -4.5243 | -2.1077 | -2.182 | -1.4599 | -1.9702 | -3.2783 | -1.4599 | -1.5001
86 | 0.33 | 0.2 | South/Central | CA | Fresno.Metro.AP.723890 | 3 | 2081643 | 32.2785 | 10.7536 | 48.0489 | 32.0924 | 15.9565 | 1201.81 | 0.50899 | 50.35 | -0.59434 | 1.1033 | 36.5846 | -0.84521 | 33.63 | -1.9311 | 1.0859 | 18.6365 | -0.80249 | -34.64 | -0.17702 | -0.62547 | -27.3711 | 0.50899 | 50.35 | -0.59434 | 1.1033 | 36.5846 | 0.58238 | 47.74 | -0.43411 | 1.0165 | 35.1694 | 0.028433 | 0.91778 | 0.30576 | 1.3662 | 34.1712 | 0.014472 | -0.024032 | -0.022817 | 0.014472 | 0.016559 | 1.4316 | 0.95621 | -0.98492 | 1.4316 | 1.3574 | 1.0402 | 0.52989 | -0.77825 | 1.0402 | 0.99998 | 0.028433 | 0.91778 | 0.30576 | 1.3662 | 34.1712 | 0.014472 | -0.024032 | -0.022817 | 0.014472 | 0.016559 | 1.4316 | 0.95621 | -0.98492 | 1.4316 | 1.3574 | 1.0402 | 0.52989 | -0.77825 | 1.0402 | 0.99998
87 | 0.33 | 0.25 | South/Central | CA | Fresno.Metro.AP.723890 | 3 | 2081643 | 31.3118 | 11.5027 | 48.0828 | 31.1311 | 16.9517 | 1242.2 | 0.47513 | 9.96 | 0.367 | 0.10813 | 9.0724 | -0.87906 | -6.76 | -0.96974 | 0.090678 | -8.8757 | -0.83635 | -75.03 | 0.78432 | -1.6207 | -54.8833 | 0.47513 | 9.96 | 0.367 | 0.10813 | 9.0724 | 0.54853 | 7.35 | 0.52723 | 0.021302 | 7.6573 | 0.028433 | 0.89029 | 0.32706 | 1.3671 | 35.3196 | 0.013509 | -0.024994 | -0.02378 | 0.013509 | 0.015596 | 0.28319 | -0.19221 | -2.1333 | 0.28319 | 0.20898 | 0.25796 | -0.25236 | -1.5605 | 0.25796 | 0.21772 | 0.028433 | 0.89029 | 0.32706 | 1.3671 | 35.3196 | 0.013509 | -0.024994 | -0.02378 | 0.013509 | 0.015596 | 0.28319 | -0.19221 | -2.1333 | 0.28319 | 0.20898 | 0.25796 | -0.25236 | -1.5605 | 0.25796 | 0.21772
88 | 0.33 | 0.3 | South/Central | CA | Fresno.Metro.AP.723890 | 3 | 2081643 | 31.1492 | 11.5457 | 48.0246 | 30.9694 | 17.0553 | 1245.67 | 0.5333 | 6.49 | 0.52875 | 0.0045545 | 7.0052 | -0.82089 | -10.23 | -0.808 | -0.012895 | -10.9429 | -0.77818 | -78.5 | 0.94606 | -1.7242 | -56.9505 | 0.5333 | 6.49 | 0.52875 | 0.0045545 | 7.0052 | 0.6067 | 3.88 | 0.68897 | -0.082271 | 5.59 | 0.028433 | 0.88567 | 0.32828 | 1.3655 | 35.4183 | 0.015163 | -0.023341 | -0.022126 | 0.015163 | 0.01725 | 0.18453 | -0.29087 | -2.232 | 0.18453 | 0.11032 | 0.19918 | -0.31114 | -1.6193 | 0.19918 | 0.15894 | 0.028433 | 0.88567 | 0.32828 | 1.3655 | 35.4183 | 0.015163 | -0.023341 | -0.022126 | 0.015163 | 0.01725 | 0.18453 | -0.29087 | -2.232 | 0.18453 | 0.11032 | 0.19918 | -0.31114 | -1.6193 | 0.19918 | 0.15894
89 | 0.33 | 0.35 | South/Central | CA | Fresno.Metro.AP.723890 | 3 | 2081643 | 30.3337 | 12.2233 | 48.1081 | 30.1583 | 17.9498 | 1282.6 | 0.44976 | -30.44 | 1.3398 | -0.89002 | -18.4105 | -0.90443 | -47.16 | 0.0030392 | -0.90747 | -36.3586 | -0.86171 | -115.43 | 1.7571 | -2.6188 | -82.3662 | 0.44976 | -30.44 | 1.3398 | -0.89002 | -18.4105 | 0.52316 | -33.05 | 1.5 | -0.97685 | -19.8257 | 0.028433 | 0.86248 | 0.34755 | 1.3679 | 36.4683 | 0.012788 | -0.025716 | -0.024501 | 0.012788 | 0.014875 | -0.8655 | -1.3409 | -3.282 | -0.8655 | -0.93971 | -0.52347 | -1.0338 | -2.3419 | -0.52347 | -0.5637 | 0.028433 | 0.86248 | 0.34755 | 1.3679 | 36.4683 | 0.012788 | -0.025716 | -0.024501 | 0.012788 | 0.014875 | -0.8655 | -1.3409 | -3.282 | -0.8655 | -0.93971 | -0.52347 | -1.0338 | -2.3419 | -0.52347 | -0.5637
90 | 0.33 | 0.4 | South/Central | CA | Fresno.Metro.AP.723890 | 3 | 2081643 | 29.6179 | 12.9009 | 48.283 | 29.4465 | 18.8365 | 1320.28 | 0.27496 | -68.12 | 2.0516 | -1.7767 | -44.7882 | -1.0792 | -84.84 | 0.71489 | -1.7941 | -62.7362 | -1.0365 | -153.11 | 2.4689 | -3.5055 | -108.7438 | 0.27496 | -68.12 | 2.0516 | -1.7767 | -44.7882 | 0.34836 | -70.73 | 2.2119 | -1.8635 | -46.2033 | 0.028433 | 0.84213 | 0.36681 | 1.3728 | 37.5397 | 0.007818 | -0.030686 | -0.029471 | 0.007818 | 0.0099049 | -1.9369 | -2.4123 | -4.3534 | -1.9369 | -2.0111 | -1.2735 | -1.7838 | -3.0919 | -1.2735 | -1.3137 | 0.028433 | 0.84213 | 0.36681 | 1.3728 | 37.5397 | 0.007818 | -0.030686 | -0.029471 | 0.007818 | 0.0099049 | -1.9369 | -2.4123 | -4.3534 | -1.9369 | -2.0111 | -1.2735 | -1.7838 | -3.0919 | -1.2735 | -1.3137
91 | 0.3 | 0.2 | South/Central | CA | Fresno.Metro.AP.723890 | 3 | 2081643 | 31.4561 | 10.765 | 47.2095 | 31.2745 | 15.9349 | 1191.01 | 1.3484 | 61.15 | 0.22358 | 1.1249 | 48.002 | -0.0057554 | 44.43 | -1.1132 | 1.1074 | 30.0539 | 0.036961 | -23.84 | 0.64089 | -0.60393 | -15.9537 | 1.3484 | 61.15 | 0.22358 | 1.1249 | 48.002 | 1.4218 | 58.54 | 0.3838 | 1.038 | 46.5869 | 0.028433 | 0.89439 | 0.30608 | 1.3423 | 33.8641 | 0.03834 | -0.00016365 | 0.0010509 | 0.03834 | 0.040427 | 1.7387 | 1.2633 | -0.67785 | 1.7387 | 1.6645 | 1.3648 | 0.85453 | -0.45361 | 1.3648 | 1.3246 | 0.028433 | 0.89439 | 0.30608 | 1.3423 | 33.8641 | 0.03834 | -0.00016365 | 0.0010509 | 0.03834 | 0.040427 | 1.7387 | 1.2633 | -0.67785 | 1.7387 | 1.6645 | 1.3648 | 0.85453 | -0.45361 | 1.3648 | 1.3246
92 | 0.3 | 0.25 | South/Central | CA | Fresno.Metro.AP.723890 | 3 | 2081643 | 30.4993 | 11.5142 | 47.2533 | 30.3231 | 16.9302 | 1231.53 | 1.3046 | 20.63 | 1.175 | 0.12956 | 20.3579 | -0.049628 | 3.91 | -0.16174 | 0.11212 | 2.4099 | -0.0069112 | -64.36 | 1.5923 | -1.5992 | -43.5977 | 1.3046 | 20.63 | 1.175 | 0.12956 | 20.3579 | 1.378 | 18.02 | 1.3352 | 0.042739 | 18.9428 | 0.028433 | 0.86719 | 0.32738 | 1.3436 | 35.0162 | 0.037093 | -0.0014111 | -0.00019651 | 0.037093 | 0.03918 | 0.58657 | 0.11117 | -1.83 | 0.58657 | 0.51236 | 0.57884 | 0.06852 | -1.2396 | 0.57884 | 0.5386 | 0.028433 | 0.86719 | 0.32738 | 1.3436 | 35.0162 | 0.037093 | -0.0014111 | -0.00019651 | 0.037093 | 0.03918 | 0.58657 | 0.11117 | -1.83 | 0.58657 | 0.51236 | 0.57884 | 0.06852 | -1.2396 | 0.57884 | 0.5386
93 | 0.3 | 0.3 | South/Central | CA | Fresno.Metro.AP.723890 | 3 | 2081643 | 30.3368 | 11.5672 | 47.2037 | 30.1614 | 17.0424 | 1235.44 | 1.3542 | 16.72 | 1.3367 | 0.017449 | 17.9481 | 0 | 0 | 0 | 0 | 0 | 0.042716 | -68.27 | 1.7541 | -1.7113 | -46.0076 | 1.3542 | 16.72 | 1.3367 | 0.017449 | 17.9481 | 1.4276 | 14.11 | 1.497 | -0.069377 | 16.533 | 0.028433 | 0.86257 | 0.32889 | 1.3421 | 35.1274 | 0.038504 | 0 | 0.0012146 | 0.038504 | 0.040591 | 0.4754 | 0 | -1.9411 | 0.4754 | 0.40119 | 0.51032 | 0 | -1.3081 | 0.51032 | 0.47008 | 0.028433 | 0.86257 | 0.32889 | 1.3421 | 35.1274 | 0.038504 | 0 | 0.0012146 | 0.038504 | 0.040591 | 0.4754 | 0 | -1.9411 | 0.4754 | 0.40119 | 0.51032 | 0 | -1.3081 | 0.51032 | 0.47008
94 | 0.3 | 0.35 | South/Central | CA | Fresno.Metro.AP.723890 | 3 | 2081643 | 29.5313 | 12.2464 | 47.3003 | 29.3602 | 17.9401 | 1272.65 | 1.2576 | -20.49 | 2.1379 | -0.88027 | -7.7218 | -0.096603 | -37.21 | 0.80112 | -0.89772 | -25.6699 | -0.053887 | -105.48 | 2.5552 | -2.6091 | -71.6774 | 1.2576 | -20.49 | 2.1379 | -0.88027 | -7.7218 | 1.331 | -23.1 | 2.2981 | -0.9671 | -9.1369 | 0.028433 | 0.83967 | 0.3482 | 1.3449 | 36.1854 | 0.035757 | -0.0027467 | -0.0015322 | 0.035757 | 0.037844 | -0.58259 | -1.058 | -2.9991 | -0.58259 | -0.6568 | -0.21955 | -0.72987 | -2.038 | -0.21955 | -0.25979 | 0.028433 | 0.83967 | 0.3482 | 1.3449 | 36.1854 | 0.035757 | -0.0027467 | -0.0015322 | 0.035757 | 0.037844 | -0.58259 | -1.058 | -2.9991 | -0.58259 | -0.6568 | -0.21955 | -0.72987 | -2.038 | -0.21955 | -0.25979
95 | 0.3 | 0.4 | South/Central | CA | Fresno.Metro.AP.723890 | 3 | 2081643 | 28.8254 | 12.9324 | 47.5019 | 28.6583 | 18.8436 | 1311.33 | 1.056 | -59.17 | 2.8398 | -1.7838 | -34.9026 | -0.29816 | -75.89 | 1.503 | -1.8012 | -52.8506 | -0.25544 | -144.16 | 3.2571 | -3.5125 | -98.8582 | 1.056 | -59.17 | 2.8398 | -1.7838 | -34.9026 | 1.1294 | -61.78 | 3 | -1.8706 | -36.3177 | 0.028433 | 0.8196 | 0.36771 | 1.3506 | 37.2852 | 0.030026 | -0.0084775 | -0.007263 | 0.030026 | 0.032113 | -1.6824 | -2.1578 | -4.0989 | -1.6824 | -1.7566 | -0.99239 | -1.5027 | -2.8108 | -0.99239 | -1.0326 | 0.028433 | 0.8196 | 0.36771 | 1.3506 | 37.2852 | 0.030026 | -0.0084775 | -0.007263 | 0.030026 | 0.032113 | -1.6824 | -2.1578 | -4.0989 | -1.6824 | -1.7566 | -0.99239 | -1.5027 | -2.8108 | -0.99239 | -1.0326
96 | 0.28 | 0.2 | South/Central | CA | Fresno.Metro.AP.723890 | 3 | 2081643 | 30.8845 | 10.7751 | 46.6279 | 30.7061 | 15.9218 | 1183.61 | 1.93 | 68.55 | 0.792 | 1.138 | 55.8624 | 0.57578 | 51.83 | -0.54474 | 1.1205 | 37.9143 | 0.6185 | -16.44 | 1.2093 | -0.59082 | -8.0932 | 1.93 | 68.55 | 0.792 | 1.138 | 55.8624 | 2.0034 | 65.94 | 0.95222 | 1.0511 | 54.4473 | 0.028433 | 0.87814 | 0.30637 | 1.3258 | 33.6537 | 0.054875 | 0.016371 | 0.017586 | 0.054875 | 0.056962 | 1.9491 | 1.4737 | -0.46744 | 1.9491 | 1.8749 | 1.5883 | 1.078 | -0.23012 | 1.5883 | 1.5481 | 0.028433 | 0.87814 | 0.30637 | 1.3258 | 33.6537 | 0.054875 | 0.016371 | 0.017586 | 0.054875 | 0.056962 | 1.9491 | 1.4737 | -0.46744 | 1.9491 | 1.8749 | 1.5883 | 1.078 | -0.23012 | 1.5883 | 1.5481
97 | 0.28 | 0.25 | South/Central | CA | Fresno.Metro.AP.723890 | 3 | 2081643 | 29.9378 | 11.5341 | 46.6917 | 29.7646 | 16.9271 | 1224.77 | 1.8662 | 27.39 | 1.7335 | 0.13268 | 27.6892 | 0.51199 | 10.67 | 0.39676 | 0.11523 | 9.7412 | 0.5547 | -57.6 | 2.1508 | -1.5961 | -36.2664 | 1.8662 | 27.39 | 1.7335 | 0.13268 | 27.6892 | 1.9396 | 24.78 | 1.8937 | 0.045852 | 26.2741 | 0.028433 | 0.85123 | 0.32795 | 1.3276 | 34.824 | 0.053061 | 0.014557 | 0.015772 | 0.053061 | 0.055148 | 0.77878 | 0.30338 | -1.6377 | 0.77878 | 0.70457 | 0.78729 | 0.27697 | -1.0312 | 0.78729 | 0.74705 | 0.028433 | 0.85123 | 0.32795 | 1.3276 | 34.824 | 0.053061 | 0.014557 | 0.015772 | 0.053061 | 0.055148 | 0.77878 | 0.30338 | -1.6377 | 0.77878 | 0.70457 | 0.78729 | 0.27697 | -1.0312 | 0.78729 | 0.74705
98 | 0.28 | 0.3 | South/Central | CA | Fresno.Metro.AP.723890 | 3 | 2081643 | 29.6057 | 11.7303 | 46.6571 | 29.4342 | 17.2229 | 1236.23 | 1.9008 | 15.93 | 2.0639 | -0.1631 | 20.0888 | 0.54658 | -0.79 | 0.72713 | -0.18055 | 2.1407 | 0.5893 | -69.06 | 2.4812 | -1.8919 | -43.8669 | 1.9008 | 15.93 | 2.0639 | -0.1631 | 20.0888 | 1.9742 | 13.32 | 2.2241 | -0.24992 | 18.6736 | 0.028433 | 0.84178 | 0.33353 | 1.3266 | 35.1499 | 0.054045 | 0.015541 | 0.016756 | 0.054045 | 0.056132 | 0.45294 | -0.022462 | -1.9636 | 0.45294 | 0.37873 | 0.57119 | 0.060866 | -1.2473 | 0.57119 | 0.53095 | 0.028433 | 0.84178 | 0.33353 | 1.3266 | 35.1499 | 0.054045 | 0.015541 | 0.016756 | 0.054045 | 0.056132 | 0.45294 | -0.022462 | -1.9636 | 0.45294 | 0.37873 | 0.57119 | 0.060866 | -1.2473 | 0.57119 | 0.53095
99 | 0.28 | 0.35 | South/Central | CA | Fresno.Metro.AP.723890 | 3 | 2081643 | 28.8385 | 12.4378 | 46.829 | 28.6713 | 18.1577 | 1275.82 | 1.729 | -23.66 | 2.8268 | -1.0979 | -7.5596 | 0.37477 | -40.38 | 1.4901 | -1.1153 | -25.5077 | 0.41748 | -108.65 | 3.2441 | -2.8267 | -71.5153 | 1.729 | -23.66 | 2.8268 | -1.0979 | -7.5596 | 1.8024 | -26.27 | 2.9871 | -1.1847 | -8.9747 | 0.028433 | 0.81997 | 0.35365 | 1.3315 | 36.2755 | 0.04916 | 0.010656 | 0.01187 | 0.04916 | 0.051247 | -0.67273 | -1.1481 | -3.0893 | -0.67273 | -0.74694 | -0.21494 | -0.72526 | -2.0334 | -0.21494 | -0.25518 | 0.028433 | 0.81997 | 0.35365 | 1.3315 | 36.2755 | 0.04916 | 0.010656 | 0.01187 | 0.04916 | 0.051247 | -0.67273 | -1.1481 | -3.0893 | -0.67273 | -0.74694 | -0.21494 | -0.72526 | -2.0334 | -0.21494 | -0.25518
100 | 0.28 | 0.4 | South/Central | CA | Fresno.Metro.AP.723890 | 3 | 2081643 | 28.2754 | 12.954 | 46.9535 | 28.1112 | 18.8422 | 1304.79 | 1.6045 | -52.63 | 3.3869 | -1.7824 | -27.7892 | 0.25027 | -69.35 | 2.0501 | -1.7998 | -45.7372 | 0.29298 | -137.62 | 3.8042 | -3.5112 | -91.7448 | 1.6045 | -52.63 | 3.3869 | -1.7824 | -27.7892 | 1.6779 | -55.24 | 3.5471 | -1.8692 | -29.2043 | 0.028433 | 0.80396 | 0.36832 | 1.335 | 37.0992 | 0.04562 | 0.0071159 | 0.0083304 | 0.04562 | 0.047707 | -1.4964 | -1.9718 | -3.913 | -1.4964 | -1.5706 | -0.79013 | -1.3005 | -2.6086 | -0.79013 | -0.83037 | 0.028433 | 0.80396 | 0.36832 | 1.335 | 37.0992 | 0.04562 | 0.0071159 | 0.0083304 | 0.04562 | 0.047707 | -1.4964 | -1.9718 | -3.913 | -1.4964 | -1.5706 | -0.79013 | -1.3005 | -2.6086 | -0.79013 | -0.83037
101 | 0.27 | 0.2 | South/Central | CA | Fresno.Metro.AP.723890 | 3 | 2081643 | 30.5938 | 10.785 | 46.3371 | 30.4169 | 15.9202 | 1180.1 | 2.2208 | 72.06 | 1.0812 | 1.1396 | 59.6601 | 0.86661 | 55.34 | -0.25557 | 1.1222 | 41.712 | 0.90932 | -12.93 | 1.4985 | -0.58916 | -4.2956 | 2.2208 | 72.06 | 1.0812 | 1.1396 | 59.6601 | 2.2942 | 69.45 | 1.2414 | 1.0528 | 58.2449 | 0.028433 | 0.86988 | 0.30665 | 1.3175 | 33.5539 | 0.063144 | 0.02464 | 0.025855 | 0.063144 | 0.065231 | 2.0489 | 1.5735 | -0.36764 | 2.0489 | 1.9747 | 1.6963 | 1.186 | -0.12214 | 1.6963 | 1.6561 | 0.028433 | 0.86988 | 0.30665 | 1.3175 | 33.5539 | 0.063144 | 0.02464 | 0.025855 | 0.063144 | 0.065231 | 2.0489 | 1.5735 | -0.36764 | 2.0489 | 1.9747 | 1.6963 | 1.186 | -0.12214 | 1.6963 | 1.6561
102 | 0.27 | 0.25 | South/Central | CA | Fresno.Metro.AP.723890 | 3 | 2081643 | 29.657 | 11.5357 | 46.4024 | 29.4853 | 16.9171 | 1220.94 | 2.1555 | 31.22 | 2.0128 | 0.14271 | 31.6948 | 0.80127 | 14.5 | 0.67601 | 0.12526 | 13.7467 | 0.84399 | -53.77 | 2.4301 | -1.5861 | -32.2609 | 2.1555 | 31.22 | 2.0128 | 0.14271 | 31.6948 | 2.2289 | 28.61 | 2.173 | 0.055882 | 30.2796 | 0.028433 | 0.84324 | 0.328 | 1.3194 | 34.7151 | 0.061287 | 0.022783 | 0.023997 | 0.061287 | 0.063373 | 0.88768 | 0.41228 | -1.5288 | 0.88768 | 0.81347 | 0.90118 | 0.39086 | -0.91728 | 0.90118 | 0.86094 | 0.028433 | 0.84324 | 0.328 | 1.3194 | 34.7151 | 0.061287 | 0.022783 | 0.023997 | 0.061287 | 0.063373 | 0.88768 | 0.41228 | -1.5288 | 0.88768 | 0.81347 | 0.90118 | 0.39086 | -0.91728 | 0.90118 | 0.86094
103 | 0.27 | 0.3 | South/Central | CA | Fresno.Metro.AP.723890 | 3 | 2081643 | 29.2037 | 11.8618 | 46.4067 | 29.0344 | 17.3722 | 1239.27 | 2.1512 | 12.89 | 2.4637 | -0.31243 | 19.2577 | 0.79704 | -3.83 | 1.1269 | -0.32988 | 1.3096 | 0.83976 | -72.1 | 2.881 | -2.0412 | -44.698 | 2.1512 | 12.89 | 2.4637 | -0.31243 | 19.2577 | 2.2246 | 10.28 | 2.6239 | -0.39926 | 17.8426 | 0.028433 | 0.83035 | 0.33727 | 1.3195 | 35.2363 | 0.061166 | 0.022662 | 0.023877 | 0.061166 | 0.063253 | 0.3665 | -0.1089 | -2.05 | 0.3665 | 0.29229 | 0.54756 | 0.037237 | -1.2709 | 0.54756 | 0.50732 | 0.028433 | 0.83035 | 0.33727 | 1.3195 | 35.2363 | 0.061166 | 0.022662 | 0.023877 | 0.061166 | 0.063253 | 0.3665 | -0.1089 | -2.05 | 0.3665 | 0.29229 | 0.54756 | 0.037237 | -1.2709 | 0.54756 | 0.50732
104 | 0.27 | 0.35 | South/Central | CA | Fresno.Metro.AP.723890 | 3 | 2081643 | 28.428 | 12.6278 | 46.6484 | 28.2631 | 18.3853 | 1282.83 | 1.9095 | -30.67 | 3.235 | -1.3255 | -11.4226 | 0.55534 | -47.39 | 1.8983 | -1.3429 | -29.3707 | 0.59805 | -115.66 | 3.6523 | -3.0543 | -75.3783 | 1.9095 | -30.67 | 3.235 | -1.3255 | -11.4226 | 1.9829 | -33.28 | 3.3953 | -1.4123 | -12.8377 | 0.028433 | 0.8083 | 0.35905 | 1.3264 | 36.4748 | 0.054294 | 0.01579 | 0.017004 | 0.054294 | 0.056381 | -0.87204 | -1.3474 | -3.2886 | -0.87204 | -0.94625 | -0.32478 | -0.8351 | -2.1432 | -0.32478 | -0.36502 | 0.028433 | 0.8083 | 0.35905 | 1.3264 | 36.4748 | 0.054294 | 0.01579 | 0.017004 | 0.054294 | 0.056381 | -0.87204 | -1.3474 | -3.2886 | -0.87204 | -0.94625 | -0.32478 | -0.8351 | -2.1432 | -0.32478 | -0.36502
105 | 0.27 | 0.4 | South/Central | CA | Fresno.Metro.AP.723890 | 3 | 2081643 | 28.0046 | 12.9739 | 46.701 | 27.8419 | 18.8591 | 1302.48 | 1.8569 | -50.32 | 3.6562 | -1.7993 | -24.9905 | 0.50273 | -67.04 | 2.3194 | -1.8167 | -42.9385 | 0.54545 | -135.31 | 4.0735 | -3.5281 | -88.9461 | 1.8569 | -50.32 | 3.6562 | -1.7993 | -24.9905 | 1.9303 | -52.93 | 3.8164 | -1.8861 | -26.4056 | 0.028433 | 0.79626 | 0.36889 | 1.3279 | 37.0335 | 0.052798 | 0.014294 | 0.015509 | 0.052798 | 0.054885 | -1.4308 | -1.9062 | -3.8473 | -1.4308 | -1.505 | -0.71056 | -1.2209 | -2.529 | -0.71056 | -0.75079 | 0.028433 | 0.79626 | 0.36889 | 1.3279 | 37.0335 | 0.052798 | 0.014294 | 0.015509 | 0.052798 | 0.054885 | -1.4308 | -1.9062 | -3.8473 | -1.4308 | -1.505 | -0.71056 | -1.2209 | -2.529 | -0.71056 | -0.75079
106 | 0.26 | 0.2 | South/Central | CA | Fresno.Metro.AP.723890 | 3 | 2081643 | 30.303 | 10.7866 | 46.0464 | 30.1278 | 15.9186 | 1176.6 | 2.5115 | 75.56 | 1.3703 | 1.1412 | 63.454 | 1.1573 | 58.84 | 0.033598 | 1.1237 | 45.5059 | 1.2001 | -9.43 | 1.7877 | -0.5876 | -0.50168 | 2.5115 | 75.56 | 1.3703 | 1.1412 | 63.454 | 2.5849 | 72.95 | 1.5306 | 1.0544 | 62.0389 | 0.028433 | 0.86161 | 0.3067 | 1.3092 | 33.4544 | 0.071411 | 0.032907 | 0.034121 | 0.071411 | 0.073498 | 2.1484 | 1.673 | -0.26812 | 2.1484 | 2.0742 | 1.8042 | 1.2939 | -0.014264 | 1.8042 | 1.764 | 0.028433 | 0.86161 | 0.3067 | 1.3092 | 33.4544 | 0.071411 | 0.032907 | 0.034121 | 0.071411 | 0.073498 | 2.1484 | 1.673 | -0.26812 | 2.1484 | 2.0742 | 1.8042 | 1.2939 | -0.014264 | 1.8042 | 1.764
107 | 0.26 | 0.25 | South/Central | CA | Fresno.Metro.AP.723890 | 3 | 2081643 | 29.3762 | 11.5457 | 46.1217 | 29.2061 | 16.9156 | 1217.56 | 2.4363 | 34.6 | 2.292 | 0.14425 | 35.3598 | 1.0821 | 17.88 | 0.95526 | 0.1268 | 17.4117 | 1.1248 | -50.39 | 2.7093 | -1.5845 | -28.5958 | 2.4363 | 34.6 | 2.292 | 0.14425 | 35.3598 | 2.5097 | 31.99 | 2.4522 | 0.057423 | 33.9447 | 0.028433 | 0.83526 | 0.32828 | 1.3114 | 34.619 | 0.06927 | 0.030766 | 0.031981 | 0.06927 | 0.071357 | 0.98379 | 0.50838 | -1.4327 | 0.98379 | 0.90957 | 1.0054 | 0.49507 | -0.81307 | 1.0054 | 0.96515 | 0.028433 | 0.83526 | 0.32828 | 1.3114 | 34.619 | 0.06927 | 0.030766 | 0.031981 | 0.06927 | 0.071357 | 0.98379 | 0.50838 | -1.4327 | 0.98379 | 0.90957 | 1.0054 | 0.49507 | -0.81307 | 1.0054 | 0.96515
108 | 0.26 | 0.3 | South/Central | CA | Fresno.Metro.AP.723890 | 3 | 2081643 | 28.7518 | 12.0733 | 46.2163 | 28.585 | 17.6312 | 1247.43 | 2.3417 | 4.73 | 2.9131 | -0.5714 | 14.6692 | 0.98747 | -11.99 | 1.5763 | -0.58885 | -3.2789 | 1.0302 | -80.26 | 3.3304 | -2.3002 | -49.2865 | 2.3417 | 4.73 | 2.9131 | -0.5714 | 14.6692 | 2.4151 | 2.12 | 3.0733 | -0.65823 | 13.254 | 0.028433 | 0.8175 | 0.34328 | 1.3141 | 35.4683 | 0.066581 | 0.028077 | 0.029291 | 0.066581 | 0.068668 | 0.13449 | -0.34091 | -2.282 | 0.13449 | 0.060278 | 0.41709 | -0.09323 | -1.4014 | 0.41709 | 0.37685 | 0.028433 | 0.8175 | 0.34328 | 1.3141 | 35.4683 | 0.066581 | 0.028077 | 0.029291 | 0.066581 | 0.068668 | 0.13449 | -0.34091 | -2.282 | 0.13449 | 0.060278 | 0.41709 | -0.09323 | -1.4014 | 0.41709 | 0.37685
109 | 0.26 | 0.35 | South/Central | CA | Fresno.Metro.AP.723890 | 3 | 2081643 | 28.0076 | 12.8309 | 46.481 | 27.845 | 18.6361 | 1290.93 | 2.0769 | -38.77 | 3.6531 | -1.5763 | -16.0855 | 0.72269 | -55.49 | 2.3164 | -1.5937 | -34.0336 | 0.76541 | -123.76 | 4.0705 | -3.3051 | -80.0412 | 2.0769 | -38.77 | 3.6531 | -1.5763 | -16.0855 | 2.1503 | -41.38 | 3.8134 | -1.6631 | -17.5006 | 0.028433 | 0.79634 | 0.36482 | 1.3216 | 36.7051 | 0.059052 | 0.020548 | 0.021763 | 0.059052 | 0.061139 | -1.1024 | -1.5778 | -3.5189 | -1.1024 | -1.1766 | -0.45736 | -0.96768 | -2.2758 | -0.45736 | -0.4976 | 0.028433 | 0.79634 | 0.36482 | 1.3216 | 36.7051 | 0.059052 | 0.020548 | 0.021763 | 0.059052 | 0.061139 | -1.1024 | -1.5778 | -3.5189 | -1.1024 | -1.1766 | -0.45736 | -0.96768 | -2.2758 | -0.45736 | -0.4976
110 | 0.26 | 0.4 | South/Central | CA | Fresno.Metro.AP.723890 | 3 | 2081643 | 27.7337 | 12.9854 | 46.4332 | 27.5726 | 18.8606 | 1299.38 | 2.1247 | -47.22 | 3.9255 | -1.8008 | -21.5768 | 0.77053 | -63.94 | 2.5888 | -1.8182 | -39.5249 | 0.81325 | -132.21 | 4.3428 | -3.5296 | -85.5325 | 2.1247 | -47.22 | 3.9255 | -1.8008 | -21.5768 | 2.1981 | -49.83 | 4.0857 | -1.8876 | -22.9919 | 0.028433 | 0.78856 | 0.36922 | 1.3202 | 36.9454 | 0.060412 | 0.021909 | 0.023123 | 0.060412 | 0.062499 | -1.3426 | -1.818 | -3.7591 | -1.3426 | -1.4168 | -0.6135 | -1.1238 | -2.432 | -0.6135 | -0.65373 | 0.028433 | 0.78856 | 0.36922 | 1.3202 | 36.9454 | 0.060412 | 0.021909 | 0.023123 | 0.060412 | 0.062499 | -1.3426 | -1.818 | -3.7591 | -1.3426 | -1.4168 | -0.6135 | -1.1238 | -2.432 | -0.6135 | -0.65373
111 | 0.25 | 0.2 | South/Central | CA | Fresno.Metro.AP.723890 | 3 | 2081643 | 30.0039 | 10.7966 | 45.7472 | 29.8302 | 15.917 | 1173 | 2.8107 | 79.16 | 1.6679 | 1.1428 | 67.3567 | 1.4565 | 62.44 | 0.33117 | 1.1253 | 49.4086 | 1.4992 | -5.83 | 2.0852 | -0.58603 | 3.401 | 2.8107 | 79.16 | 1.6679 | 1.1428 | 67.3567 | 2.8841 | 76.55 | 1.8281 | 1.0559 | 65.9416 | 0.028433 | 0.8531 | 0.30698 | 1.3007 | 33.352 | 0.079916 | 0.041412 | 0.042627 | 0.079916 | 0.082003 | 2.2508 | 1.7754 | -0.16576 | 2.2508 | 2.1766 | 1.9152 | 1.4048 | 0.096702 | 1.9152 | 1.8749 | 0.028433 | 0.8531 | 0.30698 | 1.3007 | 33.352 | 0.079916 | 0.041412 | 0.042627 | 0.079916 | 0.082003 | 2.2508 | 1.7754 | -0.16576 | 2.2508 | 2.1766 | 1.9152 | 1.4048 | 0.096702 | 1.9152 | 1.8749
112 | 0.25 | 0.25 | South/Central | CA | Fresno.Metro.AP.723890 | 3 | 2081643 | 29.087 | 11.5556 | 45.8324 | 28.9184 | 16.9139 | 1214.07 | 2.7255 | 38.09 | 2.5797 | 0.14589 | 39.1372 | 1.3714 | 21.37 | 1.2429 | 0.12844 | 21.1891 | 1.4141 | -46.9 | 2.997 | -1.5829 | -24.8185 | 2.7255 | 38.09 | 2.5797 | 0.14589 | 39.1372 | 2.7989 | 35.48 | 2.7399 | 0.059063 | 37.7221 | 0.028433 | 0.82703 | 0.32856 | 1.3032 | 34.5198 | 0.077496 | 0.038992 | 0.040206 | 0.077496 | 0.079583 | 1.083 | 0.60762 | -1.3335 | 1.083 | 1.0088 | 1.1128 | 0.60247 | -0.70567 | 1.1128 | 1.0726 | 0.028433 | 0.82703 | 0.32856 | 1.3032 | 34.5198 | 0.077496 | 0.038992 | 0.040206 | 0.077496 | 0.079583 | 1.083 | 0.60762 | -1.3335 | 1.083 | 1.0088 | 1.1128 | 0.60247 | -0.70567 | 1.1128 | 1.0726
113 | 0.25 | 0.3 | South/Central | CA | Fresno.Metro.AP.723890 | 3 | 2081643 | 28.2899 | 12.3033 | 46.0343 | 28.1257 | 17.9086 | 1256.43 | 2.5236 | -4.27 | 3.3724 | -0.84881 | 9.4694 | 1.1694 | -20.99 | 2.0356 | -0.86626 | -8.4787 | 1.2121 | -89.26 | 3.7897 | -2.5776 | -54.4863 | 2.5236 | -4.27 | 3.3724 | -0.84881 | 9.4694 | 2.597 | -6.88 | 3.5326 | -0.93563 | 8.0542 | 0.028433 | 0.80437 | 0.34982 | 1.3089 | 35.7242 | 0.071753 | 0.033249 | 0.034464 | 0.071753 | 0.07384 | -0.12141 | -0.59681 | -2.5379 | -0.12141 | -0.19562 | 0.26924 | -0.24108 | -1.5492 | 0.26924 | 0.22901 | 0.028433 | 0.80437 | 0.34982 | 1.3089 | 35.7242 | 0.071753 | 0.033249 | 0.034464 | 0.071753 | 0.07384 | -0.12141 | -0.59681 | -2.5379 | -0.12141 | -0.19562 | 0.26924 | -0.24108 | -1.5492 | 0.26924 | 0.22901
114 | 0.25 | 0.35 | South/Central | CA | Fresno.Metro.AP.723890 | 3 | 2081643 | 27.5657 | 13.0909 | 46.3591 | 27.4055 | 18.9536 | 1302.24 | 2.1988 | -50.08 | 4.0926 | -1.8938 | -23.1519 | 0.8446 | -66.8 | 2.7559 | -1.9113 | -41.1 | 0.88732 | -135.07 | 4.5099 | -3.6226 | -87.1076 | 2.1988 | -50.08 | 4.0926 | -1.8938 | -23.1519 | 2.2722 | -52.69 | 4.2528 | -1.9807 | -24.567 | 0.028433 | 0.78378 | 0.37221 | 1.3181 | 37.0267 | 0.062519 | 0.024015 | 0.025229 | 0.062519 | 0.064606 | -1.4239 | -1.8993 | -3.8405 | -1.4239 | -1.4981 | -0.65828 | -1.1686 | -2.4767 | -0.65828 | -0.69852 | 0.028433 | 0.78378 | 0.37221 | 1.3181 | 37.0267 | 0.062519 | 0.024015 | 0.025229 | 0.062519 | 0.064606 | -1.4239 | -1.8993 | -3.8405 | -1.4239 | -1.4981 | -0.65828 | -1.1686 | -2.4767 | -0.65828 | -0.69852
115 | 0.25 | 0.4 | South/Central | CA | Fresno.Metro.AP.723890 | 3 | 2081643 | 27.4545 | 12.997 | 46.1555 | 27.2949 | 18.8606 | 1296.1 | 2.4024 | -43.94 | 4.2033 | -1.8008 | -17.9944 | 1.0482 | -60.66 | 2.8665 | -1.8183 | -35.9424 | 1.0909 | -128.93 | 4.6206 | -3.5296 | -81.95 | 2.4024 | -43.94 | 4.2033 | -1.8008 | -17.9944 | 2.4758 | -46.55 | 4.3635 | -1.8877 | -19.4095 | 0.028433 | 0.78062 | 0.36954 | 1.3123 | 36.8521 | 0.068308 | 0.029804 | 0.031019 | 0.068308 | 0.070395 | -1.2494 | -1.7248 | -3.6659 | -1.2494 | -1.3236 | -0.51164 | -1.022 | -2.3301 | -0.51164 | -0.55187 | 0.028433 | 0.78062 | 0.36954 | 1.3123 | 36.8521 | 0.068308 | 0.029804 | 0.031019 | 0.068308 | 0.070395 | -1.2494 | -1.7248 | -3.6659 | -1.2494 | -1.3236 | -0.51164 | -1.022 | -2.3301 | -0.51164 | -0.55187
116 | 0.24 | 0.2 | South/Central | CA | Fresno.Metro.AP.723890 | 3 | 2081643 | 29.7215 | 10.8065 | 45.4648 | 29.5494 | 15.9154 | 1169.6 | 3.0931 | 82.56 | 1.9487 | 1.1444 | 71.0456 | 1.7389 | 65.84 | 0.61194 | 1.127 | 53.0975 | 1.7816 | -2.43 | 2.366 | -0.58438 | 7.0899 | 3.0931 | 82.56 | 1.9487 | 1.1444 | 71.0456 | 3.1665 | 79.95 | 2.1089 | 1.0576 | 69.6305 | 0.028433 | 0.84507 | 0.30726 | 1.2927 | 33.2554 | 0.087946 | 0.049442 | 0.050657 | 0.087946 | 0.090033 | 2.3474 | 1.872 | -0.069092 | 2.3474 | 2.2732 | 2.02 | 1.5097 | 0.20159 | 2.02 | 1.9798 | 0.028433 | 0.84507 | 0.30726 | 1.2927 | 33.2554 | 0.087946 | 0.049442 | 0.050657 | 0.087946 | 0.090033 | 2.3474 | 1.872 | -0.069092 | 2.3474 | 2.2732 | 2.02 | 1.5097 | 0.20159 | 2.02 | 1.9798
117 | 0.24 | 0.25 | South/Central | CA | Fresno.Metro.AP.723890 | 3 | 2081643 | 28.8046 | 11.5572 | 45.5416 | 28.6377 | 16.9039 | 1210.24 | 3.0163 | 41.92 | 2.8604 | 0.15587 | 43.1602 | 1.6621 | 25.2 | 1.5237 | 0.13842 | 25.2121 | 1.7048 | -43.07 | 3.2777 | -1.5729 | -20.7955 | 3.0163 | 41.92 | 2.8604 | 0.15587 | 43.1602 | 3.0897 | 39.31 | 3.0207 | 0.069041 | 41.7451 | 0.028433 | 0.81901 | 0.32861 | 1.2949 | 34.4109 | 0.085763 | 0.047259 | 0.048473 | 0.085763 | 0.08785 | 1.1919 | 0.71651 | -1.2246 | 1.1919 | 1.1177 | 1.2272 | 0.71686 | -0.59128 | 1.2272 | 1.1869 | 0.028433 | 0.81901 | 0.32861 | 1.2949 | 34.4109 | 0.085763 | 0.047259 | 0.048473 | 0.085763 | 0.08785 | 1.1919 | 0.71651 | -1.2246 | 1.1919 | 1.1177 | 1.2272 | 0.71686 | -0.59128 | 1.2272 | 1.1869
118 | 0.24 | 0.3 | South/Central | CA | Fresno.Metro.AP.723890 | 3 | 2081643 | 28.0091 | 12.3148 | 45.755 | 27.8465 | 17.9086 | 1253.12 | 2.8029 | -0.96 | 3.6516 | -0.84875 | 13.0749 | 1.4487 | -17.68 | 2.3149 | -0.8662 | -4.8731 | 1.4914 | -85.95 | 4.0689 | -2.5775 | -50.8807 | 2.8029 | -0.96 | 3.6516 | -0.84875 | 13.0749 | 2.8763 | -3.57 | 3.8119 | -0.93557 | 11.6598 | 0.028433 | 0.79639 | 0.35015 | 1.301 | 35.6301 | 0.079695 | 0.041191 | 0.042405 | 0.079695 | 0.081781 | -0.027296 | -0.5027 | -2.4438 | -0.027296 | -0.10151 | 0.37176 | -0.13856 | -1.4467 | 0.37176 | 0.33152 | 0.028433 | 0.79639 | 0.35015 | 1.301 | 35.6301 | 0.079695 | 0.041191 | 0.042405 | 0.079695 | 0.081781 | -0.027296 | -0.5027 | -2.4438 | -0.027296 | -0.10151 | 0.37176 | -0.13856 | -1.4467 | 0.37176 | 0.33152
119 | 0.24 | 0.35 | South/Central | CA | Fresno.Metro.AP.723890 | 3 | 2081643 | 27.2933 | 13.1024 | 46.0883 | 27.1346 | 18.9536 | 1299.04 | 2.4696 | -46.88 | 4.3635 | -1.8938 | -19.6572 | 1.1155 | -63.6 | 3.0267 | -1.9113 | -37.6053 | 1.1582 | -131.87 | 4.7808 | -3.6226 | -83.6129 | 2.4696 | -46.88 | 4.3635 | -1.8938 | -19.6572 | 2.543 | -49.49 | 4.5237 | -1.9807 | -21.0723 | 0.028433 | 0.77603 | 0.37254 | 1.3104 | 36.9357 | 0.07022 | 0.031716 | 0.03293 | 0.07022 | 0.072307 | -1.3329 | -1.8083 | -3.7495 | -1.3329 | -1.4072 | -0.55892 | -1.0692 | -2.3774 | -0.55892 | -0.59915 | 0.028433 | 0.77603 | 0.37254 | 1.3104 | 36.9357 | 0.07022 | 0.031716 | 0.03293 | 0.07022 | 0.072307 | -1.3329 | -1.8083 | -3.7495 | -1.3329 | -1.4072 | -0.55892 | -1.0692 | -2.3774 | -0.55892 | -0.59915
120 | 0.24 | 0.4 | South/Central | CA | Fresno.Metro.AP.723890 | 3 | 2081643 | 27.1821 | 13.0154 | 45.8916 | 27.024 | 18.8676 | 1293.26 | 2.6663 | -41.1 | 4.4741 | -1.8078 | -14.779 | 1.3121 | -57.82 | 3.1374 | -1.8252 | -32.7271 | 1.3548 | -126.09 | 4.8914 | -3.5366 | -78.7346 | 2.6663 | -41.1 | 4.4741 | -1.8078 | -14.779 | 2.7397 | -43.71 | 4.6343 | -1.8946 | -16.1941 | 0.028433 | 0.77287 | 0.37007 | 1.3048 | 36.7714 | 0.075811 | 0.037308 | 0.038522 | 0.075811 | 0.077898 | -1.1686 | -1.644 | -3.5851 | -1.1686 | -1.2428 | -0.42021 | -0.93053 | -2.2387 | -0.42021 | -0.46045 | 0.028433 | 0.77287 | 0.37007 | 1.3048 | 36.7714 | 0.075811 | 0.037308 | 0.038522 | 0.075811 | 0.077898 | -1.1686 | -1.644 | -3.5851 | -1.1686 | -1.2428 | -0.42021 | -0.93053 | -2.2387 | -0.42021 | -0.46045
121 | 0.22 | 0.2 | South/Central | CA | Fresno.Metro.AP.723890 | 3 | 2081643 | 29.1315 | 10.8096 | 44.8579 | 28.9627 | 15.8953 | 1161.61 | 3.7 | 90.55 | 2.5354 | 1.1645 | 79.4236 | 2.3458 | 73.83 | 1.1987 | 1.1471 | 61.4756 | 2.3885 | 5.56 | 2.9527 | -0.56425 | 15.468 | 3.7 | 90.55 | 2.5354 | 1.1645 | 79.4236 | 3.7734 | 87.94 | 2.6956 | 1.0777 | 78.0085 | 0.028433 | 0.8283 | 0.30735 | 1.2755 | 33.0282 | 0.1052 | 0.066698 | 0.067912 | 0.1052 | 0.10729 | 2.5746 | 2.0992 | 0.15809 | 2.5746 | 2.5004 | 2.2583 | 1.7479 | 0.4398 | 2.2583 | 2.218 | 0.028433 | 0.8283 | 0.30735 | 1.2755 | 33.0282 | 0.1052 | 0.066698 | 0.067912 | 0.1052 | 0.10729 | 2.5746 | 2.0992 | 0.15809 | 2.5746 | 2.5004 | 2.2583 | 1.7479 | 0.4398 | 2.2583 | 2.218
122 | 0.22 | 0.25 | South/Central | CA | Fresno.Metro.AP.723890 | 3 | 2081643 | 28.2247 | 11.5771 | 44.97 | 28.0609 | 16.9091 | 1203.69 | 3.5879 | 48.47 | 3.4373 | 0.15067 | 50.3945 | 2.2337 | 31.75 | 2.1005 | 0.13322 | 32.4464 | 2.2764 | -36.52 | 3.8546 | -1.5781 | -13.5612 | 3.5879 | 48.47 | 3.4373 | 0.15067 | 50.3945 | 3.6613 | 45.86 | 3.5975 | 0.063842 | 48.9794 | 0.028433 | 0.80252 | 0.32917 | 1.2786 | 34.2246 | 0.10202 | 0.063512 | 0.064726 | 0.10202 | 0.1041 | 1.3782 | 0.90275 | -1.0384 | 1.3782 | 1.3039 | 1.4329 | 0.92255 | -0.38559 | 1.4329 | 1.3926 | 0.028433 | 0.80252 | 0.32917 | 1.2786 | 34.2246 | 0.10202 | 0.063512 | 0.064726 | 0.10202 | 0.1041 | 1.3782 | 0.90275 | -1.0384 | 1.3782 | 1.3039 | 1.4329 | 0.92255 | -0.38559 | 1.4329 | 1.3926
123 | 0.22 | 0.3 | South/Central | CA | Fresno.Metro.AP.723890 | 3 | 2081643 | 27.4391 | 12.3347 | 45.1949 | 27.2796 | 17.9153 | 1246.78 | 3.363 | 5.38 | 4.2185 | -0.85553 | 20.1177 | 2.0088 | -11.34 | 2.8818 | -0.87298 | 2.1697 | 2.0515 | -79.61 | 4.6358 | -2.5843 | -43.8379 | 3.363 | 5.38 | 4.2185 | -0.85553 | 20.1177 | 3.4364 | 2.77 | 4.3788 | -0.94236 | 18.7026 | 0.028433 | 0.78018 | 0.35071 | 1.285 | 35.4498 | 0.095621 | 0.057117 | 0.058331 | 0.095621 | 0.097707 | 0.15297 | -0.32243 | -2.2636 | 0.15297 | 0.07876 | 0.57201 | 0.06169 | -1.2464 | 0.57201 | 0.53177 | 0.028433 | 0.78018 | 0.35071 | 1.285 | 35.4498 | 0.095621 | 0.057117 | 0.058331 | 0.095621 | 0.097707 | 0.15297 | -0.32243 | -2.2636 | 0.15297 | 0.07876 | 0.57201 | 0.06169 | -1.2464 | 0.57201 | 0.53177
124 | 0.22 | 0.35 | South/Central | CA | Fresno.Metro.AP.723890 | 3 | 2081643 | 26.7333 | 13.1239 | 45.5398 | 26.5776 | 18.9621 | 1292.91 | 3.0181 | -40.75 | 4.9205 | -1.9023 | -12.8109 | 1.6639 | -57.47 | 3.5837 | -1.9198 | -30.759 | 1.7067 | -125.74 | 5.3378 | -3.6311 | -76.7666 | 3.0181 | -40.75 | 4.9205 | -1.9023 | -12.8109 | 3.0915 | -43.36 | 5.0807 | -1.9891 | -14.2261 | 0.028433 | 0.76011 | 0.37315 | 1.2948 | 36.7614 | 0.085815 | 0.047311 | 0.048526 | 0.085815 | 0.087902 | -1.1586 | -1.6341 | -3.5752 | -1.1586 | -1.2329 | -0.36425 | -0.87457 | -2.1827 | -0.36425 | -0.40449 | 0.028433 | 0.76011 | 0.37315 | 1.2948 | 36.7614 | 0.085815 | 0.047311 | 0.048526 | 0.085815 | 0.087902 | -1.1586 | -1.6341 | -3.5752 | -1.1586 | -1.2329 | -0.36425 | -0.87457 | -2.1827 | -0.36425 | -0.40449
125 | 0.22 | 0.4 | South/Central | CA | Fresno.Metro.AP.723890 | 3 | 2081643 | 26.6221 | 13.0385 | 45.3446 | 26.467 | 18.8776 | 1287.2 | 3.2133 | -35.04 | 5.0311 | -1.8178 | -7.9935 | 1.8591 | -51.76 | 3.6943 | -1.8352 | -25.9416 | 1.9018 | -120.03 | 5.4484 | -3.5466 | -71.9492 | 3.2133 | -35.04 | 5.0311 | -1.8178 | -7.9935 | 3.2867 | -37.65 | 5.1913 | -1.9046 | -9.4086 | 0.028433 | 0.75695 | 0.37073 | 1.2893 | 36.5991 | 0.091364 | 0.05286 | 0.054074 | 0.091364 | 0.093451 | -0.9963 | -1.4717 | -3.4128 | -0.9963 | -1.0705 | -0.22728 | -0.7376 | -2.0457 | -0.22728 | -0.26752 | 0.028433 | 0.75695 | 0.37073 | 1.2893 | 36.5991 | 0.091364 | 0.05286 | 0.054074 | 0.091364 | 0.093451 | -0.9963 | -1.4717 | -3.4128 | -0.9963 | -1.0705 | -0.22728 | -0.7376 | -2.0457 | -0.22728 | -0.26752
126 | 0.2 | 0.2 | South/Central | CA | Fresno.Metro.AP.723890 | 3 | 2081643 | 28.54 | 10.8196 | 44.2564 | 28.3744 | 15.882 | 1153.97 | 4.3015 | 98.19 | 3.1237 | 1.1779 | 87.548 | 2.9473 | 81.47 | 1.7869 | 1.1604 | 69.5999 | 2.9901 | 13.2 | 3.541 | -0.55094 | 23.5923 | 4.3015 | 98.19 | 3.1237 | 1.1779 | 87.548 | 4.3749 | 95.58 | 3.2839 | 1.091 | 86.1329 | 0.028433 | 0.81148 | 0.30763 | 1.2583 | 32.8109 | 0.12231 | 0.083802 | 0.085017 | 0.12231 | 0.12439 | 2.7918 | 2.3164 | 0.37532 | 2.7918 | 2.7176 | 2.4893 | 1.9789 | 0.6708 | 2.4893 | 2.449 | 0.028433 | 0.81148 | 0.30763 | 1.2583 | 32.8109 | 0.12231 | 0.083802 | 0.085017 | 0.12231 | 0.12439 | 2.7918 | 2.3164 | 0.37532 | 2.7918 | 2.7176 | 2.4893 | 1.9789 | 0.6708 | 2.4893 | 2.449
127 | 0.2 | 0.25 | South/Central | CA | Fresno.Metro.AP.723890 | 3 | 2081643 | 27.6432 | 11.5887 | 44.3815 | 27.4825 | 16.899 | 1196.33 | 4.1764 | 55.83 | 4.0156 | 0.16078 | 58.2627 | 2.8222 | 39.11 | 2.6788 | 0.14334 | 40.3146 | 2.8649 | -29.16 | 4.4329 | -1.568 | -5.693 | 4.1764 | 55.83 | 4.0156 | 0.16078 | 58.2627 | 4.2498 | 53.22 | 4.1758 | 0.073959 | 56.8476 | 0.028433 | 0.78598 | 0.3295 | 1.2619 | 34.0154 | 0.11875 | 0.080243 | 0.081458 | 0.11875 | 0.12083 | 1.5874 | 1.112 | -0.82911 | 1.5874 | 1.5132 | 1.6566 | 1.1463 | -0.16187 | 1.6566 | 1.6164 | 0.028433 | 0.78598 | 0.3295 | 1.2619 | 34.0154 | 0.11875 | 0.080243 | 0.081458 | 0.11875 | 0.12083 | 1.5874 | 1.112 | -0.82911 | 1.5874 | 1.5132 | 1.6566 | 1.1463 | -0.16187 | 1.6566 | 1.6164
128 | 0.2 | 0.3 | South/Central | CA | Fresno.Metro.AP.723890 | 3 | 2081643 | 26.8576 | 12.3563 | 44.615 | 26.7012 | 17.9137 | 1239.87 | 3.9429 | 12.29 | 4.7969 | -0.85394 | 27.644 | 2.5887 | -4.43 | 3.4601 | -0.87139 | 9.6959 | 2.6315 | -72.7 | 5.2142 | -2.5827 | -36.3117 | 3.9429 | 12.29 | 4.7969 | -0.85394 | 27.644 | 4.0163 | 9.68 | 4.9571 | -0.94077 | 26.2288 | 0.028433 | 0.76364 | 0.35133 | 1.2685 | 35.2533 | 0.11211 | 0.073606 | 0.07482 | 0.11211 | 0.1142 | 0.34944 | -0.12596 | -2.0671 | 0.34944 | 0.27523 | 0.786 | 0.27568 | -1.0325 | 0.786 | 0.74577 | 0.028433 | 0.76364 | 0.35133 | 1.2685 | 35.2533 | 0.11211 | 0.073606 | 0.07482 | 0.11211 | 0.1142 | 0.34944 | -0.12596 | -2.0671 | 0.34944 | 0.27523 | 0.786 | 0.27568 | -1.0325 | 0.786 | 0.74577
129 | 0.2 | 0.35 | South/Central | CA | Fresno.Metro.AP.723890 | 3 | 2081643 | 26.1618 | 13.1539 | 44.9782 | 26.0092 | 18.969 | 1286.55 | 3.5797 | -34.39 | 5.4889 | -1.9092 | -5.7507 | 2.2255 | -51.11 | 4.1521 | -1.9266 | -23.6988 | 2.2682 | -119.38 | 5.9062 | -3.6379 | -69.7064 | 3.5797 | -34.39 | 5.4889 | -1.9092 | -5.7507 | 3.6531 | -37 | 5.6491 | -1.996 | -7.1659 | 0.028433 | 0.74386 | 0.37401 | 1.2789 | 36.5806 | 0.10178 | 0.063279 | 0.064493 | 0.10178 | 0.10387 | -0.97781 | -1.4532 | -3.3943 | -0.97781 | -1.052 | -0.16351 | -0.67383 | -1.982 | -0.16351 | -0.20375 | 0.028433 | 0.74386 | 0.37401 | 1.2789 | 36.5806 | 0.10178 | 0.063279 | 0.064493 | 0.10178 | 0.10387 | -0.97781 | -1.4532 | -3.3943 | -0.97781 | -1.052 | -0.16351 | -0.67383 | -1.982 | -0.16351 | -0.20375
130 | 0.2 | 0.4 | South/Central | CA | Fresno.Metro.AP.723890 | 3 | 2081643 | 26.0605 | 13.07 | 44.7946 | 25.9085 | 18.8861 | 1281.05 | 3.7633 | -28.89 | 5.5896 | -1.8263 | -1.1263 | 2.4091 | -45.61 | 4.2528 | -1.8437 | -19.0743 | 2.4519 | -113.88 | 6.0069 | -3.5551 | -65.0819 | 3.7633 | -28.89 | 5.5896 | -1.8263 | -1.1263 | 3.8367 | -31.5 | 5.7498 | -1.9131 | -2.5414 | 0.028433 | 0.74098 | 0.37162 | 1.2736 | 36.4242 | 0.107 | 0.068499 | 0.069714 | 0.107 | 0.10909 | -0.82143 | -1.2968 | -3.238 | -0.82143 | -0.89564 | -0.032023 | -0.54234 | -1.8505 | -0.032023 | -0.07226 | 0.028433 | 0.74098 | 0.37162 | 1.2736 | 36.4242 | 0.107 | 0.068499 | 0.069714 | 0.107 | 0.10909 | -0.82143 | -1.2968 | -3.238 | -0.82143 | -0.89564 | -0.032023 | -0.54234 | -1.8505 | -0.032023 | -0.07226
Double | Double | Double | South/Central | CA | Fresno.Metro.AP.723890 | 3 | 2081643 | 32.2409 | 14.9931 | 53.911 | 32.0552 | 21.8558 | 1508.1 | -5.353 | -255.94 | -0.55707 | -4.796 | -199.5503 | -6.7072 | -272.66 | -1.8938 | -4.8134 | -217.4984 | -6.6645 | -340.93 | -0.13975 | -6.5248 | -263.506 | -5.353 | -255.94 | -0.55707 | -4.796 | -199.5503 | -5.2796 | -258.55 | -0.39684 | -4.8828 | -200.9654 | 0.028433 | 0.91671 | 0.4263 | 1.5329 | 42.88 | -0.1522 | -0.19071 | -0.18949 | -0.1522 | -0.15012 | -7.2772 | -7.7526 | -9.6937 | -7.2772 | -7.3514 | -5.6738 | -6.1842 | -7.4923 | -5.6738 | -5.7141 | 0.028433 | 0.91671 | 0.4263 | 1.5329 | 42.88 | -0.1522 | -0.19071 | -0.18949 | -0.1522 | -0.15012 | -7.2772 | -7.7526 | -9.6937 | -7.2772 | -7.3514 | -5.6738 | -6.1842 | -7.4923 | -5.6738 | -5.7141
Single | Single | Single | South/Central | CA | Fresno.Metro.AP.723890 | 3 | 2081643 | 40.0866 | 17.781 | 65.9075 | 39.8583 | 26.0492 | 1818.59 | -17.3495 | -566.43 | -8.3602 | -8.9893 | -468.4276 | -18.7037 | -583.15 | -9.6969 | -9.0068 | -486.3757 | -18.661 | -651.42 | -7.9429 | -10.7181 | -532.3833 | -17.3495 | -566.43 | -8.3602 | -8.9893 | -468.4276 | -17.2761 | -569.04 | -8.2 | -9.0762 | -469.8427 | 0.028433 | 1.1398 | 0.50557 | 1.874 | 51.7082 | -0.4933 | -0.53181 | -0.53059 | -0.4933 | -0.49121 | -16.1054 | -16.5808 | -18.5219 | -16.1054 | -16.1796 | -13.3188 | -13.8292 | -15.1373 | -13.3188 | -13.3591 | 0.028433 | 1.1398 | 0.50557 | 1.874 | 51.7082 | -0.4933 | -0.53181 | -0.53059 | -0.4933 | -0.49121 | -16.1054 | -16.5808 | -18.5219 | -16.1054 | -16.1796 | -13.3188 | -13.8292 | -15.1373 | -13.3188 | -13.3591
1 | 0.35 | 0.47 | South/Central | SC | Greenville.Intl.AP.723120 | 3 | 1931227 | 46.144 | 10.8008 | 62.1759 | 46.0351 | 16.1407 | 961.52 | 1.301 | -31.39 | 3.7907 | -2.4897 | -50.9478 | -0.49096 | -50.88 | 1.972 | -2.4629 | -73.3417 | 0.63519 | -63.27 | 4.4594 | -3.8242 | -95.845 | 1.301 | -31.39 | 3.7907 | -2.4897 | -50.9478 | 1.4416 | -31.88 | 4.0417 | -2.6001 | -52.1388 | 0.026379 | 1.2172 | 0.28491 | 1.6401 | 25.3635 | 0.034318 | -0.012951 | 0.016756 | 0.034318 | 0.038026 | -0.82802 | -1.3421 | -1.669 | -0.82802 | -0.84095 | -1.3439 | -1.9346 | -2.5283 | -1.3439 | -1.3753 | 0.026379 | 1.2172 | 0.28491 | 1.6401 | 25.3635 | 0.034318 | -0.012951 | 0.016756 | 0.034318 | 0.038026 | -0.82802 | -1.3421 | -1.669 | -0.82802 | -0.84095 | -1.3439 | -1.9346 | -2.5283 | -1.3439 | -1.3753
2 | 0.35 | 0.42 | South/Central | SC | Greenville.Intl.AP.723120 | 3 | 1931227 | 47.2093 | 10.2084 | 62.4293 | 47.098 | 15.3313 | 949.35 | 1.0476 | -19.22 | 2.7278 | -1.6803 | -32.197 | -0.74439 | -38.71 | 0.90914 | -1.6535 | -54.5909 | 0.38176 | -51.1 | 3.3965 | -3.0148 | -77.0942 | 1.0476 | -19.22 | 2.7278 | -1.6803 | -32.197 | 1.1881 | -19.71 | 2.9789 | -1.7907 | -33.3881 | 0.026379 | 1.2453 | 0.26928 | 1.6468 | 25.0425 | 0.027633 | -0.019636 | 0.01007 | 0.027633 | 0.031341 | -0.507 | -1.0211 | -1.3479 | -0.507 | -0.51992 | -0.84931 | -1.44 | -2.0336 | -0.84931 | -0.88073 | 0.026379 | 1.2453 | 0.26928 | 1.6468 | 25.0425 | 0.027633 | -0.019636 | 0.01007 | 0.027633 | 0.031341 | -0.507 | -1.0211 | -1.3479 | -0.507 | -0.51992 | -0.84931 | -1.44 | -2.0336 | -0.84931 | -0.88073
3 | 0.35 | 0.37 | South/Central | SC | Greenville.Intl.AP.723120 | 3 | 1931227 | 48.2745 | 9.6773 | 62.7826 | 48.1607 | 14.6219 | 940.23 | 0.69422 | -10.1 | 1.6651 | -0.97088 | -17.4561 | -1.0977 | -29.59 | -0.1536 | -0.94413 | -39.85 | 0.028428 | -41.98 | 2.3338 | -2.3054 | -62.3533 | 0.69422 | -10.1 | 1.6651 | -0.97088 | -17.4561 | 0.83479 | -10.59 | 1.9161 | -1.0813 | -18.6471 | 0.026379 | 1.2734 | 0.25527 | 1.6561 | 24.8019 | 0.018313 | -0.028956 | 0.00074988 | 0.018313 | 0.022021 | -0.26642 | -0.78054 | -1.1074 | -0.26642 | -0.27935 | -0.46047 | -1.0512 | -1.6448 | -0.46047 | -0.49188 | 0.026379 | 1.2734 | 0.25527 | 1.6561 | 24.8019 | 0.018313 | -0.028956 | 0.00074988 | 0.018313 | 0.022021 | -0.26642 | -0.78054 | -1.1074 | -0.26642 | -0.27935 | -0.46047 | -1.0512 | -1.6448 | -0.46047 | -0.49188
4 | 0.35 | 0.32 | South/Central | SC | Greenville.Intl.AP.723120 | 3 | 1931227 | 49.4506 | 9.1654 | 63.2562 | 49.334 | 13.9222 | 932.64 | 0.22065 | -2.51 | 0.49183 | -0.27117 | -4.5304 | -1.5713 | -22 | -1.3269 | -0.24442 | -26.9243 | -0.44514 | -34.39 | 1.1605 | -1.6057 | -49.4276 | 0.22065 | -2.51 | 0.49183 | -0.27117 | -4.5304 | 0.36122 | -3 | 0.74284 | -0.38162 | -5.7215 | 0.026379 | 1.3044 | 0.24177 | 1.6686 | 24.6017 | 0.0058205 | -0.041449 | -0.011742 | 0.0058205 | 0.0095285 | -0.06621 | -0.58033 | -0.90716 | -0.06621 | -0.079136 | -0.1195 | -0.71022 | -1.3038 | -0.1195 | -0.15092 | 0.026379 | 1.3044 | 0.24177 | 1.6686 | 24.6017 | 0.0058205 | -0.041449 | -0.011742 | 0.0058205 | 0.0095285 | -0.06621 | -0.58033 | -0.90716 | -0.06621 | -0.079136 | -0.1195 | -0.71022 | -1.3038 | -0.1195 | -0.15092
5 | 0.35 | 0.27 | South/Central | SC | Greenville.Intl.AP.723120 | 3 | 1931227 | 50.2539 | 8.8626 | 63.6162 | 50.1355 | 13.4807 | 928.53 | -0.13931 | 1.6 | -0.30967 | 0.17035 | 2.837 | -1.9313 | -17.89 | -2.1284 | 0.19711 | -19.5569 | -0.80511 | -30.28 | 0.35903 | -1.1641 | -42.0602 | -0.13931 | 1.6 | -0.30967 | 0.17035 | 2.837 | 0.0012523 | 1.11 | -0.058654 | 0.059906 | 1.646 | 0.026379 | 1.3256 | 0.23378 | 1.6781 | 24.4933 | -0.0036749 | -0.050944 | -0.021238 | -0.0036749 | 3.3035e-05 | 0.042206 | -0.47191 | -0.79874 | 0.042206 | 0.02928 | 0.074837 | -0.51588 | -1.1095 | 0.074837 | 0.043418 | 0.026379 | 1.3256 | 0.23378 | 1.6781 | 24.4933 | -0.0036749 | -0.050944 | -0.021238 | -0.0036749 | 3.3035e-05 | 0.042206 | -0.47191 | -0.79874 | 0.042206 | 0.02928 | 0.074837 | -0.51588 | -1.1095 | 0.074837 | 0.043418
6 | 0.35 | 0.23 | South/Central | SC | Greenville.Intl.AP.723120 | 3 | 1931227 | 50.728 | 8.712 | 63.8488 | 50.6085 | 13.2403 | 926.71 | -0.37193 | 3.42 | -0.78262 | 0.41069 | 6.3741 | -2.1639 | -16.07 | -2.6013 | 0.43744 | -16.0198 | -1.0377 | -28.46 | -0.11392 | -0.92381 | -38.5231 | -0.37193 | 3.42 | -0.78262 | 0.41069 | 6.3741 | -0.23136 | 2.93 | -0.53161 | 0.30024 | 5.183 | 0.026379 | 1.3381 | 0.22981 | 1.6842 | 24.4453 | -0.009811 | -0.05708 | -0.027374 | -0.009811 | -0.0061031 | 0.090215 | -0.4239 | -0.75073 | 0.090215 | 0.077289 | 0.16814 | -0.42258 | -1.0162 | 0.16814 | 0.13672 | 0.026379 | 1.3381 | 0.22981 | 1.6842 | 24.4453 | -0.009811 | -0.05708 | -0.027374 | -0.009811 | -0.0061031 | 0.090215 | -0.4239 | -0.75073 | 0.090215 | 0.077289 | 0.16814 | -0.42258 | -1.0162 | 0.16814 | 0.13672
7 | 0.35 | 0.19 | South/Central | SC | Greenville.Intl.AP.723120 | 3 | 1931227 | 51.8537 | 8.2699 | 64.3619 | 51.7315 | 12.6304 | 921.29 | -0.885 | 8.84 | -1.9057 | 1.0206 | 16.3484 | -2.677 | -10.65 | -3.7244 | 1.0474 | -6.0456 | -1.5508 | -23.04 | -1.2369 | -0.31385 | -28.5489 | -0.885 | 8.84 | -1.9057 | 1.0206 | 16.3484 | -0.74444 | 8.35 | -1.6546 | 0.9102 | 15.1573 | 0.026379 | 1.3678 | 0.21815 | 1.6978 | 24.3023 | -0.023345 | -0.070614 | -0.040908 | -0.023345 | -0.019637 | 0.23319 | -0.28093 | -0.60776 | 0.23319 | 0.22026 | 0.43125 | -0.15947 | -0.75308 | 0.43125 | 0.39983 | 0.026379 | 1.3678 | 0.21815 | 1.6978 | 24.3023 | -0.023345 | -0.070614 | -0.040908 | -0.023345 | -0.019637 | 0.23319 | -0.28093 | -0.60776 | 0.23319 | 0.22026 | 0.43125 | -0.15947 | -0.75308 | 0.43125 | 0.39983
8 | 0.35 | 0.17 | South/Central | SC | Greenville.Intl.AP.723120 | 3 | 1931227 | 52.4565 | 8.0398 | 64.6448 | 52.3329 | 12.3119 | 918.64 | -1.1679 | 11.49 | -2.507 | 1.3391 | 21.3612 | -2.9599 | -8 | -4.3257 | 1.3659 | -1.0327 | -1.8337 | -20.39 | -1.8383 | 0.0045981 | -23.536 | -1.1679 | 11.49 | -2.507 | 1.3391 | 21.3612 | -1.0274 | 11 | -2.256 | 1.2287 | 20.1702 | 0.026379 | 1.3837 | 0.21208 | 1.7052 | 24.2324 | -0.030809 | -0.078078 | -0.048372 | -0.030809 | -0.027101 | 0.30309 | -0.21103 | -0.53786 | 0.30309 | 0.29016 | 0.56348 | -0.027241 | -0.62085 | 0.56348 | 0.53206 | 0.026379 | 1.3837 | 0.21208 | 1.7052 | 24.2324 | -0.030809 | -0.078078 | -0.048372 | -0.030809 | -0.027101 | 0.30309 | -0.21103 | -0.53786 | 0.30309 | 0.29016 | 0.56348 | -0.027241 | -0.62085 | 0.56348 | 0.53206
9 | 0.33 | 0.47 | South/Central | SC | Greenville.Intl.AP.723120 | 3 | 1931227 | 45.4427 | 10.8315 | 61.4953 | 45.3355 | 16.1598 | 954.31 | 1.9816 | -24.18 | 4.4904 | -2.5088 | -42.6861 | 0.1896 | -43.67 | 2.6717 | -2.482 | -65.0801 | 1.3158 | -56.06 | 5.1591 | -3.8433 | -87.5834 | 1.9816 | -24.18 | 4.4904 | -2.5088 | -42.6861 | 2.1221 | -24.67 | 4.7414 | -2.6192 | -43.8772 | 0.026379 | 1.1987 | 0.28572 | 1.6222 | 25.1733 | 0.052271 | 0.0050014 | 0.034708 | 0.052271 | 0.055978 | -0.63783 | -1.152 | -1.4788 | -0.63783 | -0.65076 | -1.126 | -1.7167 | -2.3103 | -1.126 | -1.1574 | 0.026379 | 1.1987 | 0.28572 | 1.6222 | 25.1733 | 0.052271 | 0.0050014 | 0.034708 | 0.052271 | 0.055978 | -0.63783 | -1.152 | -1.4788 | -0.63783 | -0.65076 | -1.126 | -1.7167 | -2.3103 | -1.126 | -1.1574
10 | 0.33 | 0.42 | South/Central | SC | Greenville.Intl.AP.723120 | 3 | 1931227 | 46.4982 | 10.2291 | 61.738 | 46.3886 | 15.3495 | 942.03 | 1.7388 | -11.9 | 3.4373 | -1.6985 | -23.772 | -0.053127 | -31.39 | 1.6186 | -1.6717 | -46.1659 | 1.073 | -43.78 | 4.106 | -3.033 | -68.6692 | 1.7388 | -11.9 | 3.4373 | -1.6985 | -23.772 | 1.8794 | -12.39 | 3.6883 | -1.8089 | -24.963 | 0.026379 | 1.2266 | 0.26983 | 1.6286 | 24.8494 | 0.045868 | -0.0014014 | 0.028305 | 0.045868 | 0.049576 | -0.31391 | -0.82802 | -1.1549 | -0.31391 | -0.32683 | -0.62707 | -1.2178 | -1.8114 | -0.62707 | -0.65849 | 0.026379 | 1.2266 | 0.26983 | 1.6286 | 24.8494 | 0.045868 | -0.0014014 | 0.028305 | 0.045868 | 0.049576 | -0.31391 | -0.82802 | -1.1549 | -0.31391 | -0.32683 | -0.62707 | -1.2178 | -1.8114 | -0.62707 | -0.65849
11 | 0.33 | 0.37 | South/Central | SC | Greenville.Intl.AP.723120 | 3 | 1931227 | 47.554 | 9.7072 | 62.082 | 47.4419 | 14.6402 | 932.76 | 1.3948 | -2.63 | 2.384 | -0.98915 | -8.9131 | -0.39712 | -22.12 | 0.56527 | -0.9624 | -31.307 | 0.72903 | -34.51 | 3.0527 | -2.3236 | -53.8103 | 1.3948 | -2.63 | 2.384 | -0.98915 | -8.9131 | 1.5354 | -3.12 | 2.635 | -1.0996 | -10.1042 | 0.026379 | 1.2544 | 0.25606 | 1.6376 | 24.6049 | 0.036794 | -0.010475 | 0.019231 | 0.036794 | 0.040502 | -0.069376 | -0.58349 | -0.91032 | -0.069376 | -0.082301 | -0.23511 | -0.82583 | -1.4194 | -0.23511 | -0.26653 | 0.026379 | 1.2544 | 0.25606 | 1.6376 | 24.6049 | 0.036794 | -0.010475 | 0.019231 | 0.036794 | 0.040502 | -0.069376 | -0.58349 | -0.91032 | -0.069376 | -0.082301 | -0.23511 | -0.82583 | -1.4194 | -0.23511 | -0.26653
12 | 0.33 | 0.32 | South/Central | SC | Greenville.Intl.AP.723120 | 3 | 1931227 | 48.7295 | 9.1951 | 62.5549 | 48.6146 | 13.9403 | 925.15 | 0.92195 | 4.98 | 1.2112 | -0.28928 | 4.0257 | -0.87 | -14.51 | -0.60747 | -0.26253 | -18.3682 | 0.25615 | -26.9 | 1.8799 | -1.6238 | -40.8715 | 0.92195 | 4.98 | 1.2112 | -0.28928 | 4.0257 | 1.0625 | 4.49 | 1.4622 | -0.39973 | 2.8346 | 0.026379 | 1.2854 | 0.24255 | 1.6501 | 24.4041 | 0.02432 | -0.022949 | 0.0067568 | 0.02432 | 0.028028 | 0.13137 | -0.38275 | -0.70958 | 0.13137 | 0.11844 | 0.10619 | -0.48453 | -1.0781 | 0.10619 | 0.074774 | 0.026379 | 1.2854 | 0.24255 | 1.6501 | 24.4041 | 0.02432 | -0.022949 | 0.0067568 | 0.02432 | 0.028028 | 0.13137 | -0.38275 | -0.70958 | 0.13137 | 0.11844 | 0.10619 | -0.48453 | -1.0781 | 0.10619 | 0.074774
13 | 0.33 | 0.27 | South/Central | SC | Greenville.Intl.AP.723120 | 3 | 1931227 | 49.5234 | 8.8829 | 62.896 | 49.4067 | 13.4893 | 920.68 | 0.58085 | 9.45 | 0.41917 | 0.16168 | 11.8934 | -1.2111 | -10.04 | -1.3995 | 0.18843 | -10.5006 | -0.084947 | -22.43 | 1.0879 | -1.1728 | -33.0039 | 0.58085 | 9.45 | 0.41917 | 0.16168 | 11.8934 | 0.72142 | 8.96 | 0.67019 | 0.051229 | 10.7023 | 0.026379 | 1.3064 | 0.23432 | 1.6591 | 24.2862 | 0.015322 | -0.031947 | -0.0022408 | 0.015322 | 0.01903 | 0.24928 | -0.26484 | -0.59167 | 0.24928 | 0.23635 | 0.31373 | -0.27699 | -0.8706 | 0.31373 | 0.28231 | 0.026379 | 1.3064 | 0.23432 | 1.6591 | 24.2862 | 0.015322 | -0.031947 | -0.0022408 | 0.015322 | 0.01903 | 0.24928 | -0.26484 | -0.59167 | 0.24928 | 0.23635 | 0.31373 | -0.27699 | -0.8706 | 0.31373 | 0.28231
14 | 0.33 | 0.23 | South/Central | SC | Greenville.Intl.AP.723120 | 3 | 1931227 | 49.9971 | 8.732 | 63.1278 | 49.8792 | 13.2486 | 918.82 | 0.34903 | 11.31 | -0.053344 | 0.40237 | 15.4506 | -1.4429 | -8.18 | -1.872 | 0.42913 | -6.9434 | -0.31677 | -20.57 | 0.61536 | -0.93213 | -29.4467 | 0.34903 | 11.31 | -0.053344 | 0.40237 | 15.4506 | 0.4896 | 10.82 | 0.19767 | 0.29193 | 14.2595 | 0.026379 | 1.3189 | 0.23034 | 1.6652 | 24.2372 | 0.0092069 | -0.038062 | -0.0083559 | 0.0092069 | 0.012915 | 0.29834 | -0.21578 | -0.54261 | 0.29834 | 0.28542 | 0.40756 | -0.18316 | -0.77676 | 0.40756 | 0.37614 | 0.026379 | 1.3189 | 0.23034 | 1.6652 | 24.2372 | 0.0092069 | -0.038062 | -0.0083559 | 0.0092069 | 0.012915 | 0.29834 | -0.21578 | -0.54261 | 0.29834 | 0.28542 | 0.40756 | -0.18316 | -0.77676 | 0.40756 | 0.37614
15 | 0.33 | 0.19 | South/Central | SC | Greenville.Intl.AP.723120 | 3 | 1931227 | 51.1229 | 8.2805 | 63.6317 | 51.0023 | 12.6293 | 913.12 | -0.1548 | 17.01 | -1.1765 | 1.0217 | 25.7981 | -1.9468 | -2.48 | -2.9952 | 1.0484 | 3.4042 | -0.8206 | -14.87 | -0.50777 | -0.31283 | -19.0991 | -0.1548 | 17.01 | -1.1765 | 1.0217 | 25.7981 | -0.014237 | 16.52 | -0.92546 | 0.91122 | 24.607 | 0.026379 | 1.3485 | 0.21843 | 1.6785 | 24.0868 | -0.0040835 | -0.051353 | -0.021646 | -0.0040835 | -0.00037555 | 0.4487 | -0.065419 | -0.39225 | 0.4487 | 0.43577 | 0.68052 | 0.089797 | -0.50381 | 0.68052 | 0.6491 | 0.026379 | 1.3485 | 0.21843 | 1.6785 | 24.0868 | -0.0040835 | -0.051353 | -0.021646 | -0.0040835 | -0.00037555 | 0.4487 | -0.065419 | -0.39225 | 0.4487 | 0.43577 | 0.68052 | 0.089797 | -0.50381 | 0.68052 | 0.6491
16 | 0.33 | 0.17 | South/Central | SC | Greenville.Intl.AP.723120 | 3 | 1931227 | 51.7255 | 8.0594 | 63.9226 | 51.6035 | 12.3191 | 910.71 | -0.44573 | 19.42 | -1.7777 | 1.3319 | 30.4856 | -2.2377 | -0.07 | -3.5964 | 1.3587 | 8.0917 | -1.1115 | -12.46 | -1.109 | -0.002555 | -14.4117 | -0.44573 | 19.42 | -1.7777 | 1.3319 | 30.4856 | -0.30516 | 18.93 | -1.5267 | 1.2215 | 29.2945 | 0.026379 | 1.3644 | 0.21259 | 1.6862 | 24.0232 | -0.011758 | -0.059027 | -0.02932 | -0.011758 | -0.0080497 | 0.51227 | -0.0018465 | -0.32868 | 0.51227 | 0.49935 | 0.80417 | 0.21345 | -0.38016 | 0.80417 | 0.77275 | 0.026379 | 1.3644 | 0.21259 | 1.6862 | 24.0232 | -0.011758 | -0.059027 | -0.02932 | -0.011758 | -0.0080497 | 0.51227 | -0.0018465 | -0.32868 | 0.51227 | 0.49935 | 0.80417 | 0.21345 | -0.38016 | 0.80417 | 0.77275
17 | 0.3 | 0.47 | South/Central | SC | Greenville.Intl.AP.723120 | 3 | 1931227 | 44.3714 | 10.8812 | 60.4637 | 44.2666 | 16.1971 | 943.56 | 3.0131 | -13.43 | 5.5592 | -2.5461 | -30.3907 | 1.2212 | -32.92 | 3.7405 | -2.5193 | -52.7846 | 2.3473 | -45.31 | 6.2279 | -3.8806 | -75.2879 | 3.0131 | -13.43 | 5.5592 | -2.5461 | -30.3907 | 3.1537 | -13.92 | 5.8102 | -2.6566 | -31.5818 | 0.026379 | 1.1705 | 0.28703 | 1.5949 | 24.8898 | 0.079481 | 0.032212 | 0.061919 | 0.079481 | 0.083189 | -0.35426 | -0.86838 | -1.1952 | -0.35426 | -0.36719 | -0.80166 | -1.3924 | -1.986 | -0.80166 | -0.83308 | 0.026379 | 1.1705 | 0.28703 | 1.5949 | 24.8898 | 0.079481 | 0.032212 | 0.061919 | 0.079481 | 0.083189 | -0.35426 | -0.86838 | -1.1952 | -0.35426 | -0.36719 | -0.80166 | -1.3924 | -1.986 | -0.80166 | -0.83308
18 | 0.3 | 0.42 | South/Central | SC | Greenville.Intl.AP.723120 | 3 | 1931227 | 45.417 | 10.2788 | 60.6966 | 45.3098 | 15.3868 | 931.16 | 2.7803 | -1.03 | 4.516 | -1.7358 | -11.3489 | 0.9883 | -20.52 | 2.6973 | -1.709 | -33.7428 | 2.1145 | -32.91 | 5.1847 | -3.0703 | -56.2461 | 2.7803 | -1.03 | 4.516 | -1.7358 | -11.3489 | 2.9208 | -1.52 | 4.767 | -1.8462 | -12.54 | 0.026379 | 1.198 | 0.27114 | 1.6011 | 24.5627 | 0.073339 | 0.02607 | 0.055776 | 0.073339 | 0.077047 | -0.02717 | -0.54129 | -0.86812 | -0.02717 | -0.040095 | -0.29937 | -0.89009 | -1.4837 | -0.29937 | -0.33079 | 0.026379 | 1.198 | 0.27114 | 1.6011 | 24.5627 | 0.073339 | 0.02607 | 0.055776 | 0.073339 | 0.077047 | -0.02717 | -0.54129 | -0.86812 | -0.02717 | -0.040095 | -0.29937 | -0.89009 | -1.4837 | -0.29937 | -0.33079
19 | 0.3 | 0.37 | South/Central | SC | Greenville.Intl.AP.723120 | 3 | 1931227 | 46.4625 | 9.7481 | 61.0117 | 46.3528 | 14.6589 | 921.22 | 2.4651 | 8.91 | 3.473 | -1.0079 | 4.3882 | 0.67319 | -10.58 | 1.6543 | -0.98111 | -18.0057 | 1.7993 | -22.97 | 4.1417 | -2.3424 | -40.509 | 2.4651 | 8.91 | 3.473 | -1.0079 | 4.3882 | 2.6057 | 8.42 | 3.724 | -1.1183 | 3.1971 | 0.026379 | 1.2256 | 0.25714 | 1.6094 | 24.3005 | 0.065027 | 0.017758 | 0.047464 | 0.065027 | 0.068735 | 0.23503 | -0.27909 | -0.60592 | 0.23503 | 0.22211 | 0.11575 | -0.47497 | -1.0686 | 0.11575 | 0.084336 | 0.026379 | 1.2256 | 0.25714 | 1.6094 | 24.3005 | 0.065027 | 0.017758 | 0.047464 | 0.065027 | 0.068735 | 0.23503 | -0.27909 | -0.60592 | 0.23503 | 0.22211 | 0.11575 | -0.47497 | -1.0686 | 0.11575 | 0.084336
20 | 0.3 | 0.32 | South/Central | SC | Greenville.Intl.AP.723120 | 3 | 1931227 | 47.6279 | 9.2257 | 61.4641 | 47.5155 | 13.9486 | 913.17 | 2.0127 | 16.96 | 2.3103 | -0.29759 | 17.8744 | 0.22079 | -2.53 | 0.49163 | -0.27084 | -4.5196 | 1.3469 | -14.92 | 2.979 | -1.6321 | -27.0229 | 2.0127 | 16.96 | 2.3103 | -0.29759 | 17.8744 | 2.1533 | 16.47 | 2.5613 | -0.40804 | 16.6833 | 0.026379 | 1.2564 | 0.24336 | 1.6213 | 24.0881 | 0.053093 | 0.0058241 | 0.03553 | 0.053093 | 0.056801 | 0.44738 | -0.066738 | -0.39357 | 0.44738 | 0.43446 | 0.4715 | -0.11922 | -0.71282 | 0.4715 | 0.44008 | 0.026379 | 1.2564 | 0.24336 | 1.6213 | 24.0881 | 0.053093 | 0.0058241 | 0.03553 | 0.053093 | 0.056801 | 0.44738 | -0.066738 | -0.39357 | 0.44738 | 0.43446 | 0.4715 | -0.11922 | -0.71282 | 0.4715 | 0.44008
21 | 0.3 | 0.27 | South/Central | SC | Greenville.Intl.AP.723120 | 3 | 1931227 | 48.4119 | 8.9142 | 61.805 | 48.2977 | 13.5073 | 908.86 | 1.6719 | 21.27 | 1.5281 | 0.14373 | 25.4827 | -0.12008 | 1.78 | -0.29056 | 0.17048 | 3.0888 | 1.0061 | -10.61 | 2.1968 | -1.1908 | -19.4145 | 1.6719 | 21.27 | 1.5281 | 0.14373 | 25.4827 | 1.8124 | 20.78 | 1.7792 | 0.033281 | 24.2916 | 0.026379 | 1.277 | 0.23514 | 1.6303 | 23.9744 | 0.044102 | -0.0031675 | 0.026539 | 0.044102 | 0.04781 | 0.56107 | 0.046954 | -0.27988 | 0.56107 | 0.54815 | 0.6722 | 0.081477 | -0.51213 | 0.6722 | 0.64078 | 0.026379 | 1.277 | 0.23514 | 1.6303 | 23.9744 | 0.044102 | -0.0031675 | 0.026539 | 0.044102 | 0.04781 | 0.56107 | 0.046954 | -0.27988 | 0.56107 | 0.54815 | 0.6722 | 0.081477 | -0.51213 | 0.6722 | 0.64078
22 | 0.3 | 0.23 | South/Central | SC | Greenville.Intl.AP.723120 | 3 | 1931227 | 48.8855 | 8.7623 | 62.0266 | 48.7701 | 13.2565 | 906.71 | 1.4502 | 23.42 | 1.0557 | 0.3945 | 29.4451 | -0.34173 | 3.93 | -0.76298 | 0.42125 | 7.0511 | 0.78442 | -8.46 | 1.7244 | -0.94 | -15.4522 | 1.4502 | 23.42 | 1.0557 | 0.3945 | 29.4451 | 1.5908 | 22.93 | 1.3067 | 0.28405 | 28.254 | 0.026379 | 1.2895 | 0.23114 | 1.6362 | 23.9177 | 0.038255 | -0.0090143 | 0.020692 | 0.038255 | 0.041963 | 0.61779 | 0.10367 | -0.22316 | 0.61779 | 0.60486 | 0.77672 | 0.186 | -0.40761 | 0.77672 | 0.7453 | 0.026379 | 1.2895 | 0.23114 | 1.6362 | 23.9177 | 0.038255 | -0.0090143 | 0.020692 | 0.038255 | 0.041963 | 0.61779 | 0.10367 | -0.22316 | 0.61779 | 0.60486 | 0.77672 | 0.186 | -0.40761 | 0.77672 | 0.7453
23 | 0.3 | 0.19 | South/Central | SC | Greenville.Intl.AP.723120 | 3 | 1931227 | 50.0112 | 8.3012 | 62.5207 | 49.8932 | 12.6274 | 900.7 | 0.95619 | 29.43 | -0.067407 | 1.0236 | 40.1856 | -0.83576 | 9.94 | -1.8861 | 1.0503 | 17.7917 | 0.29039 | -2.45 | 0.6013 | -0.31091 | -4.7116 | 0.95619 | 29.43 | -0.067407 | 1.0236 | 40.1856 | 1.0968 | 28.94 | 0.18361 | 0.91314 | 38.9945 | 0.026379 | 1.3192 | 0.21897 | 1.6492 | 23.7592 | 0.025223 | -0.022046 | 0.00766 | 0.025223 | 0.028931 | 0.77632 | 0.2622 | -0.064628 | 0.77632 | 0.7634 | 1.06 | 0.46932 | -0.12429 | 1.06 | 1.0286 | 0.026379 | 1.3192 | 0.21897 | 1.6492 | 23.7592 | 0.025223 | -0.022046 | 0.00766 | 0.025223 | 0.028931 | 0.77632 | 0.2622 | -0.064628 | 0.77632 | 0.7634 | 1.06 | 0.46932 | -0.12429 | 1.06 | 1.0286
24 | 0.3 | 0.17 | South/Central | SC | Greenville.Intl.AP.723120 | 3 | 1931227 | 50.6139 | 8.0794 | 62.8111 | 50.4945 | 12.3165 | 898.25 | 0.6658 | 31.88 | -0.6687 | 1.3345 | 44.8972 | -1.1262 | 12.39 | -2.4874 | 1.3613 | 22.5033 | 0 | 0 | 0 | 0 | 0 | 0.6658 | 31.88 | -0.6687 | 1.3345 | 44.8972 | 0.80636 | 31.39 | -0.41769 | 1.2241 | 43.7062 | 0.026379 | 1.3351 | 0.21312 | 1.6569 | 23.6946 | 0.017563 | -0.029706 | 0 | 0.017563 | 0.021271 | 0.84095 | 0.32683 | 0 | 0.84095 | 0.82802 | 1.1843 | 0.59361 | 0 | 1.1843 | 1.1529 | 0.026379 | 1.3351 | 0.21312 | 1.6569 | 23.6946 | 0.017563 | -0.029706 | 0 | 0.017563 | 0.021271 | 0.84095 | 0.32683 | 0 | 0.84095 | 0.82802 | 1.1843 | 0.59361 | 0 | 1.1843 | 1.1529
25 | 0.28 | 0.47 | South/Central | SC | Greenville.Intl.AP.723120 | 3 | 1931227 | 43.8606 | 10.7905 | 59.8125 | 43.757 | 16.0555 | 933.72 | 3.6644 | -3.59 | 6.0688 | -2.4044 | -18.1331 | 1.8724 | -23.08 | 4.2501 | -2.3777 | -40.527 | 2.9986 | -35.47 | 6.7375 | -3.7389 | -63.0303 | 3.6644 | -3.59 | 6.0688 | -2.4044 | -18.1331 | 3.805 | -4.08 | 6.3199 | -2.5149 | -19.3242 | 0.026379 | 1.157 | 0.28464 | 1.5778 | 24.6302 | 0.096662 | 0.049392 | 0.079099 | 0.096662 | 0.10037 | -0.094699 | -0.60882 | -0.93565 | -0.094699 | -0.10762 | -0.47833 | -1.069 | -1.6627 | -0.47833 | -0.50974 | 0.026379 | 1.157 | 0.28464 | 1.5778 | 24.6302 | 0.096662 | 0.049392 | 0.079099 | 0.096662 | 0.10037 | -0.094699 | -0.60882 | -0.93565 | -0.094699 | -0.10762 | -0.47833 | -1.069 | -1.6627 | -0.47833 | -0.50974
26 | 0.28 | 0.42 | South/Central | SC | Greenville.Intl.AP.723120 | 3 | 1931227 | 44.7359 | 10.28 | 59.9874 | 44.6303 | 15.3571 | 922.73 | 3.4895 | 7.4 | 5.1955 | -1.706 | -1.3893 | 1.6975 | -12.09 | 3.3768 | -1.6793 | -23.7832 | 2.8237 | -24.48 | 5.8642 | -3.0405 | -46.2865 | 3.4895 | 7.4 | 5.1955 | -1.706 | -1.3893 | 3.6301 | 6.91 | 5.4465 | -1.8165 | -2.5804 | 0.026379 | 1.1801 | 0.27117 | 1.5824 | 24.3403 | 0.092048 | 0.044779 | 0.074485 | 0.092048 | 0.095756 | 0.1952 | -0.31892 | -0.64575 | 0.1952 | 0.18228 | -0.036648 | -0.62737 | -1.221 | -0.036648 | -0.068067 | 0.026379 | 1.1801 | 0.27117 | 1.5824 | 24.3403 | 0.092048 | 0.044779 | 0.074485 | 0.092048 | 0.095756 | 0.1952 | -0.31892 | -0.64575 | 0.1952 | 0.18228 | -0.036648 | -0.62737 | -1.221 | -0.036648 | -0.068067
27 | 0.28 | 0.37 | South/Central | SC | Greenville.Intl.AP.723120 | 3 | 1931227 | 45.6102 | 9.8381 | 60.2591 | 45.5025 | 14.7566 | 914.66 | 3.2178 | 15.47 | 4.3234 | -1.1056 | 11.4411 | 1.4258 | -4.02 | 2.5046 | -1.0788 | -10.9528 | 2.552 | -16.41 | 4.9921 | -2.4401 | -33.4561 | 3.2178 | 15.47 | 4.3234 | -1.1056 | 11.4411 | 3.3583 | 14.98 | 4.5744 | -1.216 | 10.2501 | 0.026379 | 1.2031 | 0.25952 | 1.5895 | 24.1274 | 0.08488 | 0.037611 | 0.067318 | 0.08488 | 0.088588 | 0.40808 | -0.10604 | -0.43287 | 0.40808 | 0.39515 | 0.3018 | -0.28892 | -0.88252 | 0.3018 | 0.27038 | 0.026379 | 1.2031 | 0.25952 | 1.5895 | 24.1274 | 0.08488 | 0.037611 | 0.067318 | 0.08488 | 0.088588 | 0.40808 | -0.10604 | -0.43287 | 0.40808 | 0.39515 | 0.3018 | -0.28892 | -0.88252 | 0.3018 | 0.27038
28 | 0.28 | 0.32 | South/Central | SC | Greenville.Intl.AP.723120 | 3 | 1931227 | 46.6456 | 9.3661 | 60.6512 | 46.5355 | 14.1158 | 907.18 | 2.8256 | 22.95 | 3.2904 | -0.46478 | 23.8144 | 1.0337 | 3.46 | 1.4717 | -0.43803 | 1.4205 | 2.1598 | -8.93 | 3.9591 | -1.7993 | -21.0828 | 2.8256 | 22.95 | 3.2904 | -0.46478 | 23.8144 | 2.9662 | 22.46 | 3.5414 | -0.57523 | 22.6233 | 0.026379 | 1.2304 | 0.24706 | 1.5999 | 23.9301 | 0.074535 | 0.027266 | 0.056973 | 0.074535 | 0.078243 | 0.60539 | 0.09127 | -0.23556 | 0.60539 | 0.59246 | 0.62819 | 0.03747 | -0.55613 | 0.62819 | 0.59677 | 0.026379 | 1.2304 | 0.24706 | 1.5999 | 23.9301 | 0.074535 | 0.027266 | 0.056973 | 0.074535 | 0.078243 | 0.60539 | 0.09127 | -0.23556 | 0.60539 | 0.59246 | 0.62819 | 0.03747 | -0.55613 | 0.62819 | 0.59677
29 | 0.28 | 0.27 | South/Central | SC | Greenville.Intl.AP.723120 | 3 | 1931227 | 47.4598 | 9.0437 | 60.993 | 47.3477 | 13.6452 | 902.32 | 2.4839 | 27.81 | 2.4781 | 0.0057886 | 32.2073 | 0.69193 | 8.32 | 0.65939 | 0.032542 | 9.8134 | 1.8181 | -4.07 | 3.1468 | -1.3287 | -12.6899 | 2.4839 | 27.81 | 2.4781 | 0.0057886 | 32.2073 | 2.6244 | 27.32 | 2.7291 | -0.10466 | 31.0162 | 0.026379 | 1.2519 | 0.23856 | 1.6089 | 23.8019 | 0.065521 | 0.018252 | 0.047958 | 0.065521 | 0.069229 | 0.73359 | 0.21947 | -0.10736 | 0.73359 | 0.72066 | 0.84958 | 0.25886 | -0.33474 | 0.84958 | 0.81816 | 0.026379 | 1.2519 | 0.23856 | 1.6089 | 23.8019 | 0.065521 | 0.018252 | 0.047958 | 0.065521 | 0.069229 | 0.73359 | 0.21947 | -0.10736 | 0.73359 | 0.72066 | 0.84958 | 0.25886 | -0.33474 | 0.84958 | 0.81816
30 | 0.28 | 0.23 | South/Central | SC | Greenville.Intl.AP.723120 | 3 | 1931227 | 48.1244 | 8.7829 | 61.2762 | 48.0108 | 13.2654 | 898.52 | 2.2006 | 31.61 | 1.815 | 0.38561 | 38.8856 | 0.40866 | 12.12 | -0.0036939 | 0.41236 | 16.4917 | 1.5348 | -0.27 | 2.4837 | -0.94889 | -6.0116 | 2.2006 | 31.61 | 1.815 | 0.38561 | 38.8856 | 2.3412 | 31.12 | 2.066 | 0.27516 | 37.6945 | 0.026379 | 1.2695 | 0.23168 | 1.6164 | 23.7017 | 0.058049 | 0.01078 | 0.040486 | 0.058049 | 0.061757 | 0.83383 | 0.31971 | -0.0071222 | 0.83383 | 0.8209 | 1.0257 | 0.43503 | -0.15858 | 1.0257 | 0.99433 | 0.026379 | 1.2695 | 0.23168 | 1.6164 | 23.7017 | 0.058049 | 0.01078 | 0.040486 | 0.058049 | 0.061757 | 0.83383 | 0.31971 | -0.0071222 | 0.83383 | 0.8209 | 1.0257 | 0.43503 | -0.15858 | 1.0257 | 0.99433
31 | 0.28 | 0.19 | South/Central | SC | Greenville.Intl.AP.723120 | 3 | 1931227 | 49.24 | 8.3308 | 61.7691 | 49.1238 | 12.6453 | 892.63 | 1.7077 | 37.5 | 0.70205 | 1.0057 | 49.3961 | -0.084207 | 18.01 | -1.1167 | 1.0324 | 27.0022 | 1.0419 | 5.62 | 1.3708 | -0.32881 | 4.4989 | 1.7077 | 37.5 | 0.70205 | 1.0057 | 49.3961 | 1.8483 | 37.01 | 0.95306 | 0.89525 | 48.205 | 0.026379 | 1.2989 | 0.21976 | 1.6294 | 23.5463 | 0.045048 | -0.0022213 | 0.027485 | 0.045048 | 0.048756 | 0.9892 | 0.47508 | 0.14825 | 0.9892 | 0.97627 | 1.303 | 0.71228 | 0.11867 | 1.303 | 1.2716 | 0.026379 | 1.2989 | 0.21976 | 1.6294 | 23.5463 | 0.045048 | -0.0022213 | 0.027485 | 0.045048 | 0.048756 | 0.9892 | 0.47508 | 0.14825 | 0.9892 | 0.97627 | 1.303 | 0.71228 | 0.11867 | 1.303 | 1.2716
32 | 0.28 | 0.17 | South/Central | SC | Greenville.Intl.AP.723120 | 3 | 1931227 | 49.8329 | 8.1 | 62.0407 | 49.7153 | 12.3253 | 889.83 | 1.4362 | 40.3 | 0.11052 | 1.3257 | 54.5974 | -0.35576 | 20.81 | -1.7082 | 1.3524 | 32.2035 | 0.77039 | 8.42 | 0.77923 | -0.0088323 | 9.7002 | 1.4362 | 40.3 | 0.11052 | 1.3257 | 54.5974 | 1.5768 | 39.81 | 0.36154 | 1.2152 | 53.4064 | 0.026379 | 1.3145 | 0.21367 | 1.6365 | 23.4724 | 0.037885 | -0.0093844 | 0.020322 | 0.037885 | 0.041593 | 1.0631 | 0.54894 | 0.22211 | 1.0631 | 1.0501 | 1.4402 | 0.84948 | 0.25588 | 1.4402 | 1.4088 | 0.026379 | 1.3145 | 0.21367 | 1.6365 | 23.4724 | 0.037885 | -0.0093844 | 0.020322 | 0.037885 | 0.041593 | 1.0631 | 0.54894 | 0.22211 | 1.0631 | 1.0501 | 1.4402 | 0.84948 | 0.25588 | 1.4402 | 1.4088
33 | 0.27 | 0.47 | South/Central | SC | Greenville.Intl.AP.723120 | 3 | 1931227 | 43.5401 | 10.7811 | 59.4823 | 43.4372 | 16.045 | 929.87 | 3.9946 | 0.26 | 6.3886 | -2.394 | -13.5891 | 2.2026 | -19.23 | 4.5699 | -2.3673 | -35.9831 | 3.3288 | -31.62 | 7.0573 | -3.7285 | -58.4864 | 3.9946 | 0.26 | 6.3886 | -2.394 | -13.5891 | 4.1352 | -0.23 | 6.6396 | -2.5045 | -14.7802 | 0.026379 | 1.1485 | 0.28439 | 1.5691 | 24.5286 | 0.10537 | 0.058102 | 0.087809 | 0.10537 | 0.10908 | 0.0068584 | -0.50726 | -0.83409 | 0.0068584 | -0.0060671 | -0.35846 | -0.94918 | -1.5428 | -0.35846 | -0.38988 | 0.026379 | 1.1485 | 0.28439 | 1.5691 | 24.5286 | 0.10537 | 0.058102 | 0.087809 | 0.10537 | 0.10908 | 0.0068584 | -0.50726 | -0.83409 | 0.0068584 | -0.0060671 | -0.35846 | -0.94918 | -1.5428 | -0.35846 | -0.38988
34 | 0.27 | 0.42 | South/Central | SC | Greenville.Intl.AP.723120 | 3 | 1931227 | 44.3945 | 10.2892 | 59.6451 | 44.2897 | 15.3554 | 918.9 | 3.8318 | 11.23 | 5.5362 | -1.7044 | 3.0722 | 2.0398 | -8.26 | 3.7175 | -1.6776 | -19.3218 | 3.166 | -20.65 | 6.2049 | -3.0389 | -41.8251 | 3.8318 | 11.23 | 5.5362 | -1.7044 | 3.0722 | 3.9723 | 10.74 | 5.7872 | -1.8148 | 1.8811 | 0.026379 | 1.1711 | 0.27141 | 1.5734 | 24.2393 | 0.10108 | 0.053808 | 0.083514 | 0.10108 | 0.10478 | 0.29623 | -0.21789 | -0.54472 | 0.29623 | 0.28331 | 0.081039 | -0.50968 | -1.1033 | 0.081039 | 0.04962 | 0.026379 | 1.1711 | 0.27141 | 1.5734 | 24.2393 | 0.10108 | 0.053808 | 0.083514 | 0.10108 | 0.10478 | 0.29623 | -0.21789 | -0.54472 | 0.29623 | 0.28331 | 0.081039 | -0.50968 | -1.1033 | 0.081039 | 0.04962
35 | 0.27 | 0.37 | South/Central | SC | Greenville.Intl.AP.723120 | 3 | 1931227 | 45.1193 | 9.9286 | 59.8694 | 45.0127 | 14.8567 | 912.18 | 3.6074 | 17.95 | 4.8131 | -1.2057 | 13.7447 | 1.8155 | -1.54 | 2.9944 | -1.1789 | -8.6492 | 2.9416 | -13.93 | 5.4818 | -2.5402 | -31.1525 | 3.6074 | 17.95 | 4.8131 | -1.2057 | 13.7447 | 3.748 | 17.46 | 5.0641 | -1.3161 | 12.5536 | 0.026379 | 1.1902 | 0.2619 | 1.5793 | 24.062 | 0.095158 | 0.047889 | 0.077596 | 0.095158 | 0.098866 | 0.4735 | -0.040623 | -0.36745 | 0.4735 | 0.46057 | 0.36257 | -0.22815 | -0.82176 | 0.36257 | 0.33115 | 0.026379 | 1.1902 | 0.2619 | 1.5793 | 24.062 | 0.095158 | 0.047889 | 0.077596 | 0.095158 | 0.098866 | 0.4735 | -0.040623 | -0.36745 | 0.4735 | 0.46057 | 0.36257 | -0.22815 | -0.82176 | 0.36257 | 0.33115
36 | 0.27 | 0.32 | South/Central | SC | Greenville.Intl.AP.723120 | 3 | 1931227 | 46.0547 | 9.4967 | 60.2117 | 45.946 | 14.2657 | 905.08 | 3.2652 | 25.05 | 3.8798 | -0.61469 | 25.4074 | 1.4732 | 5.56 | 2.0611 | -0.58794 | 3.0135 | 2.5994 | -6.83 | 4.5485 | -1.9492 | -19.4899 | 3.2652 | 25.05 | 3.8798 | -0.61469 | 25.4074 | 3.4057 | 24.56 | 4.1309 | -0.72514 | 24.2163 | 0.026379 | 1.2149 | 0.25051 | 1.5883 | 23.8747 | 0.08613 | 0.038861 | 0.068567 | 0.08613 | 0.089838 | 0.66078 | 0.14666 | -0.18017 | 0.66078 | 0.64786 | 0.67021 | 0.079491 | -0.51411 | 0.67021 | 0.63879 | 0.026379 | 1.2149 | 0.25051 | 1.5883 | 23.8747 | 0.08613 | 0.038861 | 0.068567 | 0.08613 | 0.089838 | 0.66078 | 0.14666 | -0.18017 | 0.66078 | 0.64786 | 0.67021 | 0.079491 | -0.51411 | 0.67021 | 0.63879
37 | 0.27 | 0.27 | South/Central | SC | Greenville.Intl.AP.723120 | 3 | 1931227 | 46.9596 | 9.1144 | 60.5734 | 46.8488 | 13.7247 | 899.13 | 2.9034 | 31 | 2.9771 | -0.073676 | 35.4587 | 1.1115 | 11.51 | 1.1584 | -0.046922 | 13.0648 | 2.2376 | -0.88 | 3.6458 | -1.4082 | -9.4385 | 2.9034 | 31 | 2.9771 | -0.073676 | 35.4587 | 3.044 | 30.51 | 3.2281 | -0.18412 | 34.2676 | 0.026379 | 1.2387 | 0.24042 | 1.5978 | 23.7178 | 0.076588 | 0.029319 | 0.059025 | 0.076588 | 0.080296 | 0.81774 | 0.30362 | -0.023213 | 0.81774 | 0.80481 | 0.93535 | 0.34463 | -0.24897 | 0.93535 | 0.90393 | 0.026379 | 1.2387 | 0.24042 | 1.5978 | 23.7178 | 0.076588 | 0.029319 | 0.059025 | 0.076588 | 0.080296 | 0.81774 | 0.30362 | -0.023213 | 0.81774 | 0.80481 | 0.93535 | 0.34463 | -0.24897 | 0.93535 | 0.90393
38 | 0.27 | 0.23 | South/Central | SC | Greenville.Intl.AP.723120 | 3 | 1931227 | 47.7437 | 8.793 | 60.9049 | 47.6309 | 13.274 | 894.51 | 2.5719 | 35.62 | 2.1949 | 0.37701 | 43.4428 | 0.77997 | 16.13 | 0.3762 | 0.40377 | 21.0489 | 1.9061 | 3.74 | 2.8636 | -0.95749 | -1.4544 | 2.5719 | 35.62 | 2.1949 | 0.37701 | 43.4428 | 2.7125 | 35.13 | 2.4459 | 0.26657 | 42.2517 | 0.026379 | 1.2594 | 0.23195 | 1.6066 | 23.5959 | 0.067843 | 0.020574 | 0.050281 | 0.067843 | 0.071551 | 0.9396 | 0.42549 | 0.098656 | 0.9396 | 0.92668 | 1.146 | 0.55524 | -0.038365 | 1.146 | 1.1145 | 0.026379 | 1.2594 | 0.23195 | 1.6066 | 23.5959 | 0.067843 | 0.020574 | 0.050281 | 0.067843 | 0.071551 | 0.9396 | 0.42549 | 0.098656 | 0.9396 | 0.92668 | 1.146 | 0.55524 | -0.038365 | 1.146 | 1.1145
39 | 0.27 | 0.19 | South/Central | SC | Greenville.Intl.AP.723120 | 3 | 1931227 | 48.8494 | 8.3409 | 61.3787 | 48.7341 | 12.6445 | 888.27 | 2.0982 | 41.86 | 1.0917 | 1.0065 | 54.455 | 0.30623 | 22.37 | -0.72699 | 1.0332 | 32.0611 | 1.4324 | 9.98 | 1.7604 | -0.32803 | 9.5578 | 2.0982 | 41.86 | 1.0917 | 1.0065 | 54.455 | 2.2387 | 41.37 | 1.3427 | 0.89602 | 53.2639 | 0.026379 | 1.2886 | 0.22002 | 1.6191 | 23.4313 | 0.055347 | 0.0080779 | 0.037784 | 0.055347 | 0.059055 | 1.1042 | 0.59009 | 0.26326 | 1.1042 | 1.0913 | 1.4364 | 0.84573 | 0.25212 | 1.4364 | 1.405 | 0.026379 | 1.2886 | 0.22002 | 1.6191 | 23.4313 | 0.055347 | 0.0080779 | 0.037784 | 0.055347 | 0.059055 | 1.1042 | 0.59009 | 0.26326 | 1.1042 | 1.0913 | 1.4364 | 0.84573 | 0.25212 | 1.4364 | 1.405
40 | 0.27 | 0.17 | South/Central | SC | Greenville.Intl.AP.723120 | 3 | 1931227 | 49.4423 | 8.1107 | 61.6607 | 49.3257 | 12.3351 | 885.76 | 1.8161 | 44.37 | 0.50018 | 1.3159 | 59.235 | 0.024172 | 24.88 | -1.3185 | 1.3427 | 36.8411 | 1.1503 | 12.49 | 1.1689 | -0.018563 | 14.3378 | 1.8161 | 44.37 | 0.50018 | 1.3159 | 59.235 | 1.9567 | 43.88 | 0.7512 | 1.2055 | 58.0439 | 0.026379 | 1.3042 | 0.21395 | 1.6265 | 23.3651 | 0.047907 | 0.00063763 | 0.030344 | 0.047907 | 0.051615 | 1.1704 | 0.6563 | 0.32947 | 1.1704 | 1.1575 | 1.5625 | 0.97182 | 0.37821 | 1.5625 | 1.5311 | 0.026379 | 1.3042 | 0.21395 | 1.6265 | 23.3651 | 0.047907 | 0.00063763 | 0.030344 | 0.047907 | 0.051615 | 1.1704 | 0.6563 | 0.32947 | 1.1704 | 1.1575 | 1.5625 | 0.97182 | 0.37821 | 1.5625 | 1.5311
41 | 0.26 | 0.47 | South/Central | SC | Greenville.Intl.AP.723120 | 3 | 1931227 | 43.2197 | 10.7711 | 59.1419 | 43.1175 | 16.0243 | 925.71 | 4.335 | 4.42 | 6.7083 | -2.3733 | -8.6331 | 2.543 | -15.07 | 4.8896 | -2.3466 | -31.027 | 3.6692 | -27.46 | 7.377 | -3.7078 | -53.5303 | 4.335 | 4.42 | 6.7083 | -2.3733 | -8.6331 | 4.4756 | 3.93 | 6.9593 | -2.4838 | -9.8242 | 0.026379 | 1.1401 | 0.28413 | 1.5601 | 24.4189 | 0.11435 | 0.067082 | 0.096788 | 0.11435 | 0.11806 | 0.11659 | -0.39753 | -0.72436 | 0.11659 | 0.10367 | -0.22773 | -0.81845 | -1.4121 | -0.22773 | -0.25915 | 0.026379 | 1.1401 | 0.28413 | 1.5601 | 24.4189 | 0.11435 | 0.067082 | 0.096788 | 0.11435 | 0.11806 | 0.11659 | -0.39753 | -0.72436 | 0.11659 | 0.10367 | -0.22773 | -0.81845 | -1.4121 | -0.22773 | -0.25915
42 | 0.26 | 0.42 | South/Central | SC | Greenville.Intl.AP.723120 | 3 | 1931227 | 44.0445 | 10.2898 | 59.2858 | 43.9405 | 15.3453 | 914.74 | 4.1911 | 15.39 | 5.8853 | -1.6942 | 7.9844 | 2.3991 | -4.1 | 4.0666 | -1.6675 | -14.4096 | 3.5253 | -16.49 | 6.554 | -3.0287 | -36.9129 | 4.1911 | 15.39 | 5.8853 | -1.6942 | 7.9844 | 4.3316 | 14.9 | 6.1363 | -1.8047 | 6.7933 | 0.026379 | 1.1618 | 0.27143 | 1.5639 | 24.1295 | 0.11055 | 0.063286 | 0.092992 | 0.11055 | 0.11426 | 0.40597 | -0.10815 | -0.43498 | 0.40597 | 0.39304 | 0.21062 | -0.3801 | -0.97371 | 0.21062 | 0.1792 | 0.026379 | 1.1618 | 0.27143 | 1.5639 | 24.1295 | 0.11055 | 0.063286 | 0.092992 | 0.11055 | 0.11426 | 0.40597 | -0.10815 | -0.43498 | 0.40597 | 0.39304 | 0.21062 | -0.3801 | -0.97371 | 0.21062 | 0.1792
43 | 0.26 | 0.37 | South/Central | SC | Greenville.Intl.AP.723120 | 3 | 1931227 | 44.6282 | 10.0191 | 59.488 | 44.5228 | 14.9653 | 909.95 | 3.9888 | 20.18 | 5.3031 | -1.3143 | 15.7127 | 2.1969 | 0.69 | 3.4844 | -1.2875 | -6.6812 | 3.323 | -11.7 | 5.9718 | -2.6488 | -29.1845 | 3.9888 | 20.18 | 5.3031 | -1.3143 | 15.7127 | 4.1294 | 19.69 | 5.5541 | -1.4247 | 14.5216 | 0.026379 | 1.1772 | 0.26429 | 1.5692 | 24.0032 | 0.10522 | 0.05795 | 0.087657 | 0.10522 | 0.10893 | 0.53232 | 0.018201 | -0.30863 | 0.53232 | 0.51939 | 0.41448 | -0.17624 | -0.76985 | 0.41448 | 0.38306 | 0.026379 | 1.1772 | 0.26429 | 1.5692 | 24.0032 | 0.10522 | 0.05795 | 0.087657 | 0.10522 | 0.10893 | 0.53232 | 0.018201 | -0.30863 | 0.53232 | 0.51939 | 0.41448 | -0.17624 | -0.76985 | 0.41448 | 0.38306
44 | 0.26 | 0.32 | South/Central | SC | Greenville.Intl.AP.723120 | 3 | 1931227 | 45.4329 | 9.6662 | 59.7986 | 45.3256 | 14.473 | 904.3 | 3.6783 | 25.83 | 4.5002 | -0.82196 | 25.0994 | 1.8863 | 6.34 | 2.6815 | -0.7952 | 2.7054 | 3.0125 | -6.05 | 5.169 | -2.1565 | -19.7979 | 3.6783 | 25.83 | 4.5002 | -0.82196 | 25.0994 | 3.8189 | 25.34 | 4.7513 | -0.93241 | 23.9083 | 0.026379 | 1.1985 | 0.25498 | 1.5774 | 23.8541 | 0.097028 | 0.049759 | 0.079465 | 0.097028 | 0.10074 | 0.68136 | 0.16724 | -0.15959 | 0.68136 | 0.66843 | 0.66209 | 0.071366 | -0.52224 | 0.66209 | 0.63067 | 0.026379 | 1.1985 | 0.25498 | 1.5774 | 23.8541 | 0.097028 | 0.049759 | 0.079465 | 0.097028 | 0.10074 | 0.68136 | 0.16724 | -0.15959 | 0.68136 | 0.66843 | 0.66209 | 0.071366 | -0.52224 | 0.66209 | 0.63067
45 | 0.26 | 0.27 | South/Central | SC | Greenville.Intl.AP.723120 | 3 | 1931227 | 46.4582 | 9.195 | 60.1627 | 46.3485 | 13.8142 | 896.19 | 3.3142 | 33.94 | 3.4774 | -0.16316 | 38.3245 | 1.5222 | 14.45 | 1.6586 | -0.13641 | 15.9305 | 2.6484 | 2.06 | 4.1461 | -1.4977 | -6.5728 | 3.3142 | 33.94 | 3.4774 | -0.16316 | 38.3245 | 3.4548 | 33.45 | 3.7284 | -0.27361 | 37.1334 | 0.026379 | 1.2255 | 0.24255 | 1.587 | 23.6402 | 0.087424 | 0.040155 | 0.069861 | 0.087424 | 0.091132 | 0.89529 | 0.38117 | 0.05434 | 0.89529 | 0.88236 | 1.0109 | 0.42022 | -0.17338 | 1.0109 | 0.97953 | 0.026379 | 1.2255 | 0.24255 | 1.587 | 23.6402 | 0.087424 | 0.040155 | 0.069861 | 0.087424 | 0.091132 | 0.89529 | 0.38117 | 0.05434 | 0.89529 | 0.88236 | 1.0109 | 0.42022 | -0.17338 | 1.0109 | 0.97953
46 | 0.26 | 0.23 | South/Central | SC | Greenville.Intl.AP.723120 | 3 | 1931227 | 47.3532 | 8.8129 | 60.525 | 47.2414 | 13.2836 | 890.46 | 2.9518 | 39.67 | 2.5845 | 0.36738 | 48.0831 | 1.1599 | 20.18 | 0.76576 | 0.39414 | 25.6892 | 2.286 | 7.79 | 3.2532 | -0.96712 | 3.1859 | 2.9518 | 39.67 | 2.5845 | 0.36738 | 48.0831 | 3.0924 | 39.18 | 2.8355 | 0.25694 | 46.892 | 0.026379 | 1.2491 | 0.23247 | 1.5966 | 23.4891 | 0.077865 | 0.030596 | 0.060303 | 0.077865 | 0.081573 | 1.0464 | 0.53232 | 0.20549 | 1.0464 | 1.0335 | 1.2684 | 0.67764 | 0.084039 | 1.2684 | 1.2369 | 0.026379 | 1.2491 | 0.23247 | 1.5966 | 23.4891 | 0.077865 | 0.030596 | 0.060303 | 0.077865 | 0.081573 | 1.0464 | 0.53232 | 0.20549 | 1.0464 | 1.0335 | 1.2684 | 0.67764 | 0.084039 | 1.2684 | 1.2369
47 | 0.26 | 0.19 | South/Central | SC | Greenville.Intl.AP.723120 | 3 | 1931227 | 48.459 | 8.3517 | 60.9989 | 48.3446 | 12.6544 | 884.21 | 2.4779 | 45.92 | 1.4813 | 0.99664 | 59.0872 | 0.68596 | 26.43 | -0.33743 | 1.0234 | 36.6933 | 1.8121 | 14.04 | 2.15 | -0.33786 | 14.19 | 2.4779 | 45.92 | 1.4813 | 0.99664 | 59.0872 | 2.6185 | 45.43 | 1.7323 | 0.88619 | 57.8962 | 0.026379 | 1.2783 | 0.22031 | 1.6091 | 23.3242 | 0.065364 | 0.018095 | 0.047801 | 0.065364 | 0.069072 | 1.2113 | 0.69719 | 0.37036 | 1.2113 | 1.1984 | 1.5586 | 0.96792 | 0.37431 | 1.5586 | 1.5272 | 0.026379 | 1.2783 | 0.22031 | 1.6091 | 23.3242 | 0.065364 | 0.018095 | 0.047801 | 0.065364 | 0.069072 | 1.2113 | 0.69719 | 0.37036 | 1.2113 | 1.1984 | 1.5586 | 0.96792 | 0.37431 | 1.5586 | 1.5272
48 | 0.26 | 0.17 | South/Central | SC | Greenville.Intl.AP.723120 | 3 | 1931227 | 49.0419 | 8.13 | 61.2702 | 48.9261 | 12.3441 | 881.59 | 2.2067 | 48.54 | 0.89972 | 1.3069 | 64.0293 | 0.41471 | 29.05 | -0.91898 | 1.3337 | 41.6354 | 1.5409 | 16.66 | 1.5684 | -0.027561 | 19.1321 | 2.2067 | 48.54 | 0.89972 | 1.3069 | 64.0293 | 2.3472 | 48.05 | 1.1507 | 1.1965 | 62.8383 | 0.026379 | 1.2937 | 0.21446 | 1.6162 | 23.2551 | 0.058208 | 0.010939 | 0.040646 | 0.058208 | 0.061916 | 1.2804 | 0.7663 | 0.43947 | 1.2804 | 1.2675 | 1.689 | 1.0983 | 0.50468 | 1.689 | 1.6576 | 0.026379 | 1.2937 | 0.21446 | 1.6162 | 23.2551 | 0.058208 | 0.010939 | 0.040646 | 0.058208 | 0.061916 | 1.2804 | 0.7663 | 0.43947 | 1.2804 | 1.2675 | 1.689 | 1.0983 | 0.50468 | 1.689 | 1.6576
49 | 0.25 | 0.47 | South/Central | SC | Greenville.Intl.AP.723120 | 3 | 1931227 | 42.9088 | 10.7611 | 58.8019 | 42.8074 | 15.9945 | 921.39 | 4.6749 | 8.74 | 7.0184 | -2.3434 | -3.4341 | 2.883 | -10.75 | 5.1997 | -2.3167 | -25.828 | 4.0092 | -23.14 | 7.6871 | -3.6779 | -48.3313 | 4.6749 | 8.74 | 7.0184 | -2.3434 | -3.4341 | 4.8155 | 8.25 | 7.2694 | -2.4539 | -4.6252 | 0.026379 | 1.1319 | 0.28386 | 1.5511 | 24.305 | 0.12332 | 0.076049 | 0.10576 | 0.12332 | 0.12703 | 0.23055 | -0.28357 | -0.6104 | 0.23055 | 0.21762 | -0.090587 | -0.68131 | -1.2749 | -0.090587 | -0.12201 | 0.026379 | 1.1319 | 0.28386 | 1.5511 | 24.305 | 0.12332 | 0.076049 | 0.10576 | 0.12332 | 0.12703 | 0.23055 | -0.28357 | -0.6104 | 0.23055 | 0.21762 | -0.090587 | -0.68131 | -1.2749 | -0.090587 | -0.12201
50 | 0.25 | 0.42 | South/Central | SC | Greenville.Intl.AP.723120 | 3 | 1931227 | 43.6941 | 10.2998 | 58.9353 | 43.5908 | 15.3444 | 910.84 | 4.5416 | 19.29 | 6.235 | -1.6934 | 12.5291 | 2.7496 | -0.2 | 4.4163 | -1.6667 | -9.8649 | 3.8758 | -12.59 | 6.9037 | -3.0279 | -32.3682 | 4.5416 | 19.29 | 6.235 | -1.6934 | 12.5291 | 4.6821 | 18.8 | 6.486 | -1.8039 | 11.338 | 0.026379 | 1.1526 | 0.27169 | 1.5546 | 24.0267 | 0.1198 | 0.072531 | 0.10224 | 0.1198 | 0.12351 | 0.50884 | -0.0052757 | -0.33211 | 0.50884 | 0.49592 | 0.3305 | -0.26022 | -0.85383 | 0.3305 | 0.29908 | 0.026379 | 1.1526 | 0.27169 | 1.5546 | 24.0267 | 0.1198 | 0.072531 | 0.10224 | 0.1198 | 0.12351 | 0.50884 | -0.0052757 | -0.33211 | 0.50884 | 0.49592 | 0.3305 | -0.26022 | -0.85383 | 0.3305 | 0.29908
51 | 0.25 | 0.37 | South/Central | SC | Greenville.Intl.AP.723120 | 3 | 1931227 | 44.1368 | 10.1195 | 59.117 | 44.0325 | 15.0846 | 908.06 | 4.3598 | 22.07 | 5.7934 | -1.4335 | 17.2545 | 2.5679 | 2.58 | 3.9747 | -1.4068 | -5.1394 | 3.694 | -9.81 | 6.4621 | -2.768 | -27.6427 | 4.3598 | 22.07 | 5.7934 | -1.4335 | 17.2545 | 4.5004 | 21.58 | 6.0444 | -1.544 | 16.0635 | 0.026379 | 1.1643 | 0.26694 | 1.5594 | 23.9533 | 0.11501 | 0.067737 | 0.097443 | 0.11501 | 0.11871 | 0.58218 | 0.068057 | -0.25877 | 0.58218 | 0.56925 | 0.45515 | -0.13557 | -0.72917 | 0.45515 | 0.42373 | 0.026379 | 1.1643 | 0.26694 | 1.5594 | 23.9533 | 0.11501 | 0.067737 | 0.097443 | 0.11501 | 0.11871 | 0.58218 | 0.068057 | -0.25877 | 0.58218 | 0.56925 | 0.45515 | -0.13557 | -0.72917 | 0.45515 | 0.42373
52 | 0.25 | 0.32 | South/Central | SC | Greenville.Intl.AP.723120 | 3 | 1931227 | 44.8107 | 9.8374 | 59.3784 | 44.7049 | 14.6735 | 903.33 | 4.0985 | 26.8 | 5.121 | -1.0225 | 25.0665 | 2.3065 | 7.31 | 3.3022 | -0.99571 | 2.6725 | 3.4327 | -5.08 | 5.7897 | -2.357 | -19.8308 | 4.0985 | 26.8 | 5.121 | -1.0225 | 25.0665 | 4.2391 | 26.31 | 5.372 | -1.1329 | 23.8754 | 0.026379 | 1.182 | 0.2595 | 1.5663 | 23.8286 | 0.10811 | 0.060843 | 0.09055 | 0.10811 | 0.11182 | 0.70695 | 0.19283 | -0.134 | 0.70695 | 0.69402 | 0.66122 | 0.070498 | -0.52311 | 0.66122 | 0.6298 | 0.026379 | 1.182 | 0.2595 | 1.5663 | 23.8286 | 0.10811 | 0.060843 | 0.09055 | 0.10811 | 0.11182 | 0.70695 | 0.19283 | -0.134 | 0.70695 | 0.69402 | 0.66122 | 0.070498 | -0.52311 | 0.66122 | 0.6298
53 | 0.25 | 0.27 | South/Central | SC | Greenville.Intl.AP.723120 | 3 | 1931227 | 45.9573 | 9.2748 | 59.751 | 45.8488 | 13.9023 | 893.23 | 3.7258 | 36.9 | 3.9771 | -0.25126 | 41.239 | 1.9339 | 17.41 | 2.1584 | -0.22451 | 18.8451 | 3.06 | 5.02 | 4.6458 | -1.5858 | -3.6582 | 3.7258 | 36.9 | 3.9771 | -0.25126 | 41.239 | 3.8664 | 36.41 | 4.2281 | -0.36171 | 40.048 | 0.026379 | 1.2123 | 0.24466 | 1.5761 | 23.5621 | 0.098282 | 0.051013 | 0.080719 | 0.098282 | 0.10199 | 0.97337 | 0.45925 | 0.13242 | 0.97337 | 0.96044 | 1.0878 | 0.49711 | -0.096498 | 1.0878 | 1.0564 | 0.026379 | 1.2123 | 0.24466 | 1.5761 | 23.5621 | 0.098282 | 0.051013 | 0.080719 | 0.098282 | 0.10199 | 0.97337 | 0.45925 | 0.13242 | 0.97337 | 0.96044 | 1.0878 | 0.49711 | -0.096498 | 1.0878 | 1.0564
54 | 0.25 | 0.23 | South/Central | SC | Greenville.Intl.AP.723120 | 3 | 1931227 | 46.9726 | 8.8229 | 60.1447 | 46.8617 | 13.283 | 886.22 | 3.3322 | 43.91 | 2.9642 | 0.36803 | 53.0082 | 1.5402 | 24.42 | 1.1455 | 0.39478 | 30.6143 | 2.6664 | 12.03 | 3.6329 | -0.96647 | 8.1109 | 3.3322 | 43.91 | 2.9642 | 0.36803 | 53.0082 | 3.4727 | 43.42 | 3.2152 | 0.25758 | 51.8171 | 0.026379 | 1.2391 | 0.23274 | 1.5865 | 23.3772 | 0.087898 | 0.040629 | 0.070335 | 0.087898 | 0.091606 | 1.1583 | 0.64416 | 0.31733 | 1.1583 | 1.1454 | 1.3983 | 0.80756 | 0.21396 | 1.3983 | 1.3669 | 0.026379 | 1.2391 | 0.23274 | 1.5865 | 23.3772 | 0.087898 | 0.040629 | 0.070335 | 0.087898 | 0.091606 | 1.1583 | 0.64416 | 0.31733 | 1.1583 | 1.1454 | 1.3983 | 0.80756 | 0.21396 | 1.3983 | 1.3669
55 | 0.25 | 0.19 | South/Central | SC | Greenville.Intl.AP.723120 | 3 | 1931227 | 48.0677 | 8.3715 | 60.6175 | 47.9542 | 12.6634 | 880.14 | 2.8593 | 49.99 | 1.8717 | 0.98764 | 63.7637 | 1.0674 | 30.5 | 0.052966 | 1.0144 | 41.3698 | 2.1935 | 18.11 | 2.5404 | -0.34686 | 18.8665 | 2.8593 | 49.99 | 1.8717 | 0.98764 | 63.7637 | 2.9999 | 49.5 | 2.1227 | 0.87719 | 62.5726 | 0.026379 | 1.268 | 0.22083 | 1.599 | 23.2168 | 0.075424 | 0.028155 | 0.057862 | 0.075424 | 0.079132 | 1.3187 | 0.80455 | 0.47772 | 1.3187 | 1.3057 | 1.682 | 1.0913 | 0.49767 | 1.682 | 1.6506 | 0.026379 | 1.268 | 0.22083 | 1.599 | 23.2168 | 0.075424 | 0.028155 | 0.057862 | 0.075424 | 0.079132 | 1.3187 | 0.80455 | 0.47772 | 1.3187 | 1.3057 | 1.682 | 1.0913 | 0.49767 | 1.682 | 1.6506
56 | 0.25 | 0.17 | South/Central | SC | Greenville.Intl.AP.723120 | 3 | 1931227 | 48.6511 | 8.1405 | 60.8893 | 48.5363 | 12.3531 | 877.5 | 2.5875 | 52.63 | 1.2896 | 1.2979 | 68.6989 | 0.79557 | 33.14 | -0.52912 | 1.3247 | 46.305 | 1.9217 | 20.75 | 1.9583 | -0.036559 | 23.8017 | 2.5875 | 52.63 | 1.2896 | 1.2979 | 68.6989 | 2.7281 | 52.14 | 1.5406 | 1.1875 | 67.5078 | 0.026379 | 1.2833 | 0.21474 | 1.6062 | 23.1472 | 0.068255 | 0.020986 | 0.050692 | 0.068255 | 0.071963 | 1.3883 | 0.87419 | 0.54736 | 1.3883 | 1.3754 | 1.8122 | 1.2215 | 0.62785 | 1.8122 | 1.7808 | 0.026379 | 1.2833 | 0.21474 | 1.6062 | 23.1472 | 0.068255 | 0.020986 | 0.050692 | 0.068255 | 0.071963 | 1.3883 | 0.87419 | 0.54736 | 1.3883 | 1.3754 | 1.8122 | 1.2215 | 0.62785 | 1.8122 | 1.7808
57 | 0.24 | 0.47 | South/Central | SC | Greenville.Intl.AP.723120 | 3 | 1931227 | 42.5291 | 10.7725 | 58.4329 | 42.4286 | 16.0043 | 917.49 | 5.0439 | 12.64 | 7.3973 | -2.3533 | 1.0578 | 3.252 | -6.85 | 5.5785 | -2.3266 | -21.3361 | 4.3781 | -19.24 | 8.066 | -3.6878 | -43.8394 | 5.0439 | 12.64 | 7.3973 | -2.3533 | 1.0578 | 5.1845 | 12.15 | 7.6483 | -2.4638 | -0.13326 | 0.026379 | 1.1219 | 0.28416 | 1.5414 | 24.2021 | 0.13305 | 0.085782 | 0.11549 | 0.13305 | 0.13676 | 0.33343 | -0.18069 | -0.50752 | 0.33343 | 0.3205 | 0.027904 | -0.56282 | -1.1564 | 0.027904 | -0.0035152 | 0.026379 | 1.1219 | 0.28416 | 1.5414 | 24.2021 | 0.13305 | 0.085782 | 0.11549 | 0.13305 | 0.13676 | 0.33343 | -0.18069 | -0.50752 | 0.33343 | 0.3205 | 0.027904 | -0.56282 | -1.1564 | 0.027904 | -0.0035152
58 | 0.24 | 0.42 | South/Central | SC | Greenville.Intl.AP.723120 | 3 | 1931227 | 43.3135 | 10.3105 | 58.5654 | 43.2111 | 15.3542 | 906.92 | 4.9115 | 23.21 | 6.6147 | -1.7032 | 17.0356 | 3.1195 | 3.72 | 4.796 | -1.6765 | -5.3583 | 4.2457 | -8.67 | 7.2834 | -3.0377 | -27.8616 | 4.9115 | 23.21 | 6.6147 | -1.7032 | 17.0356 | 5.052 | 22.72 | 6.8657 | -1.8137 | 15.8445 | 0.026379 | 1.1425 | 0.27198 | 1.5449 | 23.9233 | 0.12956 | 0.082289 | 0.11199 | 0.12956 | 0.13327 | 0.61225 | 0.098128 | -0.2287 | 0.61225 | 0.59932 | 0.44938 | -0.14134 | -0.73495 | 0.44938 | 0.41796 | 0.026379 | 1.1425 | 0.27198 | 1.5449 | 23.9233 | 0.12956 | 0.082289 | 0.11199 | 0.12956 | 0.13327 | 0.61225 | 0.098128 | -0.2287 | 0.61225 | 0.59932 | 0.44938 | -0.14134 | -0.73495 | 0.44938 | 0.41796
59 | 0.24 | 0.37 | South/Central | SC | Greenville.Intl.AP.723120 | 3 | 1931227 | 43.7567 | 10.1395 | 58.7563 | 43.6533 | 15.1029 | 904.4 | 4.7206 | 25.73 | 6.1725 | -1.4519 | 21.4093 | 2.9286 | 6.24 | 4.3538 | -1.4252 | -0.98467 | 4.0548 | -6.15 | 6.8412 | -2.7864 | -23.488 | 4.7206 | 25.73 | 6.1725 | -1.4519 | 21.4093 | 4.8612 | 25.24 | 6.4235 | -1.5624 | 20.2182 | 0.026379 | 1.1542 | 0.26747 | 1.5499 | 23.8568 | 0.12452 | 0.077253 | 0.10696 | 0.12452 | 0.12823 | 0.67872 | 0.1646 | -0.16223 | 0.67872 | 0.6658 | 0.56475 | -0.025974 | -0.61958 | 0.56475 | 0.53333 | 0.026379 | 1.1542 | 0.26747 | 1.5499 | 23.8568 | 0.12452 | 0.077253 | 0.10696 | 0.12452 | 0.12823 | 0.67872 | 0.1646 | -0.16223 | 0.67872 | 0.6658 | 0.56475 | -0.025974 | -0.61958 | 0.56475 | 0.53333
60 | 0.24 | 0.32 | South/Central | SC | Greenville.Intl.AP.723120 | 3 | 1931227 | 44.4203 | 9.8571 | 59.0068 | 44.3153 | 14.6915 | 899.54 | 4.4701 | 30.59 | 5.5105 | -1.0404 | 29.3715 | 2.6781 | 11.1 | 3.6918 | -1.0137 | 6.9775 | 3.8043 | -1.29 | 6.1792 | -2.3749 | -15.5258 | 4.4701 | 30.59 | 5.5105 | -1.0404 | 29.3715 | 4.6106 | 30.1 | 5.7615 | -1.1509 | 28.1804 | 0.026379 | 1.1717 | 0.26002 | 1.5565 | 23.7286 | 0.11791 | 0.070645 | 0.10035 | 0.11791 | 0.12162 | 0.80692 | 0.2928 | -0.034028 | 0.80692 | 0.794 | 0.77478 | 0.18406 | -0.40955 | 0.77478 | 0.74336 | 0.026379 | 1.1717 | 0.26002 | 1.5565 | 23.7286 | 0.11791 | 0.070645 | 0.10035 | 0.11791 | 0.12162 | 0.80692 | 0.2928 | -0.034028 | 0.80692 | 0.794 | 0.77478 | 0.18406 | -0.40955 | 0.77478 | 0.74336
61 | 0.24 | 0.27 | South/Central | SC | Greenville.Intl.AP.723120 | 3 | 1931227 | 45.5671 | 9.2855 | 59.3715 | 45.4594 | 13.9121 | 889.21 | 4.1054 | 40.92 | 4.3664 | -0.26107 | 45.8698 | 2.3134 | 21.43 | 2.5477 | -0.23431 | 23.4759 | 3.4396 | 9.04 | 5.0351 | -1.5956 | 0.97255 | 4.1054 | 40.92 | 4.3664 | -0.26107 | 45.8698 | 4.2459 | 40.43 | 4.6175 | -0.37151 | 44.6787 | 0.026379 | 1.202 | 0.24494 | 1.5661 | 23.4561 | 0.10829 | 0.061025 | 0.090731 | 0.10829 | 0.112 | 1.0794 | 0.56529 | 0.23846 | 1.0794 | 1.0665 | 1.21 | 0.61926 | 0.025654 | 1.21 | 1.1786 | 0.026379 | 1.202 | 0.24494 | 1.5661 | 23.4561 | 0.10829 | 0.061025 | 0.090731 | 0.10829 | 0.112 | 1.0794 | 0.56529 | 0.23846 | 1.0794 | 1.0665 | 1.21 | 0.61926 | 0.025654 | 1.21 | 1.1786
62 | 0.24 | 0.23 | South/Central | SC | Greenville.Intl.AP.723120 | 3 | 1931227 | 46.5821 | 8.8335 | 59.7645 | 46.472 | 13.2925 | 882.18 | 3.7123 | 47.95 | 3.3538 | 0.35852 | 57.6548 | 1.9204 | 28.46 | 1.5351 | 0.38528 | 35.2609 | 3.0465 | 16.07 | 4.0225 | -0.97598 | 12.7576 | 3.7123 | 47.95 | 3.3538 | 0.35852 | 57.6548 | 3.8529 | 47.46 | 3.6048 | 0.24808 | 56.4638 | 0.026379 | 1.2288 | 0.23302 | 1.5765 | 23.2706 | 0.097926 | 0.050657 | 0.080363 | 0.097926 | 0.10163 | 1.2649 | 0.75073 | 0.4239 | 1.2649 | 1.2519 | 1.5209 | 0.93013 | 0.33653 | 1.5209 | 1.4894 | 0.026379 | 1.2288 | 0.23302 | 1.5765 | 23.2706 | 0.097926 | 0.050657 | 0.080363 | 0.097926 | 0.10163 | 1.2649 | 0.75073 | 0.4239 | 1.2649 | 1.2519 | 1.5209 | 0.93013 | 0.33653 | 1.5209 | 1.4894
63 | 0.24 | 0.19 | South/Central | SC | Greenville.Intl.AP.723120 | 3 | 1931227 | 47.6779 | 8.3815 | 60.2376 | 47.5652 | 12.6723 | 876.07 | 3.2393 | 54.06 | 2.2606 | 0.97867 | 68.4223 | 1.4473 | 34.57 | 0.4419 | 1.0054 | 46.0284 | 2.5735 | 22.18 | 2.9293 | -0.35583 | 23.5251 | 3.2393 | 54.06 | 2.2606 | 0.97867 | 68.4223 | 3.3798 | 53.57 | 2.5116 | 0.86822 | 67.2312 | 0.026379 | 1.2577 | 0.22109 | 1.589 | 23.1095 | 0.085447 | 0.038178 | 0.067884 | 0.085447 | 0.089155 | 1.426 | 0.91191 | 0.58508 | 1.426 | 1.4131 | 1.8049 | 1.2142 | 0.62056 | 1.8049 | 1.7735 | 0.026379 | 1.2577 | 0.22109 | 1.589 | 23.1095 | 0.085447 | 0.038178 | 0.067884 | 0.085447 | 0.089155 | 1.426 | 0.91191 | 0.58508 | 1.426 | 1.4131 | 1.8049 | 1.2142 | 0.62056 | 1.8049 | 1.7735
64 | 0.24 | 0.17 | South/Central | SC | Greenville.Intl.AP.723120 | 3 | 1931227 | 48.2608 | 8.1505 | 60.4991 | 48.1468 | 12.3523 | 873.12 | 2.9778 | 57.01 | 1.679 | 1.2987 | 73.7563 | 1.1858 | 37.52 | -0.13966 | 1.3255 | 51.3624 | 2.312 | 25.13 | 2.3477 | -0.035758 | 28.8591 | 2.9778 | 57.01 | 1.679 | 1.2987 | 73.7563 | 3.1184 | 56.52 | 1.9301 | 1.1883 | 72.5653 | 0.026379 | 1.2731 | 0.215 | 1.5959 | 23.0317 | 0.07855 | 0.031281 | 0.060987 | 0.07855 | 0.082258 | 1.5038 | 0.98972 | 0.66289 | 1.5038 | 1.4909 | 1.9456 | 1.3549 | 0.76126 | 1.9456 | 1.9142 | 0.026379 | 1.2731 | 0.215 | 1.5959 | 23.0317 | 0.07855 | 0.031281 | 0.060987 | 0.07855 | 0.082258 | 1.5038 | 0.98972 | 0.66289 | 1.5038 | 1.4909 | 1.9456 | 1.3549 | 0.76126 | 1.9456 | 1.9142
65 | 0.22 | 0.47 | South/Central | SC | Greenville.Intl.AP.723120 | 3 | 1931227 | 41.7777 | 10.8122 | 57.7119 | 41.6789 | 16.033 | 910.06 | 5.7649 | 20.07 | 8.147 | -2.382 | 9.5808 | 3.973 | 0.58 | 6.3283 | -2.3553 | -12.8131 | 5.0991 | -11.81 | 8.8157 | -3.7165 | -35.3164 | 5.7649 | 20.07 | 8.147 | -2.382 | 9.5808 | 5.9055 | 19.58 | 8.398 | -2.4925 | 8.3897 | 0.026379 | 1.102 | 0.28521 | 1.5224 | 24.0061 | 0.15207 | 0.1048 | 0.13451 | 0.15207 | 0.15578 | 0.52942 | 0.0153 | -0.31153 | 0.52942 | 0.51649 | 0.25273 | -0.33799 | -0.9316 | 0.25273 | 0.22131 | 0.026379 | 1.102 | 0.28521 | 1.5224 | 24.0061 | 0.15207 | 0.1048 | 0.13451 | 0.15207 | 0.15578 | 0.52942 | 0.0153 | -0.31153 | 0.52942 | 0.51649 | 0.25273 | -0.33799 | -0.9316 | 0.25273 | 0.22131
66 | 0.22 | 0.42 | South/Central | SC | Greenville.Intl.AP.723120 | 3 | 1931227 | 42.5614 | 10.351 | 57.8438 | 42.4608 | 15.383 | 899.47 | 5.6331 | 30.66 | 7.365 | -1.732 | 25.564 | 3.8411 | 11.17 | 5.5463 | -1.7052 | 3.17 | 4.9673 | -1.22 | 8.0338 | -3.0665 | -19.3333 | 5.6331 | 30.66 | 7.365 | -1.732 | 25.564 | 5.7736 | 30.17 | 7.6161 | -1.8424 | 24.3729 | 0.026379 | 1.1227 | 0.27304 | 1.5258 | 23.7267 | 0.14859 | 0.10132 | 0.13103 | 0.14859 | 0.1523 | 0.80877 | 0.29465 | -0.032182 | 0.80877 | 0.79584 | 0.67434 | 0.083621 | -0.50998 | 0.67434 | 0.64292 | 0.026379 | 1.1227 | 0.27304 | 1.5258 | 23.7267 | 0.14859 | 0.10132 | 0.13103 | 0.14859 | 0.1523 | 0.80877 | 0.29465 | -0.032182 | 0.80877 | 0.79584 | 0.67434 | 0.083621 | -0.50998 | 0.67434 | 0.64292
67 | 0.22 | 0.37 | South/Central | SC | Greenville.Intl.AP.723120 | 3 | 1931227 | 43.0046 | 10.1793 | 58.0347 | 42.903 | 15.1317 | 896.91 | 5.4422 | 33.22 | 6.9229 | -1.4807 | 29.9375 | 3.6502 | 13.73 | 5.1042 | -1.4539 | 7.5435 | 4.7764 | 1.34 | 7.5916 | -2.8152 | -14.9598 | 5.4422 | 33.22 | 6.9229 | -1.4807 | 29.9375 | 5.5827 | 32.73 | 7.1739 | -1.5911 | 28.7464 | 0.026379 | 1.1344 | 0.26851 | 1.5309 | 23.6592 | 0.14356 | 0.096288 | 0.12599 | 0.14356 | 0.14726 | 0.8763 | 0.36218 | 0.035347 | 0.8763 | 0.86337 | 0.78971 | 0.19899 | -0.39462 | 0.78971 | 0.75829 | 0.026379 | 1.1344 | 0.26851 | 1.5309 | 23.6592 | 0.14356 | 0.096288 | 0.12599 | 0.14356 | 0.14726 | 0.8763 | 0.36218 | 0.035347 | 0.8763 | 0.86337 | 0.78971 | 0.19899 | -0.39462 | 0.78971 | 0.75829
68 | 0.22 | 0.32 | South/Central | SC | Greenville.Intl.AP.723120 | 3 | 1931227 | 43.649 | 9.8877 | 58.2561 | 43.5458 | 14.7103 | 891.57 | 5.2208 | 38.56 | 6.2801 | -1.0593 | 38.5447 | 3.4288 | 19.07 | 4.4614 | -1.0326 | 16.1508 | 4.555 | 6.68 | 6.9488 | -2.3938 | -6.3525 | 5.2208 | 38.56 | 6.2801 | -1.0593 | 38.5447 | 5.3613 | 38.07 | 6.5311 | -1.1698 | 37.3537 | 0.026379 | 1.1514 | 0.26082 | 1.5367 | 23.5183 | 0.13772 | 0.090447 | 0.12015 | 0.13772 | 0.14142 | 1.0172 | 0.50304 | 0.17621 | 1.0172 | 1.0042 | 1.0168 | 0.42604 | -0.16757 | 1.0168 | 0.98534 | 0.026379 | 1.1514 | 0.26082 | 1.5367 | 23.5183 | 0.13772 | 0.090447 | 0.12015 | 0.13772 | 0.14142 | 1.0172 | 0.50304 | 0.17621 | 1.0172 | 1.0042 | 1.0168 | 0.42604 | -0.16757 | 1.0168 | 0.98534
69 | 0.22 | 0.27 | South/Central | SC | Greenville.Intl.AP.723120 | 3 | 1931227 | 44.795 | 9.3159 | 58.6203 | 44.6891 | 13.9312 | 881.21 | 4.8565 | 48.92 | 5.1367 | -0.28023 | 55.0402 | 3.0646 | 29.43 | 3.318 | -0.25348 | 32.6463 | 4.1907 | 17.04 | 5.8054 | -1.6147 | 10.1429 | 4.8565 | 48.92 | 5.1367 | -0.28023 | 55.0402 | 4.9971 | 48.43 | 5.3877 | -0.39068 | 53.8491 | 0.026379 | 1.1816 | 0.24574 | 1.5463 | 23.2451 | 0.12811 | 0.080839 | 0.11054 | 0.12811 | 0.13182 | 1.2904 | 0.77632 | 0.44949 | 1.2904 | 1.2775 | 1.4519 | 0.86116 | 0.26756 | 1.4519 | 1.4205 | 0.026379 | 1.1816 | 0.24574 | 1.5463 | 23.2451 | 0.12811 | 0.080839 | 0.11054 | 0.12811 | 0.13182 | 1.2904 | 0.77632 | 0.44949 | 1.2904 | 1.2775 | 1.4519 | 0.86116 | 0.26756 | 1.4519 | 1.4205
70 | 0.22 | 0.23 | South/Central | SC | Greenville.Intl.AP.723120 | 3 | 1931227 | 45.8008 | 8.8632 | 59.0029 | 45.6926 | 13.3103 | 874.03 | 4.474 | 56.1 | 4.1332 | 0.34075 | 66.999 | 2.682 | 36.61 | 2.3145 | 0.3675 | 44.6051 | 3.8082 | 24.22 | 4.8019 | -0.99375 | 22.1018 | 4.474 | 56.1 | 4.1332 | 0.34075 | 66.999 | 4.6146 | 55.61 | 4.3843 | 0.2303 | 65.8079 | 0.026379 | 1.2082 | 0.2338 | 1.5564 | 23.0557 | 0.11802 | 0.070748 | 0.10045 | 0.11802 | 0.12173 | 1.4798 | 0.96572 | 0.63889 | 1.4798 | 1.4669 | 1.7673 | 1.1766 | 0.58301 | 1.7673 | 1.7359 | 0.026379 | 1.2082 | 0.2338 | 1.5564 | 23.0557 | 0.11802 | 0.070748 | 0.10045 | 0.11802 | 0.12173 | 1.4798 | 0.96572 | 0.63889 | 1.4798 | 1.4669 | 1.7673 | 1.1766 | 0.58301 | 1.7673 | 1.7359
71 | 0.22 | 0.19 | South/Central | SC | Greenville.Intl.AP.723120 | 3 | 1931227 | 46.8961 | 8.402 | 59.4572 | 46.7853 | 12.6719 | 867.38 | 4.0196 | 62.75 | 3.0406 | 0.97907 | 78.5025 | 2.2277 | 43.26 | 1.2219 | 1.0058 | 56.1086 | 3.3538 | 30.87 | 3.7093 | -0.35543 | 33.6053 | 4.0196 | 62.75 | 3.0406 | 0.97907 | 78.5025 | 4.1602 | 62.26 | 3.2916 | 0.86863 | 77.3114 | 0.026379 | 1.2371 | 0.22163 | 1.5684 | 22.8802 | 0.10603 | 0.058763 | 0.088469 | 0.10603 | 0.10974 | 1.6553 | 1.1411 | 0.81431 | 1.6553 | 1.6423 | 2.0708 | 1.4801 | 0.88646 | 2.0708 | 2.0394 | 0.026379 | 1.2371 | 0.22163 | 1.5684 | 22.8802 | 0.10603 | 0.058763 | 0.088469 | 0.10603 | 0.10974 | 1.6553 | 1.1411 | 0.81431 | 1.6553 | 1.6423 | 2.0708 | 1.4801 | 0.88646 | 2.0708 | 2.0394
72 | 0.22 | 0.17 | South/Central | SC | Greenville.Intl.AP.723120 | 3 | 1931227 | 47.479 | 8.171 | 59.7278 | 47.3668 | 12.361 | 864.68 | 3.749 | 65.45 | 2.459 | 1.29 | 83.4711 | 1.9571 | 45.96 | 0.6403 | 1.3168 | 61.0772 | 3.0832 | 33.57 | 3.1277 | -0.044462 | 38.5739 | 3.749 | 65.45 | 2.459 | 1.29 | 83.4711 | 3.8896 | 64.96 | 2.71 | 1.1796 | 82.28 | 0.026379 | 1.2524 | 0.21554 | 1.5755 | 22.809 | 0.098894 | 0.051625 | 0.081332 | 0.098894 | 0.1026 | 1.7265 | 1.2124 | 0.88553 | 1.7265 | 1.7136 | 2.2018 | 1.6111 | 1.0175 | 2.2018 | 2.1704 | 0.026379 | 1.2524 | 0.21554 | 1.5755 | 22.809 | 0.098894 | 0.051625 | 0.081332 | 0.098894 | 0.1026 | 1.7265 | 1.2124 | 0.88553 | 1.7265 | 1.7136 | 2.2018 | 1.6111 | 1.0175 | 2.2018 | 2.1704
73 | 0.2 | 0.47 | South/Central | SC | Greenville.Intl.AP.723120 | 3 | 1931227 | 41.0164 | 10.8528 | 56.9903 | 40.9194 | 16.071 | 902.76 | 6.4865 | 27.37 | 8.9065 | -2.4199 | 17.8594 | 4.6946 | 7.88 | 7.0877 | -2.3932 | -4.5346 | 5.8207 | -4.51 | 9.5752 | -3.7544 | -27.0379 | 6.4865 | 27.37 | 8.9065 | -2.4199 | 17.8594 | 6.6271 | 26.88 | 9.1575 | -2.5304 | 16.6683 | 0.026379 | 1.082 | 0.28628 | 1.5033 | 23.8135 | 0.1711 | 0.12384 | 0.15354 | 0.1711 | 0.17481 | 0.72198 | 0.20786 | -0.11897 | 0.72198 | 0.70906 | 0.4711 | -0.11962 | -0.71322 | 0.4711 | 0.43969 | 0.026379 | 1.082 | 0.28628 | 1.5033 | 23.8135 | 0.1711 | 0.12384 | 0.15354 | 0.1711 | 0.17481 | 0.72198 | 0.20786 | -0.11897 | 0.72198 | 0.70906 | 0.4711 | -0.11962 | -0.71322 | 0.4711 | 0.43969
74 | 0.2 | 0.42 | South/Central | SC | Greenville.Intl.AP.723120 | 3 | 1931227 | 41.7907 | 10.3913 | 57.104 | 41.6919 | 15.4121 | 891.8 | 6.3729 | 38.33 | 8.134 | -1.7611 | 34.3185 | 4.5809 | 18.84 | 6.3153 | -1.7343 | 11.9245 | 5.7071 | 6.45 | 8.8027 | -3.0956 | -10.5788 | 6.3729 | 38.33 | 8.134 | -1.7611 | 34.3185 | 6.5135 | 37.84 | 8.385 | -1.8715 | 33.1274 | 0.026379 | 1.1024 | 0.27411 | 1.5063 | 23.5244 | 0.16811 | 0.12084 | 0.15054 | 0.16811 | 0.17182 | 1.0111 | 0.49697 | 0.17014 | 1.0111 | 0.99817 | 0.90527 | 0.31455 | -0.27905 | 0.90527 | 0.87385 | 0.026379 | 1.1024 | 0.27411 | 1.5063 | 23.5244 | 0.16811 | 0.12084 | 0.15054 | 0.16811 | 0.17182 | 1.0111 | 0.49697 | 0.17014 | 1.0111 | 0.99817 | 0.90527 | 0.31455 | -0.27905 | 0.90527 | 0.87385
75 | 0.2 | 0.37 | South/Central | SC | Greenville.Intl.AP.723120 | 3 | 1931227 | 42.2334 | 10.2105 | 57.2847 | 42.1335 | 15.1512 | 888.98 | 6.1921 | 41.15 | 7.6923 | -1.5002 | 39.084 | 4.4002 | 21.66 | 5.8736 | -1.4734 | 16.6901 | 5.5263 | 9.27 | 8.361 | -2.8347 | -5.8132 | 6.1921 | 41.15 | 7.6923 | -1.5002 | 39.084 | 6.3327 | 40.66 | 7.9433 | -1.6106 | 37.893 | 0.026379 | 1.1141 | 0.26934 | 1.5111 | 23.45 | 0.16334 | 0.11607 | 0.14578 | 0.16334 | 0.16705 | 1.0855 | 0.57136 | 0.24453 | 1.0855 | 1.0726 | 1.031 | 0.44026 | -0.15334 | 1.031 | 0.99956 | 0.026379 | 1.1141 | 0.26934 | 1.5111 | 23.45 | 0.16334 | 0.11607 | 0.14578 | 0.16334 | 0.16705 | 1.0855 | 0.57136 | 0.24453 | 1.0855 | 1.0726 | 1.031 | 0.44026 | -0.15334 | 1.031 | 0.99956
76 | 0.2 | 0.32 | South/Central | SC | Greenville.Intl.AP.723120 | 3 | 1931227 | 42.8677 | 9.9275 | 57.5047 | 42.7663 | 14.7384 | 883.74 | 5.9721 | 46.39 | 7.0595 | -1.0874 | 47.4759 | 4.1802 | 26.9 | 5.2408 | -1.0606 | 25.082 | 5.3063 | 14.51 | 7.7282 | -2.4219 | 2.5787 | 5.9721 | 46.39 | 7.0595 | -1.0874 | 47.4759 | 6.1127 | 45.9 | 7.3105 | -1.1978 | 46.2848 | 0.026379 | 1.1308 | 0.26187 | 1.5169 | 23.3118 | 0.15754 | 0.11027 | 0.13997 | 0.15754 | 0.16124 | 1.2237 | 0.70958 | 0.38275 | 1.2237 | 1.2108 | 1.2523 | 0.66163 | 0.068022 | 1.2523 | 1.2209 | 0.026379 | 1.1308 | 0.26187 | 1.5169 | 23.3118 | 0.15754 | 0.11027 | 0.13997 | 0.15754 | 0.16124 | 1.2237 | 0.70958 | 0.38275 | 1.2237 | 1.2108 | 1.2523 | 0.66163 | 0.068022 | 1.2523 | 1.2209
77 | 0.2 | 0.27 | South/Central | SC | Greenville.Intl.AP.723120 | 3 | 1931227 | 44.0039 | 9.3459 | 57.8492 | 43.8998 | 13.9494 | 872.99 | 5.6276 | 57.14 | 5.926 | -0.29843 | 64.4947 | 3.8357 | 37.65 | 4.1073 | -0.27167 | 42.1008 | 4.9618 | 25.26 | 6.5947 | -1.6329 | 19.5975 | 5.6276 | 57.14 | 5.926 | -0.29843 | 64.4947 | 5.7682 | 56.65 | 6.177 | -0.40888 | 63.3036 | 0.026379 | 1.1608 | 0.24653 | 1.526 | 23.0282 | 0.14845 | 0.10118 | 0.13089 | 0.14845 | 0.15216 | 1.5073 | 0.99315 | 0.66632 | 1.5073 | 1.4943 | 1.7013 | 1.1106 | 0.51695 | 1.7013 | 1.6699 | 0.026379 | 1.1608 | 0.24653 | 1.526 | 23.0282 | 0.14845 | 0.10118 | 0.13089 | 0.14845 | 0.15216 | 1.5073 | 0.99315 | 0.66632 | 1.5073 | 1.4943 | 1.7013 | 1.1106 | 0.51695 | 1.7013 | 1.6699
78 | 0.2 | 0.23 | South/Central | SC | Greenville.Intl.AP.723120 | 3 | 1931227 | 45.0093 | 8.8844 | 58.2225 | 44.9029 | 13.3197 | 865.53 | 5.2543 | 64.6 | 4.923 | 0.33136 | 76.8124 | 3.4624 | 45.11 | 3.1043 | 0.35811 | 54.4185 | 4.5885 | 32.72 | 5.5917 | -1.0031 | 31.9152 | 5.2543 | 64.6 | 4.923 | 0.33136 | 76.8124 | 5.3949 | 64.11 | 5.174 | 0.22091 | 75.6213 | 0.026379 | 1.1873 | 0.23436 | 1.5358 | 22.8314 | 0.1386 | 0.091333 | 0.12104 | 0.1386 | 0.14231 | 1.7041 | 1.1899 | 0.86311 | 1.7041 | 1.6911 | 2.0262 | 1.4355 | 0.84188 | 2.0262 | 1.9948 | 0.026379 | 1.1873 | 0.23436 | 1.5358 | 22.8314 | 0.1386 | 0.091333 | 0.12104 | 0.1386 | 0.14231 | 1.7041 | 1.1899 | 0.86311 | 1.7041 | 1.6911 | 2.0262 | 1.4355 | 0.84188 | 2.0262 | 1.9948
79 | 0.2 | 0.19 | South/Central | SC | Greenville.Intl.AP.723120 | 3 | 1931227 | 46.105 | 8.4225 | 58.6759 | 45.996 | 12.6799 | 858.83 | 4.8009 | 71.3 | 3.8299 | 0.97108 | 88.3661 | 3.009 | 51.81 | 2.0111 | 0.99783 | 65.9722 | 4.1351 | 39.42 | 4.4986 | -0.36342 | 43.4689 | 4.8009 | 71.3 | 3.8299 | 0.97108 | 88.3661 | 4.9415 | 70.81 | 4.0809 | 0.86063 | 87.1751 | 0.026379 | 1.2162 | 0.22217 | 1.5478 | 22.6547 | 0.12664 | 0.079373 | 0.10908 | 0.12664 | 0.13035 | 1.8808 | 1.3667 | 1.0398 | 1.8808 | 1.8679 | 2.331 | 1.7403 | 1.1466 | 2.331 | 2.2996 | 0.026379 | 1.2162 | 0.22217 | 1.5478 | 22.6547 | 0.12664 | 0.079373 | 0.10908 | 0.12664 | 0.13035 | 1.8808 | 1.3667 | 1.0398 | 1.8808 | 1.8679 | 2.331 | 1.7403 | 1.1466 | 2.331 | 2.2996
80 | 0.2 | 0.17 | South/Central | SC | Greenville.Intl.AP.723120 | 3 | 1931227 | 46.6788 | 8.1909 | 58.9373 | 46.5684 | 12.3689 | 856.05 | 4.5395 | 74.08 | 3.2574 | 1.2821 | 93.4538 | 2.7476 | 54.59 | 1.4387 | 1.3088 | 71.0598 | 3.8737 | 42.2 | 3.9261 | -0.052432 | 48.5565 | 4.5395 | 74.08 | 3.2574 | 1.2821 | 93.4538 | 4.6801 | 73.59 | 3.5084 | 1.1716 | 92.2627 | 0.026379 | 1.2313 | 0.21607 | 1.5547 | 22.5814 | 0.11975 | 0.072477 | 0.10218 | 0.11975 | 0.12345 | 1.9541 | 1.44 | 1.1132 | 1.9541 | 1.9412 | 2.4652 | 1.8745 | 1.2809 | 2.4652 | 2.4338 | 0.026379 | 1.2313 | 0.21607 | 1.5547 | 22.5814 | 0.11975 | 0.072477 | 0.10218 | 0.11975 | 0.12345 | 1.9541 | 1.44 | 1.1132 | 1.9541 | 1.9412 | 2.4652 | 1.8745 | 1.2809 | 2.4652 | 2.4338
81 | 0.35 | 0.2 | South/Central | SC | Greenville.Intl.AP.723120 | 3 | 1931227 | 51.5621 | 8.3805 | 64.2209 | 51.4406 | 12.7803 | 922.47 | -0.74408 | 7.66 | -1.6148 | 0.87067 | 14.0865 | -2.536 | -11.83 | -3.4335 | 0.89743 | -8.3074 | -1.4099 | -24.22 | -0.94605 | -0.46383 | -30.8107 | -0.74408 | 7.66 | -1.6148 | 0.87067 | 14.0865 | -0.60352 | 7.17 | -1.3637 | 0.76023 | 12.8954 | 0.026379 | 1.3601 | 0.22107 | 1.6941 | 24.3334 | -0.019628 | -0.066897 | -0.037191 | -0.019628 | -0.01592 | 0.20206 | -0.31206 | -0.63889 | 0.20206 | 0.18913 | 0.37158 | -0.21914 | -0.81274 | 0.37158 | 0.34016 | 0.026379 | 1.3601 | 0.22107 | 1.6941 | 24.3334 | -0.019628 | -0.066897 | -0.037191 | -0.019628 | -0.01592 | 0.20206 | -0.31206 | -0.63889 | 0.20206 | 0.18913 | 0.37158 | -0.21914 | -0.81274 | 0.37158 | 0.34016
82 | 0.35 | 0.25 | South/Central | SC | Greenville.Intl.AP.723120 | 3 | 1931227 | 50.1952 | 8.9331 | 63.6174 | 50.0769 | 13.5406 | 929.64 | -0.14057 | 0.49 | -0.25101 | 0.11045 | 1.1911 | -1.9325 | -19 | -2.0697 | 0.1372 | -21.2028 | -0.80636 | -31.39 | 0.41769 | -1.2241 | -43.7062 | -0.14057 | 0.49 | -0.25101 | 0.11045 | 1.1911 | 0 | 0 | 0 | 0 | 0 | 0.026379 | 1.3241 | 0.23564 | 1.6781 | 24.5226 | -0.003708 | -0.050977 | -0.021271 | -0.003708 | 0 | 0.012926 | -0.50119 | -0.82802 | 0.012926 | 0 | 0.031419 | -0.5593 | -1.1529 | 0.031419 | 0 | 0.026379 | 1.3241 | 0.23564 | 1.6781 | 24.5226 | -0.003708 | -0.050977 | -0.021271 | -0.003708 | 0 | 0.012926 | -0.50119 | -0.82802 | 0.012926 | 0 | 0.031419 | -0.5593 | -1.1529 | 0.031419 | 0
83 | 0.35 | 0.3 | South/Central | SC | Greenville.Intl.AP.723120 | 3 | 1931227 | 49.9436 | 8.9638 | 63.4769 | 49.8258 | 13.651 | 930.13 | 0 | 0 | 0 | 0 | 0 | -1.7919 | -19.49 | -1.8187 | 0.026753 | -22.3939 | -0.6658 | -31.88 | 0.6687 | -1.3345 | -44.8972 | 0 | 0 | 0 | 0 | 0 | 0.14057 | -0.49 | 0.25101 | -0.11045 | -1.1911 | 0.026379 | 1.3174 | 0.23645 | 1.6744 | 24.5355 | 0 | -0.047269 | -0.017563 | 0 | 0.003708 | 0 | -0.51412 | -0.84095 | 0 | -0.012926 | 0 | -0.59072 | -1.1843 | 0 | -0.031419 | 0.026379 | 1.3174 | 0.23645 | 1.6744 | 24.5355 | 0 | -0.047269 | -0.017563 | 0 | 0.003708 | 0 | -0.51412 | -0.84095 | 0 | -0.012926 | 0 | -0.59072 | -1.1843 | 0 | -0.031419
84 | 0.35 | 0.35 | South/Central | SC | Greenville.Intl.AP.723120 | 3 | 1931227 | 48.7276 | 9.4761 | 62.9637 | 48.6127 | 14.3511 | 937.26 | 0.51311 | -7.13 | 1.2132 | -0.70005 | -12.4249 | -1.2788 | -26.62 | -0.60554 | -0.6733 | -34.8189 | -0.15269 | -39.01 | 1.8819 | -2.0346 | -57.3222 | 0.51311 | -7.13 | 1.2132 | -0.70005 | -12.4249 | 0.65367 | -7.62 | 1.4642 | -0.8105 | -13.616 | 0.026379 | 1.2854 | 0.24996 | 1.6609 | 24.7236 | 0.013535 | -0.033734 | -0.0040278 | 0.013535 | 0.017243 | -0.18808 | -0.7022 | -1.029 | -0.18808 | -0.201 | -0.32775 | -0.91847 | -1.5121 | -0.32775 | -0.35917 | 0.026379 | 1.2854 | 0.24996 | 1.6609 | 24.7236 | 0.013535 | -0.033734 | -0.0040278 | 0.013535 | 0.017243 | -0.18808 | -0.7022 | -1.029 | -0.18808 | -0.201 | -0.32775 | -0.91847 | -1.5121 | -0.32775 | -0.35917
85 | 0.35 | 0.4 | South/Central | SC | Greenville.Intl.AP.723120 | 3 | 1931227 | 47.6218 | 9.9881 | 62.5507 | 47.5095 | 15.0412 | 945.36 | 0.92612 | -15.23 | 2.3163 | -1.3902 | -25.8716 | -0.86583 | -34.72 | 0.49761 | -1.3634 | -48.2655 | 0.26033 | -47.11 | 2.985 | -2.7247 | -70.7688 | 0.92612 | -15.23 | 2.3163 | -1.3902 | -25.8716 | 1.0667 | -15.72 | 2.5673 | -1.5006 | -27.0627 | 0.026379 | 1.2562 | 0.26347 | 1.65 | 24.9372 | 0.02443 | -0.022839 | 0.0068671 | 0.02443 | 0.028138 | -0.40175 | -0.91586 | -1.2427 | -0.40175 | -0.41467 | -0.68246 | -1.2732 | -1.8668 | -0.68246 | -0.71387 | 0.026379 | 1.2562 | 0.26347 | 1.65 | 24.9372 | 0.02443 | -0.022839 | 0.0068671 | 0.02443 | 0.028138 | -0.40175 | -0.91586 | -1.2427 | -0.40175 | -0.41467 | -0.68246 | -1.2732 | -1.8668 | -0.68246 | -0.71387
86 | 0.33 | 0.2 | South/Central | SC | Greenville.Intl.AP.723120 | 3 | 1931227 | 50.8311 | 8.3911 | 63.4905 | 50.7112 | 12.7793 | 914.3 | -0.013631 | 15.83 | -0.88538 | 0.87175 | 23.5409 | -1.8056 | -3.66 | -2.7041 | 0.8985 | 1.147 | -0.67943 | -16.05 | -0.21668 | -0.46275 | -21.3563 | -0.013631 | 15.83 | -0.88538 | 0.87175 | 23.5409 | 0.12694 | 15.34 | -0.63437 | 0.7613 | 22.3498 | 0.026379 | 1.3409 | 0.22135 | 1.6748 | 24.1179 | -0.00035956 | -0.047629 | -0.017922 | -0.00035956 | 0.0033484 | 0.41757 | -0.096546 | -0.42338 | 0.41757 | 0.40465 | 0.62098 | 0.030256 | -0.56335 | 0.62098 | 0.58956 | 0.026379 | 1.3409 | 0.22135 | 1.6748 | 24.1179 | -0.00035956 | -0.047629 | -0.017922 | -0.00035956 | 0.0033484 | 0.41757 | -0.096546 | -0.42338 | 0.41757 | 0.40465 | 0.62098 | 0.030256 | -0.56335 | 0.62098 | 0.58956
87 | 0.33 | 0.25 | South/Central | SC | Greenville.Intl.AP.723120 | 3 | 1931227 | 49.4641 | 8.9531 | 62.8961 | 49.3475 | 13.5487 | 921.76 | 0.58072 | 8.37 | 0.47836 | 0.10236 | 10.278 | -1.2112 | -11.12 | -1.3403 | 0.12911 | -12.116 | -0.085076 | -23.51 | 1.1471 | -1.2321 | -34.6193 | 0.58072 | 8.37 | 0.47836 | 0.10236 | 10.278 | 0.72129 | 7.88 | 0.72938 | -0.0080871 | 9.0869 | 0.026379 | 1.3048 | 0.23617 | 1.6591 | 24.3147 | 0.015319 | -0.03195 | -0.0022442 | 0.015319 | 0.019027 | 0.22079 | -0.29333 | -0.62016 | 0.22079 | 0.20786 | 0.27112 | -0.3196 | -0.91321 | 0.27112 | 0.2397 | 0.026379 | 1.3048 | 0.23617 | 1.6591 | 24.3147 | 0.015319 | -0.03195 | -0.0022442 | 0.015319 | 0.019027 | 0.22079 | -0.29333 | -0.62016 | 0.22079 | 0.20786 | 0.27112 | -0.3196 | -0.91321 | 0.27112 | 0.2397
88 | 0.33 | 0.3 | South/Central | SC | Greenville.Intl.AP.723120 | 3 | 1931227 | 49.2219 | 8.9843 | 62.7565 | 49.1058 | 13.6507 | 922.1 | 0.7204 | 8.03 | 0.72004 | 0.00036052 | 9.3052 | -1.0716 | -11.46 | -1.0987 | 0.027114 | -13.0887 | 0.054602 | -23.85 | 1.3887 | -1.3341 | -35.592 | 0.7204 | 8.03 | 0.72004 | 0.00036052 | 9.3052 | 0.86097 | 7.54 | 0.97105 | -0.11009 | 8.1141 | 0.026379 | 1.2984 | 0.23699 | 1.6554 | 24.3237 | 0.019003 | -0.028266 | 0.0014403 | 0.019003 | 0.022711 | 0.21182 | -0.3023 | -0.62913 | 0.21182 | 0.19889 | 0.24546 | -0.34526 | -0.93887 | 0.24546 | 0.21404 | 0.026379 | 1.2984 | 0.23699 | 1.6554 | 24.3237 | 0.019003 | -0.028266 | 0.0014403 | 0.019003 | 0.022711 | 0.21182 | -0.3023 | -0.62913 | 0.21182 | 0.19889 | 0.24546 | -0.34526 | -0.93887 | 0.24546 | 0.21404
89 | 0.33 | 0.35 | South/Central | SC | Greenville.Intl.AP.723120 | 3 | 1931227 | 48.0065 | 9.506 | 62.2627 | 47.8933 | 14.3694 | 929.8 | 1.2142 | 0.33 | 1.9326 | -0.71837 | -3.877 | -0.57775 | -19.16 | 0.11386 | -0.69162 | -26.2709 | 0.5484 | -31.55 | 2.6013 | -2.0529 | -48.7742 | 1.2142 | 0.33 | 1.9326 | -0.71837 | -3.877 | 1.3548 | -0.16 | 2.1836 | -0.82882 | -5.0681 | 0.026379 | 1.2663 | 0.25076 | 1.6424 | 24.5268 | 0.032029 | -0.01524 | 0.014466 | 0.032029 | 0.035737 | 0.0087049 | -0.50541 | -0.83224 | 0.0087049 | -0.0042206 | -0.10227 | -0.69299 | -1.2866 | -0.10227 | -0.13369 | 0.026379 | 1.2663 | 0.25076 | 1.6424 | 24.5268 | 0.032029 | -0.01524 | 0.014466 | 0.032029 | 0.035737 | 0.0087049 | -0.50541 | -0.83224 | 0.0087049 | -0.0042206 | -0.10227 | -0.69299 | -1.2866 | -0.10227 | -0.13369
90 | 0.33 | 0.4 | South/Central | SC | Greenville.Intl.AP.723120 | 3 | 1931227 | 46.9108 | 10.0186 | 61.8608 | 46.8001 | 15.0607 | 938.05 | 1.616 | -7.92 | 3.0258 | -1.4097 | -17.5002 | -0.1759 | -27.41 | 1.207 | -1.3829 | -39.8942 | 0.95025 | -39.8 | 3.6945 | -2.7442 | -62.3975 | 1.616 | -7.92 | 3.0258 | -1.4097 | -17.5002 | 1.7566 | -8.41 | 3.2768 | -1.5202 | -18.6913 | 0.026379 | 1.2374 | 0.26428 | 1.6318 | 24.7444 | 0.042629 | -0.00464 | 0.025066 | 0.042629 | 0.046337 | -0.20892 | -0.72304 | -1.0499 | -0.20892 | -0.22184 | -0.46163 | -1.0524 | -1.646 | -0.46163 | -0.49305 | 0.026379 | 1.2374 | 0.26428 | 1.6318 | 24.7444 | 0.042629 | -0.00464 | 0.025066 | 0.042629 | 0.046337 | -0.20892 | -0.72304 | -1.0499 | -0.20892 | -0.22184 | -0.46163 | -1.0524 | -1.646 | -0.46163 | -0.49305
91 | 0.3 | 0.2 | South/Central | SC | Greenville.Intl.AP.723120 | 3 | 1931227 | 49.72 | 8.4208 | 62.3891 | 49.6027 | 12.7864 | 902.12 | 1.0878 | 28.01 | 0.22315 | 0.86461 | 37.558 | -0.70419 | 8.52 | -1.5955 | 0.89136 | 15.1641 | 0.42196 | -3.87 | 0.89186 | -0.46989 | -7.3392 | 1.0878 | 28.01 | 0.22315 | 0.86461 | 37.558 | 1.2283 | 27.52 | 0.47417 | 0.75416 | 36.3669 | 0.026379 | 1.3115 | 0.22213 | 1.6457 | 23.7966 | 0.028694 | -0.018575 | 0.011131 | 0.028694 | 0.032402 | 0.73886 | 0.22475 | -0.10209 | 0.73886 | 0.72594 | 0.99073 | 0.40001 | -0.1936 | 0.99073 | 0.95931 | 0.026379 | 1.3115 | 0.22213 | 1.6457 | 23.7966 | 0.028694 | -0.018575 | 0.011131 | 0.028694 | 0.032402 | 0.73886 | 0.22475 | -0.10209 | 0.73886 | 0.72594 | 0.99073 | 0.40001 | -0.1936 | 0.99073 | 0.95931
92 | 0.3 | 0.25 | South/Central | SC | Greenville.Intl.AP.723120 | 3 | 1931227 | 48.3623 | 8.9927 | 61.8146 | 48.2482 | 13.5664 | 910.01 | 1.6622 | 20.12 | 1.5777 | 0.084585 | 23.7494 | -0.12971 | 0.63 | -0.24104 | 0.11134 | 1.3554 | 0.99645 | -11.76 | 2.2464 | -1.2499 | -21.1479 | 1.6622 | 20.12 | 1.5777 | 0.084585 | 23.7494 | 1.8028 | 19.63 | 1.8287 | -0.025863 | 22.5583 | 0.026379 | 1.2757 | 0.23721 | 1.6306 | 24.0048 | 0.043848 | -0.0034215 | 0.026285 | 0.043848 | 0.047556 | 0.53074 | 0.016619 | -0.31021 | 0.53074 | 0.51781 | 0.62647 | 0.035755 | -0.55785 | 0.62647 | 0.59506 | 0.026379 | 1.2757 | 0.23721 | 1.6306 | 24.0048 | 0.043848 | -0.0034215 | 0.026285 | 0.043848 | 0.047556 | 0.53074 | 0.016619 | -0.31021 | 0.53074 | 0.51781 | 0.62647 | 0.035755 | -0.55785 | 0.62647 | 0.59506
93 | 0.3 | 0.3 | South/Central | SC | Greenville.Intl.AP.723120 | 3 | 1931227 | 48.1207 | 9.0246 | 61.6849 | 48.0071 | 13.6778 | 910.64 | 1.7919 | 19.49 | 1.8187 | -0.026753 | 22.3939 | 0 | 0 | 0 | 0 | 0 | 1.1262 | -12.39 | 2.4874 | -1.3613 | -22.5033 | 1.7919 | 19.49 | 1.8187 | -0.026753 | 22.3939 | 1.9325 | 19 | 2.0697 | -0.1372 | 21.2028 | 0.026379 | 1.2694 | 0.23806 | 1.6272 | 24.0214 | 0.047269 | 0 | 0.029706 | 0.047269 | 0.050977 | 0.51412 | 0 | -0.32683 | 0.51412 | 0.50119 | 0.59072 | 0 | -0.59361 | 0.59072 | 0.5593 | 0.026379 | 1.2694 | 0.23806 | 1.6272 | 24.0214 | 0.047269 | 0 | 0.029706 | 0.047269 | 0.050977 | 0.51412 | 0 | -0.32683 | 0.51412 | 0.50119 | 0.59072 | 0 | -0.59361 | 0.59072 | 0.5593
94 | 0.3 | 0.35 | South/Central | SC | Greenville.Intl.AP.723120 | 3 | 1931227 | 46.9147 | 9.5464 | 61.1913 | 46.8039 | 14.3873 | 918.19 | 2.2856 | 11.94 | 3.0219 | -0.73633 | 9.4585 | 0.49362 | -7.55 | 1.2032 | -0.70957 | -12.9355 | 1.6198 | -19.94 | 3.6906 | -2.0708 | -35.4388 | 2.2856 | 11.94 | 3.0219 | -0.73633 | 9.4585 | 2.4261 | 11.45 | 3.2729 | -0.84678 | 8.2674 | 0.026379 | 1.2375 | 0.25182 | 1.6141 | 24.2205 | 0.06029 | 0.013021 | 0.042727 | 0.06029 | 0.063998 | 0.31496 | -0.19916 | -0.52599 | 0.31496 | 0.30203 | 0.2495 | -0.34122 | -0.93482 | 0.2495 | 0.21808 | 0.026379 | 1.2375 | 0.25182 | 1.6141 | 24.2205 | 0.06029 | 0.013021 | 0.042727 | 0.06029 | 0.063998 | 0.31496 | -0.19916 | -0.52599 | 0.31496 | 0.30203 | 0.2495 | -0.34122 | -0.93482 | 0.2495 | 0.21808
95 | 0.3 | 0.4 | South/Central | SC | Greenville.Intl.AP.723120 | 3 | 1931227 | 45.8286 | 10.0684 | 60.8179 | 45.7204 | 15.0974 | 927.15 | 2.659 | 2.98 | 4.1054 | -1.4464 | -5.0426 | 0.86702 | -16.51 | 2.2867 | -1.4197 | -27.4365 | 1.9932 | -28.9 | 4.7741 | -2.7809 | -49.9398 | 2.659 | 2.98 | 4.1054 | -1.4464 | -5.0426 | 2.7995 | 2.49 | 4.3564 | -1.5569 | -6.2337 | 0.026379 | 1.2089 | 0.26559 | 1.6043 | 24.4569 | 0.07014 | 0.022871 | 0.052577 | 0.07014 | 0.073848 | 0.078608 | -0.43551 | -0.76234 | 0.078608 | 0.065683 | -0.13302 | -0.72374 | -1.3173 | -0.13302 | -0.16443 | 0.026379 | 1.2089 | 0.26559 | 1.6043 | 24.4569 | 0.07014 | 0.022871 | 0.052577 | 0.07014 | 0.073848 | 0.078608 | -0.43551 | -0.76234 | 0.078608 | 0.065683 | -0.13302 | -0.72374 | -1.3173 | -0.13302 | -0.16443
96 | 0.28 | 0.2 | South/Central | SC | Greenville.Intl.AP.723120 | 3 | 1931227 | 48.9581 | 8.4417 | 61.6381 | 48.8426 | 12.7955 | 893.92 | 1.8388 | 36.21 | 0.98327 | 0.85549 | 47.0003 | 0.046814 | 16.72 | -0.83543 | 0.88225 | 24.6064 | 1.173 | 4.33 | 1.652 | -0.47901 | 2.1031 | 1.8388 | 36.21 | 0.98327 | 0.85549 | 47.0003 | 1.9793 | 35.72 | 1.2343 | 0.74504 | 45.8092 | 0.026379 | 1.2914 | 0.22268 | 1.6259 | 23.5803 | 0.048504 | 0.0012349 | 0.030941 | 0.048504 | 0.052212 | 0.95517 | 0.44105 | 0.11422 | 0.95517 | 0.94224 | 1.2398 | 0.64908 | 0.055476 | 1.2398 | 1.2084 | 0.026379 | 1.2914 | 0.22268 | 1.6259 | 23.5803 | 0.048504 | 0.0012349 | 0.030941 | 0.048504 | 0.052212 | 0.95517 | 0.44105 | 0.11422 | 0.95517 | 0.94224 | 1.2398 | 0.64908 | 0.055476 | 1.2398 | 1.2084
97 | 0.28 | 0.25 | South/Central | SC | Greenville.Intl.AP.723120 | 3 | 1931227 | 47.6015 | 9.0132 | 61.0643 | 47.4891 | 13.5752 | 901.82 | 2.4125 | 28.31 | 2.3367 | 0.075766 | 33.1903 | 0.62056 | 8.82 | 0.51804 | 0.10252 | 10.7963 | 1.7467 | -3.57 | 3.0054 | -1.2587 | -11.707 | 2.4125 | 28.31 | 2.3367 | 0.075766 | 33.1903 | 2.5531 | 27.82 | 2.5878 | -0.034681 | 31.9992 | 0.026379 | 1.2557 | 0.23776 | 1.6108 | 23.7887 | 0.063639 | 0.01637 | 0.046076 | 0.063639 | 0.067347 | 0.74678 | 0.23266 | -0.094172 | 0.74678 | 0.73385 | 0.87551 | 0.28479 | -0.30881 | 0.87551 | 0.84409 | 0.026379 | 1.2557 | 0.23776 | 1.6108 | 23.7887 | 0.063639 | 0.01637 | 0.046076 | 0.063639 | 0.067347 | 0.74678 | 0.23266 | -0.094172 | 0.74678 | 0.73385 | 0.87551 | 0.28479 | -0.30881 | 0.87551 | 0.84409
98 | 0.28 | 0.3 | South/Central | SC | Greenville.Intl.AP.723120 | 3 | 1931227 | 47.1085 | 9.1649 | 60.833 | 46.9973 | 13.8358 | 904.07 | 2.6438 | 26.06 | 2.8286 | -0.18474 | 29.0875 | 0.85188 | 6.57 | 1.0099 | -0.15799 | 6.6936 | 1.978 | -5.82 | 3.4973 | -1.5192 | -15.8097 | 2.6438 | 26.06 | 2.8286 | -0.18474 | 29.0875 | 2.7844 | 25.57 | 3.0796 | -0.29519 | 27.8964 | 0.026379 | 1.2427 | 0.24176 | 1.6047 | 23.8481 | 0.06974 | 0.022471 | 0.052178 | 0.06974 | 0.073448 | 0.68743 | 0.17331 | -0.15352 | 0.68743 | 0.6745 | 0.76729 | 0.17657 | -0.41704 | 0.76729 | 0.73587 | 0.026379 | 1.2427 | 0.24176 | 1.6047 | 23.8481 | 0.06974 | 0.022471 | 0.052178 | 0.06974 | 0.073448 | 0.68743 | 0.17331 | -0.15352 | 0.68743 | 0.6745 | 0.76729 | 0.17657 | -0.41704 | 0.76729 | 0.73587
99 | 0.28 | 0.35 | South/Central | SC | Greenville.Intl.AP.723120 | 3 | 1931227 | 45.9324 | 9.6975 | 60.3809 | 45.8239 | 14.5571 | 912.33 | 3.0959 | 17.8 | 4.0019 | -0.90605 | 15.2971 | 1.304 | -1.69 | 2.1832 | -0.87929 | -7.0969 | 2.4301 | -14.08 | 4.6707 | -2.2405 | -29.6002 | 3.0959 | 17.8 | 4.0019 | -0.90605 | 15.2971 | 3.2365 | 17.31 | 4.253 | -1.0165 | 14.106 | 0.026379 | 1.2116 | 0.25581 | 1.5928 | 24.066 | 0.081666 | 0.034396 | 0.064103 | 0.081666 | 0.085373 | 0.46954 | -0.04458 | -0.37141 | 0.46954 | 0.45661 | 0.40351 | -0.18721 | -0.78081 | 0.40351 | 0.3721 | 0.026379 | 1.2116 | 0.25581 | 1.5928 | 24.066 | 0.081666 | 0.034396 | 0.064103 | 0.081666 | 0.085373 | 0.46954 | -0.04458 | -0.37141 | 0.46954 | 0.45661 | 0.40351 | -0.18721 | -0.78081 | 0.40351 | 0.3721
100 | 0.28 | 0.4 | South/Central | SC | Greenville.Intl.AP.723120 | 3 | 1931227 | 45.0774 | 10.0996 | 60.0877 | 44.9709 | 15.1168 | 919.41 | 3.3891 | 10.72 | 4.8549 | -1.4658 | 3.8523 | 1.5972 | -8.77 | 3.0362 | -1.439 | -18.5417 | 2.7233 | -21.16 | 5.5236 | -2.8003 | -41.045 | 3.3891 | 10.72 | 4.8549 | -1.4658 | 3.8523 | 3.5297 | 10.23 | 5.1059 | -1.5762 | 2.6612 | 0.026379 | 1.1891 | 0.26641 | 1.585 | 24.2527 | 0.0894 | 0.042131 | 0.071838 | 0.0894 | 0.093108 | 0.28278 | -0.23134 | -0.55817 | 0.28278 | 0.26985 | 0.10162 | -0.4891 | -1.0827 | 0.10162 | 0.070198 | 0.026379 | 1.1891 | 0.26641 | 1.585 | 24.2527 | 0.0894 | 0.042131 | 0.071838 | 0.0894 | 0.093108 | 0.28278 | -0.23134 | -0.55817 | 0.28278 | 0.26985 | 0.10162 | -0.4891 | -1.0827 | 0.10162 | 0.070198
101 | 0.27 | 0.2 | South/Central | SC | Greenville.Intl.AP.723120 | 3 | 1931227 | 48.5677 | 8.4613 | 61.2673 | 48.453 | 12.8143 | 890.14 | 2.2096 | 39.99 | 1.3728 | 0.83675 | 51.2751 | 0.41763 | 20.5 | -0.44587 | 0.8635 | 28.8812 | 1.5438 | 8.11 | 2.0415 | -0.49775 | 6.3779 | 2.2096 | 39.99 | 1.3728 | 0.83675 | 51.2751 | 2.3501 | 39.5 | 1.6238 | 0.7263 | 50.084 | 0.026379 | 1.2811 | 0.2232 | 1.6161 | 23.4806 | 0.058286 | 0.011017 | 0.040723 | 0.058286 | 0.061994 | 1.0549 | 0.54076 | 0.21393 | 1.0549 | 1.042 | 1.3526 | 0.76184 | 0.16824 | 1.3526 | 1.3211 | 0.026379 | 1.2811 | 0.2232 | 1.6161 | 23.4806 | 0.058286 | 0.011017 | 0.040723 | 0.058286 | 0.061994 | 1.0549 | 0.54076 | 0.21393 | 1.0549 | 1.042 | 1.3526 | 0.76184 | 0.16824 | 1.3526 | 1.3211
102 | 0.27 | 0.25 | South/Central | SC | Greenville.Intl.AP.723120 | 3 | 1931227 | 47.221 | 9.0239 | 60.6936 | 47.1095 | 13.5841 | 897.86 | 2.7832 | 32.27 | 2.7163 | 0.066866 | 37.7312 | 0.99125 | 12.78 | 0.89763 | 0.09362 | 15.3373 | 2.1174 | 0.39 | 3.385 | -1.2676 | -7.166 | 2.7832 | 32.27 | 2.7163 | 0.066866 | 37.7312 | 2.9238 | 31.78 | 2.9674 | -0.043582 | 36.5401 | 0.026379 | 1.2456 | 0.23804 | 1.601 | 23.6843 | 0.073417 | 0.026148 | 0.055854 | 0.073417 | 0.077125 | 0.85124 | 0.33712 | 0.010288 | 0.85124 | 0.83831 | 0.9953 | 0.40458 | -0.18903 | 0.9953 | 0.96388 | 0.026379 | 1.2456 | 0.23804 | 1.601 | 23.6843 | 0.073417 | 0.026148 | 0.055854 | 0.073417 | 0.077125 | 0.85124 | 0.33712 | 0.010288 | 0.85124 | 0.83831 | 0.9953 | 0.40458 | -0.18903 | 0.9953 | 0.96388
103 | 0.27 | 0.3 | South/Central | SC | Greenville.Intl.AP.723120 | 3 | 1931227 | 46.556 | 9.2655 | 60.4012 | 46.4461 | 13.9551 | 901.45 | 3.0757 | 28.68 | 3.3797 | -0.30406 | 31.4134 | 1.2837 | 9.19 | 1.561 | -0.27731 | 9.0195 | 2.4099 | -3.2 | 4.0484 | -1.6386 | -13.4838 | 3.0757 | 28.68 | 3.3797 | -0.30406 | 31.4134 | 3.2162 | 28.19 | 3.6307 | -0.41451 | 30.2223 | 0.026379 | 1.2281 | 0.24441 | 1.5933 | 23.779 | 0.081131 | 0.033862 | 0.063569 | 0.081131 | 0.084839 | 0.75654 | 0.24242 | -0.084411 | 0.75654 | 0.74361 | 0.82864 | 0.23792 | -0.35568 | 0.82864 | 0.79722 | 0.026379 | 1.2281 | 0.24441 | 1.5933 | 23.779 | 0.081131 | 0.033862 | 0.063569 | 0.081131 | 0.084839 | 0.75654 | 0.24242 | -0.084411 | 0.75654 | 0.74361 | 0.82864 | 0.23792 | -0.35568 | 0.82864 | 0.79722
104 | 0.27 | 0.35 | South/Central | SC | Greenville.Intl.AP.723120 | 3 | 1931227 | 45.3512 | 9.8479 | 59.9893 | 45.2441 | 14.7452 | 911.45 | 3.4876 | 18.68 | 4.5817 | -1.0942 | 15.233 | 1.6956 | -0.81 | 2.763 | -1.0674 | -7.1609 | 2.8218 | -13.2 | 5.2504 | -2.4287 | -29.6642 | 3.4876 | 18.68 | 4.5817 | -1.0942 | 15.233 | 3.6281 | 18.19 | 4.8328 | -1.2046 | 14.042 | 0.026379 | 1.1963 | 0.25977 | 1.5824 | 24.0427 | 0.091997 | 0.044728 | 0.074435 | 0.091997 | 0.095705 | 0.49275 | -0.021367 | -0.3482 | 0.49275 | 0.47983 | 0.40183 | -0.18889 | -0.7825 | 0.40183 | 0.37041 | 0.026379 | 1.1963 | 0.25977 | 1.5824 | 24.0427 | 0.091997 | 0.044728 | 0.074435 | 0.091997 | 0.095705 | 0.49275 | -0.021367 | -0.3482 | 0.49275 | 0.47983 | 0.40183 | -0.18889 | -0.7825 | 0.40183 | 0.37041
105 | 0.27 | 0.4 | South/Central | SC | Greenville.Intl.AP.723120 | 3 | 1931227 | 44.6974 | 10.1194 | 59.7182 | 44.5919 | 15.1263 | 915.49 | 3.7587 | 14.64 | 5.234 | -1.4753 | 8.3609 | 1.9667 | -4.85 | 3.4153 | -1.4486 | -14.0331 | 3.0929 | -17.24 | 5.9027 | -2.8098 | -36.5364 | 3.7587 | 14.64 | 5.234 | -1.4753 | 8.3609 | 3.8992 | 14.15 | 5.485 | -1.5858 | 7.1698 | 0.026379 | 1.1791 | 0.26693 | 1.5753 | 24.1493 | 0.099148 | 0.051879 | 0.081585 | 0.099148 | 0.10286 | 0.38618 | -0.12794 | -0.45477 | 0.38618 | 0.37326 | 0.22055 | -0.37017 | -0.96378 | 0.22055 | 0.18913 | 0.026379 | 1.1791 | 0.26693 | 1.5753 | 24.1493 | 0.099148 | 0.051879 | 0.081585 | 0.099148 | 0.10286 | 0.38618 | -0.12794 | -0.45477 | 0.38618 | 0.37326 | 0.22055 | -0.37017 | -0.96378 | 0.22055 | 0.18913
106 | 0.26 | 0.2 | South/Central | SC | Greenville.Intl.AP.723120 | 3 | 1931227 | 48.1771 | 8.4714 | 60.8768 | 48.0633 | 12.8135 | 885.77 | 2.6 | 44.36 | 1.7625 | 0.83752 | 56.334 | 0.80807 | 24.87 | -0.056206 | 0.86427 | 33.9401 | 1.9342 | 12.48 | 2.4312 | -0.49698 | 11.4368 | 2.6 | 44.36 | 1.7625 | 0.83752 | 56.334 | 2.7406 | 43.87 | 2.0135 | 0.72707 | 55.1429 | 0.026379 | 1.2708 | 0.22346 | 1.6058 | 23.3653 | 0.068585 | 0.021316 | 0.051022 | 0.068585 | 0.072293 | 1.1702 | 0.65604 | 0.3292 | 1.1702 | 1.1572 | 1.486 | 0.89529 | 0.30169 | 1.486 | 1.4546 | 0.026379 | 1.2708 | 0.22346 | 1.6058 | 23.3653 | 0.068585 | 0.021316 | 0.051022 | 0.068585 | 0.072293 | 1.1702 | 0.65604 | 0.3292 | 1.1702 | 1.1572 | 1.486 | 0.89529 | 0.30169 | 1.486 | 1.4546
107 | 0.26 | 0.25 | South/Central | SC | Greenville.Intl.AP.723120 | 3 | 1931227 | 46.8402 | 9.043 | 60.3227 | 46.7296 | 13.593 | 893.91 | 3.1542 | 36.22 | 3.0962 | 0.057966 | 42.276 | 1.3622 | 16.73 | 1.2775 | 0.084719 | 19.8821 | 2.4884 | 4.34 | 3.7649 | -1.2765 | -2.6212 | 3.1542 | 36.22 | 3.0962 | 0.057966 | 42.276 | 3.2948 | 35.73 | 3.3472 | -0.052482 | 41.085 | 0.026379 | 1.2356 | 0.23854 | 1.5912 | 23.5801 | 0.083203 | 0.035934 | 0.06564 | 0.083203 | 0.086911 | 0.95543 | 0.44131 | 0.11448 | 0.95543 | 0.94251 | 1.1152 | 0.52446 | -0.069143 | 1.1152 | 1.0838 | 0.026379 | 1.2356 | 0.23854 | 1.5912 | 23.5801 | 0.083203 | 0.035934 | 0.06564 | 0.083203 | 0.086911 | 0.95543 | 0.44131 | 0.11448 | 0.95543 | 0.94251 | 1.1152 | 0.52446 | -0.069143 | 1.1152 | 1.0838
108 | 0.26 | 0.3 | South/Central | SC | Greenville.Intl.AP.723120 | 3 | 1931227 | 45.9051 | 9.4359 | 59.9506 | 45.7966 | 14.154 | 900.1 | 3.5262 | 30.03 | 4.0292 | -0.50296 | 31.816 | 1.7343 | 10.54 | 2.2105 | -0.47621 | 9.4221 | 2.8604 | -1.85 | 4.6979 | -1.8375 | -13.0812 | 3.5262 | 30.03 | 4.0292 | -0.50296 | 31.816 | 3.6668 | 29.54 | 4.2802 | -0.61341 | 30.6249 | 0.026379 | 1.2109 | 0.24891 | 1.5814 | 23.7434 | 0.093017 | 0.045748 | 0.075454 | 0.093017 | 0.096725 | 0.79215 | 0.27803 | -0.0488 | 0.79215 | 0.77922 | 0.83926 | 0.24854 | -0.34506 | 0.83926 | 0.80784 | 0.026379 | 1.2109 | 0.24891 | 1.5814 | 23.7434 | 0.093017 | 0.045748 | 0.075454 | 0.093017 | 0.096725 | 0.79215 | 0.27803 | -0.0488 | 0.79215 | 0.77922 | 0.83926 | 0.24854 | -0.34506 | 0.83926 | 0.80784
109 | 0.26 | 0.35 | South/Central | SC | Greenville.Intl.AP.723120 | 3 | 1931227 | 44.7693 | 10.0082 | 59.5978 | 44.6636 | 14.9342 | 910.59 | 3.8791 | 19.54 | 5.1623 | -1.2832 | 15.141 | 2.0871 | 0.05 | 3.3436 | -1.2565 | -7.2529 | 3.2133 | -12.34 | 5.831 | -2.6177 | -29.7562 | 3.8791 | 19.54 | 5.1623 | -1.2832 | 15.141 | 4.0196 | 19.05 | 5.4133 | -1.3937 | 13.9499 | 0.026379 | 1.181 | 0.264 | 1.5721 | 24.0201 | 0.10232 | 0.055055 | 0.084761 | 0.10232 | 0.10603 | 0.51544 | 0.0013189 | -0.32551 | 0.51544 | 0.50251 | 0.3994 | -0.19132 | -0.78493 | 0.3994 | 0.36798 | 0.026379 | 1.181 | 0.264 | 1.5721 | 24.0201 | 0.10232 | 0.055055 | 0.084761 | 0.10232 | 0.10603 | 0.51544 | 0.0013189 | -0.32551 | 0.51544 | 0.50251 | 0.3994 | -0.19132 | -0.78493 | 0.3994 | 0.36798
110 | 0.26 | 0.4 | South/Central | SC | Greenville.Intl.AP.723120 | 3 | 1931227 | 44.3169 | 10.1394 | 59.357 | 44.2122 | 15.1448 | 911.82 | 4.1199 | 18.31 | 5.6137 | -1.4938 | 12.5184 | 2.3279 | -1.18 | 3.795 | -1.4671 | -9.8755 | 3.4541 | -13.57 | 6.2824 | -2.8283 | -32.3788 | 4.1199 | 18.31 | 5.6137 | -1.4938 | 12.5184 | 4.2604 | 17.82 | 5.8647 | -1.6043 | 11.3274 | 0.026379 | 1.169 | 0.26746 | 1.5658 | 24.0525 | 0.10868 | 0.061407 | 0.091113 | 0.10868 | 0.11238 | 0.48299 | -0.031127 | -0.35796 | 0.48299 | 0.47007 | 0.33022 | -0.2605 | -0.85411 | 0.33022 | 0.2988 | 0.026379 | 1.169 | 0.26746 | 1.5658 | 24.0525 | 0.10868 | 0.061407 | 0.091113 | 0.10868 | 0.11238 | 0.48299 | -0.031127 | -0.35796 | 0.48299 | 0.47007 | 0.33022 | -0.2605 | -0.85411 | 0.33022 | 0.2988
111 | 0.25 | 0.2 | South/Central | SC | Greenville.Intl.AP.723120 | 3 | 1931227 | 47.7865 | 8.482 | 60.4968 | 47.6737 | 12.8231 | 881.72 | 2.9801 | 48.41 | 2.1522 | 0.82792 | 60.9766 | 1.1881 | 28.92 | 0.33346 | 0.85467 | 38.5826 | 2.3143 | 16.53 | 2.8209 | -0.50658 | 16.0793 | 2.9801 | 48.41 | 2.1522 | 0.82792 | 60.9766 | 3.1206 | 47.92 | 2.4032 | 0.71747 | 59.7855 | 0.026379 | 1.2605 | 0.22374 | 1.5958 | 23.2585 | 0.07861 | 0.031341 | 0.061047 | 0.07861 | 0.082318 | 1.277 | 0.76287 | 0.43604 | 1.277 | 1.2641 | 1.6085 | 1.0178 | 0.42415 | 1.6085 | 1.5771 | 0.026379 | 1.2605 | 0.22374 | 1.5958 | 23.2585 | 0.07861 | 0.031341 | 0.061047 | 0.07861 | 0.082318 | 1.277 | 0.76287 | 0.43604 | 1.277 | 1.2641 | 1.6085 | 1.0178 | 0.42415 | 1.6085 | 1.5771
112 | 0.25 | 0.25 | South/Central | SC | Greenville.Intl.AP.723120 | 3 | 1931227 | 46.4503 | 9.0536 | 59.9427 | 46.3406 | 13.6021 | 889.85 | 3.5341 | 40.28 | 3.4853 | 0.048868 | 46.9308 | 1.7422 | 20.79 | 1.6666 | 0.075621 | 24.5369 | 2.8683 | 8.4 | 4.154 | -1.2856 | 2.0336 | 3.5341 | 40.28 | 3.4853 | 0.048868 | 46.9308 | 3.6747 | 39.79 | 3.7363 | -0.06158 | 45.7398 | 0.026379 | 1.2253 | 0.23882 | 1.5812 | 23.473 | 0.093225 | 0.045956 | 0.075662 | 0.093225 | 0.096933 | 1.0625 | 0.54841 | 0.22158 | 1.0625 | 1.0496 | 1.238 | 0.64725 | 0.053644 | 1.238 | 1.2065 | 0.026379 | 1.2253 | 0.23882 | 1.5812 | 23.473 | 0.093225 | 0.045956 | 0.075662 | 0.093225 | 0.096933 | 1.0625 | 0.54841 | 0.22158 | 1.0625 | 1.0496 | 1.238 | 0.64725 | 0.053644 | 1.238 | 1.2065
113 | 0.25 | 0.3 | South/Central | SC | Greenville.Intl.AP.723120 | 3 | 1931227 | 45.2532 | 9.6161 | 59.5188 | 45.1463 | 14.3724 | 899.33 | 3.9581 | 30.8 | 4.6795 | -0.72143 | 31.4443 | 2.1661 | 11.31 | 2.8608 | -0.69468 | 9.0504 | 3.2923 | -1.08 | 5.3482 | -2.0559 | -13.453 | 3.9581 | 30.8 | 4.6795 | -0.72143 | 31.4443 | 4.0986 | 30.31 | 4.9305 | -0.83188 | 30.2532 | 0.026379 | 1.1937 | 0.25366 | 1.57 | 23.723 | 0.10441 | 0.057139 | 0.086846 | 0.10441 | 0.10812 | 0.81246 | 0.29834 | -0.028489 | 0.81246 | 0.79953 | 0.82946 | 0.23874 | -0.35487 | 0.82946 | 0.79804 | 0.026379 | 1.1937 | 0.25366 | 1.57 | 23.723 | 0.10441 | 0.057139 | 0.086846 | 0.10441 | 0.10812 | 0.81246 | 0.29834 | -0.028489 | 0.81246 | 0.79953 | 0.82946 | 0.23874 | -0.35487 | 0.82946 | 0.79804
114 | 0.25 | 0.35 | South/Central | SC | Greenville.Intl.AP.723120 | 3 | 1931227 | 44.1373 | 10.2087 | 59.2163 | 44.033 | 15.1832 | 910.95 | 4.2606 | 19.18 | 5.7928 | -1.5322 | 13.2892 | 2.4686 | -0.31 | 3.9741 | -1.5055 | -9.1048 | 3.5948 | -12.7 | 6.4615 | -2.8667 | -31.6081 | 4.2606 | 19.18 | 5.7928 | -1.5322 | 13.2892 | 4.4012 | 18.69 | 6.0438 | -1.6427 | 12.0981 | 0.026379 | 1.1643 | 0.26929 | 1.562 | 24.0296 | 0.11239 | 0.065119 | 0.094826 | 0.11239 | 0.1161 | 0.50594 | -0.0081774 | -0.33501 | 0.50594 | 0.49302 | 0.35055 | -0.24017 | -0.83378 | 0.35055 | 0.31913 | 0.026379 | 1.1643 | 0.26929 | 1.562 | 24.0296 | 0.11239 | 0.065119 | 0.094826 | 0.11239 | 0.1161 | 0.50594 | -0.0081774 | -0.33501 | 0.50594 | 0.49302 | 0.35055 | -0.24017 | -0.83378 | 0.35055 | 0.31913
115 | 0.25 | 0.4 | South/Central | SC | Greenville.Intl.AP.723120 | 3 | 1931227 | 43.9453 | 10.1594 | 58.9955 | 43.8415 | 15.154 | 907.99 | 4.4814 | 22.14 | 5.9843 | -1.5029 | 16.9349 | 2.6894 | 2.65 | 4.1656 | -1.4762 | -5.4591 | 3.8156 | -9.74 | 6.653 | -2.8374 | -27.9624 | 4.4814 | 22.14 | 5.9843 | -1.5029 | 16.9349 | 4.622 | 21.65 | 6.2353 | -1.6134 | 15.7438 | 0.026379 | 1.1592 | 0.26799 | 1.5562 | 23.9515 | 0.11821 | 0.070943 | 0.10065 | 0.11821 | 0.12192 | 0.58402 | 0.069903 | -0.25693 | 0.58402 | 0.5711 | 0.44672 | -0.144 | -0.73761 | 0.44672 | 0.4153 | 0.026379 | 1.1592 | 0.26799 | 1.5562 | 23.9515 | 0.11821 | 0.070943 | 0.10065 | 0.11821 | 0.12192 | 0.58402 | 0.069903 | -0.25693 | 0.58402 | 0.5711 | 0.44672 | -0.144 | -0.73761 | 0.44672 | 0.4153
116 | 0.24 | 0.2 | South/Central | SC | Greenville.Intl.AP.723120 | 3 | 1931227 | 47.3961 | 8.492 | 60.1063 | 47.2841 | 12.8222 | 877.36 | 3.3705 | 52.77 | 2.5417 | 0.82879 | 66.0382 | 1.5786 | 33.28 | 0.72302 | 0.85554 | 43.6443 | 2.7047 | 20.89 | 3.2104 | -0.50571 | 21.141 | 3.3705 | 52.77 | 2.5417 | 0.82879 | 66.0382 | 3.5111 | 52.28 | 2.7927 | 0.71834 | 64.8471 | 0.026379 | 1.2502 | 0.22401 | 1.5855 | 23.1435 | 0.088909 | 0.04164 | 0.071346 | 0.088909 | 0.092617 | 1.392 | 0.87788 | 0.55105 | 1.392 | 1.3791 | 1.742 | 1.1513 | 0.55767 | 1.742 | 1.7106 | 0.026379 | 1.2502 | 0.22401 | 1.5855 | 23.1435 | 0.088909 | 0.04164 | 0.071346 | 0.088909 | 0.092617 | 1.392 | 0.87788 | 0.55105 | 1.392 | 1.3791 | 1.742 | 1.1513 | 0.55767 | 1.742 | 1.7106
117 | 0.24 | 0.25 | South/Central | SC | Greenville.Intl.AP.723120 | 3 | 1931227 | 46.0692 | 9.0639 | 59.5625 | 45.9604 | 13.6021 | 885.61 | 3.9144 | 44.52 | 3.8655 | 0.04888 | 51.8374 | 2.1224 | 25.03 | 2.0468 | 0.075633 | 29.4435 | 3.2486 | 12.64 | 4.5342 | -1.2856 | 6.9402 | 3.9144 | 44.52 | 3.8655 | 0.04888 | 51.8374 | 4.0549 | 44.03 | 4.1165 | -0.061568 | 50.6464 | 0.026379 | 1.2152 | 0.23909 | 1.5712 | 23.3611 | 0.10326 | 0.055986 | 0.085693 | 0.10326 | 0.10696 | 1.1744 | 0.66026 | 0.33343 | 1.1744 | 1.1614 | 1.3674 | 0.77668 | 0.18307 | 1.3674 | 1.336 | 0.026379 | 1.2152 | 0.23909 | 1.5712 | 23.3611 | 0.10326 | 0.055986 | 0.085693 | 0.10326 | 0.10696 | 1.1744 | 0.66026 | 0.33343 | 1.1744 | 1.1614 | 1.3674 | 0.77668 | 0.18307 | 1.3674 | 1.336
118 | 0.24 | 0.3 | South/Central | SC | Greenville.Intl.AP.723120 | 3 | 1931227 | 44.8633 | 9.6268 | 59.1298 | 44.7573 | 14.3725 | 895.01 | 4.347 | 35.12 | 5.0685 | -0.72152 | 36.4604 | 2.5551 | 15.63 | 3.2498 | -0.69477 | 14.0665 | 3.6812 | 3.24 | 5.7372 | -2.056 | -8.4368 | 4.347 | 35.12 | 5.0685 | -0.72152 | 36.4604 | 4.4876 | 34.63 | 5.3196 | -0.83197 | 35.2693 | 0.026379 | 1.1834 | 0.25394 | 1.5598 | 23.6091 | 0.11467 | 0.067399 | 0.097105 | 0.11467 | 0.11838 | 0.92642 | 0.4123 | 0.085467 | 0.92642 | 0.91349 | 0.96177 | 0.37105 | -0.22255 | 0.96177 | 0.93035 | 0.026379 | 1.1834 | 0.25394 | 1.5598 | 23.6091 | 0.11467 | 0.067399 | 0.097105 | 0.11467 | 0.11838 | 0.92642 | 0.4123 | 0.085467 | 0.92642 | 0.91349 | 0.96177 | 0.37105 | -0.22255 | 0.96177 | 0.93035
119 | 0.24 | 0.35 | South/Central | SC | Greenville.Intl.AP.723120 | 3 | 1931227 | 43.7567 | 10.2285 | 58.8552 | 43.6533 | 15.2018 | 907.28 | 4.6217 | 22.85 | 6.1725 | -1.5508 | 17.4424 | 2.8297 | 3.36 | 4.3538 | -1.5241 | -4.9516 | 3.9559 | -9.03 | 6.8412 | -2.8853 | -27.4549 | 4.6217 | 22.85 | 6.1725 | -1.5508 | 17.4424 | 4.7623 | 22.36 | 6.4235 | -1.6613 | 16.2513 | 0.026379 | 1.1542 | 0.26981 | 1.5525 | 23.9328 | 0.12191 | 0.074645 | 0.10435 | 0.12191 | 0.12562 | 0.60275 | 0.088632 | -0.2382 | 0.60275 | 0.58982 | 0.4601 | -0.13062 | -0.72422 | 0.4601 | 0.42869 | 0.026379 | 1.1542 | 0.26981 | 1.5525 | 23.9328 | 0.12191 | 0.074645 | 0.10435 | 0.12191 | 0.12562 | 0.60275 | 0.088632 | -0.2382 | 0.60275 | 0.58982 | 0.4601 | -0.13062 | -0.72422 | 0.4601 | 0.42869
120 | 0.24 | 0.4 | South/Central | SC | Greenville.Intl.AP.723120 | 3 | 1931227 | 43.5649 | 10.17 | 58.6257 | 43.4619 | 15.1637 | 904.06 | 4.8512 | 26.07 | 6.3639 | -1.5127 | 21.4403 | 3.0592 | 6.58 | 4.5452 | -1.486 | -0.95368 | 4.1854 | -5.81 | 7.0326 | -2.8472 | -23.457 | 4.8512 | 26.07 | 6.3639 | -1.5127 | 21.4403 | 4.9918 | 25.58 | 6.6149 | -1.6232 | 20.2492 | 0.026379 | 1.1492 | 0.26827 | 1.5465 | 23.8478 | 0.12797 | 0.080698 | 0.1104 | 0.12797 | 0.13168 | 0.68769 | 0.17357 | -0.15326 | 0.68769 | 0.67476 | 0.56556 | -0.025157 | -0.61876 | 0.56556 | 0.53414 | 0.026379 | 1.1492 | 0.26827 | 1.5465 | 23.8478 | 0.12797 | 0.080698 | 0.1104 | 0.12797 | 0.13168 | 0.68769 | 0.17357 | -0.15326 | 0.68769 | 0.67476 | 0.56556 | -0.025157 | -0.61876 | 0.56556 | 0.53414
121 | 0.22 | 0.2 | South/Central | SC | Greenville.Intl.AP.723120 | 3 | 1931227 | 46.6148 | 8.5124 | 59.3354 | 46.5046 | 12.8309 | 868.93 | 4.1414 | 61.2 | 3.3212 | 0.82016 | 75.7503 | 2.3495 | 41.71 | 1.5025 | 0.84691 | 53.3563 | 3.4756 | 29.32 | 3.9899 | -0.51434 | 30.853 | 4.1414 | 61.2 | 3.3212 | 0.82016 | 75.7503 | 4.282 | 60.71 | 3.5723 | 0.70971 | 74.5592 | 0.026379 | 1.2296 | 0.22455 | 1.5652 | 22.9211 | 0.10924 | 0.061975 | 0.091682 | 0.10924 | 0.11295 | 1.6144 | 1.1003 | 0.77342 | 1.6144 | 1.6014 | 1.9982 | 1.4075 | 0.81386 | 1.9982 | 1.9668 | 0.026379 | 1.2296 | 0.22455 | 1.5652 | 22.9211 | 0.10924 | 0.061975 | 0.091682 | 0.10924 | 0.11295 | 1.6144 | 1.1003 | 0.77342 | 1.6144 | 1.6014 | 1.9982 | 1.4075 | 0.81386 | 1.9982 | 1.9668
122 | 0.22 | 0.25 | South/Central | SC | Greenville.Intl.AP.723120 | 3 | 1931227 | 45.2879 | 9.085 | 58.7923 | 45.1808 | 13.6115 | 877.23 | 4.6845 | 52.9 | 4.645 | 0.039513 | 61.5201 | 2.8926 | 33.41 | 2.8263 | 0.066267 | 39.1261 | 4.0187 | 21.02 | 5.3137 | -1.295 | 16.6228 | 4.6845 | 52.9 | 4.645 | 0.039513 | 61.5201 | 4.8251 | 52.41 | 4.896 | -0.070935 | 60.329 | 0.026379 | 1.1946 | 0.23965 | 1.5509 | 23.1401 | 0.12357 | 0.076302 | 0.10601 | 0.12357 | 0.12728 | 1.3954 | 0.88131 | 0.55448 | 1.3954 | 1.3825 | 1.6228 | 1.0321 | 0.43849 | 1.6228 | 1.5914 | 0.026379 | 1.1946 | 0.23965 | 1.5509 | 23.1401 | 0.12357 | 0.076302 | 0.10601 | 0.12357 | 0.12728 | 1.3954 | 0.88131 | 0.55448 | 1.3954 | 1.3825 | 1.6228 | 1.0321 | 0.43849 | 1.6228 | 1.5914
123 | 0.22 | 0.3 | South/Central | SC | Greenville.Intl.AP.723120 | 3 | 1931227 | 44.0914 | 9.6666 | 58.3883 | 43.9872 | 14.401 | 887.31 | 5.0886 | 42.82 | 5.8386 | -0.75003 | 45.2538 | 3.2967 | 23.33 | 4.0199 | -0.72327 | 22.8598 | 4.4228 | 10.94 | 6.5073 | -2.0845 | 0.35652 | 5.0886 | 42.82 | 5.8386 | -0.75003 | 45.2538 | 5.2292 | 42.33 | 6.0896 | -0.86047 | 44.0627 | 0.026379 | 1.1631 | 0.25499 | 1.5402 | 23.406 | 0.13423 | 0.086961 | 0.11667 | 0.13423 | 0.13794 | 1.1295 | 0.61541 | 0.28858 | 1.1295 | 1.1166 | 1.1937 | 0.60301 | 0.0094046 | 1.1937 | 1.1623 | 0.026379 | 1.1631 | 0.25499 | 1.5402 | 23.406 | 0.13423 | 0.086961 | 0.11667 | 0.13423 | 0.13794 | 1.1295 | 0.61541 | 0.28858 | 1.1295 | 1.1166 | 1.1937 | 0.60301 | 0.0094046 | 1.1937 | 1.1623
124 | 0.22 | 0.35 | South/Central | SC | Greenville.Intl.AP.723120 | 3 | 1931227 | 42.9946 | 10.2592 | 58.1138 | 42.893 | 15.2208 | 899.41 | 5.363 | 30.72 | 6.9328 | -1.5698 | 26.4914 | 3.5711 | 11.23 | 5.1141 | -1.5431 | 4.0974 | 4.6972 | -1.16 | 7.6015 | -2.9043 | -18.4059 | 5.363 | 30.72 | 6.9328 | -1.5698 | 26.4914 | 5.5036 | 30.23 | 7.1839 | -1.6803 | 25.3003 | 0.026379 | 1.1341 | 0.27062 | 1.533 | 23.7252 | 0.14147 | 0.0942 | 0.12391 | 0.14147 | 0.14518 | 0.81035 | 0.29623 | -0.030599 | 0.81035 | 0.79742 | 0.6988 | 0.10808 | -0.48552 | 0.6988 | 0.66739 | 0.026379 | 1.1341 | 0.27062 | 1.533 | 23.7252 | 0.14147 | 0.0942 | 0.12391 | 0.14147 | 0.14518 | 0.81035 | 0.29623 | -0.030599 | 0.81035 | 0.79742 | 0.6988 | 0.10808 | -0.48552 | 0.6988 | 0.66739
125 | 0.22 | 0.4 | South/Central | SC | Greenville.Intl.AP.723120 | 3 | 1931227 | 42.8035 | 10.2103 | 57.8952 | 42.7023 | 15.1928 | 896.5 | 5.5817 | 33.63 | 7.1235 | -1.5418 | 30.0743 | 3.7897 | 14.14 | 5.3048 | -1.5151 | 7.6804 | 4.9159 | 1.75 | 7.7922 | -2.8763 | -14.8229 | 5.5817 | 33.63 | 7.1235 | -1.5418 | 30.0743 | 5.7222 | 33.14 | 7.3745 | -1.6523 | 28.8832 | 0.026379 | 1.1291 | 0.26933 | 1.5272 | 23.6484 | 0.14724 | 0.099968 | 0.12967 | 0.14724 | 0.15094 | 0.88711 | 0.37299 | 0.046163 | 0.88711 | 0.87419 | 0.79332 | 0.2026 | -0.39101 | 0.79332 | 0.7619 | 0.026379 | 1.1291 | 0.26933 | 1.5272 | 23.6484 | 0.14724 | 0.099968 | 0.12967 | 0.14724 | 0.15094 | 0.88711 | 0.37299 | 0.046163 | 0.88711 | 0.87419 | 0.79332 | 0.2026 | -0.39101 | 0.79332 | 0.7619
126 | 0.2 | 0.2 | South/Central | SC | Greenville.Intl.AP.723120 | 3 | 1931227 | 45.8141 | 8.5332 | 58.5456 | 45.7057 | 12.8399 | 860.32 | 4.9313 | 69.81 | 4.1201 | 0.81116 | 85.6971 | 3.1393 | 50.32 | 2.3014 | 0.83791 | 63.3032 | 4.2655 | 37.93 | 4.7888 | -0.52334 | 40.7999 | 4.9313 | 69.81 | 4.1201 | 0.81116 | 85.6971 | 5.0718 | 69.32 | 4.3711 | 0.70071 | 84.5061 | 0.026379 | 1.2085 | 0.22509 | 1.5443 | 22.694 | 0.13008 | 0.082811 | 0.11252 | 0.13008 | 0.13379 | 1.8415 | 1.3274 | 1.0005 | 1.8415 | 1.8286 | 2.2606 | 1.6698 | 1.0762 | 2.2606 | 2.2291 | 0.026379 | 1.2085 | 0.22509 | 1.5443 | 22.694 | 0.13008 | 0.082811 | 0.11252 | 0.13008 | 0.13379 | 1.8415 | 1.3274 | 1.0005 | 1.8415 | 1.8286 | 2.2606 | 1.6698 | 1.0762 | 2.2606 | 2.2291
127 | 0.2 | 0.25 | South/Central | SC | Greenville.Intl.AP.723120 | 3 | 1931227 | 44.4969 | 9.1156 | 58.0221 | 44.3916 | 13.6304 | 869.02 | 5.4548 | 61.11 | 5.4342 | 0.020585 | 70.944 | 3.6628 | 41.62 | 3.6155 | 0.047338 | 48.55 | 4.789 | 29.23 | 6.1029 | -1.3139 | 26.0467 | 5.4548 | 61.11 | 5.4342 | 0.020585 | 70.944 | 5.5954 | 60.62 | 5.6852 | -0.089863 | 69.7529 | 0.026379 | 1.1738 | 0.24046 | 1.5305 | 22.9235 | 0.14389 | 0.09662 | 0.12633 | 0.14389 | 0.1476 | 1.612 | 1.0979 | 0.77105 | 1.612 | 1.5991 | 1.8714 | 1.2807 | 0.68708 | 1.8714 | 1.84 | 0.026379 | 1.1738 | 0.24046 | 1.5305 | 22.9235 | 0.14389 | 0.09662 | 0.12633 | 0.14389 | 0.1476 | 1.612 | 1.0979 | 0.77105 | 1.612 | 1.5991 | 1.8714 | 1.2807 | 0.68708 | 1.8714 | 1.84
128 | 0.2 | 0.3 | South/Central | SC | Greenville.Intl.AP.723120 | 3 | 1931227 | 43.301 | 9.6972 | 57.6184 | 43.1985 | 14.4199 | 879.13 | 5.8584 | 51 | 6.6273 | -0.76888 | 54.6736 | 4.0665 | 31.51 | 4.8086 | -0.74213 | 32.2797 | 5.1926 | 19.12 | 7.296 | -2.1034 | 9.7764 | 5.8584 | 51 | 6.6273 | -0.76888 | 54.6736 | 5.999 | 50.51 | 6.8783 | -0.87933 | 53.4825 | 0.026379 | 1.1422 | 0.2558 | 1.5199 | 23.1902 | 0.15454 | 0.10727 | 0.13697 | 0.15454 | 0.15824 | 1.3453 | 0.83119 | 0.50436 | 1.3453 | 1.3324 | 1.4422 | 0.85149 | 0.25789 | 1.4422 | 1.4108 | 0.026379 | 1.1422 | 0.2558 | 1.5199 | 23.1902 | 0.15454 | 0.10727 | 0.13697 | 0.15454 | 0.15824 | 1.3453 | 0.83119 | 0.50436 | 1.3453 | 1.3324 | 1.4422 | 0.85149 | 0.25789 | 1.4422 | 1.4108
129 | 0.2 | 0.35 | South/Central | SC | Greenville.Intl.AP.723120 | 3 | 1931227 | 42.214 | 10.2995 | 57.3635 | 42.1141 | 15.2494 | 891.63 | 6.1134 | 38.5 | 7.7117 | -1.5984 | 35.3971 | 4.3214 | 19.01 | 5.893 | -1.5716 | 13.0032 | 5.4476 | 6.62 | 8.3804 | -2.9329 | -9.5001 | 6.1134 | 38.5 | 7.7117 | -1.5984 | 35.3971 | 6.2539 | 38.01 | 7.9627 | -1.7088 | 34.2061 | 0.026379 | 1.1135 | 0.27169 | 1.5132 | 23.5199 | 0.16126 | 0.11399 | 0.1437 | 0.16126 | 0.16497 | 1.0156 | 0.50146 | 0.17463 | 1.0156 | 1.0026 | 0.93373 | 0.34301 | -0.2506 | 0.93373 | 0.90231 | 0.026379 | 1.1135 | 0.27169 | 1.5132 | 23.5199 | 0.16126 | 0.11399 | 0.1437 | 0.16126 | 0.16497 | 1.0156 | 0.50146 | 0.17463 | 1.0156 | 1.0026 | 0.93373 | 0.34301 | -0.2506 | 0.93373 | 0.90231
130 | 0.2 | 0.4 | South/Central | SC | Greenville.Intl.AP.723120 | 3 | 1931227 | 42.0422 | 10.2502 | 57.1638 | 41.9427 | 15.2211 | 888.93 | 6.313 | 41.2 | 7.8831 | -1.5701 | 38.7422 | 4.5211 | 21.71 | 6.0644 | -1.5433 | 16.3482 | 5.6472 | 9.32 | 8.5518 | -2.9046 | -6.1551 | 6.313 | 41.2 | 7.8831 | -1.5701 | 38.7422 | 6.4536 | 40.71 | 8.1341 | -1.6805 | 37.5511 | 0.026379 | 1.109 | 0.27039 | 1.5079 | 23.4487 | 0.16653 | 0.11926 | 0.14897 | 0.16653 | 0.17024 | 1.0868 | 0.57268 | 0.24585 | 1.0868 | 1.0739 | 1.022 | 0.43124 | -0.16236 | 1.022 | 0.99054 | 0.026379 | 1.109 | 0.27039 | 1.5079 | 23.4487 | 0.16653 | 0.11926 | 0.14897 | 0.16653 | 0.17024 | 1.0868 | 0.57268 | 0.24585 | 1.0868 | 1.0739 | 1.022 | 0.43124 | -0.16236 | 1.022 | 0.99054
Double | Double | Double | South/Central | SC | Greenville.Intl.AP.723120 | 3 | 1931227 | 50.1925 | 11.5007 | 67.375 | 50.0745 | 17.3006 | 1040.76 | -3.8982 | -110.63 | -0.24863 | -3.6495 | -149.5882 | -5.6901 | -130.12 | -2.0673 | -3.6228 | -171.9821 | -4.564 | -142.51 | 0.42007 | -4.984 | -194.4854 | -3.8982 | -110.63 | -0.24863 | -3.6495 | -149.5882 | -3.7576 | -111.12 | 0.0023828 | -3.76 | -150.7792 | 0.026379 | 1.324 | 0.30337 | 1.7773 | 27.4538 | -0.10283 | -0.1501 | -0.12039 | -0.10283 | -0.09912 | -2.9183 | -3.4324 | -3.7592 | -2.9183 | -2.9312 | -3.9459 | -4.5366 | -5.1302 | -3.9459 | -3.9773 | 0.026379 | 1.324 | 0.30337 | 1.7773 | 27.4538 | -0.10283 | -0.1501 | -0.12039 | -0.10283 | -0.09912 | -2.9183 | -3.4324 | -3.7592 | -2.9183 | -2.9312 | -3.9459 | -4.5366 | -5.1302 | -3.9459 | -3.9773
Single | Single | Single | South/Central | SC | Greenville.Intl.AP.723120 | 3 | 1931227 | 61.3645 | 13.2824 | 81.3907 | 61.2211 | 20.1696 | 1250.05 | -17.9139 | -319.92 | -11.3953 | -6.5186 | -408.4905 | -19.7058 | -339.41 | -13.214 | -6.4919 | -430.8845 | -18.5797 | -351.8 | -10.7266 | -7.8531 | -453.3878 | -17.9139 | -319.92 | -11.3953 | -6.5186 | -408.4905 | -17.7733 | -320.41 | -11.1443 | -6.6291 | -409.6816 | 0.026379 | 1.6187 | 0.35037 | 2.147 | 32.9745 | -0.47254 | -0.51981 | -0.49011 | -0.47254 | -0.46884 | -8.439 | -8.9532 | -9.28 | -8.439 | -8.452 | -10.7754 | -11.3661 | -11.9597 | -10.7754 | -10.8068 | 0.026379 | 1.6187 | 0.35037 | 2.147 | 32.9745 | -0.47254 | -0.51981 | -0.49011 | -0.47254 | -0.46884 | -8.439 | -8.9532 | -9.28 | -8.439 | -8.452 | -10.7754 | -11.3661 | -11.9597 | -10.7754 | -10.8068
1 | 0.35 | 0.47 | Southern | HI | Honolulu.Intl.AP.911820 | 1 | 1211537 | 0.048545 | 25.2262 | 31.5656 | 0.048075 | 31.5175 | 2770.71 | -3.9478 | -347.27 | 0.009919 | -3.9577 | -132.8284 | -3.8963 | -342.29 | -2e-10 | -3.8963 | -130.9398 | -6.1046 | -536.27 | 0 | -6.1046 | -205.1496 | -3.9478 | -347.27 | 0.009919 | -3.9577 | -132.8284 | -4.0286 | -354.37 | 0.009919 | -4.0385 | -135.5428 | 0.17241 | 0.0083694 | 4.3492 | 5.4421 | 477.6916 | -0.68063 | -0.67176 | -1.0525 | -0.68063 | -0.69456 | -59.872 | -59.0134 | -92.4571 | -59.872 | -61.0961 | -22.9006 | -22.575 | -35.3694 | -22.9006 | -23.3686 | 0.031356 | 0.0015221 | 0.79098 | 0.98976 | 86.8772 | -0.12379 | -0.12217 | -0.19141 | -0.12379 | -0.12632 | -10.8888 | -10.7327 | -16.8151 | -10.8888 | -11.1115 | -4.1649 | -4.1057 | -6.4326 | -4.1649 | -4.25
2 | 0.35 | 0.42 | Southern | HI | Honolulu.Intl.AP.911820 | 1 | 1211537 | 0.058473 | 24.2769 | 30.3446 | 0.057994 | 30.2866 | 2662.99 | -2.7268 | -239.55 | -2e-10 | -2.7268 | -91.6381 | -2.6754 | -234.57 | -0.009919 | -2.6655 | -89.7495 | -4.8836 | -428.55 | -0.009919 | -4.8737 | -163.9592 | -2.7268 | -239.55 | -2e-10 | -2.7268 | -91.6381 | -2.8076 | -246.65 | -2e-10 | -2.8076 | -94.3525 | 0.17241 | 0.010081 | 4.1855 | 5.2316 | 459.1198 | -0.47013 | -0.46126 | -0.84197 | -0.47013 | -0.48406 | -41.3003 | -40.4417 | -73.8853 | -41.3003 | -42.5243 | -15.7991 | -15.4735 | -28.2678 | -15.7991 | -16.2671 | 0.031356 | 0.0018335 | 0.76121 | 0.95147 | 83.4996 | -0.085502 | -0.083888 | -0.15313 | -0.085502 | -0.088035 | -7.5112 | -7.3551 | -13.4374 | -7.5112 | -7.7339 | -2.8734 | -2.8141 | -5.141 | -2.8734 | -2.9585
3 | 0.35 | 0.37 | Southern | HI | Honolulu.Intl.AP.911820 | 1 | 1211537 | 0.058473 | 23.4123 | 29.2368 | 0.057994 | 29.1788 | 2565.67 | -1.6191 | -142.23 | -2e-10 | -1.6191 | -54.4112 | -1.5676 | -137.25 | -0.009919 | -1.5577 | -52.5226 | -3.7759 | -331.23 | -0.009919 | -3.7659 | -126.7323 | -1.6191 | -142.23 | -2e-10 | -1.6191 | -54.4112 | -1.6999 | -149.33 | -2e-10 | -1.6999 | -57.1256 | 0.17241 | 0.010081 | 4.0365 | 5.0407 | 442.3411 | -0.27914 | -0.27027 | -0.65099 | -0.27914 | -0.29307 | -24.5215 | -23.6629 | -57.1066 | -24.5215 | -25.7456 | -9.3809 | -9.0553 | -21.8496 | -9.3809 | -9.8489 | 0.031356 | 0.0018335 | 0.7341 | 0.91674 | 80.448 | -0.050768 | -0.049154 | -0.11839 | -0.050768 | -0.0533 | -4.4597 | -4.3036 | -10.3859 | -4.4597 | -4.6823 | -1.7061 | -1.6469 | -3.9738 | -1.7061 | -1.7912
4 | 0.35 | 0.32 | Southern | HI | Honolulu.Intl.AP.911820 | 1 | 1211537 | 0.058473 | 22.5246 | 28.0877 | 0.057994 | 28.0297 | 2464.73 | -0.46998 | -41.29 | -2e-10 | -0.46998 | -15.7939 | -0.4185 | -36.31 | -0.009919 | -0.40858 | -13.9054 | -2.6267 | -230.29 | -0.009919 | -2.6168 | -88.1151 | -0.46998 | -41.29 | -2e-10 | -0.46998 | -15.7939 | -0.55075 | -48.39 | -2e-10 | -0.55075 | -18.5084 | 0.17241 | 0.010081 | 3.8834 | 4.8425 | 424.9383 | -0.081027 | -0.072153 | -0.45287 | -0.081027 | -0.094953 | -7.1187 | -6.2601 | -39.7038 | -7.1187 | -8.3428 | -2.723 | -2.3974 | -15.1917 | -2.723 | -3.191 | 0.031356 | 0.0018335 | 0.70627 | 0.88071 | 77.283 | -0.014736 | -0.013122 | -0.082363 | -0.014736 | -0.017269 | -1.2947 | -1.1385 | -7.2209 | -1.2947 | -1.5173 | -0.49523 | -0.43601 | -2.7629 | -0.49523 | -0.58034
5 | 0.35 | 0.27 | Southern | HI | Honolulu.Intl.AP.911820 | 1 | 1211537 | 0.058526 | 22 | 27.4016 | 0.057994 | 27.3436 | 2404.45 | 0.21616 | 18.99 | -2e-10 | 0.21616 | 7.2642 | 0.26763 | 23.97 | -0.009919 | 0.27755 | 9.1527 | -1.9406 | -170.01 | -0.009919 | -1.9307 | -65.057 | 0.21616 | 18.99 | -2e-10 | 0.21616 | 7.2642 | 0.13539 | 11.89 | -2e-10 | 0.13539 | 4.5498 | 0.17241 | 0.01009 | 3.793 | 4.7242 | 414.5456 | 0.037267 | 0.046142 | -0.33458 | 0.037267 | 0.023342 | 3.274 | 4.1326 | -29.311 | 3.274 | 2.0499 | 1.2524 | 1.578 | -11.2163 | 1.2524 | 0.78441 | 0.031356 | 0.0018351 | 0.68982 | 0.85919 | 75.3929 | 0.0067778 | 0.0083917 | -0.060849 | 0.0067778 | 0.0042451 | 0.59544 | 0.75159 | -5.3308 | 0.59544 | 0.37282 | 0.22777 | 0.28699 | -2.0399 | 0.22777 | 0.14266
6 | 0.35 | 0.23 | Southern | HI | Honolulu.Intl.AP.911820 | 1 | 1211537 | 0.058526 | 21.7186 | 27.0202 | 0.057994 | 26.9622 | 2370.95 | 0.59753 | 52.49 | -2e-10 | 0.59753 | 20.0806 | 0.64901 | 57.47 | -0.009919 | 0.65892 | 21.9691 | -1.5592 | -136.51 | -0.009919 | -1.5493 | -52.2406 | 0.59753 | 52.49 | -2e-10 | 0.59753 | 20.0806 | 0.51676 | 45.39 | -2e-10 | 0.51676 | 17.3662 | 0.17241 | 0.01009 | 3.7444 | 4.6585 | 408.7699 | 0.10302 | 0.11189 | -0.26882 | 0.10302 | 0.089093 | 9.0497 | 9.9083 | -23.5354 | 9.0497 | 7.8256 | 3.462 | 3.7876 | -9.0067 | 3.462 | 2.9941 | 0.031356 | 0.0018351 | 0.681 | 0.84723 | 74.3425 | 0.018736 | 0.02035 | -0.048891 | 0.018736 | 0.016203 | 1.6459 | 1.802 | -4.2803 | 1.6459 | 1.4232 | 0.62964 | 0.68885 | -1.638 | 0.62964 | 0.54453
7 | 0.35 | 0.19 | Southern | HI | Honolulu.Intl.AP.911820 | 1 | 1211537 | 0.058526 | 20.9277 | 26.0047 | 0.057994 | 25.9467 | 2281.74 | 1.613 | 141.7 | -2e-10 | 1.613 | 54.2072 | 1.6645 | 146.68 | -0.009919 | 1.6744 | 56.0957 | -0.54374 | -47.3 | -0.009919 | -0.53382 | -18.114 | 1.613 | 141.7 | -2e-10 | 1.613 | 54.2072 | 1.5323 | 134.6 | -2e-10 | 1.5323 | 51.4928 | 0.17241 | 0.01009 | 3.6081 | 4.4834 | 393.3894 | 0.2781 | 0.28697 | -0.093744 | 0.2781 | 0.26417 | 24.4302 | 25.2888 | -8.1549 | 24.4302 | 23.2061 | 9.3457 | 9.6713 | -3.123 | 9.3457 | 8.8777 | 0.031356 | 0.0018351 | 0.6562 | 0.81539 | 71.5453 | 0.050577 | 0.052191 | -0.017049 | 0.050577 | 0.048045 | 4.4431 | 4.5992 | -1.4831 | 4.4431 | 4.2205 | 1.6997 | 1.7589 | -0.56797 | 1.6997 | 1.6146
8 | 0.35 | 0.17 | Southern | HI | Honolulu.Intl.AP.911820 | 1 | 1211537 | 0.058526 | 20.5093 | 25.4664 | 0.057994 | 25.4084 | 2234.45 | 2.1514 | 188.99 | -2e-10 | 2.1514 | 72.2986 | 2.2028 | 193.97 | -0.009919 | 2.2128 | 74.1872 | -0.0053945 | -0.01 | -0.009919 | 0.0045245 | -0.022528 | 2.1514 | 188.99 | -2e-10 | 2.1514 | 72.2986 | 2.0706 | 181.89 | -2e-10 | 2.0706 | 69.5842 | 0.17241 | 0.01009 | 3.536 | 4.3906 | 385.2363 | 0.37091 | 0.37979 | -0.00093005 | 0.37091 | 0.35699 | 32.5833 | 33.4419 | -0.0017241 | 32.5833 | 31.3592 | 12.4648 | 12.7904 | -0.003884 | 12.4648 | 11.9969 | 0.031356 | 0.0018351 | 0.64308 | 0.79851 | 70.0624 | 0.067457 | 0.069071 | -0.00016915 | 0.067457 | 0.064925 | 5.9259 | 6.082 | -0.00031356 | 5.9259 | 5.7033 | 2.267 | 2.3262 | -0.00070638 | 2.267 | 2.1819
9 | 0.33 | 0.47 | Southern | HI | Honolulu.Intl.AP.911820 | 1 | 1211537 | 0.048492 | 25.2562 | 31.597 | 0.048075 | 31.5489 | 2773.47 | -3.9793 | -350.03 | 0.009919 | -3.9892 | -133.8858 | -3.9278 | -345.05 | -2e-10 | -3.9278 | -131.9972 | -6.136 | -539.03 | 0 | -6.136 | -206.2069 | -3.9793 | -350.03 | 0.009919 | -3.9892 | -133.8858 | -4.06 | -357.13 | 0.009919 | -4.07 | -136.6002 | 0.17241 | 0.0083604 | 4.3544 | 5.4476 | 478.1674 | -0.68606 | -0.67718 | -1.0579 | -0.68606 | -0.69998 | -60.3478 | -59.4893 | -92.9329 | -60.3478 | -61.5719 | -23.0829 | -22.7573 | -35.5516 | -23.0829 | -23.5509 | 0.031356 | 0.0015205 | 0.79192 | 0.99074 | 86.9637 | -0.12477 | -0.12316 | -0.1924 | -0.12477 | -0.12731 | -10.9754 | -10.8192 | -16.9016 | -10.9754 | -11.198 | -4.1981 | -4.1388 | -6.4657 | -4.1981 | -4.2832
10 | 0.33 | 0.42 | Southern | HI | Honolulu.Intl.AP.911820 | 1 | 1211537 | 0.048545 | 24.3069 | 30.3746 | 0.048075 | 30.3265 | 2666.08 | -2.7568 | -242.64 | 0.009919 | -2.7668 | -92.8045 | -2.7054 | -237.66 | -2e-10 | -2.7054 | -90.916 | -4.9136 | -431.64 | 0 | -4.9136 | -165.1257 | -2.7568 | -242.64 | 0.009919 | -2.7668 | -92.8045 | -2.8376 | -249.74 | 0.009919 | -2.8475 | -95.519 | 0.17241 | 0.0083694 | 4.1907 | 5.2368 | 459.6526 | -0.4753 | -0.46643 | -0.84714 | -0.4753 | -0.48923 | -41.833 | -40.9744 | -74.418 | -41.833 | -43.0571 | -16.0002 | -15.6746 | -28.4689 | -16.0002 | -16.4682 | 0.031356 | 0.0015221 | 0.76216 | 0.95241 | 83.5965 | -0.086442 | -0.084828 | -0.15407 | -0.086442 | -0.088975 | -7.6081 | -7.452 | -13.5343 | -7.6081 | -7.8307 | -2.9099 | -2.8507 | -5.1776 | -2.9099 | -2.9951
11 | 0.33 | 0.37 | Southern | HI | Honolulu.Intl.AP.911820 | 1 | 1211537 | 0.048545 | 23.4422 | 29.2584 | 0.048075 | 29.2104 | 2568.03 | -1.6407 | -144.59 | 0.009919 | -1.6506 | -55.2959 | -1.5892 | -139.61 | -2e-10 | -1.5892 | -53.4074 | -3.7975 | -333.59 | 0 | -3.7975 | -127.6171 | -1.6407 | -144.59 | 0.009919 | -1.6506 | -55.2959 | -1.7215 | -151.69 | 0.009919 | -1.7314 | -58.0103 | 0.17241 | 0.0083694 | 4.0416 | 5.0444 | 442.748 | -0.28287 | -0.274 | -0.65471 | -0.28287 | -0.2968 | -24.9284 | -24.0698 | -57.5135 | -24.9284 | -26.1525 | -9.5334 | -9.2078 | -22.0022 | -9.5334 | -10.0014 | 0.031356 | 0.0015221 | 0.73504 | 0.91741 | 80.522 | -0.051445 | -0.049831 | -0.11907 | -0.051445 | -0.053978 | -4.5337 | -4.3776 | -10.4599 | -4.5337 | -4.7563 | -1.7338 | -1.6746 | -4.0015 | -1.7338 | -1.8189
12 | 0.33 | 0.32 | Southern | HI | Honolulu.Intl.AP.911820 | 1 | 1211537 | 0.048554 | 22.5461 | 28.0993 | 0.048075 | 28.0512 | 2466.2 | -0.48154 | -42.76 | 0.009919 | -0.49146 | -16.3414 | -0.43007 | -37.78 | -2e-10 | -0.43007 | -14.4529 | -2.6383 | -231.76 | 0 | -2.6383 | -88.6626 | -0.48154 | -42.76 | 0.009919 | -0.49146 | -16.3414 | -0.56232 | -49.86 | 0.009919 | -0.57223 | -19.0558 | 0.17241 | 0.0083711 | 3.8871 | 4.8445 | 425.1917 | -0.083022 | -0.074147 | -0.45486 | -0.083022 | -0.096947 | -7.3722 | -6.5136 | -39.9572 | -7.3722 | -8.5962 | -2.8174 | -2.4918 | -15.2861 | -2.8174 | -3.2854 | 0.031356 | 0.0015224 | 0.70694 | 0.88107 | 77.3291 | -0.015099 | -0.013485 | -0.082726 | -0.015099 | -0.017632 | -1.3408 | -1.1846 | -7.267 | -1.3408 | -1.5634 | -0.51239 | -0.45318 | -2.7801 | -0.51239 | -0.59751
13 | 0.33 | 0.27 | Southern | HI | Honolulu.Intl.AP.911820 | 1 | 1211537 | 0.058473 | 22.0199 | 27.4215 | 0.057994 | 27.3635 | 2406.2 | 0.1962 | 17.24 | -2e-10 | 0.1962 | 6.5934 | 0.24767 | 22.22 | -0.009919 | 0.25759 | 8.4819 | -1.9606 | -171.76 | -0.009919 | -1.9506 | -65.7278 | 0.1962 | 17.24 | -2e-10 | 0.1962 | 6.5934 | 0.11543 | 10.14 | -2e-10 | 0.11543 | 3.879 | 0.17241 | 0.010081 | 3.7964 | 4.7277 | 414.8473 | 0.033826 | 0.0427 | -0.33802 | 0.033826 | 0.0199 | 2.9723 | 3.8309 | -29.6127 | 2.9723 | 1.7482 | 1.1368 | 1.4624 | -11.332 | 1.1368 | 0.66877 | 0.031356 | 0.0018335 | 0.69045 | 0.85982 | 75.4478 | 0.0061519 | 0.0077659 | -0.061475 | 0.0061519 | 0.0036192 | 0.54057 | 0.69672 | -5.3856 | 0.54057 | 0.31795 | 0.20674 | 0.26596 | -2.0609 | 0.20674 | 0.12163
14 | 0.33 | 0.23 | Southern | HI | Honolulu.Intl.AP.911820 | 1 | 1211537 | 0.058473 | 21.7286 | 27.0302 | 0.057994 | 26.9722 | 2371.82 | 0.58757 | 51.62 | -2e-10 | 0.58757 | 19.7458 | 0.63904 | 56.6 | -0.009919 | 0.64896 | 21.6343 | -1.5692 | -137.38 | -0.009919 | -1.5593 | -52.5754 | 0.58757 | 51.62 | -2e-10 | 0.58757 | 19.7458 | 0.5068 | 44.52 | -2e-10 | 0.5068 | 17.0314 | 0.17241 | 0.010081 | 3.7462 | 4.6602 | 408.9199 | 0.1013 | 0.11018 | -0.27054 | 0.1013 | 0.087376 | 8.8997 | 9.7583 | -23.6854 | 8.8997 | 7.6756 | 3.4043 | 3.7299 | -9.0644 | 3.4043 | 2.9363 | 0.031356 | 0.0018335 | 0.68131 | 0.84755 | 74.3698 | 0.018424 | 0.020038 | -0.049203 | 0.018424 | 0.015891 | 1.6186 | 1.7747 | -4.3076 | 1.6186 | 1.3959 | 0.61914 | 0.67836 | -1.6485 | 0.61914 | 0.53403
15 | 0.33 | 0.19 | Southern | HI | Honolulu.Intl.AP.911820 | 1 | 1211537 | 0.058473 | 20.9308 | 25.9993 | 0.057994 | 25.9413 | 2281.26 | 1.6184 | 142.18 | -2e-10 | 1.6184 | 54.3887 | 1.6699 | 147.16 | -0.009919 | 1.6798 | 56.2772 | -0.53834 | -46.82 | -0.009919 | -0.52842 | -17.9325 | 1.6184 | 142.18 | -2e-10 | 1.6184 | 54.3887 | 1.5377 | 135.08 | -2e-10 | 1.5377 | 51.6743 | 0.17241 | 0.010081 | 3.6086 | 4.4825 | 393.3067 | 0.27903 | 0.2879 | -0.092813 | 0.27903 | 0.2651 | 24.5129 | 25.3715 | -8.0721 | 24.5129 | 23.2888 | 9.377 | 9.7026 | -3.0917 | 9.377 | 8.909 | 0.031356 | 0.0018335 | 0.6563 | 0.81522 | 71.5302 | 0.050747 | 0.052361 | -0.01688 | 0.050747 | 0.048214 | 4.4581 | 4.6143 | -1.4681 | 4.4581 | 4.2355 | 1.7054 | 1.7646 | -0.56228 | 1.7054 | 1.6203
16 | 0.33 | 0.17 | Southern | HI | Honolulu.Intl.AP.911820 | 1 | 1211537 | 0.058473 | 20.5193 | 25.4762 | 0.057994 | 25.4183 | 2235.32 | 2.1415 | 188.12 | -2e-10 | 2.1415 | 71.9666 | 2.193 | 193.1 | -0.009919 | 2.2029 | 73.8552 | -0.015273 | -0.88 | -0.009919 | -0.0053544 | -0.35452 | 2.1415 | 188.12 | -2e-10 | 2.1415 | 71.9666 | 2.0607 | 181.02 | -2e-10 | 2.0607 | 69.2522 | 0.17241 | 0.010081 | 3.5377 | 4.3923 | 385.3863 | 0.36921 | 0.37808 | -0.0026333 | 0.36921 | 0.35528 | 32.4333 | 33.2919 | -0.15172 | 32.4333 | 31.2092 | 12.4076 | 12.7332 | -0.061121 | 12.4076 | 11.9396 | 0.031356 | 0.0018335 | 0.64339 | 0.79882 | 70.0897 | 0.067148 | 0.068762 | -0.00047891 | 0.067148 | 0.064615 | 5.8986 | 6.0548 | -0.027593 | 5.8986 | 5.676 | 2.2566 | 2.3158 | -0.011116 | 2.2566 | 2.1714
17 | 0.3 | 0.47 | Southern | HI | Honolulu.Intl.AP.911820 | 1 | 1211537 | 0.040077 | 25.2978 | 31.6401 | 0.039676 | 31.6005 | 2777.65 | -4.0224 | -354.21 | 0.018318 | -4.0407 | -135.4697 | -3.9709 | -349.23 | 0.0083994 | -3.9793 | -133.5811 | -6.1792 | -543.21 | 0.0083994 | -6.1876 | -207.7909 | -4.0224 | -354.21 | 0.018318 | -4.0407 | -135.4697 | -4.1032 | -361.31 | 0.018318 | -4.1215 | -138.1841 | 0.17241 | 0.0069095 | 4.3615 | 5.455 | 478.8881 | -0.69349 | -0.68462 | -1.0653 | -0.69349 | -0.70742 | -61.0685 | -60.2099 | -93.6536 | -61.0685 | -62.2926 | -23.356 | -23.0304 | -35.8247 | -23.356 | -23.824 | 0.031356 | 0.0012566 | 0.79323 | 0.99209 | 87.0948 | -0.12612 | -0.12451 | -0.19375 | -0.12612 | -0.12866 | -11.1065 | -10.9503 | -17.0327 | -11.1065 | -11.3291 | -4.2477 | -4.1885 | -6.5154 | -4.2477 | -4.3328
18 | 0.3 | 0.42 | Southern | HI | Honolulu.Intl.AP.911820 | 1 | 1211537 | 0.048476 | 24.3384 | 30.4161 | 0.048075 | 30.368 | 2669.73 | -2.7983 | -246.29 | 0.009919 | -2.8082 | -94.1986 | -2.7468 | -241.31 | -2e-10 | -2.7468 | -92.31 | -4.9551 | -435.29 | 0 | -4.9551 | -166.5197 | -2.7983 | -246.29 | 0.009919 | -2.8082 | -94.1986 | -2.8791 | -253.39 | 0.009919 | -2.889 | -96.913 | 0.17241 | 0.0083576 | 4.1961 | 5.244 | 460.2819 | -0.48245 | -0.47358 | -0.85429 | -0.48245 | -0.49638 | -42.4623 | -41.6037 | -75.0473 | -42.4623 | -43.6864 | -16.2406 | -15.915 | -28.7093 | -16.2406 | -16.7085 | 0.031356 | 0.00152 | 0.76314 | 0.95371 | 83.7109 | -0.087743 | -0.086129 | -0.15537 | -0.087743 | -0.090275 | -7.7226 | -7.5664 | -13.6488 | -7.7226 | -7.9452 | -2.9537 | -2.8944 | -5.2213 | -2.9537 | -3.0388
19 | 0.3 | 0.37 | Southern | HI | Honolulu.Intl.AP.911820 | 1 | 1211537 | 0.048476 | 23.4738 | 29.2999 | 0.048075 | 29.2518 | 2571.68 | -1.6822 | -148.24 | 0.009919 | -1.6921 | -56.6895 | -1.6307 | -143.26 | -2e-10 | -1.6307 | -54.801 | -3.8389 | -337.24 | 0 | -3.8389 | -129.0107 | -1.6822 | -148.24 | 0.009919 | -1.6921 | -56.6895 | -1.7629 | -155.34 | 0.009919 | -1.7729 | -59.4039 | 0.17241 | 0.0083576 | 4.0471 | 5.0515 | 443.3773 | -0.29002 | -0.28114 | -0.66186 | -0.29002 | -0.30394 | -25.5577 | -24.6991 | -58.1428 | -25.5577 | -26.7818 | -9.7737 | -9.4481 | -22.2424 | -9.7737 | -10.2417 | 0.031356 | 0.00152 | 0.73603 | 0.91872 | 80.6365 | -0.052745 | -0.051131 | -0.12037 | -0.052745 | -0.055278 | -4.6481 | -4.492 | -10.5744 | -4.6481 | -4.8708 | -1.7775 | -1.7183 | -4.0452 | -1.7775 | -1.8626
20 | 0.3 | 0.32 | Southern | HI | Honolulu.Intl.AP.911820 | 1 | 1211537 | 0.048476 | 22.5761 | 28.1391 | 0.048075 | 28.0911 | 2469.7 | -0.52139 | -46.26 | 0.009919 | -0.53131 | -17.6806 | -0.46992 | -41.28 | -2e-10 | -0.46992 | -15.7921 | -2.6782 | -235.26 | 0 | -2.6782 | -90.0018 | -0.52139 | -46.26 | 0.009919 | -0.53131 | -17.6806 | -0.60216 | -53.36 | 0.009919 | -0.61208 | -20.395 | 0.17241 | 0.0083576 | 3.8923 | 4.8514 | 425.7952 | -0.089892 | -0.081018 | -0.46173 | -0.089892 | -0.10382 | -7.9756 | -7.117 | -40.5606 | -7.9756 | -9.1997 | -3.0483 | -2.7227 | -15.517 | -3.0483 | -3.5163 | 0.031356 | 0.00152 | 0.70789 | 0.88232 | 77.4388 | -0.016349 | -0.014735 | -0.083975 | -0.016349 | -0.018881 | -1.4505 | -1.2944 | -7.3767 | -1.4505 | -1.6731 | -0.55439 | -0.49517 | -2.8221 | -0.55439 | -0.6395
21 | 0.3 | 0.27 | Southern | HI | Honolulu.Intl.AP.911820 | 1 | 1211537 | 0.048476 | 22.0515 | 27.453 | 0.048075 | 27.4049 | 2409.43 | 0.16476 | 14.01 | 0.009919 | 0.15484 | 5.3781 | 0.21623 | 18.99 | -2e-10 | 0.21623 | 7.2667 | -1.992 | -174.99 | 0 | -1.992 | -66.943 | 0.16476 | 14.01 | 0.009919 | 0.15484 | 5.3781 | 0.083988 | 6.91 | 0.009919 | 0.074069 | 2.6637 | 0.17241 | 0.0083576 | 3.8018 | 4.7331 | 415.4042 | 0.028406 | 0.03728 | -0.34344 | 0.028406 | 0.01448 | 2.4154 | 3.274 | -30.1696 | 2.4154 | 1.1913 | 0.92723 | 1.2528 | -11.5415 | 0.92723 | 0.45925 | 0.031356 | 0.00152 | 0.69144 | 0.8608 | 75.549 | 0.0051661 | 0.0067801 | -0.06246 | 0.0051661 | 0.0026335 | 0.43929 | 0.59544 | -5.4869 | 0.43929 | 0.21667 | 0.16863 | 0.22785 | -2.099 | 0.16863 | 0.083523
22 | 0.3 | 0.23 | Southern | HI | Honolulu.Intl.AP.911820 | 1 | 1211537 | 0.048476 | 21.75 | 27.0417 | 0.048075 | 26.9936 | 2373.29 | 0.57608 | 50.15 | 0.009919 | 0.56616 | 19.2009 | 0.62755 | 55.13 | -2e-10 | 0.62755 | 21.0895 | -1.5807 | -138.85 | 0 | -1.5807 | -53.1202 | 0.57608 | 50.15 | 0.009919 | 0.56616 | 19.2009 | 0.49531 | 43.05 | 0.009919 | 0.48539 | 16.4865 | 0.17241 | 0.0083576 | 3.7499 | 4.6622 | 409.1734 | 0.099321 | 0.1082 | -0.27252 | 0.099321 | 0.085395 | 8.6462 | 9.5048 | -23.9388 | 8.6462 | 7.4221 | 3.3104 | 3.636 | -9.1583 | 3.3104 | 2.8424 | 0.031356 | 0.00152 | 0.68199 | 0.84791 | 74.4159 | 0.018063 | 0.019677 | -0.049563 | 0.018063 | 0.015531 | 1.5725 | 1.7286 | -4.3537 | 1.5725 | 1.3499 | 0.60206 | 0.66127 | -1.6656 | 0.60206 | 0.51694
23 | 0.3 | 0.19 | Southern | HI | Honolulu.Intl.AP.911820 | 1 | 1211537 | 0.048528 | 20.9423 | 26.0009 | 0.048075 | 25.9528 | 2281.87 | 1.6168 | 141.57 | 0.009919 | 1.6069 | 54.1765 | 1.6683 | 146.55 | -2e-10 | 1.6683 | 56.065 | -0.53993 | -47.43 | 0 | -0.53993 | -18.1447 | 1.6168 | 141.57 | 0.009919 | 1.6069 | 54.1765 | 1.5361 | 134.47 | 0.009919 | 1.5261 | 51.4621 | 0.17241 | 0.0083667 | 3.6106 | 4.4828 | 393.4118 | 0.27876 | 0.28763 | -0.093087 | 0.27876 | 0.26483 | 24.4078 | 25.2663 | -8.1773 | 24.4078 | 23.1837 | 9.3404 | 9.666 | -3.1283 | 9.3404 | 8.8725 | 0.031356 | 0.0015216 | 0.65666 | 0.81527 | 71.5493 | 0.050697 | 0.052311 | -0.01693 | 0.050697 | 0.048164 | 4.439 | 4.5952 | -1.4872 | 4.439 | 4.2164 | 1.6987 | 1.758 | -0.56894 | 1.6987 | 1.6136
24 | 0.3 | 0.17 | Southern | HI | Honolulu.Intl.AP.911820 | 1 | 1211537 | 0.048528 | 20.5224 | 25.461 | 0.048075 | 25.4129 | 2234.44 | 2.1568 | 189 | 0.009919 | 2.1468 | 72.3212 | 2.2082 | 193.98 | -2e-10 | 2.2082 | 74.2097 | 0 | 0 | 0 | 0 | 0 | 2.1568 | 189 | 0.009919 | 2.1468 | 72.3212 | 2.076 | 181.9 | 0.009919 | 2.0661 | 69.6067 | 0.17241 | 0.0083667 | 3.5382 | 4.3897 | 385.2345 | 0.37184 | 0.38072 | 0 | 0.37184 | 0.35792 | 32.585 | 33.4436 | 0 | 32.585 | 31.361 | 12.4687 | 12.7943 | 0 | 12.4687 | 12.0007 | 0.031356 | 0.0015216 | 0.64349 | 0.79834 | 70.0621 | 0.067627 | 0.069241 | 0 | 0.067627 | 0.065094 | 5.9262 | 6.0824 | 0 | 5.9262 | 5.7036 | 2.2677 | 2.3269 | 0 | 2.2677 | 2.1826
25 | 0.28 | 0.47 | Southern | HI | Honolulu.Intl.AP.911820 | 1 | 1211537 | 0.038495 | 25.1562 | 31.4569 | 0.038156 | 31.4188 | 2761.63 | -3.8392 | -338.19 | 0.019838 | -3.859 | -129.3375 | -3.7877 | -333.21 | 0.009919 | -3.7977 | -127.4489 | -5.996 | -527.19 | 0.009919 | -6.0059 | -201.6586 | -3.8392 | -338.19 | 0.019838 | -3.859 | -129.3375 | -3.92 | -345.29 | 0.019838 | -3.9398 | -132.0519 | 0.17241 | 0.0066368 | 4.3371 | 5.4234 | 476.1261 | -0.66191 | -0.65304 | -1.0338 | -0.66191 | -0.67584 | -58.3065 | -57.448 | -90.8916 | -58.3065 | -59.5306 | -22.2988 | -21.9732 | -34.7675 | -22.2988 | -22.7668 | 0.031356 | 0.001207 | 0.78879 | 0.98635 | 86.5925 | -0.12038 | -0.11877 | -0.18801 | -0.12038 | -0.12291 | -10.6041 | -10.448 | -16.5303 | -10.6041 | -10.8268 | -4.0555 | -3.9962 | -6.3231 | -4.0555 | -4.1406
26 | 0.28 | 0.42 | Southern | HI | Honolulu.Intl.AP.911820 | 1 | 1211537 | 0.040067 | 24.3284 | 30.3877 | 0.039676 | 30.348 | 2667.62 | -2.7699 | -244.18 | 0.018318 | -2.7882 | -93.3787 | -2.7184 | -239.2 | 0.0083994 | -2.7268 | -91.4902 | -4.9267 | -433.18 | 0.0083994 | -4.9351 | -165.6999 | -2.7699 | -244.18 | 0.018318 | -2.7882 | -93.3787 | -2.8507 | -251.28 | 0.018318 | -2.869 | -96.0932 | 0.17241 | 0.0069079 | 4.1944 | 5.2391 | 459.9181 | -0.47756 | -0.46868 | -0.8494 | -0.47756 | -0.49148 | -42.0985 | -41.2399 | -74.6835 | -42.0985 | -43.3226 | -16.0992 | -15.7736 | -28.5679 | -16.0992 | -16.5672 | 0.031356 | 0.0012563 | 0.76283 | 0.95282 | 83.6447 | -0.086852 | -0.085238 | -0.15448 | -0.086852 | -0.089385 | -7.6564 | -7.5003 | -13.5826 | -7.6564 | -7.879 | -2.9279 | -2.8687 | -5.1956 | -2.9279 | -3.0131
27 | 0.28 | 0.37 | Southern | HI | Honolulu.Intl.AP.911820 | 1 | 1211537 | 0.040067 | 23.6053 | 29.453 | 0.039676 | 29.4133 | 2585.52 | -1.8353 | -162.08 | 0.018318 | -1.8536 | -61.9696 | -1.7838 | -157.1 | 0.0083994 | -1.7922 | -60.081 | -3.9921 | -351.08 | 0.0083994 | -4.0005 | -134.2907 | -1.8353 | -162.08 | 0.018318 | -1.8536 | -61.9696 | -1.9161 | -169.18 | 0.018318 | -1.9344 | -64.684 | 0.17241 | 0.0069079 | 4.0697 | 5.0779 | 445.7634 | -0.31642 | -0.30754 | -0.68826 | -0.31642 | -0.33034 | -27.9438 | -27.0852 | -60.5289 | -27.9438 | -29.1679 | -10.684 | -10.3584 | -23.1527 | -10.684 | -11.152 | 0.031356 | 0.0012563 | 0.74016 | 0.92352 | 81.0704 | -0.057546 | -0.055932 | -0.12517 | -0.057546 | -0.060079 | -5.0821 | -4.926 | -11.0083 | -5.0821 | -5.3047 | -1.9431 | -1.8839 | -4.2108 | -1.9431 | -2.0282
28 | 0.28 | 0.32 | Southern | HI | Honolulu.Intl.AP.911820 | 1 | 1211537 | 0.040077 | 22.8091 | 28.4253 | 0.039676 | 28.3856 | 2495.24 | -0.80758 | -71.8 | 0.018318 | -0.8259 | -27.4326 | -0.75611 | -66.82 | 0.0083994 | -0.76451 | -25.5441 | -2.9643 | -260.8 | 0.0083994 | -2.9727 | -99.7538 | -0.80758 | -71.8 | 0.018318 | -0.8259 | -27.4326 | -0.88835 | -78.9 | 0.018318 | -0.90667 | -30.147 | 0.17241 | 0.0069095 | 3.9325 | 4.9007 | 430.1985 | -0.13923 | -0.13036 | -0.51108 | -0.13923 | -0.15316 | -12.3789 | -11.5203 | -44.9639 | -12.3789 | -13.603 | -4.7296 | -4.404 | -17.1983 | -4.7296 | -5.1976 | 0.031356 | 0.0012566 | 0.71519 | 0.89129 | 78.2397 | -0.025322 | -0.023708 | -0.092949 | -0.025322 | -0.027855 | -2.2513 | -2.0952 | -8.1775 | -2.2513 | -2.474 | -0.86017 | -0.80095 | -3.1278 | -0.86017 | -0.94528
29 | 0.28 | 0.27 | Southern | HI | Honolulu.Intl.AP.911820 | 1 | 1211537 | 0.048476 | 22.243 | 27.6861 | 0.048075 | 27.6381 | 2429.91 | -0.068391 | -6.47 | 0.009919 | -0.07831 | -2.4571 | -0.016919 | -1.49 | -2e-10 | -0.016919 | -0.56856 | -2.2252 | -195.47 | 0 | -2.2252 | -74.7783 | -0.068391 | -6.47 | 0.009919 | -0.07831 | -2.4571 | -0.14916 | -13.57 | 0.009919 | -0.15908 | -5.1715 | 0.17241 | 0.0083576 | 3.8349 | 4.7733 | 418.9351 | -0.011791 | -0.0029169 | -0.38363 | -0.011791 | -0.025717 | -1.1155 | -0.25689 | -33.7005 | -1.1155 | -2.3396 | -0.42363 | -0.098025 | -12.8923 | -0.42363 | -0.89161 | 0.031356 | 0.00152 | 0.69744 | 0.86811 | 76.1912 | -0.0021445 | -0.00053049 | -0.069771 | -0.0021445 | -0.0046771 | -0.20287 | -0.04672 | -6.1291 | -0.20287 | -0.4255 | -0.077044 | -0.017828 | -2.3447 | -0.077044 | -0.16216
30 | 0.28 | 0.23 | Southern | HI | Honolulu.Intl.AP.911820 | 1 | 1211537 | 0.048476 | 21.7716 | 27.0732 | 0.048075 | 27.0251 | 2376.06 | 0.54457 | 47.38 | 0.009919 | 0.53465 | 18.1419 | 0.59604 | 52.36 | -2e-10 | 0.59604 | 20.0304 | -1.6122 | -141.62 | 0 | -1.6122 | -54.1793 | 0.54457 | 47.38 | 0.009919 | 0.53465 | 18.1419 | 0.4638 | 40.28 | 0.009919 | 0.45388 | 15.4275 | 0.17241 | 0.0083576 | 3.7536 | 4.6676 | 409.6509 | 0.093888 | 0.10276 | -0.27796 | 0.093888 | 0.079962 | 8.1687 | 9.0273 | -24.4164 | 8.1687 | 6.9446 | 3.1278 | 3.4534 | -9.3409 | 3.1278 | 2.6598 | 0.031356 | 0.00152 | 0.68266 | 0.84889 | 74.5027 | 0.017075 | 0.018689 | -0.050551 | 0.017075 | 0.014543 | 1.4856 | 1.6418 | -4.4406 | 1.4856 | 1.263 | 0.56885 | 0.62807 | -1.6988 | 0.56885 | 0.48374
31 | 0.28 | 0.19 | Southern | HI | Honolulu.Intl.AP.911820 | 1 | 1211537 | 0.048476 | 20.9623 | 26.0308 | 0.048075 | 25.9827 | 2284.49 | 1.587 | 138.95 | 0.009919 | 1.5771 | 53.1728 | 1.6384 | 143.93 | -2e-10 | 1.6384 | 55.0613 | -0.56979 | -50.05 | 0 | -0.56979 | -19.1484 | 1.587 | 138.95 | 0.009919 | 1.5771 | 53.1728 | 1.5062 | 131.85 | 0.009919 | 1.4963 | 50.4584 | 0.17241 | 0.0083576 | 3.6141 | 4.4879 | 393.8636 | 0.27361 | 0.28248 | -0.098237 | 0.27361 | 0.25968 | 23.956 | 24.8146 | -8.629 | 23.956 | 22.7319 | 9.1674 | 9.493 | -3.3013 | 9.1674 | 8.6994 | 0.031356 | 0.00152 | 0.65728 | 0.81621 | 71.6315 | 0.04976 | 0.051374 | -0.017866 | 0.04976 | 0.047228 | 4.3569 | 4.513 | -1.5693 | 4.3569 | 4.1342 | 1.6673 | 1.7265 | -0.60041 | 1.6673 | 1.5822
32 | 0.28 | 0.17 | Southern | HI | Honolulu.Intl.AP.911820 | 1 | 1211537 | 0.048476 | 20.5508 | 25.4993 | 0.048075 | 25.4512 | 2237.8 | 2.1184 | 185.64 | 0.009919 | 2.1085 | 71.0327 | 2.1699 | 190.62 | -2e-10 | 2.1699 | 72.9212 | -0.03834 | -3.36 | 0 | -0.03834 | -1.2885 | 2.1184 | 185.64 | 0.009919 | 2.1085 | 71.0327 | 2.0377 | 178.54 | 0.009919 | 2.0277 | 68.3183 | 0.17241 | 0.0083576 | 3.5431 | 4.3963 | 385.8138 | 0.36523 | 0.37411 | -0.0066102 | 0.36523 | 0.35131 | 32.0058 | 32.8643 | -0.57929 | 32.0058 | 30.7817 | 12.2466 | 12.5722 | -0.22214 | 12.2466 | 11.7786 | 0.031356 | 0.00152 | 0.64438 | 0.79955 | 70.1675 | 0.066424 | 0.068038 | -0.0012022 | 0.066424 | 0.063892 | 5.8208 | 5.977 | -0.10535 | 5.8208 | 5.5982 | 2.2273 | 2.2865 | -0.0404 | 2.2273 | 2.1422
33 | 0.27 | 0.47 | Southern | HI | Honolulu.Intl.AP.911820 | 1 | 1211537 | 0.038495 | 25.1277 | 31.4284 | 0.038156 | 31.3903 | 2759.12 | -3.8107 | -335.68 | 0.019838 | -3.8305 | -128.3788 | -3.7592 | -330.7 | 0.009919 | -3.7691 | -126.4903 | -5.9674 | -524.68 | 0.009919 | -5.9774 | -200.7 | -3.8107 | -335.68 | 0.019838 | -3.8305 | -128.3788 | -3.8915 | -342.78 | 0.019838 | -3.9113 | -131.0932 | 0.17241 | 0.0066368 | 4.3322 | 5.4185 | 475.6934 | -0.65699 | -0.64812 | -1.0288 | -0.65699 | -0.67092 | -57.8738 | -57.0152 | -90.4588 | -57.8738 | -59.0979 | -22.1335 | -21.8079 | -34.6022 | -22.1335 | -22.6015 | 0.031356 | 0.001207 | 0.78789 | 0.98546 | 86.5138 | -0.11949 | -0.11787 | -0.18711 | -0.11949 | -0.12202 | -10.5254 | -10.3693 | -16.4516 | -10.5254 | -10.7481 | -4.0254 | -3.9662 | -6.2931 | -4.0254 | -4.1105
34 | 0.27 | 0.42 | Southern | HI | Honolulu.Intl.AP.911820 | 1 | 1211537 | 0.038495 | 24.32 | 30.3776 | 0.038156 | 30.3395 | 2666.81 | -2.7599 | -243.37 | 0.019838 | -2.7797 | -93.0659 | -2.7084 | -238.39 | 0.009919 | -2.7183 | -91.1773 | -4.9167 | -432.37 | 0.009919 | -4.9266 | -165.387 | -2.7599 | -243.37 | 0.019838 | -2.7797 | -93.0659 | -2.8407 | -250.47 | 0.019838 | -2.8605 | -95.7803 | 0.17241 | 0.0066368 | 4.1929 | 5.2373 | 459.7784 | -0.47583 | -0.46695 | -0.84767 | -0.47583 | -0.48975 | -41.9588 | -41.1003 | -74.5439 | -41.9588 | -43.1829 | -16.0453 | -15.7197 | -28.514 | -16.0453 | -16.5133 | 0.031356 | 0.001207 | 0.76257 | 0.95251 | 83.6193 | -0.086538 | -0.084924 | -0.15416 | -0.086538 | -0.08907 | -7.631 | -7.4749 | -13.5572 | -7.631 | -7.8536 | -2.9181 | -2.8589 | -5.1858 | -2.9181 | -3.0032
35 | 0.27 | 0.37 | Southern | HI | Honolulu.Intl.AP.911820 | 1 | 1211537 | 0.038495 | 23.7369 | 29.6146 | 0.038156 | 29.5765 | 2599.78 | -1.9969 | -176.34 | 0.019838 | -2.0167 | -67.4241 | -1.9454 | -171.36 | 0.009919 | -1.9553 | -65.5355 | -4.1536 | -365.34 | 0.009919 | -4.1636 | -139.7452 | -1.9969 | -176.34 | 0.019838 | -2.0167 | -67.4241 | -2.0776 | -183.44 | 0.019838 | -2.0975 | -70.1385 | 0.17241 | 0.0066368 | 4.0924 | 5.1058 | 448.222 | -0.34428 | -0.3354 | -0.71612 | -0.34428 | -0.3582 | -30.4024 | -29.5438 | -62.9874 | -30.4024 | -31.6265 | -11.6244 | -11.2988 | -24.0931 | -11.6244 | -12.0924 | 0.031356 | 0.001207 | 0.74428 | 0.92858 | 81.5176 | -0.062613 | -0.060999 | -0.13024 | -0.062613 | -0.065146 | -5.5292 | -5.3731 | -11.4554 | -5.5292 | -5.7519 | -2.1141 | -2.0549 | -4.3818 | -2.1141 | -2.1992
36 | 0.27 | 0.32 | Southern | HI | Honolulu.Intl.AP.911820 | 1 | 1211537 | 0.040067 | 23.0192 | 28.6854 | 0.039676 | 28.6457 | 2518.08 | -1.0677 | -94.64 | 0.018318 | -1.086 | -36.1729 | -1.0162 | -89.66 | 0.0083994 | -1.0246 | -34.2843 | -3.2244 | -283.64 | 0.0083994 | -3.2328 | -108.494 | -1.0677 | -94.64 | 0.018318 | -1.086 | -36.1729 | -1.1484 | -101.74 | 0.018318 | -1.1668 | -38.8873 | 0.17241 | 0.0069079 | 3.9687 | 4.9456 | 434.1363 | -0.18407 | -0.1752 | -0.55592 | -0.18407 | -0.198 | -16.3167 | -15.4581 | -48.9017 | -16.3167 | -17.5408 | -6.2365 | -5.9109 | -18.7052 | -6.2365 | -6.7045 | 0.031356 | 0.0012563 | 0.72178 | 0.89945 | 78.9558 | -0.033477 | -0.031863 | -0.1011 | -0.033477 | -0.03601 | -2.9675 | -2.8113 | -8.8937 | -2.9675 | -3.1901 | -1.1342 | -1.075 | -3.4019 | -1.1342 | -1.2193
37 | 0.27 | 0.27 | Southern | HI | Honolulu.Intl.AP.911820 | 1 | 1211537 | 0.040067 | 22.3615 | 27.8261 | 0.039676 | 27.7865 | 2442.6 | -0.20841 | -19.16 | 0.018318 | -0.22673 | -7.297 | -0.15694 | -14.18 | 0.0083994 | -0.16534 | -5.4085 | -2.3652 | -208.16 | 0.0083994 | -2.3736 | -79.6182 | -0.20841 | -19.16 | 0.018318 | -0.22673 | -7.297 | -0.28918 | -26.26 | 0.018318 | -0.3075 | -10.0114 | 0.17241 | 0.0069079 | 3.8553 | 4.7974 | 421.1229 | -0.035932 | -0.027057 | -0.40777 | -0.035932 | -0.049857 | -3.3033 | -2.4447 | -35.8884 | -3.3033 | -4.5274 | -1.2581 | -0.93246 | -13.7268 | -1.2581 | -1.726 | 0.031356 | 0.0012563 | 0.70116 | 0.8725 | 76.5891 | -0.0065348 | -0.0049209 | -0.074161 | -0.0065348 | -0.0090675 | -0.60077 | -0.44462 | -6.527 | -0.60077 | -0.8234 | -0.2288 | -0.16959 | -2.4965 | -0.2288 | -0.31391
38 | 0.27 | 0.23 | Southern | HI | Honolulu.Intl.AP.911820 | 1 | 1211537 | 0.048476 | 21.7816 | 27.0832 | 0.048075 | 27.0351 | 2376.94 | 0.53457 | 46.5 | 0.009919 | 0.52465 | 17.8058 | 0.58604 | 51.48 | -2e-10 | 0.58604 | 19.6944 | -1.6222 | -142.5 | 0 | -1.6222 | -54.5153 | 0.53457 | 46.5 | 0.009919 | 0.52465 | 17.8058 | 0.4538 | 39.4 | 0.009919 | 0.44388 | 15.0914 | 0.17241 | 0.0083576 | 3.7553 | 4.6693 | 409.8026 | 0.092164 | 0.10104 | -0.27968 | 0.092164 | 0.078238 | 8.017 | 8.8755 | -24.5681 | 8.017 | 6.7929 | 3.0699 | 3.3955 | -9.3989 | 3.0699 | 2.6019 | 0.031356 | 0.00152 | 0.68297 | 0.84921 | 74.5303 | 0.016762 | 0.018376 | -0.050865 | 0.016762 | 0.014229 | 1.458 | 1.6142 | -4.4682 | 1.458 | 1.2354 | 0.55831 | 0.61753 | -1.7094 | 0.55831 | 0.4732
39 | 0.27 | 0.19 | Southern | HI | Honolulu.Intl.AP.911820 | 1 | 1211537 | 0.048476 | 20.9738 | 26.0423 | 0.048075 | 25.9942 | 2285.5 | 1.5754 | 137.94 | 0.009919 | 1.5655 | 52.7852 | 1.6269 | 142.92 | -2e-10 | 1.6269 | 54.6738 | -0.58132 | -51.06 | 0 | -0.58132 | -19.5359 | 1.5754 | 137.94 | 0.009919 | 1.5655 | 52.7852 | 1.4947 | 130.84 | 0.009919 | 1.4847 | 50.0708 | 0.17241 | 0.0083576 | 3.616 | 4.4899 | 394.0377 | 0.27162 | 0.28049 | -0.10022 | 0.27162 | 0.25769 | 23.7819 | 24.6405 | -8.8031 | 23.7819 | 22.5578 | 9.1006 | 9.4262 | -3.3681 | 9.1006 | 8.6326 | 0.031356 | 0.00152 | 0.65765 | 0.81657 | 71.6632 | 0.049399 | 0.051013 | -0.018228 | 0.049399 | 0.046866 | 4.3252 | 4.4813 | -1.601 | 4.3252 | 4.1026 | 1.6551 | 1.7143 | -0.61256 | 1.6551 | 1.57
40 | 0.27 | 0.17 | Southern | HI | Honolulu.Intl.AP.911820 | 1 | 1211537 | 0.048476 | 20.5623 | 25.5109 | 0.048075 | 25.4628 | 2238.82 | 2.1069 | 184.62 | 0.009919 | 2.097 | 70.6444 | 2.1583 | 189.6 | -2e-10 | 2.1583 | 72.5329 | -0.049895 | -4.38 | 0 | -0.049895 | -1.6768 | 2.1069 | 184.62 | 0.009919 | 2.097 | 70.6444 | 2.0261 | 177.52 | 0.009919 | 2.0162 | 67.93 | 0.17241 | 0.0083576 | 3.5451 | 4.3983 | 385.9897 | 0.36324 | 0.37211 | -0.0086023 | 0.36324 | 0.34931 | 31.8299 | 32.6885 | -0.75515 | 31.8299 | 30.6058 | 12.1796 | 12.5052 | -0.28909 | 12.1796 | 11.7116 | 0.031356 | 0.00152 | 0.64474 | 0.79991 | 70.1995 | 0.066062 | 0.067676 | -0.0015645 | 0.066062 | 0.063529 | 5.7889 | 5.945 | -0.13734 | 5.7889 | 5.5662 | 2.2151 | 2.2743 | -0.052576 | 2.2151 | 2.13
41 | 0.26 | 0.47 | Southern | HI | Honolulu.Intl.AP.911820 | 1 | 1211537 | 0.038495 | 25.0978 | 31.3885 | 0.038156 | 31.3504 | 2755.62 | -3.7708 | -332.18 | 0.019838 | -3.7906 | -127.0385 | -3.7193 | -327.2 | 0.009919 | -3.7292 | -125.15 | -5.9276 | -521.18 | 0.009919 | -5.9375 | -199.3597 | -3.7708 | -332.18 | 0.019838 | -3.7906 | -127.0385 | -3.8516 | -339.28 | 0.019838 | -3.8714 | -129.753 | 0.17241 | 0.0066368 | 4.327 | 5.4116 | 475.09 | -0.65012 | -0.64124 | -1.022 | -0.65012 | -0.66404 | -57.2704 | -56.4118 | -89.8554 | -57.2704 | -58.4945 | -21.9024 | -21.5768 | -34.3711 | -21.9024 | -22.3704 | 0.031356 | 0.001207 | 0.78695 | 0.98421 | 86.404 | -0.11824 | -0.11662 | -0.18586 | -0.11824 | -0.12077 | -10.4157 | -10.2595 | -16.3419 | -10.4157 | -10.6383 | -3.9834 | -3.9241 | -6.251 | -3.9834 | -4.0685
42 | 0.26 | 0.42 | Southern | HI | Honolulu.Intl.AP.911820 | 1 | 1211537 | 0.038495 | 24.3115 | 30.3607 | 0.038156 | 30.3226 | 2665.33 | -2.743 | -241.89 | 0.019838 | -2.7628 | -92.4986 | -2.6915 | -236.91 | 0.009919 | -2.7015 | -90.6101 | -4.8998 | -430.89 | 0.009919 | -4.9097 | -164.8198 | -2.743 | -241.89 | 0.019838 | -2.7628 | -92.4986 | -2.8238 | -248.99 | 0.019838 | -2.8436 | -95.213 | 0.17241 | 0.0066368 | 4.1915 | 5.2344 | 459.5233 | -0.47292 | -0.46404 | -0.84476 | -0.47292 | -0.48684 | -41.7037 | -40.8451 | -74.2887 | -41.7037 | -42.9278 | -15.9475 | -15.6219 | -28.4162 | -15.9475 | -16.4155 | 0.031356 | 0.001207 | 0.7623 | 0.95198 | 83.5729 | -0.086009 | -0.084395 | -0.15364 | -0.086009 | -0.088541 | -7.5846 | -7.4284 | -13.5108 | -7.5846 | -7.8072 | -2.9003 | -2.8411 | -5.168 | -2.9003 | -2.9855
43 | 0.26 | 0.37 | Southern | HI | Honolulu.Intl.AP.911820 | 1 | 1211537 | 0.038495 | 23.8684 | 29.7846 | 0.038156 | 29.7464 | 2614.71 | -2.1668 | -191.27 | 0.019838 | -2.1867 | -73.1357 | -2.1154 | -186.29 | 0.009919 | -2.1253 | -71.2472 | -4.3236 | -380.27 | 0.009919 | -4.3335 | -145.4569 | -2.1668 | -191.27 | 0.019838 | -2.1867 | -73.1357 | -2.2476 | -198.37 | 0.019838 | -2.2674 | -75.8501 | 0.17241 | 0.0066368 | 4.1151 | 5.1351 | 450.796 | -0.37358 | -0.3647 | -0.74542 | -0.37358 | -0.3875 | -32.9764 | -32.1178 | -65.5615 | -32.9764 | -34.2005 | -12.6092 | -12.2836 | -25.0779 | -12.6092 | -13.0771 | 0.031356 | 0.001207 | 0.74841 | 0.93391 | 81.9857 | -0.067942 | -0.066328 | -0.13557 | -0.067942 | -0.070475 | -5.9974 | -5.8412 | -11.9236 | -5.9974 | -6.22 | -2.2932 | -2.234 | -4.5609 | -2.2932 | -2.3783
44 | 0.26 | 0.32 | Southern | HI | Honolulu.Intl.AP.911820 | 1 | 1211537 | 0.038495 | 23.2708 | 29.0054 | 0.038156 | 28.9672 | 2546.26 | -1.3876 | -122.82 | 0.019838 | -1.4075 | -46.9504 | -1.3362 | -117.84 | 0.009919 | -1.3461 | -45.0618 | -3.5444 | -311.82 | 0.009919 | -3.5543 | -119.2715 | -1.3876 | -122.82 | 0.019838 | -1.4075 | -46.9504 | -1.4684 | -129.92 | 0.019838 | -1.4883 | -49.6648 | 0.17241 | 0.0066368 | 4.0121 | 5.0007 | 438.9947 | -0.23924 | -0.23037 | -0.61108 | -0.23924 | -0.25317 | -21.1751 | -20.3165 | -53.7602 | -21.1751 | -22.3992 | -8.0946 | -7.769 | -20.5633 | -8.0946 | -8.5626 | 0.031356 | 0.001207 | 0.72967 | 0.90948 | 79.8394 | -0.04351 | -0.041896 | -0.11114 | -0.04351 | -0.046043 | -3.8511 | -3.6949 | -9.7773 | -3.8511 | -4.0737 | -1.4722 | -1.4129 | -3.7398 | -1.4722 | -1.5573
45 | 0.26 | 0.27 | Southern | HI | Honolulu.Intl.AP.911820 | 1 | 1211537 | 0.040015 | 22.483 | 27.9776 | 0.039676 | 27.9379 | 2455.91 | -0.35988 | -32.47 | 0.018318 | -0.3782 | -12.3872 | -0.3084 | -27.49 | 0.0083994 | -0.3168 | -10.4986 | -2.5166 | -221.47 | 0.0083994 | -2.525 | -84.7083 | -0.35988 | -32.47 | 0.018318 | -0.3782 | -12.3872 | -0.44065 | -39.57 | 0.018318 | -0.45897 | -15.1016 | 0.17241 | 0.0068988 | 3.8762 | 4.8236 | 423.4177 | -0.062046 | -0.053171 | -0.43389 | -0.062046 | -0.075971 | -5.5981 | -4.7395 | -38.1831 | -5.5981 | -6.8222 | -2.1356 | -1.81 | -14.6044 | -2.1356 | -2.6036 | 0.031356 | 0.0012547 | 0.70497 | 0.87725 | 77.0065 | -0.011284 | -0.0096702 | -0.078911 | -0.011284 | -0.013817 | -1.0181 | -0.86196 | -6.9443 | -1.0181 | -1.2407 | -0.38841 | -0.32919 | -2.6561 | -0.38841 | -0.47352
46 | 0.26 | 0.23 | Southern | HI | Honolulu.Intl.AP.911820 | 1 | 1211537 | 0.040067 | 21.7916 | 27.0848 | 0.039676 | 27.0451 | 2377.47 | 0.53297 | 45.97 | 0.018318 | 0.51466 | 17.6178 | 0.58445 | 50.95 | 0.0083994 | 0.57605 | 19.5064 | -1.6238 | -143.03 | 0.0083994 | -1.6322 | -54.7033 | 0.53297 | 45.97 | 0.018318 | 0.51466 | 17.6178 | 0.4522 | 38.87 | 0.018318 | 0.43388 | 14.9034 | 0.17241 | 0.0069079 | 3.757 | 4.6696 | 409.894 | 0.091889 | 0.10076 | -0.27995 | 0.091889 | 0.077963 | 7.9256 | 8.7842 | -24.6595 | 7.9256 | 6.7015 | 3.0374 | 3.363 | -9.4313 | 3.0374 | 2.5695 | 0.031356 | 0.0012563 | 0.68329 | 0.84926 | 74.5469 | 0.016712 | 0.018326 | -0.050915 | 0.016712 | 0.014179 | 1.4414 | 1.5976 | -4.4848 | 1.4414 | 1.2188 | 0.55242 | 0.61163 | -1.7153 | 0.55242 | 0.46731
47 | 0.26 | 0.19 | Southern | HI | Honolulu.Intl.AP.911820 | 1 | 1211537 | 0.040077 | 20.9922 | 26.0524 | 0.039676 | 26.0127 | 2286.78 | 1.5654 | 136.66 | 0.018318 | 1.5471 | 52.3126 | 1.6168 | 141.64 | 0.0083994 | 1.6084 | 54.2011 | -0.59139 | -52.34 | 0.0083994 | -0.59979 | -20.0086 | 1.5654 | 136.66 | 0.018318 | 1.5471 | 52.3126 | 1.4846 | 129.56 | 0.018318 | 1.4663 | 49.5981 | 0.17241 | 0.0069095 | 3.6192 | 4.4916 | 394.2584 | 0.26988 | 0.27876 | -0.10196 | 0.26988 | 0.25596 | 23.5612 | 24.4198 | -9.0238 | 23.5612 | 22.3371 | 9.0191 | 9.3447 | -3.4496 | 9.0191 | 8.5511 | 0.031356 | 0.0012566 | 0.65822 | 0.81689 | 71.7033 | 0.049083 | 0.050697 | -0.018543 | 0.049083 | 0.046551 | 4.2851 | 4.4412 | -1.6412 | 4.2851 | 4.0624 | 1.6403 | 1.6995 | -0.62738 | 1.6403 | 1.5552
48 | 0.26 | 0.17 | Southern | HI | Honolulu.Intl.AP.911820 | 1 | 1211537 | 0.048476 | 20.5723 | 25.5209 | 0.048075 | 25.4728 | 2239.7 | 2.0969 | 183.74 | 0.009919 | 2.0869 | 70.3079 | 2.1483 | 188.72 | -2e-10 | 2.1483 | 72.1965 | -0.059907 | -5.26 | 0 | -0.059907 | -2.0132 | 2.0969 | 183.74 | 0.009919 | 2.0869 | 70.3079 | 2.0161 | 176.64 | 0.009919 | 2.0062 | 67.5935 | 0.17241 | 0.0083576 | 3.5468 | 4.4 | 386.1414 | 0.36151 | 0.37039 | -0.010328 | 0.36151 | 0.34759 | 31.6782 | 32.5368 | -0.90686 | 31.6782 | 30.4541 | 12.1216 | 12.4472 | -0.3471 | 12.1216 | 11.6536 | 0.031356 | 0.00152 | 0.64506 | 0.80022 | 70.2271 | 0.065748 | 0.067362 | -0.0018784 | 0.065748 | 0.063215 | 5.7613 | 5.9174 | -0.16493 | 5.7613 | 5.5386 | 2.2045 | 2.2638 | -0.063126 | 2.2045 | 2.1194
49 | 0.25 | 0.47 | Southern | HI | Honolulu.Intl.AP.911820 | 1 | 1211537 | 0.038492 | 25.0677 | 31.3485 | 0.038156 | 31.3103 | 2752.1 | -3.7307 | -328.66 | 0.019838 | -3.7506 | -125.6919 | -3.6793 | -323.68 | 0.009919 | -3.6892 | -123.8034 | -5.8875 | -517.66 | 0.009919 | -5.8974 | -198.0131 | -3.7307 | -328.66 | 0.019838 | -3.7506 | -125.6919 | -3.8115 | -335.76 | 0.019838 | -3.8313 | -128.4063 | 0.17241 | 0.0066363 | 4.3219 | 5.4047 | 474.4831 | -0.64321 | -0.63433 | -1.015 | -0.64321 | -0.65713 | -56.6635 | -55.8049 | -89.2485 | -56.6635 | -57.8876 | -21.6702 | -21.3446 | -34.139 | -21.6702 | -22.1382 | 0.031356 | 0.0012069 | 0.78601 | 0.98295 | 86.2937 | -0.11698 | -0.11537 | -0.18461 | -0.11698 | -0.11951 | -10.3053 | -10.1492 | -16.2315 | -10.3053 | -10.5279 | -3.9411 | -3.8819 | -6.2088 | -3.9411 | -4.0263
50 | 0.25 | 0.42 | Southern | HI | Honolulu.Intl.AP.911820 | 1 | 1211537 | 0.038495 | 24.3099 | 30.3591 | 0.038156 | 30.321 | 2665.19 | -2.7414 | -241.75 | 0.019838 | -2.7612 | -92.4447 | -2.6899 | -236.77 | 0.009919 | -2.6998 | -90.5562 | -4.8982 | -430.75 | 0.009919 | -4.9081 | -164.7659 | -2.7414 | -241.75 | 0.019838 | -2.7612 | -92.4447 | -2.8222 | -248.85 | 0.019838 | -2.842 | -95.1591 | 0.17241 | 0.0066368 | 4.1912 | 5.2341 | 459.4991 | -0.47264 | -0.46376 | -0.84448 | -0.47264 | -0.48656 | -41.6795 | -40.821 | -74.2646 | -41.6795 | -42.9036 | -15.9382 | -15.6126 | -28.4069 | -15.9382 | -16.4062 | 0.031356 | 0.001207 | 0.76225 | 0.95193 | 83.5685 | -0.085958 | -0.084344 | -0.15358 | -0.085958 | -0.088491 | -7.5802 | -7.4241 | -13.5064 | -7.5802 | -7.8028 | -2.8987 | -2.8394 | -5.1663 | -2.8987 | -2.9838
51 | 0.25 | 0.37 | Southern | HI | Honolulu.Intl.AP.911820 | 1 | 1211537 | 0.038495 | 24.01 | 29.9578 | 0.038156 | 29.9196 | 2629.93 | -2.34 | -206.49 | 0.019838 | -2.3599 | -78.9567 | -2.2886 | -201.51 | 0.009919 | -2.2985 | -77.0682 | -4.4968 | -395.49 | 0.009919 | -4.5067 | -151.2779 | -2.34 | -206.49 | 0.019838 | -2.3599 | -78.9567 | -2.4208 | -213.59 | 0.019838 | -2.4407 | -81.6711 | 0.17241 | 0.0066368 | 4.1395 | 5.165 | 453.42 | -0.40344 | -0.39457 | -0.77528 | -0.40344 | -0.41737 | -35.6005 | -34.7419 | -68.1855 | -35.6005 | -36.8245 | -13.6127 | -13.2871 | -26.0815 | -13.6127 | -14.0807 | 0.031356 | 0.001207 | 0.75285 | 0.93934 | 82.4629 | -0.073373 | -0.071759 | -0.141 | -0.073373 | -0.075906 | -6.4746 | -6.3185 | -12.4008 | -6.4746 | -6.6972 | -2.4757 | -2.4165 | -4.7434 | -2.4757 | -2.5608
52 | 0.25 | 0.32 | Southern | HI | Honolulu.Intl.AP.911820 | 1 | 1211537 | 0.038495 | 23.5408 | 29.3454 | 0.038156 | 29.3072 | 2576.13 | -1.7276 | -152.69 | 0.019838 | -1.7475 | -58.3764 | -1.6762 | -147.71 | 0.009919 | -1.6861 | -56.4878 | -3.8844 | -341.69 | 0.009919 | -3.8943 | -130.6975 | -1.7276 | -152.69 | 0.019838 | -1.7475 | -58.3764 | -1.8084 | -159.79 | 0.019838 | -1.8283 | -61.0908 | 0.17241 | 0.0066368 | 4.0586 | 5.0594 | 444.1445 | -0.29786 | -0.28898 | -0.6697 | -0.29786 | -0.31178 | -26.3249 | -25.4663 | -58.91 | -26.3249 | -27.549 | -10.0645 | -9.7389 | -22.5333 | -10.0645 | -10.5325 | 0.031356 | 0.001207 | 0.73813 | 0.92014 | 80.776 | -0.054171 | -0.052557 | -0.1218 | -0.054171 | -0.056704 | -4.7877 | -4.6315 | -10.7139 | -4.7877 | -5.0103 | -1.8304 | -1.7712 | -4.0981 | -1.8304 | -1.9155
53 | 0.25 | 0.27 | Southern | HI | Honolulu.Intl.AP.911820 | 1 | 1211537 | 0.038495 | 22.603 | 28.1261 | 0.038156 | 28.0879 | 2469.02 | -0.50836 | -45.58 | 0.019838 | -0.5282 | -17.4014 | -0.45689 | -40.6 | 0.009919 | -0.46681 | -15.5129 | -2.6651 | -234.58 | 0.009919 | -2.675 | -89.7226 | -0.50836 | -45.58 | 0.019838 | -0.5282 | -17.4014 | -0.58913 | -52.68 | 0.019838 | -0.60897 | -20.1158 | 0.17241 | 0.0066368 | 3.8969 | 4.8492 | 425.6779 | -0.087645 | -0.078771 | -0.45949 | -0.087645 | -0.10157 | -7.8583 | -6.9998 | -40.4434 | -7.8583 | -9.0824 | -3.0001 | -2.6745 | -15.4689 | -3.0001 | -3.4681 | 0.031356 | 0.001207 | 0.70873 | 0.88191 | 77.4175 | -0.01594 | -0.014326 | -0.083567 | -0.01594 | -0.018473 | -1.4292 | -1.273 | -7.3554 | -1.4292 | -1.6518 | -0.54563 | -0.48641 | -2.8133 | -0.54563 | -0.63074
54 | 0.25 | 0.23 | Southern | HI | Honolulu.Intl.AP.911820 | 1 | 1211537 | 0.038495 | 21.8016 | 27.0932 | 0.038156 | 27.0551 | 2378.29 | 0.52453 | 45.15 | 0.019838 | 0.50469 | 17.3097 | 0.576 | 50.13 | 0.009919 | 0.56608 | 19.1983 | -1.6322 | -143.85 | 0.009919 | -1.6422 | -55.0114 | 0.52453 | 45.15 | 0.019838 | 0.50469 | 17.3097 | 0.44376 | 38.05 | 0.019838 | 0.42392 | 14.5953 | 0.17241 | 0.0066368 | 3.7588 | 4.6711 | 410.0354 | 0.090433 | 0.099307 | -0.28141 | 0.090433 | 0.076507 | 7.7842 | 8.6428 | -24.8008 | 7.7842 | 6.5601 | 2.9843 | 3.3099 | -9.4844 | 2.9843 | 2.5163 | 0.031356 | 0.001207 | 0.6836 | 0.84952 | 74.5726 | 0.016447 | 0.018061 | -0.05118 | 0.016447 | 0.013914 | 1.4157 | 1.5719 | -4.5105 | 1.4157 | 1.1931 | 0.54276 | 0.60197 | -1.7249 | 0.54276 | 0.45764
55 | 0.25 | 0.19 | Southern | HI | Honolulu.Intl.AP.911820 | 1 | 1211537 | 0.040067 | 21.0038 | 26.0655 | 0.039676 | 26.0258 | 2287.93 | 1.5522 | 135.51 | 0.018318 | 1.5339 | 51.8714 | 1.6037 | 140.49 | 0.0083994 | 1.5953 | 53.76 | -0.60452 | -53.49 | 0.0083994 | -0.61292 | -20.4497 | 1.5522 | 135.51 | 0.018318 | 1.5339 | 51.8714 | 1.4715 | 128.41 | 0.018318 | 1.4532 | 49.157 | 0.17241 | 0.0069079 | 3.6212 | 4.4939 | 394.4566 | 0.26762 | 0.27649 | -0.10422 | 0.26762 | 0.25369 | 23.363 | 24.2216 | -9.2221 | 23.363 | 22.1389 | 8.943 | 9.2686 | -3.5257 | 8.943 | 8.475 | 0.031356 | 0.0012563 | 0.65859 | 0.8173 | 71.7393 | 0.048672 | 0.050286 | -0.018955 | 0.048672 | 0.046139 | 4.249 | 4.4051 | -1.6772 | 4.249 | 4.0264 | 1.6265 | 1.6857 | -0.64121 | 1.6265 | 1.5413
56 | 0.25 | 0.17 | Southern | HI | Honolulu.Intl.AP.911820 | 1 | 1211537 | 0.040067 | 20.5923 | 25.534 | 0.039676 | 25.4943 | 2241.24 | 2.0838 | 182.2 | 0.018318 | 2.0655 | 69.7337 | 2.1352 | 187.18 | 0.0083994 | 2.1268 | 71.6223 | -0.072993 | -6.8 | 0.0083994 | -0.081392 | -2.5874 | 2.0838 | 182.2 | 0.018318 | 2.0655 | 69.7337 | 2.003 | 175.1 | 0.018318 | 1.9847 | 67.0193 | 0.17241 | 0.0069079 | 3.5503 | 4.4023 | 386.4069 | 0.35926 | 0.36813 | -0.012584 | 0.35926 | 0.34533 | 31.4127 | 32.2713 | -1.1724 | 31.4127 | 30.1886 | 12.0226 | 12.3482 | -0.44609 | 12.0226 | 11.5546 | 0.031356 | 0.0012563 | 0.64568 | 0.80063 | 70.2754 | 0.065338 | 0.066952 | -0.0022887 | 0.065338 | 0.062805 | 5.713 | 5.8691 | -0.21322 | 5.713 | 5.4904 | 2.1865 | 2.2458 | -0.08113 | 2.1865 | 2.1014
57 | 0.24 | 0.47 | Southern | HI | Honolulu.Intl.AP.911820 | 1 | 1211537 | 0.038492 | 25.0877 | 31.37 | 0.038156 | 31.3318 | 2753.99 | -3.7523 | -330.55 | 0.019838 | -3.7721 | -126.4151 | -3.7008 | -325.57 | 0.009919 | -3.7107 | -124.5265 | -5.909 | -519.55 | 0.009919 | -5.9189 | -198.7362 | -3.7523 | -330.55 | 0.019838 | -3.7721 | -126.4151 | -3.833 | -337.65 | 0.019838 | -3.8529 | -129.1295 | 0.17241 | 0.0066363 | 4.3253 | 5.4084 | 474.8089 | -0.64692 | -0.63804 | -1.0188 | -0.64692 | -0.66084 | -56.9893 | -56.1308 | -89.5744 | -56.9893 | -58.2134 | -21.7949 | -21.4693 | -34.2636 | -21.7949 | -22.2629 | 0.031356 | 0.0012069 | 0.78664 | 0.98362 | 86.3529 | -0.11765 | -0.11604 | -0.18528 | -0.11765 | -0.12019 | -10.3646 | -10.2084 | -16.2908 | -10.3646 | -10.5872 | -3.9638 | -3.9046 | -6.2315 | -3.9638 | -4.0489
58 | 0.24 | 0.42 | Southern | HI | Honolulu.Intl.AP.911820 | 1 | 1211537 | 0.038492 | 24.3215 | 30.3707 | 0.038156 | 30.3325 | 2666.2 | -2.7529 | -242.76 | 0.019838 | -2.7728 | -92.8326 | -2.7015 | -237.78 | 0.009919 | -2.7114 | -90.944 | -4.9097 | -431.76 | 0.009919 | -4.9196 | -165.1537 | -2.7529 | -242.76 | 0.019838 | -2.7728 | -92.8326 | -2.8337 | -249.86 | 0.019838 | -2.8536 | -95.547 | 0.17241 | 0.0066363 | 4.1932 | 5.2361 | 459.6733 | -0.47463 | -0.46575 | -0.84647 | -0.47463 | -0.48855 | -41.8537 | -40.9951 | -74.4387 | -41.8537 | -43.0778 | -16.005 | -15.6794 | -28.4738 | -16.005 | -16.473 | 0.031356 | 0.0012069 | 0.76261 | 0.95229 | 83.6002 | -0.08632 | -0.084706 | -0.15395 | -0.08632 | -0.088853 | -7.6119 | -7.4557 | -13.5381 | -7.6119 | -7.8345 | -2.9108 | -2.8516 | -5.1785 | -2.9108 | -2.9959
59 | 0.24 | 0.37 | Southern | HI | Honolulu.Intl.AP.911820 | 1 | 1211537 | 0.038492 | 24.03 | 29.9877 | 0.038156 | 29.9496 | 2632.56 | -2.37 | -209.12 | 0.019838 | -2.3898 | -79.9624 | -2.3185 | -204.14 | 0.009919 | -2.3284 | -78.0738 | -4.5267 | -398.12 | 0.009919 | -4.5367 | -152.2835 | -2.37 | -209.12 | 0.019838 | -2.3898 | -79.9624 | -2.4507 | -216.22 | 0.019838 | -2.4706 | -82.6768 | 0.17241 | 0.0066363 | 4.143 | 5.1701 | 453.8735 | -0.4086 | -0.39973 | -0.78044 | -0.4086 | -0.42253 | -36.0539 | -35.1953 | -68.6389 | -36.0539 | -37.278 | -13.7861 | -13.4605 | -26.2548 | -13.7861 | -14.2541 | 0.031356 | 0.0012069 | 0.75348 | 0.94028 | 82.5454 | -0.074312 | -0.072698 | -0.14194 | -0.074312 | -0.076844 | -6.5571 | -6.4009 | -12.4833 | -6.5571 | -6.7797 | -2.5073 | -2.448 | -4.7749 | -2.5073 | -2.5924
60 | 0.24 | 0.32 | Southern | HI | Honolulu.Intl.AP.911820 | 1 | 1211537 | 0.038492 | 23.5508 | 29.3554 | 0.038156 | 29.3172 | 2577.01 | -1.7377 | -153.57 | 0.019838 | -1.7575 | -58.7133 | -1.6862 | -148.59 | 0.009919 | -1.6961 | -56.8247 | -3.8944 | -342.57 | 0.009919 | -3.9043 | -131.0344 | -1.7377 | -153.57 | 0.019838 | -1.7575 | -58.7133 | -1.8184 | -160.67 | 0.019838 | -1.8383 | -61.4277 | 0.17241 | 0.0066363 | 4.0603 | 5.0611 | 444.2962 | -0.29959 | -0.29071 | -0.67143 | -0.29959 | -0.31351 | -26.4766 | -25.6181 | -59.0617 | -26.4766 | -27.7007 | -10.1226 | -9.797 | -22.5913 | -10.1226 | -10.5906 | 0.031356 | 0.0012069 | 0.73845 | 0.92046 | 80.8036 | -0.054486 | -0.052872 | -0.12211 | -0.054486 | -0.057018 | -4.8153 | -4.6591 | -10.7415 | -4.8153 | -5.0379 | -1.841 | -1.7818 | -4.1087 | -1.841 | -1.9261
61 | 0.24 | 0.27 | Southern | HI | Honolulu.Intl.AP.911820 | 1 | 1211537 | 0.038495 | 22.613 | 28.1362 | 0.038156 | 28.098 | 2469.91 | -0.51844 | -46.47 | 0.019838 | -0.53828 | -17.7401 | -0.46697 | -41.49 | 0.009919 | -0.47689 | -15.8516 | -2.6752 | -235.47 | 0.009919 | -2.6851 | -90.0613 | -0.51844 | -46.47 | 0.019838 | -0.53828 | -17.7401 | -0.59921 | -53.57 | 0.019838 | -0.61905 | -20.4545 | 0.17241 | 0.0066368 | 3.8987 | 4.8509 | 425.8314 | -0.089383 | -0.080509 | -0.46123 | -0.089383 | -0.10331 | -8.0118 | -7.1532 | -40.5968 | -8.0118 | -9.2359 | -3.0585 | -2.7329 | -15.5272 | -3.0585 | -3.5265 | 0.031356 | 0.001207 | 0.70904 | 0.88223 | 77.4454 | -0.016256 | -0.014642 | -0.083883 | -0.016256 | -0.018789 | -1.4571 | -1.3009 | -7.3833 | -1.4571 | -1.6797 | -0.55625 | -0.49703 | -2.8239 | -0.55625 | -0.64136
62 | 0.24 | 0.23 | Southern | HI | Honolulu.Intl.AP.911820 | 1 | 1211537 | 0.038495 | 21.8131 | 27.1047 | 0.038156 | 27.0666 | 2379.3 | 0.513 | 44.14 | 0.019838 | 0.49316 | 16.9222 | 0.56447 | 49.12 | 0.009919 | 0.55455 | 18.8108 | -1.6438 | -144.86 | 0.009919 | -1.6537 | -55.399 | 0.513 | 44.14 | 0.019838 | 0.49316 | 16.9222 | 0.43223 | 37.04 | 0.019838 | 0.41239 | 14.2078 | 0.17241 | 0.0066368 | 3.7607 | 4.6731 | 410.2095 | 0.088445 | 0.097319 | -0.2834 | 0.088445 | 0.074519 | 7.6101 | 8.4687 | -24.975 | 7.6101 | 6.386 | 2.9175 | 3.2431 | -9.5512 | 2.9175 | 2.4495 | 0.031356 | 0.001207 | 0.68396 | 0.84988 | 74.6043 | 0.016085 | 0.017699 | -0.051541 | 0.016085 | 0.013553 | 1.384 | 1.5402 | -4.5422 | 1.384 | 1.1614 | 0.53061 | 0.58982 | -1.7371 | 0.53061 | 0.44549
63 | 0.24 | 0.19 | Southern | HI | Honolulu.Intl.AP.911820 | 1 | 1211537 | 0.038495 | 21.0038 | 26.0639 | 0.038156 | 26.0258 | 2287.87 | 1.5538 | 135.57 | 0.019838 | 1.534 | 51.8995 | 1.6053 | 140.55 | 0.009919 | 1.5954 | 53.7881 | -0.60296 | -53.43 | 0.009919 | -0.61288 | -20.4216 | 1.5538 | 135.57 | 0.019838 | 1.534 | 51.8995 | 1.473 | 128.47 | 0.019838 | 1.4532 | 49.1851 | 0.17241 | 0.0066368 | 3.6212 | 4.4936 | 394.4463 | 0.26789 | 0.27676 | -0.10395 | 0.26789 | 0.25396 | 23.3733 | 24.2319 | -9.2117 | 23.3733 | 22.1492 | 8.9479 | 9.2735 | -3.5208 | 8.9479 | 8.4799 | 0.031356 | 0.001207 | 0.65859 | 0.81725 | 71.7375 | 0.048721 | 0.050334 | -0.018906 | 0.048721 | 0.046188 | 4.2509 | 4.407 | -1.6753 | 4.2509 | 4.0282 | 1.6273 | 1.6866 | -0.64033 | 1.6273 | 1.5422
64 | 0.24 | 0.17 | Southern | HI | Honolulu.Intl.AP.911820 | 1 | 1211537 | 0.040015 | 20.5939 | 25.5355 | 0.039676 | 25.4958 | 2241.37 | 2.0823 | 182.07 | 0.018318 | 2.0639 | 69.6829 | 2.1337 | 187.05 | 0.0083994 | 2.1253 | 71.5715 | -0.074504 | -6.93 | 0.0083994 | -0.082904 | -2.6382 | 2.0823 | 182.07 | 0.018318 | 2.0639 | 69.6829 | 2.0015 | 174.97 | 0.018318 | 1.9832 | 66.9685 | 0.17241 | 0.0068988 | 3.5505 | 4.4025 | 386.4293 | 0.359 | 0.36787 | -0.012845 | 0.359 | 0.34507 | 31.3903 | 32.2489 | -1.1948 | 31.3903 | 30.1662 | 12.0139 | 12.3395 | -0.45485 | 12.0139 | 11.5459 | 0.031356 | 0.0012547 | 0.64573 | 0.80068 | 70.2794 | 0.06529 | 0.066904 | -0.0023361 | 0.06529 | 0.062758 | 5.7089 | 5.8651 | -0.21729 | 5.7089 | 5.4863 | 2.1849 | 2.2442 | -0.082723 | 2.1849 | 2.0998
65 | 0.22 | 0.47 | Southern | HI | Honolulu.Intl.AP.911820 | 1 | 1211537 | 0.030031 | 25.1092 | 31.3915 | 0.029757 | 31.3617 | 2756.27 | -3.7738 | -332.83 | 0.028237 | -3.802 | -127.2725 | -3.7223 | -327.85 | 0.018318 | -3.7406 | -125.384 | -5.9305 | -521.83 | 0.018318 | -5.9488 | -199.5937 | -3.7738 | -332.83 | 0.028237 | -3.802 | -127.2725 | -3.8545 | -339.93 | 0.028237 | -3.8828 | -129.987 | 0.17241 | 0.0051775 | 4.329 | 5.4121 | 475.202 | -0.65063 | -0.64175 | -1.0225 | -0.65063 | -0.66455 | -57.3824 | -56.5238 | -89.9675 | -57.3824 | -58.6065 | -21.9428 | -21.6172 | -34.4115 | -21.9428 | -22.4107 | 0.031356 | 0.00094163 | 0.78731 | 0.9843 | 86.4244 | -0.11833 | -0.11671 | -0.18596 | -0.11833 | -0.12086 | -10.4361 | -10.2799 | -16.3623 | -10.4361 | -10.6587 | -3.9907 | -3.9315 | -6.2584 | -3.9907 | -4.0758
66 | 0.22 | 0.42 | Southern | HI | Honolulu.Intl.AP.911820 | 1 | 1211537 | 0.030031 | 24.353 | 30.4037 | 0.029757 | 30.374 | 2669.5 | -2.786 | -246.06 | 0.028237 | -2.8142 | -94.0775 | -2.7345 | -241.08 | 0.018318 | -2.7528 | -92.189 | -4.9428 | -435.06 | 0.018318 | -4.9611 | -166.3987 | -2.786 | -246.06 | 0.028237 | -2.8142 | -94.0775 | -2.8668 | -253.16 | 0.028237 | -2.895 | -96.792 | 0.17241 | 0.0051775 | 4.1986 | 5.2418 | 460.2422 | -0.48033 | -0.47145 | -0.85217 | -0.48033 | -0.49425 | -42.4226 | -41.564 | -75.0077 | -42.4226 | -43.6467 | -16.2197 | -15.8941 | -28.6884 | -16.2197 | -16.6877 | 0.031356 | 0.00094163 | 0.7636 | 0.95333 | 83.7037 | -0.087356 | -0.085742 | -0.15498 | -0.087356 | -0.089889 | -7.7154 | -7.5592 | -13.6416 | -7.7154 | -7.938 | -2.9499 | -2.8906 | -5.2175 | -2.9499 | -3.035
67 | 0.22 | 0.37 | Southern | HI | Honolulu.Intl.AP.911820 | 1 | 1211537 | 0.030031 | 24.0616 | 30.0124 | 0.029757 | 29.9826 | 2635.12 | -2.3946 | -211.68 | 0.028237 | -2.4229 | -80.9253 | -2.3431 | -206.7 | 0.018318 | -2.3615 | -79.0367 | -4.5514 | -400.68 | 0.018318 | -4.5697 | -153.2464 | -2.3946 | -211.68 | 0.028237 | -2.4229 | -80.9253 | -2.4754 | -218.78 | 0.028237 | -2.5036 | -83.6397 | 0.17241 | 0.0051775 | 4.1484 | 5.1744 | 454.3148 | -0.41285 | -0.40398 | -0.78469 | -0.41285 | -0.42678 | -36.4953 | -35.6367 | -69.0803 | -36.4953 | -37.7193 | -13.9521 | -13.6265 | -26.4209 | -13.9521 | -14.4201 | 0.031356 | 0.00094163 | 0.75446 | 0.94105 | 82.6257 | -0.075085 | -0.073471 | -0.14271 | -0.075085 | -0.077617 | -6.6373 | -6.4812 | -12.5635 | -6.6373 | -6.86 | -2.5375 | -2.4782 | -4.8051 | -2.5375 | -2.6226
68 | 0.22 | 0.32 | Southern | HI | Honolulu.Intl.AP.911820 | 1 | 1211537 | 0.030093 | 23.5823 | 29.3801 | 0.029757 | 29.3504 | 2579.58 | -1.7624 | -156.14 | 0.028237 | -1.7906 | -59.6785 | -1.7109 | -151.16 | 0.018318 | -1.7292 | -57.7899 | -3.9192 | -345.14 | 0.018318 | -3.9375 | -131.9996 | -1.7624 | -156.14 | 0.028237 | -1.7906 | -59.6785 | -1.8432 | -163.24 | 0.028237 | -1.8714 | -62.3929 | 0.17241 | 0.0051882 | 4.0658 | 5.0654 | 444.7393 | -0.30385 | -0.29497 | -0.67569 | -0.30385 | -0.31777 | -26.9197 | -26.0611 | -59.5048 | -26.9197 | -28.1438 | -10.289 | -9.9634 | -22.7577 | -10.289 | -10.757 | 0.031356 | 0.00094357 | 0.73944 | 0.92123 | 80.8842 | -0.055261 | -0.053647 | -0.12289 | -0.055261 | -0.057793 | -4.8959 | -4.7397 | -10.8221 | -4.8959 | -5.1185 | -1.8713 | -1.812 | -4.1389 | -1.8713 | -1.9564
69 | 0.22 | 0.27 | Southern | HI | Honolulu.Intl.AP.911820 | 1 | 1211537 | 0.038492 | 22.6345 | 28.1676 | 0.038156 | 28.1295 | 2472.67 | -0.54989 | -49.23 | 0.019838 | -0.56973 | -18.797 | -0.49842 | -44.25 | 0.009919 | -0.50834 | -16.9085 | -2.7067 | -238.23 | 0.009919 | -2.7166 | -91.1182 | -0.54989 | -49.23 | 0.019838 | -0.56973 | -18.797 | -0.63066 | -56.33 | 0.019838 | -0.6505 | -21.5115 | 0.17241 | 0.0066363 | 3.9024 | 4.8563 | 426.3072 | -0.094805 | -0.085931 | -0.46665 | -0.094805 | -0.10873 | -8.4876 | -7.629 | -41.0727 | -8.4876 | -9.7117 | -3.2408 | -2.9152 | -15.7095 | -3.2408 | -3.7087 | 0.031356 | 0.0012069 | 0.70972 | 0.88321 | 77.532 | -0.017242 | -0.015628 | -0.084869 | -0.017242 | -0.019775 | -1.5436 | -1.3875 | -7.4698 | -1.5436 | -1.7663 | -0.58939 | -0.53018 | -2.8571 | -0.58939 | -0.6745
70 | 0.22 | 0.23 | Southern | HI | Honolulu.Intl.AP.911820 | 1 | 1211537 | 0.038492 | 21.8331 | 27.1347 | 0.038156 | 27.0965 | 2381.93 | 0.48307 | 41.51 | 0.019838 | 0.46323 | 15.9164 | 0.53454 | 46.49 | 0.009919 | 0.52462 | 17.805 | -1.6737 | -147.49 | 0.009919 | -1.6836 | -56.4047 | 0.48307 | 41.51 | 0.019838 | 0.46323 | 15.9164 | 0.4023 | 34.41 | 0.019838 | 0.38246 | 13.202 | 0.17241 | 0.0066363 | 3.7642 | 4.6782 | 410.663 | 0.083285 | 0.092159 | -0.28856 | 0.083285 | 0.069359 | 7.1566 | 8.0152 | -25.4284 | 7.1566 | 5.9325 | 2.7441 | 3.0697 | -9.7246 | 2.7441 | 2.2761 | 0.031356 | 0.0012069 | 0.68459 | 0.85082 | 74.6868 | 0.015147 | 0.016761 | -0.05248 | 0.015147 | 0.012614 | 1.3016 | 1.4577 | -4.6246 | 1.3016 | 1.0789 | 0.49907 | 0.55829 | -1.7686 | 0.49907 | 0.41396
71 | 0.22 | 0.19 | Southern | HI | Honolulu.Intl.AP.911820 | 1 | 1211537 | 0.038492 | 21.0238 | 26.0838 | 0.038156 | 26.0457 | 2289.62 | 1.5339 | 133.82 | 0.019838 | 1.5141 | 51.2302 | 1.5854 | 138.8 | 0.009919 | 1.5754 | 53.1188 | -0.62287 | -55.18 | 0.009919 | -0.63279 | -21.0909 | 1.5339 | 133.82 | 0.019838 | 1.5141 | 51.2302 | 1.4531 | 126.72 | 0.019838 | 1.4333 | 48.5158 | 0.17241 | 0.0066363 | 3.6247 | 4.4971 | 394.748 | 0.26445 | 0.27333 | -0.10739 | 0.26445 | 0.25053 | 23.0716 | 23.9302 | -9.5135 | 23.0716 | 21.8475 | 8.8325 | 9.1581 | -3.6362 | 8.8325 | 8.3645 | 0.031356 | 0.0012069 | 0.65921 | 0.81787 | 71.7923 | 0.048096 | 0.04971 | -0.019531 | 0.048096 | 0.045563 | 4.196 | 4.3522 | -1.7302 | 4.196 | 3.9734 | 1.6064 | 1.6656 | -0.66132 | 1.6064 | 1.5212
72 | 0.22 | 0.17 | Southern | HI | Honolulu.Intl.AP.911820 | 1 | 1211537 | 0.038492 | 20.6222 | 25.5707 | 0.038156 | 25.5325 | 2244.54 | 2.047 | 178.9 | 0.019838 | 2.0272 | 68.475 | 2.0985 | 183.88 | 0.009919 | 2.0886 | 70.3635 | -0.10973 | -10.1 | 0.009919 | -0.11964 | -3.8462 | 2.047 | 178.9 | 0.019838 | 2.0272 | 68.475 | 1.9663 | 171.8 | 0.019838 | 1.9464 | 65.7606 | 0.17241 | 0.0066363 | 3.5554 | 4.4086 | 386.9759 | 0.35293 | 0.3618 | -0.018917 | 0.35293 | 0.339 | 30.8437 | 31.7023 | -1.7413 | 30.8437 | 29.6196 | 11.8056 | 12.1312 | -0.66311 | 11.8056 | 11.3376 | 0.031356 | 0.0012069 | 0.64662 | 0.80178 | 70.3788 | 0.064186 | 0.0658 | -0.0034405 | 0.064186 | 0.061653 | 5.6095 | 5.7657 | -0.31669 | 5.6095 | 5.3869 | 2.1471 | 2.2063 | -0.1206 | 2.1471 | 2.062
73 | 0.2 | 0.47 | Southern | HI | Honolulu.Intl.AP.911820 | 1 | 1211537 | 0.030031 | 25.1408 | 31.433 | 0.029757 | 31.4033 | 2759.92 | -3.8153 | -336.48 | 0.028237 | -3.8435 | -128.6682 | -3.7638 | -331.5 | 0.018318 | -3.7821 | -126.7796 | -5.9721 | -525.48 | 0.018318 | -5.9904 | -200.9893 | -3.8153 | -336.48 | 0.028237 | -3.8435 | -128.6682 | -3.8961 | -343.58 | 0.028237 | -3.9243 | -131.3826 | 0.17241 | 0.0051775 | 4.3345 | 5.4193 | 475.8313 | -0.65779 | -0.64891 | -1.0296 | -0.65779 | -0.67171 | -58.0117 | -57.1531 | -90.5968 | -58.0117 | -59.2358 | -22.1834 | -21.8578 | -34.6521 | -22.1834 | -22.6514 | 0.031356 | 0.00094163 | 0.7883 | 0.9856 | 86.5389 | -0.11963 | -0.11802 | -0.18726 | -0.11963 | -0.12216 | -10.5505 | -10.3944 | -16.4767 | -10.5505 | -10.7731 | -4.0345 | -3.9752 | -6.3021 | -4.0345 | -4.1196
74 | 0.2 | 0.42 | Southern | HI | Honolulu.Intl.AP.911820 | 1 | 1211537 | 0.030031 | 24.383 | 30.4437 | 0.029757 | 30.414 | 2673.01 | -2.826 | -249.57 | 0.028237 | -2.8542 | -95.4222 | -2.7745 | -244.59 | 0.018318 | -2.7928 | -93.5336 | -4.9828 | -438.57 | 0.018318 | -5.0011 | -167.7433 | -2.826 | -249.57 | 0.028237 | -2.8542 | -95.4222 | -2.9068 | -256.67 | 0.028237 | -2.935 | -98.1366 | 0.17241 | 0.0051775 | 4.2038 | 5.2487 | 460.8474 | -0.48722 | -0.47835 | -0.85907 | -0.48722 | -0.50115 | -43.0278 | -42.1692 | -75.6128 | -43.0278 | -44.2519 | -16.4515 | -16.1259 | -28.9202 | -16.4515 | -16.9195 | 0.031356 | 0.00094163 | 0.76454 | 0.95458 | 83.8137 | -0.088611 | -0.086997 | -0.15624 | -0.088611 | -0.091144 | -7.8254 | -7.6693 | -13.7516 | -7.8254 | -8.048 | -2.992 | -2.9328 | -5.2597 | -2.992 | -3.0771
75 | 0.2 | 0.37 | Southern | HI | Honolulu.Intl.AP.911820 | 1 | 1211537 | 0.030031 | 24.1015 | 30.0623 | 0.029757 | 30.0325 | 2639.5 | -2.4446 | -216.06 | 0.028237 | -2.4728 | -82.6033 | -2.3931 | -211.08 | 0.018318 | -2.4114 | -80.7147 | -4.6013 | -405.06 | 0.018318 | -4.6196 | -154.9244 | -2.4446 | -216.06 | 0.028237 | -2.4728 | -82.6033 | -2.5253 | -223.16 | 0.028237 | -2.5536 | -85.3177 | 0.17241 | 0.0051775 | 4.1553 | 5.183 | 455.07 | -0.42146 | -0.41259 | -0.7933 | -0.42146 | -0.43539 | -37.2504 | -36.3918 | -69.8354 | -37.2504 | -38.4745 | -14.2414 | -13.9158 | -26.7102 | -14.2414 | -14.7094 | 0.031356 | 0.00094163 | 0.75572 | 0.94262 | 82.763 | -0.07665 | -0.075036 | -0.14428 | -0.07665 | -0.079183 | -6.7747 | -6.6185 | -12.7009 | -6.7747 | -6.9973 | -2.5901 | -2.5309 | -4.8577 | -2.5901 | -2.6752
76 | 0.2 | 0.32 | Southern | HI | Honolulu.Intl.AP.911820 | 1 | 1211537 | 0.030031 | 23.6138 | 29.4215 | 0.029757 | 29.3918 | 2583.21 | -1.8038 | -159.77 | 0.028237 | -1.832 | -61.0693 | -1.7523 | -154.79 | 0.018318 | -1.7706 | -59.1807 | -3.9605 | -348.77 | 0.018318 | -3.9789 | -133.3904 | -1.8038 | -159.77 | 0.028237 | -1.832 | -61.0693 | -1.8845 | -166.87 | 0.028237 | -1.9128 | -63.7837 | 0.17241 | 0.0051775 | 4.0712 | 5.0725 | 445.3652 | -0.31098 | -0.30211 | -0.68283 | -0.31098 | -0.32491 | -27.5456 | -26.687 | -60.1306 | -27.5456 | -28.7697 | -10.5288 | -10.2032 | -22.9975 | -10.5288 | -10.9968 | 0.031356 | 0.00094163 | 0.74042 | 0.92253 | 80.998 | -0.056558 | -0.054944 | -0.12418 | -0.056558 | -0.059091 | -5.0097 | -4.8535 | -10.9359 | -5.0097 | -5.2323 | -1.9149 | -1.8556 | -4.1825 | -1.9149 | -2
77 | 0.2 | 0.27 | Southern | HI | Honolulu.Intl.AP.911820 | 1 | 1211537 | 0.030031 | 22.6645 | 28.1891 | 0.029757 | 28.1594 | 2474.95 | -0.5714 | -51.51 | 0.028237 | -0.59964 | -19.6545 | -0.51993 | -46.53 | 0.018318 | -0.53825 | -17.7659 | -2.7282 | -240.51 | 0.018318 | -2.7465 | -91.9756 | -0.5714 | -51.51 | 0.028237 | -0.59964 | -19.6545 | -0.65218 | -58.61 | 0.028237 | -0.68041 | -22.3689 | 0.17241 | 0.0051775 | 3.9075 | 4.86 | 426.7003 | -0.098515 | -0.08964 | -0.47036 | -0.098515 | -0.11244 | -8.8807 | -8.0221 | -41.4658 | -8.8807 | -10.1048 | -3.3886 | -3.063 | -15.8573 | -3.3886 | -3.8566 | 0.031356 | 0.00094163 | 0.71066 | 0.88389 | 77.6035 | -0.017917 | -0.016303 | -0.085543 | -0.017917 | -0.020449 | -1.6151 | -1.459 | -7.5413 | -1.6151 | -1.8377 | -0.61628 | -0.55706 | -2.8839 | -0.61628 | -0.70139
78 | 0.2 | 0.23 | Southern | HI | Honolulu.Intl.AP.911820 | 1 | 1211537 | 0.030031 | 21.8714 | 27.1645 | 0.029757 | 27.1348 | 2384.94 | 0.45321 | 38.5 | 0.028237 | 0.42498 | 14.7787 | 0.50469 | 43.48 | 0.018318 | 0.48637 | 16.6672 | -1.7036 | -150.5 | 0.018318 | -1.7219 | -57.5425 | 0.45321 | 38.5 | 0.028237 | 0.42498 | 14.7787 | 0.37244 | 31.4 | 0.028237 | 0.3442 | 12.0643 | 0.17241 | 0.0051775 | 3.7708 | 4.6834 | 411.1819 | 0.078137 | 0.087012 | -0.29371 | 0.078137 | 0.064212 | 6.6377 | 7.4963 | -25.9474 | 6.6377 | 5.4136 | 2.548 | 2.8736 | -9.9208 | 2.548 | 2.08 | 0.031356 | 0.00094163 | 0.68579 | 0.85176 | 74.7811 | 0.014211 | 0.015825 | -0.053416 | 0.014211 | 0.011678 | 1.2072 | 1.3633 | -4.719 | 1.2072 | 0.98456 | 0.46339 | 0.52261 | -1.8043 | 0.46339 | 0.37828
79 | 0.2 | 0.19 | Southern | HI | Honolulu.Intl.AP.911820 | 1 | 1211537 | 0.038492 | 21.0369 | 26.1054 | 0.038156 | 26.0672 | 2291.51 | 1.5124 | 131.93 | 0.019838 | 1.4925 | 50.5065 | 1.5638 | 136.91 | 0.009919 | 1.5539 | 52.3951 | -0.64441 | -57.07 | 0.009919 | -0.65433 | -21.8146 | 1.5124 | 131.93 | 0.019838 | 1.4925 | 50.5065 | 1.4316 | 124.83 | 0.019838 | 1.4117 | 47.7921 | 0.17241 | 0.0066363 | 3.6269 | 4.5008 | 395.0739 | 0.26074 | 0.26962 | -0.1111 | 0.26074 | 0.24682 | 22.7457 | 23.6043 | -9.8393 | 22.7457 | 21.5216 | 8.7077 | 9.0333 | -3.761 | 8.7077 | 8.2397 | 0.031356 | 0.0012069 | 0.65962 | 0.81855 | 71.8516 | 0.047421 | 0.049035 | -0.020206 | 0.047421 | 0.044888 | 4.1367 | 4.2929 | -1.7895 | 4.1367 | 3.9141 | 1.5837 | 1.6429 | -0.68401 | 1.5837 | 1.4985
80 | 0.2 | 0.17 | Southern | HI | Honolulu.Intl.AP.911820 | 1 | 1211537 | 0.038492 | 20.6322 | 25.5807 | 0.038156 | 25.5426 | 2245.42 | 2.037 | 178.02 | 0.019838 | 2.0172 | 68.1384 | 2.0885 | 183 | 0.009919 | 2.0786 | 70.027 | -0.11974 | -10.98 | 0.009919 | -0.12966 | -4.1827 | 2.037 | 178.02 | 0.019838 | 2.0172 | 68.1384 | 1.9563 | 170.92 | 0.019838 | 1.9364 | 65.424 | 0.17241 | 0.0066363 | 3.5571 | 4.4103 | 387.1276 | 0.3512 | 0.36007 | -0.020644 | 0.3512 | 0.33727 | 30.692 | 31.5506 | -1.893 | 30.692 | 29.4679 | 11.7476 | 12.0732 | -0.72114 | 11.7476 | 11.2796 | 0.031356 | 0.0012069 | 0.64693 | 0.8021 | 70.4064 | 0.063872 | 0.065486 | -0.0037545 | 0.063872 | 0.061339 | 5.5819 | 5.7381 | -0.34428 | 5.5819 | 5.3593 | 2.1365 | 2.1957 | -0.13115 | 2.1365 | 2.0514
81 | 0.35 | 0.2 | Southern | HI | Honolulu.Intl.AP.911820 | 1 | 1211537 | 0.058526 | 21.1307 | 26.2593 | 0.057994 | 26.2013 | 2304.11 | 1.3584 | 119.33 | 0 | 1.3584 | 45.6506 | 1.4099 | 124.31 | -0.009919 | 1.4198 | 47.5391 | -0.79835 | -69.67 | -0.009919 | -0.78843 | -26.6706 | 1.3584 | 119.33 | 0 | 1.3584 | 45.6506 | 1.2776 | 112.23 | 0 | 1.2776 | 42.9361 | 0.17241 | 0.01009 | 3.6431 | 4.5273 | 397.2462 | 0.2342 | 0.24307 | -0.13764 | 0.2342 | 0.22027 | 20.5734 | 21.432 | -12.0116 | 20.5734 | 19.3493 | 7.8705 | 8.1961 | -4.5982 | 7.8705 | 7.4025 | 0.031356 | 0.0018351 | 0.66257 | 0.82338 | 72.2467 | 0.042594 | 0.044208 | -0.025033 | 0.042594 | 0.040061 | 3.7417 | 3.8978 | -2.1845 | 3.7417 | 3.519 | 1.4314 | 1.4906 | -0.83627 | 1.4314 | 1.3463
82 | 0.35 | 0.25 | Southern | HI | Honolulu.Intl.AP.911820 | 1 | 1211537 | 0.058526 | 22.1169 | 27.537 | 0.057994 | 27.479 | 2416.34 | 0.080772 | 7.1 | 0 | 0.080772 | 2.7144 | 0.13224 | 12.08 | -0.009919 | 0.14216 | 4.603 | -2.076 | -181.9 | -0.009919 | -2.0661 | -69.6067 | 0.080772 | 7.1 | 0 | 0.080772 | 2.7144 | 0 | 0 | 0 | 0 | 0 | 0.17241 | 0.01009 | 3.8131 | 4.7476 | 416.5955 | 0.013926 | 0.0228 | -0.35792 | 0.013926 | 0 | 1.2241 | 2.0827 | -31.361 | 1.2241 | 0 | 0.46799 | 0.79359 | -12.0007 | 0.46799 | 0 | 0.031356 | 0.0018351 | 0.69349 | 0.86344 | 75.7657 | 0.0025327 | 0.0041466 | -0.065094 | 0.0025327 | 0 | 0.22262 | 0.37878 | -5.7036 | 0.22262 | 0 | 0.085112 | 0.14433 | -2.1826 | 0.085112 | 0
83 | 0.35 | 0.3 | Southern | HI | Honolulu.Intl.AP.911820 | 1 | 1211537 | 0.058473 | 22.1646 | 27.6177 | 0.057994 | 27.5597 | 2423.44 | 0 | 0 | 0 | 0 | 0 | 0.051473 | 4.98 | -0.009919 | 0.061392 | 1.8885 | -2.1568 | -189 | -0.009919 | -2.1468 | -72.3212 | 0 | 0 | 0 | 0 | 0 | -0.080772 | -7.1 | 0 | -0.080772 | -2.7144 | 0.17241 | 0.010081 | 3.8213 | 4.7615 | 417.8196 | 0 | 0.0088743 | -0.37184 | 0 | -0.013926 | 0 | 0.85859 | -32.585 | 0 | -1.2241 | 0 | 0.3256 | -12.4687 | 0 | -0.46799 | 0.031356 | 0.0018335 | 0.69498 | 0.86597 | 75.9883 | 0 | 0.001614 | -0.067627 | 0 | -0.0025327 | 0 | 0.15615 | -5.9262 | 0 | -0.22262 | 0 | 0.059217 | -2.2677 | 0 | -0.085112
84 | 0.35 | 0.35 | Southern | HI | Honolulu.Intl.AP.911820 | 1 | 1211537 | 0.058473 | 23.0592 | 28.7822 | 0.057994 | 28.7243 | 2525.74 | -1.1645 | -102.3 | 0 | -1.1645 | -39.1343 | -1.113 | -97.32 | -0.009919 | -1.1031 | -37.2457 | -3.3213 | -291.3 | -0.009919 | -3.3114 | -111.4554 | -1.1645 | -102.3 | 0 | -1.1645 | -39.1343 | -1.2453 | -109.4 | 0 | -1.2453 | -41.8487 | 0.17241 | 0.010081 | 3.9756 | 4.9623 | 435.4569 | -0.20077 | -0.1919 | -0.57261 | -0.20077 | -0.2147 | -17.6373 | -16.7787 | -50.2223 | -17.6373 | -18.8614 | -6.747 | -6.4214 | -19.2158 | -6.747 | -7.215 | 0.031356 | 0.0018335 | 0.72303 | 0.90248 | 79.196 | -0.036514 | -0.0349 | -0.10414 | -0.036514 | -0.039046 | -3.2077 | -3.0515 | -9.1339 | -3.2077 | -3.4303 | -1.2271 | -1.1679 | -3.4947 | -1.2271 | -1.3122
85 | 0.35 | 0.4 | Southern | HI | Honolulu.Intl.AP.911820 | 1 | 1211537 | 0.058473 | 23.9154 | 29.8831 | 0.057994 | 29.8251 | 2622.44 | -2.2654 | -199 | 0 | -2.2654 | -76.1291 | -2.2139 | -194.02 | -0.009919 | -2.204 | -74.2405 | -4.4221 | -388 | -0.009919 | -4.4122 | -148.4503 | -2.2654 | -199 | 0 | -2.2654 | -76.1291 | -2.3461 | -206.1 | 0 | -2.3461 | -78.8435 | 0.17241 | 0.010081 | 4.1232 | 5.1521 | 452.1287 | -0.39056 | -0.38169 | -0.76241 | -0.39056 | -0.40449 | -34.3091 | -33.4505 | -66.8942 | -34.3091 | -35.5332 | -13.1252 | -12.7996 | -25.594 | -13.1252 | -13.5932 | 0.031356 | 0.0018335 | 0.74988 | 0.937 | 82.2281 | -0.071031 | -0.069417 | -0.13866 | -0.071031 | -0.073564 | -6.2398 | -6.0836 | -12.166 | -6.2398 | -6.4624 | -2.3871 | -2.3279 | -4.6547 | -2.3871 | -2.4722
86 | 0.33 | 0.2 | Southern | HI | Honolulu.Intl.AP.911820 | 1 | 1211537 | 0.058473 | 21.1407 | 26.2693 | 0.057994 | 26.2113 | 2304.98 | 1.3484 | 118.46 | 0 | 1.3484 | 45.3157 | 1.3999 | 123.44 | -0.009919 | 1.4098 | 47.2043 | -0.80832 | -70.54 | -0.009919 | -0.7984 | -27.0054 | 1.3484 | 118.46 | 0 | 1.3484 | 45.3157 | 1.2677 | 111.36 | 0 | 1.2677 | 42.6013 | 0.17241 | 0.010081 | 3.6448 | 4.529 | 397.3962 | 0.23248 | 0.24136 | -0.13936 | 0.23248 | 0.21856 | 20.4234 | 21.282 | -12.1616 | 20.4234 | 19.1993 | 7.8128 | 8.1384 | -4.6559 | 7.8128 | 7.3448 | 0.031356 | 0.0018335 | 0.66288 | 0.82369 | 72.274 | 0.042281 | 0.043895 | -0.025345 | 0.042281 | 0.039749 | 3.7144 | 3.8705 | -2.2118 | 3.7144 | 3.4918 | 1.4209 | 1.4801 | -0.84677 | 1.4209 | 1.3358
87 | 0.33 | 0.25 | Southern | HI | Honolulu.Intl.AP.911820 | 1 | 1211537 | 0.058473 | 22.1285 | 27.5485 | 0.057994 | 27.4905 | 2417.36 | 0.069224 | 6.08 | 0 | 0.069224 | 2.3263 | 0.1207 | 11.06 | -0.009919 | 0.13062 | 4.2149 | -2.0875 | -182.92 | -0.009919 | -2.0776 | -69.9948 | 0.069224 | 6.08 | 0 | 0.069224 | 2.3263 | -0.011548 | -1.02 | 0 | -0.011548 | -0.38808 | 0.17241 | 0.010081 | 3.8151 | 4.7496 | 416.7714 | 0.011935 | 0.020809 | -0.35991 | 0.011935 | -0.001991 | 1.0482 | 1.9068 | -31.5368 | 1.0482 | -0.17586 | 0.40108 | 0.72668 | -12.0676 | 0.40108 | -0.066909 | 0.031356 | 0.0018335 | 0.69385 | 0.8638 | 75.7977 | 0.0021706 | 0.0037845 | -0.065456 | 0.0021706 | -0.0003621 | 0.19064 | 0.34679 | -5.7356 | 0.19064 | -0.031983 | 0.072943 | 0.13216 | -2.1947 | 0.072943 | -0.012169
88 | 0.33 | 0.3 | Southern | HI | Honolulu.Intl.AP.911820 | 1 | 1211537 | 0.058473 | 22.1762 | 27.6393 | 0.057994 | 27.5813 | 2425.34 | -0.021582 | -1.9 | 0 | -0.021582 | -0.72527 | 0.029891 | 3.08 | -0.009919 | 0.03981 | 1.1633 | -2.1783 | -190.9 | -0.009919 | -2.1684 | -73.0464 | -0.021582 | -1.9 | 0 | -0.021582 | -0.72527 | -0.10235 | -9 | 0 | -0.10235 | -3.4397 | 0.17241 | 0.010081 | 3.8233 | 4.7652 | 418.1472 | -0.0037208 | 0.0051535 | -0.37556 | -0.0037208 | -0.017647 | -0.32757 | 0.53102 | -32.9126 | -0.32757 | -1.5517 | -0.12504 | 0.20056 | -12.5938 | -0.12504 | -0.59303 | 0.031356 | 0.0018335 | 0.69535 | 0.86665 | 76.0479 | -0.0006767 | 0.00093726 | -0.068303 | -0.0006767 | -0.0032094 | -0.059576 | 0.096575 | -5.9858 | -0.059576 | -0.2822 | -0.022741 | 0.036475 | -2.2904 | -0.022741 | -0.10785
89 | 0.33 | 0.35 | Southern | HI | Honolulu.Intl.AP.911820 | 1 | 1211537 | 0.048545 | 23.0891 | 28.8038 | 0.048075 | 28.7557 | 2528.09 | -1.186 | -104.65 | 0.009919 | -1.1959 | -40.0163 | -1.1346 | -99.67 | 0 | -1.1346 | -38.1277 | -3.3428 | -293.65 | 2e-10 | -3.3428 | -112.3375 | -1.186 | -104.65 | 0.009919 | -1.1959 | -40.0163 | -1.2668 | -111.75 | 0.009919 | -1.2767 | -42.7307 | 0.17241 | 0.0083694 | 3.9807 | 4.966 | 435.8621 | -0.20448 | -0.19561 | -0.57632 | -0.20448 | -0.21841 | -18.0425 | -17.1839 | -50.6275 | -18.0425 | -19.2666 | -6.8991 | -6.5735 | -19.3678 | -6.8991 | -7.3671 | 0.031356 | 0.0015221 | 0.72397 | 0.90316 | 79.2697 | -0.037189 | -0.035575 | -0.10482 | -0.037189 | -0.039721 | -3.2814 | -3.1252 | -9.2076 | -3.2814 | -3.504 | -1.2547 | -1.1955 | -3.5224 | -1.2547 | -1.3398
90 | 0.33 | 0.4 | Southern | HI | Honolulu.Intl.AP.911820 | 1 | 1211537 | 0.048545 | 23.9453 | 29.9115 | 0.048075 | 29.8635 | 2625.41 | -2.2938 | -201.97 | 0.009919 | -2.3037 | -77.2438 | -2.2423 | -196.99 | 0 | -2.2423 | -75.3553 | -4.4506 | -390.97 | 2e-10 | -4.4506 | -149.565 | -2.2938 | -201.97 | 0.009919 | -2.3037 | -77.2438 | -2.3746 | -209.07 | 0.009919 | -2.3845 | -79.9583 | 0.17241 | 0.0083694 | 4.1284 | 5.157 | 452.6408 | -0.39547 | -0.38659 | -0.76731 | -0.39547 | -0.40939 | -34.8212 | -33.9626 | -67.4062 | -34.8212 | -36.0453 | -13.3174 | -12.9918 | -25.7861 | -13.3174 | -13.7854 | 0.031356 | 0.0015221 | 0.75082 | 0.93789 | 82.3212 | -0.071923 | -0.070309 | -0.13955 | -0.071923 | -0.074456 | -6.3329 | -6.1767 | -12.2591 | -6.3329 | -6.5555 | -2.422 | -2.3628 | -4.6897 | -2.422 | -2.5071
91 | 0.3 | 0.2 | Southern | HI | Honolulu.Intl.AP.911820 | 1 | 1211537 | 0.048528 | 21.1523 | 26.2724 | 0.048075 | 26.2243 | 2305.72 | 1.3453 | 117.72 | 0.009919 | 1.3354 | 45.0521 | 1.3968 | 122.7 | 0 | 1.3968 | 46.9407 | -0.81144 | -71.28 | 2e-10 | -0.81144 | -27.269 | 1.3453 | 117.72 | 0.009919 | 1.3354 | 45.0521 | 1.2646 | 110.62 | 0.009919 | 1.2546 | 42.3377 | 0.17241 | 0.0083667 | 3.6468 | 4.5296 | 397.5238 | 0.23194 | 0.24082 | -0.1399 | 0.23194 | 0.21802 | 20.2958 | 21.1544 | -12.2892 | 20.2958 | 19.0717 | 7.7673 | 8.0929 | -4.7014 | 7.7673 | 7.2993 | 0.031356 | 0.0015216 | 0.66324 | 0.82379 | 72.2972 | 0.042184 | 0.043797 | -0.025443 | 0.042184 | 0.039651 | 3.6912 | 3.8473 | -2.235 | 3.6912 | 3.4686 | 1.4126 | 1.4719 | -0.85504 | 1.4126 | 1.3275
92 | 0.3 | 0.25 | Southern | HI | Honolulu.Intl.AP.911820 | 1 | 1211537 | 0.048476 | 22.15 | 27.5616 | 0.048075 | 27.5135 | 2418.97 | 0.056167 | 4.47 | 0.009919 | 0.046248 | 1.7288 | 0.10764 | 9.45 | 0 | 0.10764 | 3.6173 | -2.1006 | -184.53 | 2e-10 | -2.1006 | -70.5924 | 0.056167 | 4.47 | 0.009919 | 0.046248 | 1.7288 | -0.024605 | -2.63 | 0.009919 | -0.034524 | -0.98565 | 0.17241 | 0.0083576 | 3.8188 | 4.7518 | 417.0489 | 0.0096835 | 0.018558 | -0.36216 | 0.0096835 | -0.0042422 | 0.77066 | 1.6293 | -31.8144 | 0.77066 | -0.45343 | 0.29805 | 0.62365 | -12.1707 | 0.29805 | -0.16993 | 0.031356 | 0.00152 | 0.69453 | 0.86421 | 75.8482 | 0.0017611 | 0.0033751 | -0.065865 | 0.0017611 | -0.00077152 | 0.14016 | 0.29631 | -5.786 | 0.14016 | -0.082465 | 0.054206 | 0.11342 | -2.2135 | 0.054206 | -0.030906
93 | 0.3 | 0.3 | Southern | HI | Honolulu.Intl.AP.911820 | 1 | 1211537 | 0.048476 | 22.2161 | 27.6692 | 0.048075 | 27.6211 | 2428.42 | -0.051473 | -4.98 | 0.009919 | -0.061392 | -1.8885 | 0 | 0 | 0 | 0 | 0 | -2.2082 | -193.98 | 2e-10 | -2.2082 | -74.2097 | -0.051473 | -4.98 | 0.009919 | -0.061392 | -1.8885 | -0.13224 | -12.08 | 0.009919 | -0.14216 | -4.603 | 0.17241 | 0.0083576 | 3.8302 | 4.7704 | 418.6782 | -0.0088743 | 0 | -0.38072 | -0.0088743 | -0.0228 | -0.85859 | 0 | -33.4436 | -0.85859 | -2.0827 | -0.3256 | 0 | -12.7943 | -0.3256 | -0.79359 | 0.031356 | 0.00152 | 0.6966 | 0.86758 | 76.1445 | -0.001614 | 0 | -0.069241 | -0.001614 | -0.0041466 | -0.15615 | 0 | -6.0824 | -0.15615 | -0.37878 | -0.059217 | 0 | -2.3269 | -0.059217 | -0.14433
94 | 0.3 | 0.35 | Southern | HI | Honolulu.Intl.AP.911820 | 1 | 1211537 | 0.048476 | 23.1207 | 28.8368 | 0.048075 | 28.7888 | 2531 | -1.2191 | -107.56 | 0.009919 | -1.229 | -41.1279 | -1.1676 | -102.58 | 0 | -1.1676 | -39.2393 | -3.3759 | -296.56 | 2e-10 | -3.3759 | -113.449 | -1.2191 | -107.56 | 0.009919 | -1.229 | -41.1279 | -1.2999 | -114.66 | 0.009919 | -1.3098 | -43.8423 | 0.17241 | 0.0083576 | 3.9862 | 4.9717 | 436.3638 | -0.21018 | -0.20131 | -0.58203 | -0.21018 | -0.22411 | -18.5442 | -17.6856 | -51.1292 | -18.5442 | -19.7683 | -7.0908 | -6.7652 | -19.5595 | -7.0908 | -7.5587 | 0.031356 | 0.00152 | 0.72496 | 0.9042 | 79.3609 | -0.038226 | -0.036612 | -0.10585 | -0.038226 | -0.040758 | -3.3726 | -3.2165 | -9.2988 | -3.3726 | -3.5952 | -1.2896 | -1.2304 | -3.5573 | -1.2896 | -1.3747
95 | 0.3 | 0.4 | Southern | HI | Honolulu.Intl.AP.911820 | 1 | 1211537 | 0.048476 | 23.9869 | 29.9546 | 0.048075 | 29.9065 | 2629.19 | -2.3369 | -205.75 | 0.009919 | -2.3468 | -78.691 | -2.2854 | -200.77 | 0 | -2.2854 | -76.8025 | -4.4936 | -394.75 | 2e-10 | -4.4936 | -151.0122 | -2.3369 | -205.75 | 0.009919 | -2.3468 | -78.691 | -2.4176 | -212.85 | 0.009919 | -2.4276 | -81.4055 | 0.17241 | 0.0083576 | 4.1355 | 5.1644 | 453.2925 | -0.40289 | -0.39402 | -0.77474 | -0.40289 | -0.41682 | -35.4729 | -34.6143 | -68.0579 | -35.4729 | -36.697 | -13.5669 | -13.2413 | -26.0357 | -13.5669 | -14.0349 | 0.031356 | 0.00152 | 0.75212 | 0.93924 | 82.4397 | -0.073274 | -0.07166 | -0.1409 | -0.073274 | -0.075806 | -6.4514 | -6.2953 | -12.3776 | -6.4514 | -6.674 | -2.4674 | -2.4082 | -4.7351 | -2.4674 | -2.5525
96 | 0.28 | 0.2 | Southern | HI | Honolulu.Intl.AP.911820 | 1 | 1211537 | 0.048476 | 21.1738 | 26.3023 | 0.048075 | 26.2542 | 2308.34 | 1.3155 | 115.1 | 0.009919 | 1.3055 | 44.0483 | 1.3669 | 120.08 | 0 | 1.3669 | 45.9369 | -0.84131 | -73.9 | 2e-10 | -0.84131 | -28.2728 | 1.3155 | 115.1 | 0.009919 | 1.3055 | 44.0483 | 1.2347 | 108 | 0.009919 | 1.2248 | 41.3339 | 0.17241 | 0.0083576 | 3.6505 | 4.5347 | 397.9755 | 0.2268 | 0.23567 | -0.14505 | 0.2268 | 0.21287 | 19.8441 | 20.7027 | -12.7409 | 19.8441 | 18.62 | 7.5943 | 7.9199 | -4.8744 | 7.5943 | 7.1263 | 0.031356 | 0.00152 | 0.66392 | 0.82472 | 72.3793 | 0.041247 | 0.042861 | -0.02638 | 0.041247 | 0.038714 | 3.609 | 3.7652 | -2.3172 | 3.609 | 3.3864 | 1.3812 | 1.4404 | -0.88651 | 1.3812 | 1.296
97 | 0.28 | 0.25 | Southern | HI | Honolulu.Intl.AP.911820 | 1 | 1211537 | 0.048476 | 22.1715 | 27.5831 | 0.048075 | 27.535 | 2420.86 | 0.034644 | 2.58 | 0.009919 | 0.024725 | 1.0055 | 0.086117 | 7.56 | 0 | 0.086117 | 2.894 | -2.1221 | -186.42 | 2e-10 | -2.1221 | -71.3157 | 0.034644 | 2.58 | 0.009919 | 0.024725 | 1.0055 | -0.046128 | -4.52 | 0.009919 | -0.056047 | -1.7089 | 0.17241 | 0.0083576 | 3.8225 | 4.7555 | 417.3748 | 0.0059729 | 0.014847 | -0.36587 | 0.0059729 | -0.0079528 | 0.44481 | 1.3034 | -32.1402 | 0.44481 | -0.77928 | 0.17335 | 0.49895 | -12.2954 | 0.17335 | -0.29463 | 0.031356 | 0.00152 | 0.6952 | 0.86488 | 75.9074 | 0.0010863 | 0.0027002 | -0.06654 | 0.0010863 | -0.0014464 | 0.080897 | 0.23705 | -5.8453 | 0.080897 | -0.14173 | 0.031527 | 0.090744 | -2.2361 | 0.031527 | -0.053584
98 | 0.28 | 0.3 | Southern | HI | Honolulu.Intl.AP.911820 | 1 | 1211537 | 0.048476 | 22.4492 | 27.9639 | 0.048075 | 27.9158 | 2454.31 | -0.34616 | -30.87 | 0.009919 | -0.35608 | -11.7916 | -0.29468 | -25.89 | 0 | -0.29468 | -9.9031 | -2.5029 | -219.87 | 2e-10 | -2.5029 | -84.1128 | -0.34616 | -30.87 | 0.009919 | -0.35608 | -11.7916 | -0.42693 | -37.97 | 0.009919 | -0.43685 | -14.5061 | 0.17241 | 0.0083576 | 3.8704 | 4.8212 | 423.1418 | -0.05968 | -0.050806 | -0.43152 | -0.05968 | -0.073606 | -5.3222 | -4.4636 | -37.9073 | -5.3222 | -6.5463 | -2.033 | -1.7074 | -14.5017 | -2.033 | -2.501 | 0.031356 | 0.00152 | 0.70391 | 0.87682 | 76.9563 | -0.010854 | -0.00924 | -0.078481 | -0.010854 | -0.013387 | -0.96795 | -0.8118 | -6.8941 | -0.96795 | -1.1906 | -0.36973 | -0.31052 | -2.6374 | -0.36973 | -0.45485
99 | 0.28 | 0.35 | Southern | HI | Honolulu.Intl.AP.911820 | 1 | 1211537 | 0.040067 | 23.3722 | 29.1499 | 0.039676 | 29.1102 | 2558.89 | -1.5322 | -135.45 | 0.018318 | -1.5505 | -51.7827 | -1.4807 | -130.47 | 0.0083994 | -1.4891 | -49.8941 | -3.6889 | -324.45 | 0.0083994 | -3.6973 | -124.1038 | -1.5322 | -135.45 | 0.018318 | -1.5505 | -51.7827 | -1.6129 | -142.55 | 0.018318 | -1.6312 | -54.4971 | 0.17241 | 0.0069079 | 4.0295 | 5.0257 | 441.1722 | -0.26416 | -0.25528 | -0.636 | -0.26416 | -0.27808 | -23.3526 | -22.494 | -55.9377 | -23.3526 | -24.5767 | -8.9277 | -8.6021 | -21.3964 | -8.9277 | -9.3957 | 0.031356 | 0.0012563 | 0.73285 | 0.91401 | 80.2354 | -0.048042 | -0.046428 | -0.11567 | -0.048042 | -0.050574 | -4.2471 | -4.091 | -10.1733 | -4.2471 | -4.4697 | -1.6237 | -1.5645 | -3.8913 | -1.6237 | -1.7088
100 | 0.28 | 0.4 | Southern | HI | Honolulu.Intl.AP.911820 | 1 | 1211537 | 0.040067 | 24.0184 | 29.9876 | 0.039676 | 29.948 | 2632.48 | -2.3699 | -209.04 | 0.018318 | -2.3882 | -79.936 | -2.3184 | -204.06 | 0.0083994 | -2.3268 | -78.0474 | -4.5267 | -398.04 | 0.0083994 | -4.5351 | -152.2571 | -2.3699 | -209.04 | 0.018318 | -2.3882 | -79.936 | -2.4507 | -216.14 | 0.018318 | -2.469 | -82.6504 | 0.17241 | 0.0069079 | 4.141 | 5.1701 | 453.8597 | -0.40859 | -0.39972 | -0.78043 | -0.40859 | -0.42252 | -36.0401 | -35.1815 | -68.6251 | -36.0401 | -37.2642 | -13.7816 | -13.456 | -26.2503 | -13.7816 | -14.2496 | 0.031356 | 0.0012563 | 0.75311 | 0.94028 | 82.5429 | -0.07431 | -0.072696 | -0.14194 | -0.07431 | -0.076842 | -6.5546 | -6.3984 | -12.4808 | -6.5546 | -6.7772 | -2.5064 | -2.4472 | -4.7741 | -2.5064 | -2.5916
101 | 0.27 | 0.2 | Southern | HI | Honolulu.Intl.AP.911820 | 1 | 1211537 | 0.048476 | 21.1838 | 26.3123 | 0.048075 | 26.2642 | 2309.22 | 1.3054 | 114.22 | 0.009919 | 1.2955 | 43.7119 | 1.3569 | 119.2 | 0 | 1.3569 | 45.6004 | -0.85132 | -74.78 | 2e-10 | -0.85132 | -28.6093 | 1.3054 | 114.22 | 0.009919 | 1.2955 | 43.7119 | 1.2247 | 107.12 | 0.009919 | 1.2148 | 40.9975 | 0.17241 | 0.0083576 | 3.6523 | 4.5364 | 398.1272 | 0.22507 | 0.23394 | -0.14677 | 0.22507 | 0.21114 | 19.6924 | 20.551 | -12.8926 | 19.6924 | 18.4683 | 7.5363 | 7.8619 | -4.9325 | 7.5363 | 7.0683 | 0.031356 | 0.00152 | 0.66423 | 0.82504 | 72.4069 | 0.040933 | 0.042547 | -0.026694 | 0.040933 | 0.0384 | 3.5814 | 3.7376 | -2.3448 | 3.5814 | 3.3588 | 1.3706 | 1.4298 | -0.89706 | 1.3706 | 1.2855
102 | 0.27 | 0.25 | Southern | HI | Honolulu.Intl.AP.911820 | 1 | 1211537 | 0.040077 | 22.1815 | 27.5847 | 0.039676 | 27.545 | 2421.39 | 0.033024 | 2.05 | 0.018318 | 0.014706 | 0.81662 | 0.084497 | 7.03 | 0.0083994 | 0.076098 | 2.7052 | -2.1237 | -186.95 | 0.0083994 | -2.1321 | -71.5045 | 0.033024 | 2.05 | 0.018318 | 0.014706 | 0.81662 | -0.047748 | -5.05 | 0.018318 | -0.066066 | -1.8978 | 0.17241 | 0.0069095 | 3.8243 | 4.7558 | 417.4662 | 0.0056937 | 0.014568 | -0.36615 | 0.0056937 | -0.008232 | 0.35344 | 1.212 | -32.2316 | 0.35344 | -0.87066 | 0.14079 | 0.46639 | -12.3279 | 0.14079 | -0.32719 | 0.031356 | 0.0012566 | 0.69551 | 0.86493 | 75.9241 | 0.0010355 | 0.0026495 | -0.066591 | 0.0010355 | -0.0014972 | 0.064279 | 0.22043 | -5.8619 | 0.064279 | -0.15835 | 0.025606 | 0.084822 | -2.2421 | 0.025606 | -0.059506
103 | 0.27 | 0.3 | Southern | HI | Honolulu.Intl.AP.911820 | 1 | 1211537 | 0.040067 | 22.6292 | 28.1855 | 0.039676 | 28.1458 | 2474.17 | -0.56773 | -50.73 | 0.018318 | -0.58605 | -19.3722 | -0.51626 | -45.75 | 0.0083994 | -0.52466 | -17.4837 | -2.7245 | -239.73 | 0.0083994 | -2.7329 | -91.6934 | -0.56773 | -50.73 | 0.018318 | -0.58605 | -19.3722 | -0.6485 | -57.83 | 0.018318 | -0.66682 | -22.0866 | 0.17241 | 0.0069079 | 3.9015 | 4.8594 | 426.5658 | -0.097881 | -0.089006 | -0.46972 | -0.097881 | -0.11181 | -8.7462 | -7.8876 | -41.3313 | -8.7462 | -9.9703 | -3.3399 | -3.0143 | -15.8086 | -3.3399 | -3.8079 | 0.031356 | 0.0012563 | 0.70955 | 0.88377 | 77.579 | -0.017801 | -0.016187 | -0.085428 | -0.017801 | -0.020334 | -1.5907 | -1.4345 | -7.5169 | -1.5907 | -1.8133 | -0.60743 | -0.54821 | -2.8751 | -0.60743 | -0.69254
104 | 0.27 | 0.35 | Southern | HI | Honolulu.Intl.AP.911820 | 1 | 1211537 | 0.038495 | 23.6022 | 29.4384 | 0.038156 | 29.4002 | 2584.3 | -1.8207 | -160.86 | 0.019838 | -1.8405 | -61.5023 | -1.7692 | -155.88 | 0.009919 | -1.7791 | -59.6137 | -3.9774 | -349.86 | 0.009919 | -3.9873 | -133.8234 | -1.8207 | -160.86 | 0.019838 | -1.8405 | -61.5023 | -1.9014 | -167.96 | 0.019838 | -1.9213 | -64.2167 | 0.17241 | 0.0066368 | 4.0692 | 5.0754 | 445.5531 | -0.3139 | -0.30502 | -0.68574 | -0.3139 | -0.32782 | -27.7335 | -26.8749 | -60.3185 | -27.7335 | -28.9576 | -10.6035 | -10.2779 | -23.0722 | -10.6035 | -11.0714 | 0.031356 | 0.001207 | 0.74006 | 0.92306 | 81.0322 | -0.057088 | -0.055474 | -0.12471 | -0.057088 | -0.05962 | -5.0439 | -4.8877 | -10.9701 | -5.0439 | -5.2665 | -1.9284 | -1.8692 | -4.1961 | -1.9284 | -2.0136
105 | 0.27 | 0.4 | Southern | HI | Honolulu.Intl.AP.911820 | 1 | 1211537 | 0.038495 | 24.0384 | 30.0062 | 0.038156 | 29.968 | 2634.18 | -2.3884 | -210.74 | 0.019838 | -2.4083 | -80.5825 | -2.3369 | -205.76 | 0.009919 | -2.3469 | -78.694 | -4.5452 | -399.74 | 0.009919 | -4.5551 | -152.9037 | -2.3884 | -210.74 | 0.019838 | -2.4083 | -80.5825 | -2.4692 | -217.84 | 0.019838 | -2.489 | -83.2969 | 0.17241 | 0.0066368 | 4.1444 | 5.1733 | 454.1528 | -0.41178 | -0.40291 | -0.78363 | -0.41178 | -0.42571 | -36.3332 | -35.4746 | -68.9182 | -36.3332 | -37.5573 | -13.893 | -13.5674 | -26.3618 | -13.893 | -14.361 | 0.031356 | 0.001207 | 0.75374 | 0.94086 | 82.5962 | -0.07489 | -0.073276 | -0.14252 | -0.07489 | -0.077423 | -6.6079 | -6.4517 | -12.5341 | -6.6079 | -6.8305 | -2.5267 | -2.4675 | -4.7944 | -2.5267 | -2.6118
106 | 0.26 | 0.2 | Southern | HI | Honolulu.Intl.AP.911820 | 1 | 1211537 | 0.040077 | 21.1938 | 26.3154 | 0.039676 | 26.2757 | 2309.89 | 1.3023 | 113.55 | 0.018318 | 1.284 | 43.4725 | 1.3538 | 118.53 | 0.0083994 | 1.3454 | 45.361 | -0.85444 | -75.45 | 0.0083994 | -0.86284 | -28.8487 | 1.3023 | 113.55 | 0.018318 | 1.284 | 43.4725 | 1.2216 | 106.45 | 0.018318 | 1.2032 | 40.7581 | 0.17241 | 0.0069095 | 3.654 | 4.537 | 398.2427 | 0.22453 | 0.2334 | -0.14731 | 0.22453 | 0.2106 | 19.5769 | 20.4355 | -13.0082 | 19.5769 | 18.3528 | 7.495 | 7.8206 | -4.9737 | 7.495 | 7.027 | 0.031356 | 0.0012566 | 0.66454 | 0.82513 | 72.4279 | 0.040835 | 0.042449 | -0.026791 | 0.040835 | 0.038302 | 3.5604 | 3.7166 | -2.3658 | 3.5604 | 3.3378 | 1.3631 | 1.4223 | -0.90457 | 1.3631 | 1.278
107 | 0.26 | 0.25 | Southern | HI | Honolulu.Intl.AP.911820 | 1 | 1211537 | 0.040067 | 22.1915 | 27.6046 | 0.039676 | 27.5649 | 2423.14 | 0.013115 | 0.3 | 0.018318 | -0.0052035 | 0.14754 | 0.064588 | 5.28 | 0.0083994 | 0.056188 | 2.0361 | -2.1436 | -188.7 | 0.0083994 | -2.152 | -72.1736 | 0.013115 | 0.3 | 0.018318 | -0.0052035 | 0.14754 | -0.067657 | -6.8 | 0.018318 | -0.085975 | -2.5669 | 0.17241 | 0.0069079 | 3.826 | 4.7592 | 417.7679 | 0.0022611 | 0.011135 | -0.36958 | 0.0022611 | -0.011665 | 0.051722 | 0.91031 | -32.5333 | 0.051722 | -1.1724 | 0.025437 | 0.35104 | -12.4433 | 0.025437 | -0.44255 | 0.031356 | 0.0012563 | 0.69583 | 0.86556 | 75.9789 | 0.00041123 | 0.0020252 | -0.067215 | 0.00041123 | -0.0021214 | 0.0094067 | 0.16556 | -5.9168 | 0.0094067 | -0.21322 | 0.0046263 | 0.063843 | -2.263 | 0.0046263 | -0.080486
108 | 0.26 | 0.3 | Southern | HI | Honolulu.Intl.AP.911820 | 1 | 1211537 | 0.038495 | 22.8908 | 28.5154 | 0.038156 | 28.4772 | 2503.22 | -0.89764 | -79.78 | 0.019838 | -0.91748 | -30.4836 | -0.84617 | -74.8 | 0.009919 | -0.85609 | -28.595 | -3.0544 | -268.78 | 0.009919 | -3.0643 | -102.8047 | -0.89764 | -79.78 | 0.019838 | -0.91748 | -30.4836 | -0.97841 | -86.88 | 0.019838 | -0.99825 | -33.198 | 0.17241 | 0.0066368 | 3.9465 | 4.9163 | 431.5743 | -0.15476 | -0.14589 | -0.5266 | -0.15476 | -0.16869 | -13.7547 | -12.8961 | -46.3397 | -13.7547 | -14.9788 | -5.2556 | -4.93 | -17.7243 | -5.2556 | -5.7236 | 0.031356 | 0.001207 | 0.71775 | 0.89412 | 78.4899 | -0.028146 | -0.026532 | -0.095773 | -0.028146 | -0.030679 | -2.5015 | -2.3454 | -8.4277 | -2.5015 | -2.7242 | -0.95583 | -0.89661 | -3.2235 | -0.95583 | -1.0409
109 | 0.26 | 0.35 | Southern | HI | Honolulu.Intl.AP.911820 | 1 | 1211537 | 0.038495 | 23.8438 | 29.74 | 0.038156 | 29.7019 | 2610.8 | -2.1223 | -187.36 | 0.019838 | -2.1421 | -71.6382 | -2.0708 | -182.38 | 0.009919 | -2.0807 | -69.7497 | -4.279 | -376.36 | 0.009919 | -4.289 | -143.9594 | -2.1223 | -187.36 | 0.019838 | -2.1421 | -71.6382 | -2.203 | -194.46 | 0.019838 | -2.2229 | -74.3526 | 0.17241 | 0.0066368 | 4.1109 | 5.1274 | 450.1219 | -0.3659 | -0.35702 | -0.73774 | -0.3659 | -0.37982 | -32.3023 | -31.4437 | -64.8873 | -32.3023 | -33.5264 | -12.351 | -12.0254 | -24.8197 | -12.351 | -12.819 | 0.031356 | 0.001207 | 0.74764 | 0.93251 | 81.8631 | -0.066545 | -0.064931 | -0.13417 | -0.066545 | -0.069078 | -5.8748 | -5.7186 | -11.801 | -5.8748 | -6.0974 | -2.2463 | -2.187 | -4.5139 | -2.2463 | -2.3314
110 | 0.26 | 0.4 | Southern | HI | Honolulu.Intl.AP.911820 | 1 | 1211537 | 0.038495 | 24.0584 | 30.0361 | 0.038156 | 29.9979 | 2636.81 | -2.4183 | -213.37 | 0.019838 | -2.4382 | -81.5881 | -2.3669 | -208.39 | 0.009919 | -2.3768 | -79.6995 | -4.5751 | -402.37 | 0.009919 | -4.585 | -153.9092 | -2.4183 | -213.37 | 0.019838 | -2.4382 | -81.5881 | -2.4991 | -220.47 | 0.019838 | -2.519 | -84.3025 | 0.17241 | 0.0066368 | 4.1479 | 5.1785 | 454.6062 | -0.41694 | -0.40807 | -0.78878 | -0.41694 | -0.43087 | -36.7866 | -35.928 | -69.3717 | -36.7866 | -38.0107 | -14.0664 | -13.7408 | -26.5351 | -14.0664 | -14.5344 | 0.031356 | 0.001207 | 0.75437 | 0.9418 | 82.6787 | -0.075829 | -0.074215 | -0.14346 | -0.075829 | -0.078361 | -6.6903 | -6.5342 | -12.6165 | -6.6903 | -6.913 | -2.5582 | -2.499 | -4.8259 | -2.5582 | -2.6434
111 | 0.25 | 0.2 | Southern | HI | Honolulu.Intl.AP.911820 | 1 | 1211537 | 0.040015 | 21.2137 | 26.3354 | 0.039676 | 26.2957 | 2311.64 | 1.2824 | 111.8 | 0.018318 | 1.2641 | 42.802 | 1.3338 | 116.78 | 0.0083994 | 1.3254 | 44.6906 | -0.87439 | -77.2 | 0.0083994 | -0.88279 | -29.5191 | 1.2824 | 111.8 | 0.018318 | 1.2641 | 42.802 | 1.2016 | 104.7 | 0.018318 | 1.1833 | 40.0876 | 0.17241 | 0.0068988 | 3.6574 | 4.5404 | 398.5444 | 0.22109 | 0.22997 | -0.15075 | 0.22109 | 0.20717 | 19.2752 | 20.1338 | -13.3099 | 19.2752 | 18.0511 | 7.3794 | 7.705 | -5.0893 | 7.3794 | 6.9114 | 0.031356 | 0.0012547 | 0.66517 | 0.82576 | 72.4828 | 0.040209 | 0.041823 | -0.027417 | 0.040209 | 0.037677 | 3.5056 | 3.6617 | -2.4206 | 3.5056 | 3.2829 | 1.3421 | 1.4013 | -0.92559 | 1.3421 | 1.257
112 | 0.25 | 0.25 | Southern | HI | Honolulu.Intl.AP.911820 | 1 | 1211537 | 0.038495 | 22.2015 | 27.6131 | 0.038156 | 27.5749 | 2423.95 | 0.0046841 | -0.51 | 0.019838 | -0.015154 | -0.1601 | 0.056157 | 4.47 | 0.009919 | 0.046238 | 1.7284 | -2.1521 | -189.51 | 0.009919 | -2.162 | -72.4813 | 0.0046841 | -0.51 | 0.019838 | -0.015154 | -0.1601 | -0.076088 | -7.61 | 0.019838 | -0.095926 | -2.8745 | 0.17241 | 0.0066368 | 3.8277 | 4.7607 | 417.9075 | 0.00080757 | 0.0096819 | -0.37104 | 0.00080757 | -0.013118 | -0.087928 | 0.77066 | -32.673 | -0.087928 | -1.312 | -0.027603 | 0.298 | -12.4963 | -0.027603 | -0.49559 | 0.031356 | 0.001207 | 0.69614 | 0.86582 | 76.0043 | 0.00014687 | 0.0017608 | -0.06748 | 0.00014687 | -0.0023858 | -0.015991 | 0.14016 | -5.9422 | -0.015991 | -0.23862 | -0.0050202 | 0.054196 | -2.2727 | -0.0050202 | -0.090132
113 | 0.25 | 0.3 | Southern | HI | Honolulu.Intl.AP.911820 | 1 | 1211537 | 0.038495 | 23.1608 | 28.8555 | 0.038156 | 28.8173 | 2533.1 | -1.2377 | -109.66 | 0.019838 | -1.2576 | -41.9124 | -1.1863 | -104.68 | 0.009919 | -1.1962 | -40.0238 | -3.3945 | -298.66 | 0.009919 | -3.4044 | -114.2335 | -1.2377 | -109.66 | 0.019838 | -1.2576 | -41.9124 | -1.3185 | -116.76 | 0.019838 | -1.3383 | -44.6268 | 0.17241 | 0.0066368 | 3.9931 | 4.9749 | 436.7258 | -0.21339 | -0.20452 | -0.58524 | -0.21339 | -0.22732 | -18.9062 | -18.0476 | -51.4913 | -18.9062 | -20.1303 | -7.226 | -6.9004 | -19.6947 | -7.226 | -7.694 | 0.031356 | 0.001207 | 0.72622 | 0.90478 | 79.4268 | -0.03881 | -0.037196 | -0.10644 | -0.03881 | -0.041342 | -3.4385 | -3.2823 | -9.3647 | -3.4385 | -3.6611 | -1.3142 | -1.255 | -3.5819 | -1.3142 | -1.3993
114 | 0.25 | 0.35 | Southern | HI | Honolulu.Intl.AP.911820 | 1 | 1211537 | 0.038495 | 24.1454 | 30.1216 | 0.038156 | 30.0834 | 2644.32 | -2.5038 | -220.88 | 0.019838 | -2.5237 | -84.4605 | -2.4523 | -215.9 | 0.009919 | -2.4623 | -82.5719 | -4.6606 | -409.88 | 0.009919 | -4.6705 | -156.7816 | -2.5038 | -220.88 | 0.019838 | -2.5237 | -84.4605 | -2.5846 | -227.98 | 0.019838 | -2.6044 | -87.1749 | 0.17241 | 0.0066368 | 4.1629 | 5.1932 | 455.901 | -0.43168 | -0.4228 | -0.80352 | -0.43168 | -0.4456 | -38.0814 | -37.2228 | -70.6664 | -38.0814 | -39.3055 | -14.5616 | -14.236 | -27.0304 | -14.5616 | -15.0296 | 0.031356 | 0.001207 | 0.75709 | 0.94448 | 82.9142 | -0.078509 | -0.076895 | -0.14614 | -0.078509 | -0.081041 | -6.9258 | -6.7697 | -12.852 | -6.9258 | -7.1484 | -2.6483 | -2.5891 | -4.916 | -2.6483 | -2.7334
115 | 0.25 | 0.4 | Southern | HI | Honolulu.Intl.AP.911820 | 1 | 1211537 | 0.038495 | 24.0731 | 30.0524 | 0.038156 | 30.0142 | 2638.24 | -2.4346 | -214.8 | 0.019838 | -2.4545 | -82.1352 | -2.3832 | -209.82 | 0.009919 | -2.3931 | -80.2466 | -4.5914 | -403.8 | 0.009919 | -4.6013 | -154.4563 | -2.4346 | -214.8 | 0.019838 | -2.4545 | -82.1352 | -2.5154 | -221.9 | 0.019838 | -2.5352 | -84.8496 | 0.17241 | 0.0066368 | 4.1504 | 5.1813 | 454.8528 | -0.41975 | -0.41087 | -0.79159 | -0.41975 | -0.43367 | -37.0332 | -36.1746 | -69.6182 | -37.0332 | -38.2573 | -14.1607 | -13.8351 | -26.6295 | -14.1607 | -14.6287 | 0.031356 | 0.001207 | 0.75483 | 0.94231 | 82.7235 | -0.076339 | -0.074725 | -0.14397 | -0.076339 | -0.078872 | -6.7352 | -6.579 | -12.6614 | -6.7352 | -6.9578 | -2.5754 | -2.5162 | -4.8431 | -2.5754 | -2.6605
116 | 0.24 | 0.2 | Southern | HI | Honolulu.Intl.AP.911820 | 1 | 1211537 | 0.038495 | 21.2153 | 26.3354 | 0.038156 | 26.2973 | 2311.72 | 1.2823 | 111.72 | 0.019838 | 1.2625 | 42.7755 | 1.3338 | 116.7 | 0.009919 | 1.3239 | 44.6641 | -0.87446 | -77.28 | 0.009919 | -0.88438 | -29.5457 | 1.2823 | 111.72 | 0.019838 | 1.2625 | 42.7755 | 1.2015 | 104.62 | 0.019838 | 1.1817 | 40.0611 | 0.17241 | 0.0066368 | 3.6577 | 4.5404 | 398.5582 | 0.22108 | 0.22995 | -0.15076 | 0.22108 | 0.20715 | 19.2614 | 20.12 | -13.3237 | 19.2614 | 18.0373 | 7.3748 | 7.7004 | -5.0939 | 7.3748 | 6.9068 | 0.031356 | 0.001207 | 0.66522 | 0.82576 | 72.4853 | 0.040207 | 0.041821 | -0.027419 | 0.040207 | 0.037675 | 3.503 | 3.6592 | -2.4232 | 3.503 | 3.2804 | 1.3413 | 1.4005 | -0.92642 | 1.3413 | 1.2561
117 | 0.24 | 0.25 | Southern | HI | Honolulu.Intl.AP.911820 | 1 | 1211537 | 0.038495 | 22.2115 | 27.6231 | 0.038156 | 27.5849 | 2424.83 | -0.0053188 | -1.39 | 0.019838 | -0.025157 | -0.49626 | 0.046154 | 3.59 | 0.009919 | 0.036235 | 1.3923 | -2.1621 | -190.39 | 0.009919 | -2.172 | -72.8174 | -0.0053188 | -1.39 | 0.019838 | -0.025157 | -0.49626 | -0.086091 | -8.49 | 0.019838 | -0.10593 | -3.2107 | 0.17241 | 0.0066368 | 3.8294 | 4.7624 | 418.0592 | -0.000917 | 0.0079573 | -0.37276 | -0.000917 | -0.014843 | -0.23965 | 0.61894 | -32.8247 | -0.23965 | -1.4637 | -0.085559 | 0.24004 | -12.5543 | -0.085559 | -0.55354 | 0.031356 | 0.001207 | 0.69645 | 0.86614 | 76.0319 | -0.00016677 | 0.0014472 | -0.067793 | -0.00016677 | -0.0026994 | -0.043584 | 0.11257 | -5.9698 | -0.043584 | -0.26621 | -0.015561 | 0.043656 | -2.2832 | -0.015561 | -0.10067
118 | 0.24 | 0.3 | Southern | HI | Honolulu.Intl.AP.911820 | 1 | 1211537 | 0.038492 | 23.1808 | 28.8754 | 0.038156 | 28.8372 | 2534.85 | -1.2577 | -111.41 | 0.019838 | -1.2775 | -42.5821 | -1.2062 | -106.43 | 0.009919 | -1.2161 | -40.6935 | -3.4144 | -300.41 | 0.009919 | -3.4243 | -114.9032 | -1.2577 | -111.41 | 0.019838 | -1.2775 | -42.5821 | -1.3384 | -118.51 | 0.019838 | -1.3583 | -45.2965 | 0.17241 | 0.0066363 | 3.9965 | 4.9783 | 437.0275 | -0.21683 | -0.20796 | -0.58867 | -0.21683 | -0.23076 | -19.2079 | -18.3493 | -51.793 | -19.2079 | -20.432 | -7.3415 | -7.0159 | -19.8102 | -7.3415 | -7.8095 | 0.031356 | 0.0012069 | 0.72685 | 0.9054 | 79.4817 | -0.039434 | -0.037821 | -0.10706 | -0.039434 | -0.041967 | -3.4933 | -3.3372 | -9.4195 | -3.4933 | -3.7159 | -1.3352 | -1.276 | -3.6029 | -1.3352 | -1.4203
119 | 0.24 | 0.35 | Southern | HI | Honolulu.Intl.AP.911820 | 1 | 1211537 | 0.038492 | 24.1638 | 30.1415 | 0.038156 | 30.1034 | 2646.07 | -2.5238 | -222.63 | 0.019838 | -2.5436 | -85.1319 | -2.4723 | -217.65 | 0.009919 | -2.4822 | -83.2434 | -4.6806 | -411.63 | 0.009919 | -4.6905 | -157.4531 | -2.5238 | -222.63 | 0.019838 | -2.5436 | -85.1319 | -2.6046 | -229.73 | 0.019838 | -2.6244 | -87.8464 | 0.17241 | 0.0066363 | 4.166 | 5.1966 | 456.2027 | -0.43512 | -0.42625 | -0.80696 | -0.43512 | -0.44905 | -38.3831 | -37.5245 | -70.9682 | -38.3831 | -39.6072 | -14.6774 | -14.3518 | -27.1461 | -14.6774 | -15.1454 | 0.031356 | 0.0012069 | 0.75767 | 0.94511 | 82.969 | -0.079135 | -0.077521 | -0.14676 | -0.079135 | -0.081668 | -6.9807 | -6.8245 | -12.9069 | -6.9807 | -7.2033 | -2.6694 | -2.6101 | -4.937 | -2.6694 | -2.7545
120 | 0.24 | 0.4 | Southern | HI | Honolulu.Intl.AP.911820 | 1 | 1211537 | 0.038492 | 24.0931 | 30.0724 | 0.038156 | 30.0342 | 2640 | -2.4546 | -216.56 | 0.019838 | -2.4745 | -82.807 | -2.4031 | -211.58 | 0.009919 | -2.4131 | -80.9184 | -4.6114 | -405.56 | 0.009919 | -4.6213 | -155.1281 | -2.4546 | -216.56 | 0.019838 | -2.4745 | -82.807 | -2.5354 | -223.66 | 0.019838 | -2.5552 | -85.5214 | 0.17241 | 0.0066363 | 4.1538 | 5.1847 | 455.1562 | -0.42319 | -0.41432 | -0.79504 | -0.42319 | -0.43712 | -37.3366 | -36.478 | -69.9216 | -37.3366 | -38.5607 | -14.2766 | -13.951 | -26.7453 | -14.2766 | -14.7445 | 0.031356 | 0.0012069 | 0.75545 | 0.94294 | 82.7787 | -0.076966 | -0.075352 | -0.14459 | -0.076966 | -0.079499 | -6.7904 | -6.6342 | -12.7166 | -6.7904 | -7.013 | -2.5965 | -2.5372 | -4.8641 | -2.5965 | -2.6816
121 | 0.22 | 0.2 | Southern | HI | Honolulu.Intl.AP.911820 | 1 | 1211537 | 0.038492 | 21.2353 | 26.3554 | 0.038156 | 26.3172 | 2313.47 | 1.2623 | 109.97 | 0.019838 | 1.2425 | 42.1045 | 1.3138 | 114.95 | 0.009919 | 1.3039 | 43.9931 | -0.89442 | -79.03 | 0.009919 | -0.90434 | -30.2166 | 1.2623 | 109.97 | 0.019838 | 1.2425 | 42.1045 | 1.1816 | 102.87 | 0.019838 | 1.1617 | 39.3901 | 0.17241 | 0.0066363 | 3.6611 | 4.5439 | 398.8599 | 0.21764 | 0.22651 | -0.15421 | 0.21764 | 0.20371 | 18.9597 | 19.8183 | -13.6254 | 18.9597 | 17.7356 | 7.2591 | 7.5847 | -5.2096 | 7.2591 | 6.7912 | 0.031356 | 0.0012069 | 0.66584 | 0.82639 | 72.5402 | 0.039581 | 0.041195 | -0.028045 | 0.039581 | 0.037049 | 3.4482 | 3.6043 | -2.478 | 3.4482 | 3.2255 | 1.3202 | 1.3794 | -0.94746 | 1.3202 | 1.2351
122 | 0.22 | 0.25 | Southern | HI | Honolulu.Intl.AP.911820 | 1 | 1211537 | 0.038492 | 22.233 | 27.6461 | 0.038156 | 27.608 | 2426.86 | -0.028393 | -3.42 | 0.019838 | -0.048231 | -1.2717 | 0.02308 | 1.56 | 0.009919 | 0.013161 | 0.61686 | -2.1852 | -192.42 | 0.009919 | -2.1951 | -73.5928 | -0.028393 | -3.42 | 0.019838 | -0.048231 | -1.2717 | -0.10917 | -10.52 | 0.019838 | -0.129 | -3.9861 | 0.17241 | 0.0066363 | 3.8331 | 4.7664 | 418.4092 | -0.0048952 | 0.0039791 | -0.37674 | -0.0048952 | -0.018821 | -0.58963 | 0.26896 | -33.1747 | -0.58963 | -1.8137 | -0.21925 | 0.10635 | -12.688 | -0.21925 | -0.68723 | 0.031356 | 0.0012069 | 0.69713 | 0.86686 | 76.0956 | -0.00089028 | 0.00072368 | -0.068517 | -0.00089028 | -0.0034229 | -0.10724 | 0.048915 | -6.0334 | -0.10724 | -0.32986 | -0.039875 | 0.019342 | -2.3075 | -0.039875 | -0.12499
123 | 0.22 | 0.3 | Southern | HI | Honolulu.Intl.AP.911820 | 1 | 1211537 | 0.038492 | 23.2024 | 28.8986 | 0.038156 | 28.8604 | 2536.88 | -1.2808 | -113.44 | 0.019838 | -1.3007 | -43.3612 | -1.2294 | -108.46 | 0.009919 | -1.2393 | -41.4727 | -3.4376 | -302.44 | 0.009919 | -3.4475 | -115.6824 | -1.2808 | -113.44 | 0.019838 | -1.3007 | -43.3612 | -1.3616 | -120.54 | 0.019838 | -1.3815 | -46.0757 | 0.17241 | 0.0066363 | 4.0003 | 4.9823 | 437.3775 | -0.22083 | -0.21195 | -0.59267 | -0.22083 | -0.23475 | -19.5579 | -18.6993 | -52.143 | -19.5579 | -20.782 | -7.4758 | -7.1502 | -19.9445 | -7.4758 | -7.9438 | 0.031356 | 0.0012069 | 0.72752 | 0.90613 | 79.5453 | -0.040161 | -0.038548 | -0.10779 | -0.040161 | -0.042694 | -3.557 | -3.4008 | -9.4832 | -3.557 | -3.7796 | -1.3596 | -1.3004 | -3.6273 | -1.3596 | -1.4447
124 | 0.22 | 0.35 | Southern | HI | Honolulu.Intl.AP.911820 | 1 | 1211537 | 0.030031 | 24.1953 | 30.173 | 0.029757 | 30.1433 | 2649.23 | -2.5553 | -225.79 | 0.028237 | -2.5835 | -86.3246 | -2.5038 | -220.81 | 0.018318 | -2.5221 | -84.436 | -4.7121 | -414.79 | 0.018318 | -4.7304 | -158.6458 | -2.5553 | -225.79 | 0.028237 | -2.5835 | -86.3246 | -2.6361 | -232.89 | 0.028237 | -2.6643 | -89.039 | 0.17241 | 0.0051775 | 4.1715 | 5.2021 | 456.7475 | -0.44055 | -0.43168 | -0.81239 | -0.44055 | -0.45448 | -38.9279 | -38.0693 | -71.513 | -38.9279 | -40.152 | -14.883 | -14.5574 | -27.3517 | -14.883 | -15.351 | 0.031356 | 0.00094163 | 0.75866 | 0.94609 | 83.0681 | -0.080123 | -0.078509 | -0.14775 | -0.080123 | -0.082655 | -7.0798 | -6.9236 | -13.006 | -7.0798 | -7.3024 | -2.7068 | -2.6475 | -4.9744 | -2.7068 | -2.7919
125 | 0.22 | 0.4 | Southern | HI | Honolulu.Intl.AP.911820 | 1 | 1211537 | 0.030031 | 24.1246 | 30.1054 | 0.029757 | 30.0757 | 2643.29 | -2.4877 | -219.85 | 0.028237 | -2.5159 | -84.0528 | -2.4362 | -214.87 | 0.018318 | -2.4545 | -82.1642 | -4.6445 | -408.85 | 0.018318 | -4.6628 | -156.3739 | -2.4877 | -219.85 | 0.028237 | -2.5159 | -84.0528 | -2.5685 | -226.95 | 0.028237 | -2.5967 | -86.7672 | 0.17241 | 0.0051775 | 4.1593 | 5.1904 | 455.7234 | -0.4289 | -0.42002 | -0.80074 | -0.4289 | -0.44282 | -37.9038 | -37.0452 | -70.4889 | -37.9038 | -39.1279 | -14.4913 | -14.1657 | -26.9601 | -14.4913 | -14.9593 | 0.031356 | 0.00094163 | 0.75644 | 0.94397 | 82.8819 | -0.078003 | -0.076389 | -0.14563 | -0.078003 | -0.080535 | -6.8935 | -6.7374 | -12.8197 | -6.8935 | -7.1161 | -2.6355 | -2.5763 | -4.9032 | -2.6355 | -2.7206
126 | 0.2 | 0.2 | Southern | HI | Honolulu.Intl.AP.911820 | 1 | 1211537 | 0.03004 | 21.2468 | 26.3684 | 0.029757 | 26.3386 | 2315.01 | 1.2493 | 108.43 | 0.028237 | 1.2211 | 41.5329 | 1.3008 | 113.41 | 0.018318 | 1.2825 | 43.4215 | -0.90743 | -80.57 | 0.018318 | -0.92575 | -30.7882 | 1.2493 | 108.43 | 0.028237 | 1.2211 | 41.5329 | 1.1686 | 101.33 | 0.028237 | 1.1403 | 38.8185 | 0.17241 | 0.0051791 | 3.6631 | 4.5461 | 399.1254 | 0.21539 | 0.22427 | -0.15645 | 0.21539 | 0.20147 | 18.6942 | 19.5528 | -13.8909 | 18.6942 | 17.4701 | 7.1606 | 7.4862 | -5.3081 | 7.1606 | 6.6926 | 0.031356 | 0.00094192 | 0.66621 | 0.8268 | 72.5885 | 0.039174 | 0.040787 | -0.028453 | 0.039174 | 0.036641 | 3.3999 | 3.556 | -2.5263 | 3.3999 | 3.1773 | 1.3023 | 1.3615 | -0.96538 | 1.3023 | 1.2172
127 | 0.2 | 0.25 | Southern | HI | Honolulu.Intl.AP.911820 | 1 | 1211537 | 0.030031 | 22.2546 | 27.6677 | 0.029757 | 27.6379 | 2429.14 | -0.049918 | -5.7 | 0.028237 | -0.078156 | -2.1295 | 0.0015544 | -0.72 | 0.018318 | -0.016764 | -0.24096 | -2.2067 | -194.7 | 0.018318 | -2.225 | -74.4507 | -0.049918 | -5.7 | 0.028237 | -0.078156 | -2.1295 | -0.13069 | -12.8 | 0.028237 | -0.15893 | -4.8439 | 0.17241 | 0.0051775 | 3.8369 | 4.7701 | 418.8023 | -0.0086063 | 0.00026799 | -0.38045 | -0.0086063 | -0.022532 | -0.98272 | -0.12413 | -33.5678 | -0.98272 | -2.2068 | -0.36714 | -0.041543 | -12.8359 | -0.36714 | -0.83513 | 0.031356 | 0.00094163 | 0.6978 | 0.86754 | 76.1671 | -0.0015652 | 4.874e-05 | -0.069192 | -0.0015652 | -0.0040979 | -0.17873 | -0.022576 | -6.1049 | -0.17873 | -0.40135 | -0.066772 | -0.0075554 | -2.3344 | -0.066772 | -0.15188
128 | 0.2 | 0.3 | Southern | HI | Honolulu.Intl.AP.911820 | 1 | 1211537 | 0.030031 | 23.2338 | 28.93 | 0.029757 | 28.9003 | 2540.04 | -1.3123 | -116.6 | 0.028237 | -1.3405 | -44.5521 | -1.2608 | -111.62 | 0.018318 | -1.2791 | -42.6636 | -3.469 | -305.6 | 0.018318 | -3.4874 | -116.8733 | -1.3123 | -116.6 | 0.028237 | -1.3405 | -44.5521 | -1.393 | -123.7 | 0.028237 | -1.4213 | -47.2665 | 0.17241 | 0.0051775 | 4.0057 | 4.9878 | 437.9223 | -0.22625 | -0.21737 | -0.59809 | -0.22625 | -0.24017 | -20.1027 | -19.2441 | -52.6878 | -20.1027 | -21.3268 | -7.6811 | -7.3555 | -20.1498 | -7.6811 | -8.1491 | 0.031356 | 0.00094163 | 0.72851 | 0.90712 | 79.6444 | -0.041147 | -0.039533 | -0.10877 | -0.041147 | -0.04368 | -3.6561 | -3.4999 | -9.5823 | -3.6561 | -3.8787 | -1.397 | -1.3377 | -3.6646 | -1.397 | -1.4821
129 | 0.2 | 0.35 | Southern | HI | Honolulu.Intl.AP.911820 | 1 | 1211537 | 0.030031 | 24.2269 | 30.2146 | 0.029757 | 30.1848 | 2652.88 | -2.5968 | -229.44 | 0.028237 | -2.6251 | -87.7203 | -2.5453 | -224.46 | 0.018318 | -2.5637 | -85.8318 | -4.7536 | -418.44 | 0.018318 | -4.7719 | -160.0415 | -2.5968 | -229.44 | 0.028237 | -2.6251 | -87.7203 | -2.6776 | -236.54 | 0.028237 | -2.7058 | -90.4347 | 0.17241 | 0.0051775 | 4.1769 | 5.2092 | 457.3768 | -0.44771 | -0.43884 | -0.81955 | -0.44771 | -0.46164 | -39.5572 | -38.6986 | -72.1423 | -39.5572 | -40.7813 | -15.1237 | -14.7981 | -27.5924 | -15.1237 | -15.5916 | 0.031356 | 0.00094163 | 0.75965 | 0.94739 | 83.1826 | -0.081425 | -0.079811 | -0.14905 | -0.081425 | -0.083957 | -7.1942 | -7.0381 | -13.1204 | -7.1942 | -7.4168 | -2.7505 | -2.6913 | -5.0182 | -2.7505 | -2.8356
130 | 0.2 | 0.4 | Southern | HI | Honolulu.Intl.AP.911820 | 1 | 1211537 | 0.030031 | 24.1646 | 30.1553 | 0.029757 | 30.1256 | 2647.68 | -2.5376 | -224.24 | 0.028237 | -2.5658 | -85.7296 | -2.4861 | -219.26 | 0.018318 | -2.5044 | -83.8411 | -4.6943 | -413.24 | 0.018318 | -4.7127 | -158.0508 | -2.5376 | -224.24 | 0.028237 | -2.5658 | -85.7296 | -2.6184 | -231.34 | 0.028237 | -2.6466 | -88.4441 | 0.17241 | 0.0051775 | 4.1662 | 5.199 | 456.4803 | -0.4375 | -0.42862 | -0.80934 | -0.4375 | -0.45142 | -38.6607 | -37.8021 | -71.2457 | -38.6607 | -39.8848 | -14.7804 | -14.4548 | -27.2492 | -14.7804 | -15.2484 | 0.031356 | 0.00094163 | 0.75769 | 0.94554 | 83.0195 | -0.079567 | -0.077953 | -0.14719 | -0.079567 | -0.0821 | -7.0312 | -6.875 | -12.9574 | -7.0312 | -7.2538 | -2.6881 | -2.6289 | -4.9558 | -2.6881 | -2.7732
Double | Double | Double | Southern | HI | Honolulu.Intl.AP.911820 | 1 | 1211537 | 0.086968 | 26.6221 | 33.4428 | 0.086232 | 33.3566 | 2933.84 | -5.8251 | -510.4 | -0.028237 | -5.7968 | -195.3051 | -5.7736 | -505.42 | -0.038156 | -5.7355 | -193.4165 | -7.9819 | -699.4 | -0.038156 | -7.9437 | -267.6262 | -5.8251 | -510.4 | -0.028237 | -5.7968 | -195.3051 | -5.9059 | -517.5 | -0.028237 | -5.8776 | -198.0195 | 0.17241 | 0.014994 | 4.5899 | 5.7658 | 505.8165 | -1.0043 | -0.99542 | -1.3761 | -1.0043 | -1.0182 | -87.9969 | -87.1383 | -120.5819 | -87.9969 | -89.221 | -33.6721 | -33.3465 | -46.1408 | -33.6721 | -34.1401 | 0.031356 | 0.0027269 | 0.83475 | 1.0486 | 91.9922 | -0.18265 | -0.18103 | -0.25028 | -0.18265 | -0.18518 | -16.0039 | -15.8477 | -21.9301 | -16.0039 | -16.2265 | -6.1239 | -6.0647 | -8.3916 | -6.1239 | -6.209
Single | Single | Single | Southern | HI | Honolulu.Intl.AP.911820 | 1 | 1211537 | 0.20529 | 29.6969 | 37.589 | 0.20374 | 37.3853 | 3292.59 | -9.9713 | -869.15 | -0.14575 | -9.8256 | -332.7616 | -9.9198 | -864.17 | -0.15566 | -9.7642 | -330.873 | -12.1281 | -1058.15 | -0.15566 | -11.9724 | -405.0828 | -9.9713 | -869.15 | -0.14575 | -9.8256 | -332.7616 | -10.0521 | -876.25 | -0.14575 | -9.9063 | -335.476 | 0.17241 | 0.035393 | 5.12 | 6.4806 | 567.6677 | -1.7191 | -1.7103 | -2.091 | -1.7191 | -1.7331 | -149.8481 | -148.9895 | -182.4332 | -149.8481 | -151.0722 | -57.3706 | -57.045 | -69.8394 | -57.3706 | -57.8386 | 0.031356 | 0.0064369 | 0.93116 | 1.1786 | 103.241 | -0.31266 | -0.31104 | -0.38028 | -0.31266 | -0.31519 | -27.2527 | -27.0965 | -33.1789 | -27.2527 | -27.4753 | -10.4339 | -10.3747 | -12.7016 | -10.4339 | -10.519
1 | 0.35 | 0.47 | Southern | TX | Houston-Bush.Intercontinental.AP.722430 | 2 | 9591173 | 20.9113 | 17.9488 | 44.6299 | 20.8761 | 23.7538 | 959.49 | -1.1108 | -72.88 | 1.8162 | -2.9269 | -66.397 | -2.0403 | -82.41 | 0.89812 | -2.9385 | -82.942 | -2.4509 | -120.44 | 2.0956 | -4.5465 | -115.9046 | -1.1108 | -72.88 | 1.8162 | -2.9269 | -66.397 | -1.1108 | -74.76 | 1.906 | -3.0168 | -67.8368 | 0.30341 | 6.3446 | 5.4458 | 13.541 | 291.1168 | -0.33701 | -0.61905 | -0.74361 | -0.33701 | -0.33703 | -22.1124 | -25.0038 | -36.5424 | -22.1124 | -22.6828 | -20.1454 | -25.1653 | -35.1664 | -20.1454 | -20.5822 | 0.24823 | 5.1908 | 4.4554 | 11.0784 | 238.1717 | -0.27572 | -0.50647 | -0.60837 | -0.27572 | -0.27574 | -18.0908 | -20.4564 | -29.8965 | -18.0908 | -18.5575 | -16.4816 | -20.5885 | -28.7707 | -16.4816 | -16.8389
2 | 0.35 | 0.42 | Southern | TX | Houston-Bush.Intercontinental.AP.722430 | 2 | 9591173 | 21.4111 | 17.2288 | 44.1996 | 21.375 | 22.8246 | 935.6 | -0.68054 | -48.99 | 1.3172 | -1.9978 | -43.9531 | -1.6101 | -58.52 | 0.39916 | -2.0093 | -60.4981 | -2.0206 | -96.55 | 1.5967 | -3.6173 | -93.4607 | -0.68054 | -48.99 | 1.3172 | -1.9978 | -43.9531 | -0.68061 | -50.87 | 1.407 | -2.0877 | -45.3929 | 0.30341 | 6.4963 | 5.2274 | 13.4105 | 283.8683 | -0.20648 | -0.48852 | -0.61308 | -0.20648 | -0.2065 | -14.8639 | -17.7554 | -29.294 | -14.8639 | -15.4344 | -13.3357 | -18.3556 | -28.3567 | -13.3357 | -13.7726 | 0.24823 | 5.3148 | 4.2767 | 10.9716 | 232.2416 | -0.16893 | -0.39967 | -0.50158 | -0.16893 | -0.16895 | -12.1607 | -14.5263 | -23.9664 | -12.1607 | -12.6273 | -10.9104 | -15.0173 | -23.1995 | -10.9104 | -11.2678
3 | 0.35 | 0.37 | Southern | TX | Houston-Bush.Intercontinental.AP.722430 | 2 | 9591173 | 21.9208 | 16.5988 | 43.8894 | 21.8839 | 22.0055 | 915.19 | -0.37032 | -28.58 | 0.8083 | -1.1786 | -25.3822 | -1.2999 | -38.11 | -0.10977 | -1.1901 | -41.9271 | -1.7104 | -76.14 | 1.0877 | -2.7981 | -74.8898 | -0.37032 | -28.58 | 0.8083 | -1.1786 | -25.3822 | -0.37039 | -30.46 | 0.89811 | -1.2685 | -26.8219 | 0.30341 | 6.651 | 5.0362 | 13.3164 | 277.6758 | -0.11236 | -0.3944 | -0.51896 | -0.11236 | -0.11238 | -8.6714 | -11.5629 | -23.1015 | -8.6714 | -9.2418 | -7.7011 | -12.721 | -22.7221 | -7.7011 | -8.138 | 0.24823 | 5.4414 | 4.1203 | 10.8946 | 227.1752 | -0.091923 | -0.32267 | -0.42457 | -0.091923 | -0.09194 | -7.0943 | -9.4599 | -18.9 | -7.0943 | -7.561 | -6.3005 | -10.4075 | -18.5897 | -6.3005 | -6.6579
4 | 0.35 | 0.32 | Southern | TX | Houston-Bush.Intercontinental.AP.722430 | 2 | 9591173 | 22.4906 | 15.9588 | 43.6192 | 22.4528 | 21.1664 | 894.78 | -0.10005 | -8.17 | 0.2395 | -0.33955 | -7.1957 | -1.0296 | -17.7 | -0.67857 | -0.35106 | -23.7407 | -1.4402 | -55.73 | 0.51891 | -1.9591 | -56.7033 | -0.10005 | -8.17 | 0.2395 | -0.33955 | -7.1957 | -0.10012 | -10.05 | 0.32931 | -0.42943 | -8.6354 | 0.30341 | 6.8238 | 4.842 | 13.2344 | 271.4832 | -0.030357 | -0.3124 | -0.43696 | -0.030357 | -0.030377 | -2.4788 | -5.3703 | -16.9089 | -2.4788 | -3.0492 | -2.1832 | -7.2031 | -17.2042 | -2.1832 | -2.6201 | 0.24823 | 5.5828 | 3.9614 | 10.8275 | 222.1089 | -0.024836 | -0.25558 | -0.35749 | -0.024836 | -0.024853 | -2.028 | -4.3936 | -13.8337 | -2.028 | -2.4947 | -1.7862 | -5.8931 | -14.0753 | -1.7862 | -2.1436
5 | 0.35 | 0.27 | Southern | TX | Houston-Bush.Intercontinental.AP.722430 | 2 | 9591173 | 22.8604 | 15.5888 | 43.479 | 22.822 | 20.6571 | 882.63 | 0.040073 | 3.98 | -0.12973 | 0.1698 | 3.4231 | -0.8895 | -5.55 | -1.0478 | 0.1583 | -13.1219 | -1.3 | -43.58 | 0.14969 | -1.4497 | -46.0845 | 0.040073 | 3.98 | -0.12973 | 0.1698 | 3.4231 | 0.040006 | 2.1 | -0.039916 | 0.079922 | 1.9833 | 0.30341 | 6.936 | 4.7298 | 13.1919 | 267.7968 | 0.012158 | -0.26988 | -0.39444 | 0.012158 | 0.012138 | 1.2076 | -1.6839 | -13.2225 | 1.2076 | 0.63716 | 1.0386 | -3.9813 | -13.9824 | 1.0386 | 0.60175 | 0.24823 | 5.6746 | 3.8696 | 10.7927 | 219.0929 | 0.0099472 | -0.2208 | -0.3227 | 0.0099472 | 0.0099306 | 0.98795 | -1.3777 | -10.8177 | 0.98795 | 0.52128 | 0.8497 | -3.2572 | -11.4394 | 0.8497 | 0.49231
6 | 0.35 | 0.23 | Southern | TX | Houston-Bush.Intercontinental.AP.722430 | 2 | 9591173 | 23.0803 | 15.3888 | 43.4089 | 23.0415 | 20.3674 | 875.81 | 0.11019 | 10.8 | -0.34927 | 0.45945 | 9.2932 | -0.81939 | 1.27 | -1.2673 | 0.44795 | -7.2518 | -1.2299 | -36.76 | -0.06985 | -1.1601 | -40.2144 | 0.11019 | 10.8 | -0.34927 | 0.45945 | 9.2932 | 0.11012 | 8.92 | -0.25946 | 0.36958 | 7.8534 | 0.30341 | 7.0027 | 4.6691 | 13.1706 | 265.7276 | 0.033432 | -0.24861 | -0.37317 | 0.033432 | 0.033412 | 3.2768 | 0.38533 | -11.1533 | 3.2768 | 2.7064 | 2.8196 | -2.2003 | -12.2014 | 2.8196 | 2.3828 | 0.24823 | 5.7292 | 3.8199 | 10.7753 | 217.4 | 0.027352 | -0.20339 | -0.3053 | 0.027352 | 0.027335 | 2.6809 | 0.31525 | -9.1248 | 2.6809 | 2.2142 | 2.3068 | -1.8001 | -9.9823 | 2.3068 | 1.9494
7 | 0.35 | 0.19 | Southern | TX | Houston-Bush.Intercontinental.AP.722430 | 2 | 9591173 | 23.6401 | 14.8288 | 43.2387 | 23.6003 | 19.6383 | 858.71 | 0.28045 | 27.9 | -0.90809 | 1.1885 | 23.9593 | -0.64912 | 18.37 | -1.8262 | 1.177 | 7.4143 | -1.0597 | -19.66 | -0.62868 | -0.43098 | -25.5483 | 0.28045 | 27.9 | -0.90809 | 1.1885 | 23.9593 | 0.28038 | 26.02 | -0.81828 | 1.0987 | 22.5195 | 0.30341 | 7.1726 | 4.4992 | 13.1189 | 260.5393 | 0.085091 | -0.19695 | -0.32151 | 0.085091 | 0.08507 | 8.4651 | 5.5736 | -5.965 | 8.4651 | 7.8947 | 7.2694 | 2.2496 | -7.7516 | 7.2694 | 6.8326 | 0.24823 | 5.8681 | 3.6809 | 10.733 | 213.1553 | 0.069615 | -0.16113 | -0.26304 | 0.069615 | 0.069599 | 6.9255 | 4.5599 | -4.8802 | 6.9255 | 6.4589 | 5.9474 | 1.8404 | -6.3418 | 5.9474 | 5.59
8 | 0.35 | 0.17 | Southern | TX | Houston-Bush.Intercontinental.AP.722430 | 2 | 9591173 | 23.9399 | 14.5389 | 43.1586 | 23.8997 | 19.2588 | 849.91 | 0.36055 | 36.7 | -1.2075 | 1.568 | 31.4428 | -0.56902 | 27.17 | -2.1255 | 1.5565 | 14.8978 | -0.97955 | -10.86 | -0.92805 | -0.051504 | -18.0648 | 0.36055 | 36.7 | -1.2075 | 1.568 | 31.4428 | 0.36048 | 34.82 | -1.1177 | 1.4781 | 30.003 | 0.30341 | 7.2636 | 4.4112 | 13.0946 | 257.8693 | 0.10939 | -0.17265 | -0.2972 | 0.10939 | 0.10937 | 11.1351 | 8.2436 | -3.295 | 11.1351 | 10.5647 | 9.54 | 4.5201 | -5.481 | 9.54 | 9.1032 | 0.24823 | 5.9426 | 3.6089 | 10.7131 | 210.9709 | 0.089499 | -0.14125 | -0.24315 | 0.089499 | 0.089482 | 9.1099 | 6.7443 | -2.6957 | 9.1099 | 8.6433 | 7.805 | 3.698 | -4.4842 | 7.805 | 7.4476
9 | 0.33 | 0.47 | Southern | TX | Houston-Bush.Intercontinental.AP.722430 | 2 | 9591173 | 20.5614 | 17.9588 | 44.29 | 20.5268 | 23.7632 | 956.27 | -0.77091 | -69.66 | 2.1655 | -2.9364 | -60.5661 | -1.7005 | -79.19 | 1.2474 | -2.9479 | -77.1111 | -2.111 | -117.22 | 2.4449 | -4.5559 | -110.0737 | -0.77091 | -69.66 | 2.1655 | -2.9364 | -60.5661 | -0.77097 | -71.54 | 2.2553 | -3.0262 | -62.0059 | 0.30341 | 6.2385 | 5.4489 | 13.4379 | 290.1398 | -0.2339 | -0.51594 | -0.6405 | -0.2339 | -0.23392 | -21.1354 | -24.0269 | -35.5655 | -21.1354 | -21.7058 | -18.3762 | -23.3961 | -33.3972 | -18.3762 | -18.8131 | 0.24823 | 5.1039 | 4.4579 | 10.994 | 237.3724 | -0.19136 | -0.42211 | -0.52401 | -0.19136 | -0.19138 | -17.2915 | -19.6571 | -29.0972 | -17.2915 | -17.7582 | -15.0342 | -19.1411 | -27.3233 | -15.0342 | -15.3916
10 | 0.33 | 0.42 | Southern | TX | Houston-Bush.Intercontinental.AP.722430 | 2 | 9591173 | 21.0612 | 17.2388 | 43.8498 | 21.0258 | 22.8241 | 932.07 | -0.3307 | -45.46 | 1.6665 | -1.9972 | -37.7868 | -1.2603 | -54.99 | 0.74843 | -2.0087 | -54.3318 | -1.6708 | -93.02 | 1.9459 | -3.6167 | -87.2944 | -0.3307 | -45.46 | 1.6665 | -1.9972 | -37.7868 | -0.33077 | -47.34 | 1.7563 | -2.0871 | -39.2266 | 0.30341 | 6.3901 | 5.2304 | 13.3044 | 282.7973 | -0.10034 | -0.38238 | -0.50694 | -0.10034 | -0.10036 | -13.7929 | -16.6844 | -28.223 | -13.7929 | -14.3633 | -11.4648 | -16.4847 | -26.4858 | -11.4648 | -11.9016 | 0.24823 | 5.228 | 4.2792 | 10.8847 | 231.3653 | -0.08209 | -0.31284 | -0.41474 | -0.08209 | -0.082106 | -11.2844 | -13.65 | -23.0901 | -11.2844 | -11.7511 | -9.3797 | -13.4866 | -21.6689 | -9.3797 | -9.7371
11 | 0.33 | 0.37 | Southern | TX | Houston-Bush.Intercontinental.AP.722430 | 2 | 9591173 | 21.561 | 16.6089 | 43.5296 | 21.5247 | 22.0049 | 911.58 | -0.010484 | -24.97 | 1.1675 | -1.178 | -19.0395 | -0.94006 | -34.5 | 0.24948 | -1.1895 | -35.5845 | -1.3506 | -72.53 | 1.447 | -2.7976 | -68.5471 | -0.010484 | -24.97 | 1.1675 | -1.178 | -19.0395 | -0.010551 | -26.85 | 1.2574 | -1.2679 | -20.4793 | 0.30341 | 6.5418 | 5.0393 | 13.2072 | 276.5805 | -0.0031809 | -0.28522 | -0.40978 | -0.0031809 | -0.0032013 | -7.5761 | -10.4676 | -22.0062 | -7.5761 | -8.1465 | -5.7767 | -10.7966 | -20.7977 | -5.7767 | -6.2136 | 0.24823 | 5.352 | 4.1228 | 10.8052 | 226.2791 | -0.0026024 | -0.23335 | -0.33525 | -0.0026024 | -0.0026191 | -6.1982 | -8.5638 | -18.0039 | -6.1982 | -6.6649 | -4.7261 | -8.8331 | -17.0153 | -4.7261 | -5.0835
12 | 0.33 | 0.32 | Southern | TX | Houston-Bush.Intercontinental.AP.722430 | 2 | 9591173 | 22.1208 | 15.9688 | 43.2493 | 22.0835 | 21.1658 | 891.07 | 0.26978 | -4.46 | 0.60872 | -0.33894 | -0.67671 | -0.6598 | -13.99 | -0.30935 | -0.35045 | -17.2217 | -1.0703 | -52.02 | 0.88814 | -1.9585 | -50.1843 | 0.26978 | -4.46 | 0.60872 | -0.33894 | -0.67671 | 0.26971 | -6.34 | 0.69853 | -0.42882 | -2.1165 | 0.30341 | 6.7116 | 4.8451 | 13.1222 | 270.3576 | 0.081853 | -0.20019 | -0.32474 | 0.081853 | 0.081833 | -1.3532 | -4.2447 | -15.7833 | -1.3532 | -1.9236 | -0.20532 | -5.2252 | -15.2263 | -0.20532 | -0.64215 | 0.24823 | 5.491 | 3.9639 | 10.7357 | 221.188 | 0.066967 | -0.16378 | -0.26568 | 0.066967 | 0.06695 | -1.1071 | -3.4727 | -12.9128 | -1.1071 | -1.5738 | -0.16798 | -4.2749 | -12.4571 | -0.16798 | -0.52536
13 | 0.33 | 0.27 | Southern | TX | Houston-Bush.Intercontinental.AP.722430 | 2 | 9591173 | 22.4906 | 15.5888 | 43.0992 | 22.4528 | 20.6464 | 878.63 | 0.41991 | 7.98 | 0.2395 | 0.18041 | 10.278 | -0.50967 | -1.55 | -0.67857 | 0.1689 | -6.267 | -0.9202 | -39.58 | 0.51891 | -1.4391 | -39.2296 | 0.41991 | 7.98 | 0.2395 | 0.18041 | 10.278 | 0.41984 | 6.1 | 0.32931 | 0.09053 | 8.8383 | 0.30341 | 6.8238 | 4.7298 | 13.0766 | 266.5832 | 0.1274 | -0.15464 | -0.2792 | 0.1274 | 0.12738 | 2.4212 | -0.47028 | -12.0089 | 2.4212 | 1.8508 | 3.1184 | -1.9014 | -11.9026 | 3.1184 | 2.6816 | 0.24823 | 5.5828 | 3.8696 | 10.6984 | 218.1 | 0.10423 | -0.12651 | -0.22842 | 0.10423 | 0.10422 | 1.9809 | -0.38475 | -9.8248 | 1.9809 | 1.5142 | 2.5513 | -1.5556 | -9.7379 | 2.5513 | 2.1939
14 | 0.33 | 0.23 | Southern | TX | Houston-Bush.Intercontinental.AP.722430 | 2 | 9591173 | 22.7105 | 15.3888 | 43.0291 | 22.6723 | 20.3568 | 871.79 | 0.49 | 14.82 | 0.019956 | 0.47004 | 16.1475 | -0.43957 | 5.29 | -0.89811 | 0.45854 | -0.39748 | -0.8501 | -32.74 | 0.29937 | -1.1495 | -33.3601 | 0.49 | 14.82 | 0.019956 | 0.47004 | 16.1475 | 0.48993 | 12.94 | 0.10977 | 0.38017 | 14.7078 | 0.30341 | 6.8905 | 4.6691 | 13.0554 | 264.5079 | 0.14867 | -0.13337 | -0.25793 | 0.14867 | 0.14865 | 4.4965 | 1.605 | -9.9336 | 4.4965 | 3.9261 | 4.8993 | -0.1206 | -10.1217 | 4.8993 | 4.4624 | 0.24823 | 5.6374 | 3.8199 | 10.681 | 216.4022 | 0.12163 | -0.10911 | -0.21102 | 0.12163 | 0.12162 | 3.6787 | 1.3131 | -8.127 | 3.6787 | 3.2121 | 4.0083 | -0.098665 | -8.2809 | 4.0083 | 3.6509
15 | 0.33 | 0.19 | Southern | TX | Houston-Bush.Intercontinental.AP.722430 | 2 | 9591173 | 23.2703 | 14.8288 | 42.8489 | 23.2311 | 19.6177 | 854.41 | 0.67024 | 32.2 | -0.53887 | 1.2091 | 31.149 | -0.25933 | 22.67 | -1.4569 | 1.1976 | 14.604 | -0.66986 | -15.36 | -0.25945 | -0.41041 | -18.3586 | 0.67024 | 32.2 | -0.53887 | 1.2091 | 31.149 | 0.67017 | 30.32 | -0.44906 | 1.1192 | 29.7092 | 0.30341 | 7.0604 | 4.4992 | 13.0007 | 259.2347 | 0.20336 | -0.078684 | -0.20324 | 0.20336 | 0.20334 | 9.7697 | 6.8783 | -4.6603 | 9.7697 | 9.1993 | 9.4508 | 4.431 | -5.5701 | 9.4508 | 9.014 | 0.24823 | 5.7763 | 3.6809 | 10.6363 | 212.088 | 0.16637 | -0.064374 | -0.16628 | 0.16637 | 0.16636 | 7.9929 | 5.6273 | -3.8128 | 7.9929 | 7.5263 | 7.732 | 3.6251 | -4.5571 | 7.732 | 7.3746
16 | 0.33 | 0.17 | Southern | TX | Houston-Bush.Intercontinental.AP.722430 | 2 | 9591173 | 23.5701 | 14.5388 | 42.7687 | 23.5305 | 19.2382 | 845.59 | 0.75039 | 41.02 | -0.83824 | 1.5886 | 38.6339 | -0.17919 | 31.49 | -1.7563 | 1.5771 | 22.0889 | -0.58972 | -6.54 | -0.55882 | -0.030894 | -10.8737 | 0.75039 | 41.02 | -0.83824 | 1.5886 | 38.6339 | 0.75032 | 39.14 | -0.74843 | 1.4987 | 37.1941 | 0.30341 | 7.1514 | 4.4112 | 12.9764 | 256.5586 | 0.22767 | -0.054367 | -0.17893 | 0.22767 | 0.22765 | 12.4458 | 9.5543 | -1.9843 | 12.4458 | 11.8754 | 11.7218 | 6.7019 | -3.2992 | 11.7218 | 11.285 | 0.24823 | 5.8507 | 3.6089 | 10.6164 | 209.8986 | 0.18627 | -0.04448 | -0.14638 | 0.18627 | 0.18625 | 10.1823 | 7.8167 | -1.6234 | 10.1823 | 9.7156 | 9.59 | 5.4831 | -2.6992 | 9.59 | 9.2326
17 | 0.3 | 0.47 | Southern | TX | Houston-Bush.Intercontinental.AP.722430 | 2 | 9591173 | 20.0217 | 17.9888 | 43.7603 | 19.9879 | 23.7724 | 951.13 | -0.24118 | -64.52 | 2.7043 | -2.9455 | -51.3892 | -1.1708 | -74.05 | 1.7862 | -2.957 | -67.9342 | -1.5813 | -112.08 | 2.9837 | -4.565 | -100.8968 | -0.24118 | -64.52 | 2.7043 | -2.9455 | -51.3892 | -0.24125 | -66.4 | 2.7941 | -3.0354 | -52.829 | 0.30341 | 6.0747 | 5.458 | 13.2772 | 288.5803 | -0.073177 | -0.35522 | -0.47978 | -0.073177 | -0.073197 | -19.5759 | -22.4673 | -34.0059 | -19.5759 | -20.1463 | -15.5919 | -20.6118 | -30.6129 | -15.5919 | -16.0287 | 0.24823 | 4.9699 | 4.4653 | 10.8625 | 236.0965 | -0.059868 | -0.29061 | -0.39252 | -0.059868 | -0.059885 | -16.0156 | -18.3812 | -27.8213 | -16.0156 | -16.4823 | -12.7562 | -16.8631 | -25.0454 | -12.7562 | -13.1136
18 | 0.3 | 0.42 | Southern | TX | Houston-Bush.Intercontinental.AP.722430 | 2 | 9591173 | 20.5215 | 17.2588 | 43.3101 | 20.4869 | 22.8232 | 926.64 | 0.20904 | -40.03 | 2.2054 | -1.9963 | -28.2732 | -0.72054 | -49.56 | 1.2873 | -2.0078 | -44.8182 | -1.1311 | -87.59 | 2.4848 | -3.6159 | -77.7808 | 0.20904 | -40.03 | 2.2054 | -1.9963 | -28.2732 | 0.20897 | -41.91 | 2.2952 | -2.0862 | -29.713 | 0.30341 | 6.2264 | 5.2365 | 13.1406 | 281.1498 | 0.063423 | -0.21862 | -0.34318 | 0.063423 | 0.063403 | -12.1454 | -15.0369 | -26.5755 | -12.1454 | -12.7158 | -8.5783 | -13.5982 | -23.5993 | -8.5783 | -9.0151 | 0.24823 | 5.094 | 4.2841 | 10.7507 | 230.0174 | 0.051888 | -0.17886 | -0.28076 | 0.051888 | 0.051872 | -9.9365 | -12.3021 | -21.7422 | -9.9365 | -10.4032 | -7.0182 | -11.1251 | -19.3073 | -7.0182 | -7.3756
19 | 0.3 | 0.37 | Southern | TX | Houston-Bush.Intercontinental.AP.722430 | 2 | 9591173 | 21.0213 | 16.6288 | 42.9898 | 20.9858 | 22.004 | 906.18 | 0.52926 | -19.57 | 1.7064 | -1.1772 | -9.5259 | -0.40032 | -29.1 | 0.78835 | -1.1887 | -26.0709 | -0.81085 | -67.13 | 1.9858 | -2.7967 | -59.0335 | 0.52926 | -19.57 | 1.7064 | -1.1772 | -9.5259 | 0.52919 | -21.45 | 1.7962 | -1.267 | -10.9657 | 0.30341 | 6.378 | 5.0453 | 13.0435 | 274.9421 | 0.16058 | -0.12146 | -0.24602 | 0.16058 | 0.16056 | -5.9377 | -8.8292 | -20.3678 | -5.9377 | -6.5081 | -2.8902 | -7.9101 | -17.9112 | -2.8902 | -3.3271 | 0.24823 | 5.2181 | 4.1277 | 10.6713 | 224.9387 | 0.13138 | -0.09937 | -0.20127 | 0.13138 | 0.13136 | -4.8578 | -7.2234 | -16.6635 | -4.8578 | -5.3245 | -2.3646 | -6.4715 | -14.6537 | -2.3646 | -2.722
20 | 0.3 | 0.32 | Southern | TX | Houston-Bush.Intercontinental.AP.722430 | 2 | 9591173 | 21.571 | 15.9788 | 42.6896 | 21.5347 | 21.1549 | 885.26 | 0.8295 | 1.35 | 1.1576 | -0.32807 | 9.3485 | -0.10008 | -8.18 | 0.2395 | -0.33958 | -7.1965 | -0.51061 | -46.21 | 1.437 | -1.9476 | -40.1591 | 0.8295 | 1.35 | 1.1576 | -0.32807 | 9.3485 | 0.82943 | -0.53 | 1.2474 | -0.41795 | 7.9088 | 0.30341 | 6.5448 | 4.8481 | 12.9524 | 268.5948 | 0.25168 | -0.030364 | -0.15492 | 0.25168 | 0.25166 | 0.4096 | -2.4819 | -14.0205 | 0.4096 | -0.16081 | 2.8364 | -2.1835 | -12.1846 | 2.8364 | 2.3996 | 0.24823 | 5.3545 | 3.9664 | 10.5967 | 219.7458 | 0.2059 | -0.024842 | -0.12675 | 0.2059 | 0.20589 | 0.33511 | -2.0305 | -11.4706 | 0.33511 | -0.13156 | 2.3206 | -1.7864 | -9.9686 | 2.3206 | 1.9632
21 | 0.3 | 0.27 | Southern | TX | Houston-Bush.Intercontinental.AP.722430 | 2 | 9591173 | 21.9309 | 15.5988 | 42.5295 | 21.8939 | 20.6356 | 872.69 | 0.98963 | 13.92 | 0.79832 | 0.1913 | 20.4796 | 0.06005 | 4.39 | -0.11975 | 0.1798 | 3.9347 | -0.35048 | -33.64 | 1.0777 | -1.4282 | -29.0279 | 0.98963 | 13.92 | 0.79832 | 0.1913 | 20.4796 | 0.98956 | 12.04 | 0.88813 | 0.10142 | 19.0399 | 0.30341 | 6.654 | 4.7328 | 12.9038 | 264.781 | 0.30026 | 0.01822 | -0.10634 | 0.30026 | 0.30024 | 4.2234 | 1.332 | -10.2066 | 4.2234 | 3.653 | 6.2137 | 1.1938 | -8.8073 | 6.2137 | 5.7769 | 0.24823 | 5.4438 | 3.8721 | 10.557 | 216.6256 | 0.24565 | 0.014906 | -0.086999 | 0.24565 | 0.24564 | 3.4553 | 1.0897 | -8.3504 | 3.4553 | 2.9887 | 5.0836 | 0.97669 | -7.2055 | 5.0836 | 4.7262
22 | 0.3 | 0.23 | Southern | TX | Houston-Bush.Intercontinental.AP.722430 | 2 | 9591173 | 22.1508 | 15.3888 | 42.4494 | 22.1135 | 20.3359 | 865.58 | 1.0697 | 21.03 | 0.57878 | 0.49094 | 26.6851 | 0.14015 | 11.5 | -0.33929 | 0.47943 | 10.1402 | -0.27039 | -26.53 | 0.8582 | -1.1286 | -22.8224 | 1.0697 | 21.03 | 0.57878 | 0.49094 | 26.6851 | 1.0697 | 19.15 | 0.66859 | 0.40106 | 25.2454 | 0.30341 | 6.7207 | 4.6691 | 12.8795 | 262.6237 | 0.32456 | 0.042521 | -0.082037 | 0.32456 | 0.32454 | 6.3807 | 3.4892 | -8.0494 | 6.3807 | 5.8103 | 8.0965 | 3.0766 | -6.9245 | 8.0965 | 7.6597 | 0.24823 | 5.4984 | 3.8199 | 10.5371 | 214.8607 | 0.26553 | 0.034788 | -0.067117 | 0.26553 | 0.26552 | 5.2202 | 2.8546 | -6.5855 | 5.2202 | 4.7536 | 6.624 | 2.5171 | -5.6652 | 6.624 | 6.2666
23 | 0.3 | 0.19 | Southern | TX | Houston-Bush.Intercontinental.AP.722430 | 2 | 9591173 | 22.7105 | 14.8188 | 42.2591 | 22.6723 | 19.5868 | 847.86 | 1.26 | 38.75 | 0.019955 | 1.24 | 42.0234 | 0.33041 | 29.22 | -0.89811 | 1.2285 | 25.4784 | -0.080123 | -8.81 | 0.29937 | -0.37949 | -7.4842 | 1.26 | 38.75 | 0.019955 | 1.24 | 42.0234 | 1.2599 | 36.87 | 0.10977 | 1.1501 | 40.5836 | 0.30341 | 6.8905 | 4.4962 | 12.8217 | 257.2473 | 0.38229 | 0.10025 | -0.02431 | 0.38229 | 0.38227 | 11.7571 | 8.8656 | -2.673 | 11.7571 | 11.1866 | 12.7502 | 7.7303 | -2.2708 | 12.7502 | 12.3134 | 0.24823 | 5.6374 | 3.6784 | 10.4899 | 210.4621 | 0.31276 | 0.082016 | -0.019889 | 0.31276 | 0.31275 | 9.6188 | 7.2532 | -2.1869 | 9.6188 | 9.1521 | 10.4314 | 6.3244 | -1.8578 | 10.4314 | 10.074
24 | 0.3 | 0.17 | Southern | TX | Houston-Bush.Intercontinental.AP.722430 | 2 | 9591173 | 23.0104 | 14.5288 | 42.179 | 22.9717 | 19.2073 | 839.05 | 1.3401 | 47.56 | -0.27942 | 1.6195 | 49.5076 | 0.41053 | 38.03 | -1.1975 | 1.608 | 32.9626 | 0 | 0 | 0 | 0 | 0 | 1.3401 | 47.56 | -0.27942 | 1.6195 | 49.5076 | 1.34 | 45.68 | -0.1896 | 1.5296 | 48.0679 | 0.30341 | 6.9815 | 4.4082 | 12.7974 | 254.5743 | 0.4066 | 0.12456 | 0 | 0.4066 | 0.40658 | 14.4301 | 11.5386 | 0 | 14.4301 | 13.8597 | 15.021 | 10.0011 | 0 | 15.021 | 14.5842 | 0.24823 | 5.7118 | 3.6065 | 10.47 | 208.2752 | 0.33265 | 0.1019 | 0 | 0.33265 | 0.33263 | 11.8057 | 9.4401 | 0 | 11.8057 | 11.339 | 12.2891 | 8.1822 | 0 | 12.2891 | 11.9318
25 | 0.28 | 0.47 | Southern | TX | Houston-Bush.Intercontinental.AP.722430 | 2 | 9591173 | 19.7618 | 17.8588 | 43.3304 | 19.7285 | 23.6019 | 943.23 | 0.18874 | -56.62 | 2.9638 | -2.775 | -41.094 | -0.74084 | -66.15 | 2.0457 | -2.7865 | -57.639 | -1.1514 | -104.18 | 3.2432 | -4.3946 | -90.6016 | 0.18874 | -56.62 | 2.9638 | -2.775 | -41.094 | 0.18867 | -58.5 | 3.0536 | -2.8649 | -42.5338 | 0.30341 | 5.9959 | 5.4185 | 13.1468 | 286.1833 | 0.057265 | -0.22478 | -0.34933 | 0.057265 | 0.057245 | -17.1789 | -20.0704 | -31.609 | -17.1789 | -17.7494 | -12.4682 | -17.4881 | -27.4892 | -12.4682 | -12.9051 | 0.24823 | 4.9054 | 4.433 | 10.7558 | 234.1355 | 0.04685 | -0.1839 | -0.2858 | 0.04685 | 0.046834 | -14.0546 | -16.4202 | -25.8603 | -14.0546 | -14.5213 | -10.2007 | -14.3076 | -22.4898 | -10.2007 | -10.558
26 | 0.28 | 0.42 | Southern | TX | Houston-Bush.Intercontinental.AP.722430 | 2 | 9591173 | 20.1816 | 17.2488 | 42.9402 | 20.1476 | 22.7926 | 922.27 | 0.57891 | -35.66 | 2.5447 | -1.9657 | -21.2736 | -0.35066 | -45.19 | 1.6266 | -1.9772 | -37.8186 | -0.76119 | -83.22 | 2.8241 | -3.5853 | -70.7812 | 0.57891 | -35.66 | 2.5447 | -1.9657 | -21.2736 | 0.57885 | -37.54 | 2.6345 | -2.0556 | -22.7134 | 0.30341 | 6.1233 | 5.2334 | 13.0284 | 279.8239 | 0.17565 | -0.10639 | -0.23095 | 0.17565 | 0.17563 | -10.8195 | -13.711 | -25.2496 | -10.8195 | -11.3899 | -6.4546 | -11.4745 | -21.4756 | -6.4546 | -6.8914 | 0.24823 | 5.0096 | 4.2816 | 10.6589 | 228.9327 | 0.1437 | -0.087044 | -0.18895 | 0.1437 | 0.14369 | -8.8518 | -11.2174 | -20.6575 | -8.8518 | -9.3185 | -5.2807 | -9.3876 | -17.5698 | -5.2807 | -5.6381
27 | 0.28 | 0.37 | Southern | TX | Houston-Bush.Intercontinental.AP.722430 | 2 | 9591173 | 20.5815 | 16.7188 | 42.6501 | 20.5468 | 22.1033 | 904.84 | 0.86904 | -18.23 | 2.1455 | -1.2764 | -5.1348 | -0.060532 | -27.76 | 1.2274 | -1.288 | -21.6798 | -0.47106 | -65.79 | 2.4249 | -2.896 | -54.6424 | 0.86904 | -18.23 | 2.1455 | -1.2764 | -5.1348 | 0.86898 | -20.11 | 2.2353 | -1.3663 | -6.5745 | 0.30341 | 6.2446 | 5.0726 | 12.9404 | 274.5355 | 0.26367 | -0.018366 | -0.14292 | 0.26367 | 0.26365 | -5.5311 | -8.4226 | -19.9612 | -5.5311 | -6.1015 | -1.5579 | -6.5778 | -16.5789 | -1.5579 | -1.9948 | 0.24823 | 5.1089 | 4.1501 | 10.5869 | 224.6061 | 0.21572 | -0.015026 | -0.11693 | 0.21572 | 0.2157 | -4.5252 | -6.8908 | -16.3309 | -4.5252 | -4.9919 | -1.2746 | -5.3815 | -13.5637 | -1.2746 | -1.632
28 | 0.28 | 0.32 | Southern | TX | Houston-Bush.Intercontinental.AP.722430 | 2 | 9591173 | 21.0713 | 16.1388 | 42.3798 | 21.0357 | 21.3441 | 886.13 | 1.1393 | 0.48 | 1.6565 | -0.51724 | 11.7731 | 0.20971 | -9.05 | 0.73845 | -0.52874 | -4.7719 | -0.20082 | -47.08 | 1.9359 | -2.1368 | -37.7345 | 1.1393 | 0.48 | 1.6565 | -0.51724 | 11.7731 | 1.1392 | -1.4 | 1.7463 | -0.60712 | 10.3334 | 0.30341 | 6.3932 | 4.8966 | 12.8584 | 268.8588 | 0.34567 | 0.063627 | -0.060931 | 0.34567 | 0.34565 | 0.14564 | -2.7458 | -14.2844 | 0.14564 | -0.42477 | 3.572 | -1.4478 | -11.4489 | 3.572 | 3.1352 | 0.24823 | 5.2305 | 4.0061 | 10.5198 | 219.9617 | 0.2828 | 0.052055 | -0.04985 | 0.2828 | 0.28278 | 0.11915 | -2.2465 | -11.6865 | 0.11915 | -0.34752 | 2.9224 | -1.1845 | -9.3667 | 2.9224 | 2.565
29 | 0.28 | 0.27 | Southern | TX | Houston-Bush.Intercontinental.AP.722430 | 2 | 9591173 | 21.4511 | 15.7388 | 42.2097 | 21.4149 | 20.7947 | 872.84 | 1.3094 | 13.77 | 1.2773 | 0.032118 | 23.5605 | 0.37986 | 4.24 | 0.35924 | 0.020613 | 7.0155 | -0.030672 | -33.79 | 1.5567 | -1.5874 | -25.9471 | 1.3094 | 13.77 | 1.2773 | 0.032118 | 23.5605 | 1.3094 | 11.89 | 1.3671 | -0.057761 | 22.1208 | 0.30341 | 6.5084 | 4.7753 | 12.8067 | 264.8265 | 0.39729 | 0.11525 | -0.0093061 | 0.39729 | 0.39727 | 4.1779 | 1.2864 | -10.2521 | 4.1779 | 3.6075 | 7.1484 | 2.1286 | -7.8725 | 7.1484 | 6.7116 | 0.24823 | 5.3247 | 3.9068 | 10.4776 | 216.6628 | 0.32504 | 0.094291 | -0.0076136 | 0.32504 | 0.32502 | 3.4181 | 1.0525 | -8.3876 | 3.4181 | 2.9514 | 5.8484 | 1.7415 | -6.4408 | 5.8484 | 5.491
30 | 0.28 | 0.23 | Southern | TX | Houston-Bush.Intercontinental.AP.722430 | 2 | 9591173 | 21.7709 | 15.3988 | 42.0696 | 21.7343 | 20.3353 | 861.74 | 1.4496 | 24.87 | 0.95799 | 0.49157 | 33.3805 | 0.51998 | 15.34 | 0.039915 | 0.48006 | 16.8355 | 0.10945 | -22.69 | 1.2374 | -1.128 | -16.1271 | 1.4496 | 24.87 | 0.95799 | 0.49157 | 33.3805 | 1.4495 | 22.99 | 1.0478 | 0.40169 | 31.9407 | 0.30341 | 6.6055 | 4.6721 | 12.7642 | 261.4586 | 0.43981 | 0.15777 | 0.033208 | 0.43981 | 0.43979 | 7.5458 | 4.6543 | -6.8843 | 7.5458 | 6.9753 | 10.1279 | 5.108 | -4.8931 | 10.1279 | 9.6911 | 0.24823 | 5.4041 | 3.8224 | 10.4428 | 213.9075 | 0.35982 | 0.12907 | 0.027168 | 0.35982 | 0.3598 | 6.1734 | 3.8078 | -5.6323 | 6.1734 | 5.7067 | 8.2859 | 4.179 | -4.0032 | 8.2859 | 7.9286
31 | 0.28 | 0.19 | Southern | TX | Houston-Bush.Intercontinental.AP.722430 | 2 | 9591173 | 22.3207 | 14.8288 | 41.8693 | 22.2831 | 19.5862 | 843.94 | 1.6498 | 42.67 | 0.40914 | 1.2407 | 48.8943 | 0.72022 | 33.14 | -0.50893 | 1.2292 | 32.3493 | 0.30969 | -4.89 | 0.68855 | -0.37886 | -0.61327 | 1.6498 | 42.67 | 0.40914 | 1.2407 | 48.8943 | 1.6497 | 40.79 | 0.49895 | 1.1508 | 47.4546 | 0.30341 | 6.7723 | 4.4992 | 12.7035 | 256.058 | 0.50056 | 0.21852 | 0.093962 | 0.50056 | 0.50054 | 12.9464 | 10.0549 | -1.4837 | 12.9464 | 12.376 | 14.8349 | 9.815 | -0.18607 | 14.8349 | 14.3981 | 0.24823 | 5.5406 | 3.6809 | 10.3931 | 209.489 | 0.40952 | 0.17878 | 0.076874 | 0.40952 | 0.40951 | 10.5919 | 8.2263 | -1.2138 | 10.5919 | 10.1252 | 12.1369 | 8.03 | -0.15223 | 12.1369 | 11.7795
32 | 0.28 | 0.17 | Southern | TX | Houston-Bush.Intercontinental.AP.722430 | 2 | 9591173 | 22.6106 | 14.5388 | 41.7792 | 22.5725 | 19.2067 | 835.06 | 1.7399 | 51.55 | 0.11974 | 1.6202 | 56.5548 | 0.81034 | 42.02 | -0.79833 | 1.6087 | 40.0099 | 0.39981 | 3.99 | 0.39916 | 0.000651 | 7.0472 | 1.7399 | 51.55 | 0.11974 | 1.6202 | 56.5548 | 1.7398 | 49.67 | 0.20956 | 1.5303 | 55.1151 | 0.30341 | 6.8602 | 4.4112 | 12.6761 | 253.3637 | 0.5279 | 0.24586 | 0.12131 | 0.5279 | 0.52788 | 15.6407 | 12.7492 | 1.2106 | 15.6407 | 15.0703 | 17.1592 | 12.1393 | 2.1382 | 17.1592 | 16.7223 | 0.24823 | 5.6126 | 3.6089 | 10.3707 | 207.2848 | 0.4319 | 0.20115 | 0.099244 | 0.4319 | 0.43188 | 12.7961 | 10.4305 | 0.99043 | 12.7961 | 12.3295 | 14.0385 | 9.9315 | 1.7493 | 14.0385 | 13.6811
33 | 0.27 | 0.47 | Southern | TX | Houston-Bush.Intercontinental.AP.722430 | 2 | 9591173 | 19.6119 | 17.8388 | 43.1405 | 19.5788 | 23.5617 | 940.47 | 0.37865 | -53.86 | 3.1135 | -2.7348 | -37.1078 | -0.55093 | -63.39 | 2.1954 | -2.7463 | -53.6527 | -0.96146 | -101.42 | 3.3929 | -4.3543 | -86.6154 | 0.37865 | -53.86 | 3.1135 | -2.7348 | -37.1078 | 0.37858 | -55.74 | 3.2033 | -2.8247 | -38.5475 | 0.30341 | 5.9504 | 5.4124 | 13.0892 | 285.3459 | 0.11488 | -0.16716 | -0.29171 | 0.11488 | 0.11486 | -16.3415 | -19.233 | -30.7716 | -16.3415 | -16.912 | -11.2588 | -16.2787 | -26.2798 | -11.2588 | -11.6956 | 0.24823 | 4.8682 | 4.4281 | 10.7086 | 233.4504 | 0.093991 | -0.13676 | -0.23866 | 0.093991 | 0.093974 | -13.3695 | -15.7351 | -25.1752 | -13.3695 | -13.8362 | -9.2112 | -13.3181 | -21.5003 | -9.2112 | -9.5685
34 | 0.27 | 0.42 | Southern | TX | Houston-Bush.Intercontinental.AP.722430 | 2 | 9591173 | 20.0017 | 17.2388 | 42.7403 | 19.968 | 22.7724 | 919.85 | 0.77878 | -33.24 | 2.7243 | -1.9455 | -17.4319 | -0.1508 | -42.77 | 1.8062 | -1.957 | -33.9769 | -0.56133 | -80.8 | 3.0037 | -3.565 | -66.9395 | 0.77878 | -33.24 | 2.7243 | -1.9455 | -17.4319 | 0.77871 | -35.12 | 2.8141 | -2.0354 | -18.8716 | 0.30341 | 6.0687 | 5.2304 | 12.9677 | 279.0897 | 0.23629 | -0.045752 | -0.17031 | 0.23629 | 0.23627 | -10.0853 | -12.9768 | -24.5154 | -10.0853 | -10.6557 | -5.289 | -10.3089 | -20.31 | -5.289 | -5.7258 | 0.24823 | 4.965 | 4.2792 | 10.6093 | 228.332 | 0.19331 | -0.037431 | -0.13934 | 0.19331 | 0.1933 | -8.2511 | -10.6167 | -20.0568 | -8.2511 | -8.7177 | -4.3271 | -8.434 | -16.6162 | -4.3271 | -4.6845
35 | 0.27 | 0.37 | Southern | TX | Houston-Bush.Intercontinental.AP.722430 | 2 | 9591173 | 20.3416 | 16.8188 | 42.5301 | 20.3073 | 22.2229 | 906.16 | 0.98897 | -19.55 | 2.385 | -1.396 | -4.9378 | 0.059394 | -29.08 | 1.4669 | -1.4075 | -21.4828 | -0.35114 | -67.11 | 2.6644 | -3.0155 | -54.4454 | 0.98897 | -19.55 | 2.385 | -1.396 | -4.9378 | 0.9889 | -21.43 | 2.4748 | -1.4859 | -6.3776 | 0.30341 | 6.1718 | 5.103 | 12.904 | 274.936 | 0.30006 | 0.018021 | -0.10654 | 0.30006 | 0.30004 | -5.9316 | -8.8231 | -20.3617 | -5.9316 | -6.502 | -1.4982 | -6.5181 | -16.5192 | -1.4982 | -1.935 | 0.24823 | 5.0493 | 4.1749 | 10.5571 | 224.9337 | 0.24549 | 0.014743 | -0.087162 | 0.24549 | 0.24547 | -4.8528 | -7.2185 | -16.6585 | -4.8528 | -5.3195 | -1.2257 | -5.3326 | -13.5148 | -1.2257 | -1.5831
36 | 0.27 | 0.32 | Southern | TX | Houston-Bush.Intercontinental.AP.722430 | 2 | 9591173 | 20.7814 | 16.2888 | 42.2699 | 20.7463 | 21.5236 | 888.8 | 1.2492 | -2.19 | 1.9459 | -0.69675 | 10.8338 | 0.31959 | -11.72 | 1.0278 | -0.70825 | -5.7111 | -0.090943 | -49.75 | 2.2253 | -2.3163 | -38.6738 | 1.2492 | -2.19 | 1.9459 | -0.69675 | 10.8338 | 1.2491 | -4.07 | 2.0357 | -0.78663 | 9.3941 | 0.30341 | 6.3052 | 4.9422 | 12.825 | 269.6689 | 0.37901 | 0.096965 | -0.027593 | 0.37901 | 0.37899 | -0.66446 | -3.5559 | -15.0945 | -0.66446 | -1.2349 | 3.2871 | -1.7328 | -11.7339 | 3.2871 | 2.8502 | 0.24823 | 5.1585 | 4.0433 | 10.4926 | 220.6245 | 0.31008 | 0.07933 | -0.022575 | 0.31008 | 0.31006 | -0.54362 | -2.9092 | -12.3493 | -0.54362 | -1.0103 | 2.6893 | -1.4177 | -9.5999 | 2.6893 | 2.3319
37 | 0.27 | 0.27 | Southern | TX | Houston-Bush.Intercontinental.AP.722430 | 2 | 9591173 | 21.2012 | 15.8188 | 42.0598 | 21.1655 | 20.8943 | 873.45 | 1.4593 | 13.16 | 1.5268 | -0.067456 | 24.6051 | 0.52976 | 3.63 | 0.60872 | -0.078961 | 8.0601 | 0.11923 | -34.4 | 1.8062 | -1.687 | -24.9025 | 1.4593 | 13.16 | 1.5268 | -0.067456 | 24.6051 | 1.4593 | 11.28 | 1.6166 | -0.15733 | 23.1654 | 0.30341 | 6.4326 | 4.7996 | 12.7613 | 265.0115 | 0.44277 | 0.16073 | 0.036175 | 0.44277 | 0.44275 | 3.9928 | 1.1014 | -10.4372 | 3.9928 | 3.4224 | 7.4654 | 2.4455 | -7.5556 | 7.4654 | 7.0285 | 0.24823 | 5.2627 | 3.9267 | 10.4404 | 216.8142 | 0.36225 | 0.1315 | 0.029596 | 0.36225 | 0.36223 | 3.2667 | 0.90107 | -8.539 | 3.2667 | 2.8 | 6.1077 | 2.0007 | -6.1815 | 6.1077 | 5.7503
38 | 0.27 | 0.23 | Southern | TX | Houston-Bush.Intercontinental.AP.722430 | 2 | 9591173 | 21.581 | 15.4088 | 41.8896 | 21.5447 | 20.3449 | 860.15 | 1.6295 | 26.46 | 1.1476 | 0.48192 | 36.3931 | 0.69993 | 16.93 | 0.22952 | 0.47041 | 19.8482 | 0.2894 | -21.1 | 1.427 | -1.1376 | -13.1144 | 1.6295 | 26.46 | 1.1476 | 0.48192 | 36.3931 | 1.6294 | 24.58 | 1.2374 | 0.39204 | 34.9534 | 0.30341 | 6.5479 | 4.6752 | 12.7096 | 260.9762 | 0.4944 | 0.21236 | 0.087806 | 0.4944 | 0.49438 | 8.0282 | 5.1367 | -6.4019 | 8.0282 | 7.4578 | 11.042 | 6.0221 | -3.979 | 11.042 | 10.6051 | 0.24823 | 5.357 | 3.8249 | 10.3981 | 213.5128 | 0.40449 | 0.17374 | 0.071837 | 0.40449 | 0.40447 | 6.5681 | 4.2025 | -5.2376 | 6.5681 | 6.1014 | 9.0338 | 4.9269 | -3.2554 | 9.0338 | 8.6764
39 | 0.27 | 0.19 | Southern | TX | Houston-Bush.Intercontinental.AP.722430 | 2 | 9591173 | 22.1208 | 14.8388 | 41.6794 | 22.0835 | 19.5958 | 842.24 | 1.8397 | 44.37 | 0.60872 | 1.231 | 52.0833 | 0.91017 | 34.84 | -0.30935 | 1.2195 | 35.5383 | 0.49964 | -3.19 | 0.88813 | -0.3885 | 2.5757 | 1.8397 | 44.37 | 0.60872 | 1.231 | 52.0833 | 1.8397 | 42.49 | 0.69853 | 1.1411 | 50.6436 | 0.30341 | 6.7116 | 4.5022 | 12.6458 | 255.5422 | 0.55819 | 0.27615 | 0.15159 | 0.55819 | 0.55817 | 13.4622 | 10.5707 | -0.96787 | 13.4622 | 12.8918 | 15.8025 | 10.7826 | 0.78149 | 15.8025 | 15.3657 | 0.24823 | 5.491 | 3.6834 | 10.346 | 209.067 | 0.45667 | 0.22593 | 0.12402 | 0.45667 | 0.45666 | 11.0138 | 8.6482 | -0.79185 | 11.0138 | 10.5472 | 12.9285 | 8.8216 | 0.63936 | 12.9285 | 12.5711
40 | 0.27 | 0.17 | Southern | TX | Houston-Bush.Intercontinental.AP.722430 | 2 | 9591173 | 22.4107 | 14.5388 | 41.5793 | 22.3729 | 19.2063 | 833.04 | 1.9398 | 53.57 | 0.31932 | 1.6205 | 60.0791 | 1.0103 | 44.04 | -0.59875 | 1.609 | 43.5342 | 0.59974 | 6.01 | 0.59874 | 0.000997 | 10.5715 | 1.9398 | 53.57 | 0.31932 | 1.6205 | 60.0791 | 1.9398 | 51.69 | 0.40914 | 1.5306 | 58.6394 | 0.30341 | 6.7996 | 4.4112 | 12.6155 | 252.7508 | 0.58856 | 0.30652 | 0.18197 | 0.58856 | 0.58854 | 16.2536 | 13.3621 | 1.8235 | 16.2536 | 15.6831 | 18.2285 | 13.2086 | 3.2075 | 18.2285 | 17.7917 | 0.24823 | 5.5629 | 3.6089 | 10.3211 | 206.7834 | 0.48152 | 0.25078 | 0.14887 | 0.48152 | 0.48151 | 13.2975 | 10.9319 | 1.4918 | 13.2975 | 12.8309 | 14.9133 | 10.8064 | 2.6241 | 14.9133 | 14.5559
41 | 0.26 | 0.47 | Southern | TX | Houston-Bush.Intercontinental.AP.722430 | 2 | 9591173 | 19.452 | 17.8188 | 42.9505 | 19.4191 | 23.5314 | 937.92 | 0.56858 | -51.31 | 3.2731 | -2.7045 | -33.2805 | -0.361 | -60.84 | 2.3551 | -2.7161 | -49.8255 | -0.77153 | -98.87 | 3.5525 | -4.3241 | -82.7881 | 0.56858 | -51.31 | 3.2731 | -2.7045 | -33.2805 | 0.56851 | -53.19 | 3.3629 | -2.7944 | -34.7202 | 0.30341 | 5.9019 | 5.4064 | 13.0315 | 284.5722 | 0.17251 | -0.10953 | -0.23409 | 0.17251 | 0.17249 | -15.5679 | -18.4593 | -29.9979 | -15.5679 | -16.1383 | -10.0976 | -15.1174 | -25.1186 | -10.0976 | -10.5344 | 0.24823 | 4.8285 | 4.4231 | 10.6615 | 232.8174 | 0.14114 | -0.089609 | -0.19151 | 0.14114 | 0.14112 | -12.7365 | -15.1022 | -24.5422 | -12.7365 | -13.2032 | -8.2611 | -12.368 | -20.5503 | -8.2611 | -8.6185
42 | 0.26 | 0.42 | Southern | TX | Houston-Bush.Intercontinental.AP.722430 | 2 | 9591173 | 19.8318 | 17.2288 | 42.5504 | 19.7983 | 22.7521 | 917.5 | 0.96871 | -30.89 | 2.8939 | -1.9252 | -13.7645 | 0.039132 | -40.42 | 1.9759 | -1.9367 | -30.3095 | -0.3714 | -78.45 | 3.1733 | -3.5447 | -63.2721 | 0.96871 | -30.89 | 2.8939 | -1.9252 | -13.7645 | 0.96864 | -32.77 | 2.9837 | -2.0151 | -15.2042 | 0.30341 | 6.0171 | 5.2274 | 12.9101 | 278.3767 | 0.29391 | 0.011873 | -0.11269 | 0.29391 | 0.29389 | -9.3723 | -12.2637 | -23.8023 | -9.3723 | -9.9427 | -4.1763 | -9.1961 | -19.1972 | -4.1763 | -4.6131 | 0.24823 | 4.9228 | 4.2767 | 10.5622 | 227.7486 | 0.24046 | 0.0097136 | -0.092191 | 0.24046 | 0.24044 | -7.6677 | -10.0334 | -19.4734 | -7.6677 | -8.1344 | -3.4167 | -7.5236 | -15.7059 | -3.4167 | -3.7741
43 | 0.26 | 0.37 | Southern | TX | Houston-Bush.Intercontinental.AP.722430 | 2 | 9591173 | 20.0917 | 16.9188 | 42.4003 | 20.0578 | 22.3425 | 907.36 | 1.1188 | -20.75 | 2.6345 | -1.5156 | -4.5668 | 0.18925 | -30.28 | 1.7164 | -1.5271 | -21.1118 | -0.22128 | -68.31 | 2.9139 | -3.1352 | -54.0744 | 1.1188 | -20.75 | 2.6345 | -1.5156 | -4.5668 | 1.1188 | -22.63 | 2.7243 | -1.6055 | -6.0065 | 0.30341 | 6.096 | 5.1333 | 12.8646 | 275.3001 | 0.33946 | 0.057421 | -0.067137 | 0.33946 | 0.33944 | -6.2957 | -9.1872 | -20.7258 | -6.2957 | -6.8661 | -1.3856 | -6.4055 | -16.4066 | -1.3856 | -1.8224 | 0.24823 | 4.9873 | 4.1997 | 10.5249 | 225.2316 | 0.27772 | 0.046978 | -0.054927 | 0.27772 | 0.27771 | -5.1507 | -7.5163 | -16.9564 | -5.1507 | -5.6174 | -1.1336 | -5.2405 | -13.4227 | -1.1336 | -1.491
44 | 0.26 | 0.32 | Southern | TX | Houston-Bush.Intercontinental.AP.722430 | 2 | 9591173 | 20.4715 | 16.4788 | 42.1901 | 20.437 | 21.7531 | 892.85 | 1.329 | -6.24 | 2.2553 | -0.92624 | 8.5662 | 0.39944 | -15.77 | 1.3372 | -0.93775 | -7.9788 | -0.011085 | -53.8 | 2.5347 | -2.5458 | -40.9414 | 1.329 | -6.24 | 2.2553 | -0.92624 | 8.5662 | 1.329 | -8.12 | 2.3451 | -1.0161 | 7.1265 | 0.30341 | 6.2112 | 4.9998 | 12.8008 | 270.8977 | 0.40324 | 0.12119 | -0.0033633 | 0.40324 | 0.40321 | -1.8933 | -4.7847 | -16.3233 | -1.8933 | -2.4637 | 2.5991 | -2.4208 | -12.4219 | 2.5991 | 2.1622 | 0.24823 | 5.0816 | 4.0905 | 10.4727 | 221.6298 | 0.3299 | 0.099153 | -0.0027516 | 0.3299 | 0.32988 | -1.5489 | -3.9145 | -13.3546 | -1.5489 | -2.0156 | 2.1264 | -1.9805 | -10.1628 | 2.1264 | 1.769
45 | 0.26 | 0.27 | Southern | TX | Houston-Bush.Intercontinental.AP.722430 | 2 | 9591173 | 20.9513 | 15.8988 | 41.8999 | 20.916 | 20.9839 | 873.72 | 1.6192 | 12.89 | 1.7763 | -0.15707 | 25.9844 | 0.68962 | 3.36 | 0.8582 | -0.16857 | 9.4395 | 0.27909 | -34.67 | 2.0557 | -1.7766 | -23.5232 | 1.6192 | 12.89 | 1.7763 | -0.15707 | 25.9844 | 1.6191 | 11.01 | 1.8661 | -0.24695 | 24.5447 | 0.30341 | 6.3568 | 4.8238 | 12.7128 | 265.0935 | 0.49128 | 0.20924 | 0.084679 | 0.49128 | 0.49126 | 3.9109 | 1.0195 | -10.5191 | 3.9109 | 3.3405 | 7.8839 | 2.864 | -7.1371 | 7.8839 | 7.4471 | 0.24823 | 5.2007 | 3.9465 | 10.4007 | 216.8812 | 0.40193 | 0.17118 | 0.069278 | 0.40193 | 0.40191 | 3.1997 | 0.83404 | -8.606 | 3.1997 | 2.733 | 6.45 | 2.3431 | -5.8391 | 6.45 | 6.0927
46 | 0.26 | 0.23 | Southern | TX | Houston-Bush.Intercontinental.AP.722430 | 2 | 9591173 | 21.3811 | 15.4088 | 41.6797 | 21.3451 | 20.3346 | 857.82 | 1.8394 | 28.79 | 1.3472 | 0.49222 | 40.252 | 0.90981 | 19.26 | 0.4291 | 0.48071 | 23.7071 | 0.49928 | -18.77 | 1.6266 | -1.1273 | -9.2555 | 1.8394 | 28.79 | 1.3472 | 0.49222 | 40.252 | 1.8393 | 26.91 | 1.437 | 0.40234 | 38.8123 | 0.30341 | 6.4872 | 4.6752 | 12.646 | 260.2693 | 0.55808 | 0.27604 | 0.15149 | 0.55808 | 0.55806 | 8.7351 | 5.8436 | -5.695 | 8.7351 | 8.1647 | 12.2128 | 7.1929 | -2.8082 | 12.2128 | 11.776 | 0.24823 | 5.3074 | 3.8249 | 10.346 | 212.9344 | 0.45659 | 0.22584 | 0.12394 | 0.45659 | 0.45657 | 7.1465 | 4.7809 | -4.6592 | 7.1465 | 6.6798 | 9.9917 | 5.8847 | -2.2975 | 9.9917 | 9.6343
47 | 0.26 | 0.19 | Southern | TX | Houston-Bush.Intercontinental.AP.722430 | 2 | 9591173 | 21.9209 | 14.8388 | 41.4695 | 21.884 | 19.5856 | 839.93 | 2.0496 | 46.68 | 0.8083 | 1.2413 | 55.9409 | 1.12 | 37.15 | -0.10977 | 1.2298 | 39.3959 | 0.70948 | -0.88 | 1.0877 | -0.37823 | 6.4333 | 2.0496 | 46.68 | 0.8083 | 1.2413 | 55.9409 | 2.0495 | 44.8 | 0.89811 | 1.1514 | 54.5012 | 0.30341 | 6.651 | 4.5022 | 12.5822 | 254.8413 | 0.62186 | 0.33982 | 0.21526 | 0.62186 | 0.62184 | 14.1631 | 11.2716 | -0.267 | 14.1631 | 13.5927 | 16.9729 | 11.953 | 1.9519 | 16.9729 | 16.5361 | 0.24823 | 5.4414 | 3.6834 | 10.2939 | 208.4936 | 0.50876 | 0.27802 | 0.17611 | 0.50876 | 0.50875 | 11.5873 | 9.2216 | -0.21844 | 11.5873 | 11.1206 | 13.8861 | 9.7792 | 1.5969 | 13.8861 | 13.5287
48 | 0.26 | 0.17 | Southern | TX | Houston-Bush.Intercontinental.AP.722430 | 2 | 9591173 | 22.2108 | 14.5488 | 41.3794 | 22.1733 | 19.2061 | 831.03 | 2.1397 | 55.58 | 0.5189 | 1.6208 | 63.6014 | 1.2101 | 46.05 | -0.39917 | 1.6093 | 47.0564 | 0.7996 | 8.02 | 0.79832 | 0.001282 | 14.0938 | 2.1397 | 55.58 | 0.5189 | 1.6208 | 63.6014 | 2.1396 | 53.7 | 0.60872 | 1.5309 | 62.1616 | 0.30341 | 6.7389 | 4.4142 | 12.5548 | 252.141 | 0.6492 | 0.36716 | 0.24261 | 0.6492 | 0.64918 | 16.8634 | 13.9719 | 2.4333 | 16.8634 | 16.293 | 19.2972 | 14.2773 | 4.2762 | 19.2972 | 18.8603 | 0.24823 | 5.5133 | 3.6114 | 10.2715 | 206.2844 | 0.53113 | 0.30039 | 0.19848 | 0.53113 | 0.53112 | 13.7965 | 11.4309 | 1.9908 | 13.7965 | 13.3298 | 15.7876 | 11.6807 | 3.4985 | 15.7876 | 15.4302
49 | 0.25 | 0.47 | Southern | TX | Houston-Bush.Intercontinental.AP.722430 | 2 | 9591173 | 19.292 | 17.7888 | 42.7506 | 19.2595 | 23.4912 | 935.06 | 0.76847 | -48.45 | 3.4328 | -2.6643 | -29.1186 | -0.16111 | -57.98 | 2.5147 | -2.6758 | -45.6636 | -0.57164 | -96.01 | 3.7122 | -4.2838 | -78.6262 | 0.76847 | -48.45 | 3.4328 | -2.6643 | -29.1186 | 0.7684 | -50.33 | 3.5226 | -2.7542 | -30.5584 | 0.30341 | 5.8534 | 5.3973 | 12.9709 | 283.7045 | 0.23316 | -0.048882 | -0.17344 | 0.23316 | 0.23314 | -14.7001 | -17.5916 | -29.1302 | -14.7001 | -15.2705 | -8.8348 | -13.8547 | -23.8558 | -8.8348 | -9.2716 | 0.24823 | 4.7888 | 4.4157 | 10.6119 | 232.1075 | 0.19075 | -0.039992 | -0.1419 | 0.19075 | 0.19074 | -12.0266 | -14.3922 | -23.8323 | -12.0266 | -12.4933 | -7.228 | -11.335 | -19.5172 | -7.228 | -7.5854
50 | 0.25 | 0.42 | Southern | TX | Houston-Bush.Intercontinental.AP.722430 | 2 | 9591173 | 19.6619 | 17.2188 | 42.3605 | 19.6287 | 22.7318 | 915.17 | 1.1586 | -28.56 | 3.0636 | -1.9049 | -10.0971 | 0.22906 | -38.09 | 2.1455 | -1.9164 | -26.6421 | -0.18147 | -76.12 | 3.343 | -3.5245 | -59.6047 | 1.1586 | -28.56 | 3.0636 | -1.9049 | -10.0971 | 1.1586 | -30.44 | 3.1534 | -1.9948 | -11.5368 | 0.30341 | 5.9656 | 5.2243 | 12.8525 | 277.6697 | 0.35154 | 0.069498 | -0.05506 | 0.35154 | 0.35152 | -8.6653 | -11.5568 | -23.0954 | -8.6653 | -9.2357 | -3.0635 | -8.0834 | -18.0845 | -3.0635 | -3.5004 | 0.24823 | 4.8806 | 4.2742 | 10.515 | 227.1703 | 0.2876 | 0.056858 | -0.045046 | 0.2876 | 0.28759 | -7.0894 | -9.455 | -18.8951 | -7.0894 | -7.556 | -2.5064 | -6.6133 | -14.7955 | -2.5064 | -2.8638
51 | 0.25 | 0.37 | Southern | TX | Houston-Bush.Intercontinental.AP.722430 | 2 | 9591173 | 19.8518 | 17.0388 | 42.2904 | 19.8183 | 22.4721 | 909 | 1.2287 | -22.39 | 2.874 | -1.6452 | -4.7066 | 0.29916 | -31.92 | 1.9559 | -1.6567 | -21.2516 | -0.11137 | -69.95 | 3.1534 | -3.2648 | -54.2142 | 1.2287 | -22.39 | 2.874 | -1.6452 | -4.7066 | 1.2287 | -24.27 | 2.9638 | -1.7351 | -6.1464 | 0.30341 | 6.0232 | 5.1697 | 12.8312 | 275.7977 | 0.37281 | 0.090767 | -0.033791 | 0.37281 | 0.37279 | -6.7933 | -9.6848 | -21.2234 | -6.7933 | -7.3637 | -1.428 | -6.4479 | -16.449 | -1.428 | -1.8649 | 0.24823 | 4.9278 | 4.2295 | 10.4976 | 225.6387 | 0.30501 | 0.074259 | -0.027646 | 0.30501 | 0.30499 | -5.5578 | -7.9234 | -17.3635 | -5.5578 | -6.0245 | -1.1683 | -5.2752 | -13.4575 | -1.1683 | -1.5257
52 | 0.25 | 0.32 | Southern | TX | Houston-Bush.Intercontinental.AP.722430 | 2 | 9591173 | 20.1517 | 16.6688 | 42.1003 | 20.1177 | 21.9826 | 896.76 | 1.4189 | -10.15 | 2.5746 | -1.1557 | 6.4742 | 0.48928 | -19.68 | 1.6565 | -1.1672 | -10.0708 | 0.078751 | -57.71 | 2.854 | -2.7753 | -43.0334 | 1.4189 | -10.15 | 2.5746 | -1.1557 | 6.4742 | 1.4188 | -12.03 | 2.6644 | -1.2456 | 5.0345 | 0.30341 | 6.1142 | 5.0575 | 12.7735 | 272.084 | 0.43049 | 0.14845 | 0.023894 | 0.43049 | 0.43047 | -3.0796 | -5.9711 | -17.5097 | -3.0796 | -3.65 | 1.9643 | -3.0555 | -13.0567 | 1.9643 | 1.5275 | 0.24823 | 5.0022 | 4.1377 | 10.4504 | 222.6004 | 0.3522 | 0.12145 | 0.019548 | 0.3522 | 0.35218 | -2.5195 | -4.8851 | -14.3252 | -2.5195 | -2.9862 | 1.6071 | -2.4998 | -10.6821 | 1.6071 | 1.2497
53 | 0.25 | 0.27 | Southern | TX | Houston-Bush.Intercontinental.AP.722430 | 2 | 9591173 | 20.7014 | 15.9788 | 41.7401 | 20.6665 | 21.0735 | 874 | 1.7791 | 12.61 | 2.0257 | -0.24669 | 27.3636 | 0.84948 | 3.08 | 1.1077 | -0.25819 | 10.8187 | 0.43895 | -34.95 | 2.3052 | -1.8662 | -22.144 | 1.7791 | 12.61 | 2.0257 | -0.24669 | 27.3636 | 1.779 | 10.73 | 2.1156 | -0.33656 | 25.9239 | 0.30341 | 6.281 | 4.8481 | 12.6643 | 265.1784 | 0.53978 | 0.25774 | 0.13318 | 0.53978 | 0.53976 | 3.826 | 0.9345 | -10.6041 | 3.826 | 3.2556 | 8.3023 | 3.2825 | -6.7186 | 8.3023 | 7.8655 | 0.24823 | 5.1387 | 3.9664 | 10.361 | 216.9507 | 0.44161 | 0.21086 | 0.10896 | 0.44161 | 0.44159 | 3.1301 | 0.76454 | -8.6755 | 3.1301 | 2.6635 | 6.7924 | 2.6855 | -5.4967 | 6.7924 | 6.435
54 | 0.25 | 0.23 | Southern | TX | Houston-Bush.Intercontinental.AP.722430 | 2 | 9591173 | 21.1912 | 15.4188 | 41.4998 | 21.1555 | 20.3443 | 856.23 | 2.0193 | 30.38 | 1.5368 | 0.48255 | 43.2641 | 1.0897 | 20.85 | 0.6187 | 0.47104 | 26.7191 | 0.67921 | -17.18 | 1.8162 | -1.137 | -6.2435 | 2.0193 | 30.38 | 1.5368 | 0.48255 | 43.2641 | 2.0192 | 28.5 | 1.6266 | 0.39267 | 41.8243 | 0.30341 | 6.4296 | 4.6782 | 12.5914 | 259.7869 | 0.61268 | 0.33064 | 0.20608 | 0.61268 | 0.61266 | 9.2175 | 6.3261 | -5.2125 | 9.2175 | 8.6471 | 13.1267 | 8.1068 | -1.8943 | 13.1267 | 12.6898 | 0.24823 | 5.2602 | 3.8274 | 10.3014 | 212.5397 | 0.50125 | 0.2705 | 0.1686 | 0.50125 | 0.50123 | 7.5411 | 5.1755 | -4.2645 | 7.5411 | 7.0745 | 10.7393 | 6.6324 | -1.5498 | 10.7393 | 10.3819
55 | 0.25 | 0.19 | Southern | TX | Houston-Bush.Intercontinental.AP.722430 | 2 | 9591173 | 21.721 | 14.8488 | 41.2796 | 21.6844 | 19.5952 | 838.23 | 2.2395 | 48.38 | 1.0079 | 1.2317 | 59.1299 | 1.31 | 38.85 | 0.089807 | 1.2202 | 42.5849 | 0.89943 | 0.82 | 1.2873 | -0.38786 | 9.6223 | 2.2395 | 48.38 | 1.0079 | 1.2317 | 59.1299 | 2.2395 | 46.5 | 1.0977 | 1.1418 | 57.6901 | 0.30341 | 6.5903 | 4.5052 | 12.5245 | 254.3255 | 0.67949 | 0.39745 | 0.27289 | 0.67949 | 0.67947 | 14.6789 | 11.7874 | 0.24879 | 14.6789 | 14.1085 | 17.9405 | 12.9206 | 2.9195 | 17.9405 | 17.5036 | 0.24823 | 5.3917 | 3.6859 | 10.2467 | 208.0717 | 0.55591 | 0.32517 | 0.22326 | 0.55591 | 0.5559 | 12.0092 | 9.6436 | 0.20355 | 12.0092 | 11.5426 | 14.6777 | 10.5707 | 2.3885 | 14.6777 | 14.3203
56 | 0.25 | 0.17 | Southern | TX | Houston-Bush.Intercontinental.AP.722430 | 2 | 9591173 | 22.0109 | 14.5588 | 41.1795 | 21.9738 | 19.2057 | 829.02 | 2.3396 | 57.59 | 0.71849 | 1.6211 | 67.1257 | 1.4101 | 48.06 | -0.19958 | 1.6096 | 50.5807 | 0.99953 | 10.03 | 0.9979 | 0.001627 | 17.6181 | 2.3396 | 57.59 | 0.71849 | 1.6211 | 67.1257 | 2.3396 | 55.71 | 0.8083 | 1.5313 | 65.6859 | 0.30341 | 6.6783 | 4.4173 | 12.4942 | 251.5311 | 0.70986 | 0.42782 | 0.30326 | 0.70986 | 0.70984 | 17.4733 | 14.5818 | 3.0432 | 17.4733 | 16.9028 | 20.3665 | 15.3466 | 5.3455 | 20.3665 | 19.9296 | 0.24823 | 5.4637 | 3.6139 | 10.2219 | 205.7855 | 0.58076 | 0.35002 | 0.24811 | 0.58076 | 0.58074 | 14.2954 | 11.9298 | 2.4897 | 14.2954 | 13.8287 | 16.6624 | 12.5555 | 4.3733 | 16.6624 | 16.305
57 | 0.24 | 0.47 | Southern | TX | Houston-Bush.Intercontinental.AP.722430 | 2 | 9591173 | 19.1021 | 17.7988 | 42.5707 | 19.0699 | 23.5009 | 933.45 | 0.94837 | -46.84 | 3.6224 | -2.674 | -26.1074 | 0.018797 | -56.37 | 2.7043 | -2.6855 | -42.6524 | -0.39173 | -94.4 | 3.9018 | -4.2935 | -75.615 | 0.94837 | -46.84 | 3.6224 | -2.674 | -26.1074 | 0.9483 | -48.72 | 3.7122 | -2.7639 | -27.5471 | 0.30341 | 5.7957 | 5.4003 | 12.9163 | 283.216 | 0.28774 | 0.0057032 | -0.11885 | 0.28774 | 0.28772 | -14.2116 | -17.1031 | -28.6417 | -14.2116 | -14.782 | -7.9212 | -12.9411 | -22.9422 | -7.9212 | -8.358 | 0.24823 | 4.7417 | 4.4182 | 10.5672 | 231.7079 | 0.23541 | 0.0046659 | -0.097239 | 0.23541 | 0.2354 | -11.627 | -13.9926 | -23.4327 | -11.627 | -12.0936 | -6.4806 | -10.5875 | -18.7697 | -6.4806 | -6.838
58 | 0.24 | 0.42 | Southern | TX | Houston-Bush.Intercontinental.AP.722430 | 2 | 9591173 | 19.472 | 17.2288 | 42.1806 | 19.4391 | 22.7415 | 913.56 | 1.3385 | -26.95 | 3.2532 | -1.9146 | -7.0858 | 0.40897 | -36.48 | 2.3351 | -1.9261 | -23.6307 | -0.001563 | -74.51 | 3.5326 | -3.5341 | -56.5934 | 1.3385 | -26.95 | 3.2532 | -1.9146 | -7.0858 | 1.3385 | -28.83 | 3.343 | -2.0045 | -8.5255 | 0.30341 | 5.9079 | 5.2274 | 12.7979 | 277.1812 | 0.40612 | 0.12408 | -0.00047423 | 0.40612 | 0.4061 | -8.1768 | -11.0683 | -22.6069 | -8.1768 | -8.7472 | -2.1499 | -7.1698 | -17.1709 | -2.1499 | -2.5867 | 0.24823 | 4.8335 | 4.2767 | 10.4704 | 226.7706 | 0.33226 | 0.10152 | -0.00038798 | 0.33226 | 0.33225 | -6.6897 | -9.0553 | -18.4954 | -6.6897 | -7.1564 | -1.7589 | -5.8658 | -14.048 | -1.7589 | -2.1163
59 | 0.24 | 0.37 | Southern | TX | Houston-Bush.Intercontinental.AP.722430 | 2 | 9591173 | 19.6619 | 17.0388 | 42.1005 | 19.6287 | 22.4718 | 907.08 | 1.4186 | -20.47 | 3.0636 | -1.6449 | -1.3601 | 0.48904 | -30 | 2.1455 | -1.6565 | -17.9051 | 0.078511 | -68.03 | 3.343 | -3.2645 | -50.8677 | 1.4186 | -20.47 | 3.0636 | -1.6449 | -1.3601 | 1.4185 | -22.35 | 3.1534 | -1.7348 | -2.7999 | 0.30341 | 5.9656 | 5.1697 | 12.7736 | 275.2151 | 0.43042 | 0.14838 | 0.023821 | 0.43042 | 0.4304 | -6.2108 | -9.1022 | -20.6408 | -6.2108 | -6.7812 | -0.41267 | -5.4325 | -15.4337 | -0.41267 | -0.8495 | 0.24823 | 4.8806 | 4.2295 | 10.4505 | 225.1621 | 0.35214 | 0.12139 | 0.019489 | 0.35214 | 0.35212 | -5.0812 | -7.4468 | -16.8869 | -5.0812 | -5.5479 | -0.33762 | -4.4445 | -12.6268 | -0.33762 | -0.695
60 | 0.24 | 0.32 | Southern | TX | Houston-Bush.Intercontinental.AP.722430 | 2 | 9591173 | 19.9618 | 16.6788 | 41.9104 | 19.9281 | 21.9823 | 894.84 | 1.6087 | -8.23 | 2.7642 | -1.1554 | 9.8208 | 0.67917 | -17.76 | 1.8461 | -1.167 | -6.7242 | 0.26864 | -55.79 | 3.0436 | -2.775 | -39.6868 | 1.6087 | -8.23 | 2.7642 | -1.1554 | 9.8208 | 1.6087 | -10.11 | 2.854 | -1.2453 | 8.3811 | 0.30341 | 6.0566 | 5.0605 | 12.7159 | 271.5014 | 0.4881 | 0.20606 | 0.081506 | 0.4881 | 0.48808 | -2.497 | -5.3885 | -16.9271 | -2.497 | -3.0675 | 2.9797 | -2.0402 | -12.0413 | 2.9797 | 2.5429 | 0.24823 | 4.9551 | 4.1401 | 10.4033 | 222.1238 | 0.39933 | 0.16859 | 0.066683 | 0.39933 | 0.39932 | -2.0429 | -4.4085 | -13.8486 | -2.0429 | -2.5096 | 2.4378 | -1.6691 | -9.8513 | 2.4378 | 2.0804
61 | 0.24 | 0.27 | Southern | TX | Houston-Bush.Intercontinental.AP.722430 | 2 | 9591173 | 20.5115 | 15.9888 | 41.5601 | 20.4769 | 21.0832 | 872.39 | 1.959 | 14.22 | 2.2153 | -0.25632 | 30.377 | 1.0295 | 4.69 | 1.2973 | -0.26782 | 13.832 | 0.61892 | -33.34 | 2.4948 | -1.8758 | -19.1306 | 1.959 | 14.22 | 2.2153 | -0.25632 | 30.377 | 1.959 | 12.34 | 2.3052 | -0.3462 | 28.9373 | 0.30341 | 6.2234 | 4.8511 | 12.6097 | 264.6899 | 0.59438 | 0.31234 | 0.18779 | 0.59438 | 0.59436 | 4.3145 | 1.423 | -10.1156 | 4.3145 | 3.7441 | 9.2166 | 4.1967 | -5.8044 | 9.2166 | 8.7798 | 0.24823 | 5.0915 | 3.9689 | 10.3164 | 216.5511 | 0.48628 | 0.25554 | 0.15363 | 0.48628 | 0.48627 | 3.5298 | 1.1642 | -8.2759 | 3.5298 | 3.0631 | 7.5404 | 3.4335 | -4.7487 | 7.5404 | 7.183
62 | 0.24 | 0.23 | Southern | TX | Houston-Bush.Intercontinental.AP.722430 | 2 | 9591173 | 20.9913 | 15.4188 | 41.2899 | 20.9559 | 20.334 | 853.91 | 2.2292 | 32.7 | 1.7363 | 0.49285 | 47.123 | 1.2996 | 23.17 | 0.81828 | 0.48135 | 30.578 | 0.88909 | -14.86 | 2.0158 | -1.1267 | -2.3846 | 2.2292 | 32.7 | 1.7363 | 0.49285 | 47.123 | 2.2291 | 30.82 | 1.8262 | 0.40297 | 45.6833 | 0.30341 | 6.3689 | 4.6782 | 12.5277 | 259.083 | 0.67636 | 0.39432 | 0.26976 | 0.67636 | 0.67634 | 9.9214 | 7.03 | -4.5086 | 9.9214 | 9.351 | 14.2975 | 9.2776 | -0.7235 | 14.2975 | 13.8607 | 0.24823 | 5.2106 | 3.8274 | 10.2493 | 211.9639 | 0.55335 | 0.3226 | 0.2207 | 0.55335 | 0.55333 | 8.117 | 5.7514 | -3.6887 | 8.117 | 7.6504 | 11.6972 | 7.5903 | -0.59192 | 11.6972 | 11.3398
63 | 0.24 | 0.19 | Southern | TX | Houston-Bush.Intercontinental.AP.722430 | 2 | 9591173 | 21.5311 | 14.8488 | 41.0797 | 21.4948 | 19.5849 | 836.04 | 2.4394 | 50.57 | 1.1975 | 1.242 | 62.8132 | 1.5099 | 41.04 | 0.27941 | 1.2305 | 46.2682 | 1.0993 | 3.01 | 1.4769 | -0.37756 | 13.3056 | 2.4394 | 50.57 | 1.1975 | 1.242 | 62.8132 | 2.4394 | 48.69 | 1.2873 | 1.1521 | 61.3735 | 0.30341 | 6.5327 | 4.5052 | 12.4639 | 253.6611 | 0.74015 | 0.4581 | 0.33355 | 0.74015 | 0.74012 | 15.3433 | 12.4519 | 0.91326 | 15.3433 | 14.7729 | 19.058 | 14.0381 | 4.037 | 19.058 | 18.6212 | 0.24823 | 5.3446 | 3.6859 | 10.1971 | 207.528 | 0.60554 | 0.37479 | 0.27289 | 0.60554 | 0.60552 | 12.5529 | 10.1873 | 0.74716 | 12.5529 | 12.0862 | 15.592 | 11.485 | 3.3028 | 15.592 | 15.2346
64 | 0.24 | 0.17 | Southern | TX | Houston-Bush.Intercontinental.AP.722430 | 2 | 9591173 | 21.821 | 14.5588 | 40.9895 | 21.7842 | 19.2054 | 827.11 | 2.5296 | 59.5 | 0.90809 | 1.6215 | 70.4744 | 1.6 | 49.97 | -0.009983 | 1.61 | 53.9294 | 1.1895 | 11.94 | 1.1875 | 0.001974 | 20.9668 | 2.5296 | 59.5 | 0.90809 | 1.6215 | 70.4744 | 2.5295 | 57.62 | 0.9979 | 1.5316 | 69.0347 | 0.30341 | 6.6206 | 4.4173 | 12.4365 | 250.9516 | 0.7675 | 0.48545 | 0.3609 | 0.7675 | 0.76747 | 18.0528 | 15.1613 | 3.6227 | 18.0528 | 17.4824 | 21.3825 | 16.3626 | 6.3615 | 21.3825 | 20.9457 | 0.24823 | 5.4166 | 3.6139 | 10.1747 | 205.3114 | 0.62791 | 0.39717 | 0.29526 | 0.62791 | 0.6279 | 14.7695 | 12.4039 | 2.9638 | 14.7695 | 14.3029 | 17.4937 | 13.3868 | 5.2045 | 17.4937 | 17.1363
65 | 0.22 | 0.47 | Southern | TX | Houston-Bush.Intercontinental.AP.722430 | 2 | 9591173 | 18.7323 | 17.8188 | 42.2109 | 18.7006 | 23.5103 | 930.02 | 1.3082 | -43.41 | 3.9916 | -2.6834 | -19.9245 | 0.37863 | -52.94 | 3.0735 | -2.6949 | -36.4695 | -0.0319 | -90.97 | 4.271 | -4.3029 | -69.4321 | 1.3082 | -43.41 | 3.9916 | -2.6834 | -19.9245 | 1.3081 | -45.29 | 4.0814 | -2.7733 | -21.3643 | 0.30341 | 5.6835 | 5.4064 | 12.8071 | 282.1753 | 0.39692 | 0.11488 | -0.0096787 | 0.39692 | 0.3969 | -13.1709 | -16.0624 | -27.601 | -13.1709 | -13.7413 | -6.0453 | -11.0651 | -21.0662 | -6.0453 | -6.4821 | 0.24823 | 4.6499 | 4.4231 | 10.4779 | 230.8564 | 0.32473 | 0.093986 | -0.0079185 | 0.32473 | 0.32472 | -10.7756 | -13.1412 | -22.5812 | -10.7756 | -11.2422 | -4.9458 | -9.0527 | -17.235 | -4.9458 | -5.3032
66 | 0.22 | 0.42 | Southern | TX | Houston-Bush.Intercontinental.AP.722430 | 2 | 9591173 | 19.0921 | 17.2588 | 41.8207 | 19.0599 | 22.7608 | 910.34 | 1.6984 | -23.73 | 3.6324 | -1.934 | -1.0619 | 0.76882 | -33.26 | 2.7143 | -1.9455 | -17.6069 | 0.35829 | -71.29 | 3.9118 | -3.5535 | -50.5695 | 1.6984 | -23.73 | 3.6324 | -1.934 | -1.0619 | 1.6983 | -25.61 | 3.7222 | -2.0239 | -2.5016 | 0.30341 | 5.7927 | 5.2365 | 12.6887 | 276.2043 | 0.51531 | 0.23327 | 0.10871 | 0.51531 | 0.51529 | -7.1999 | -10.0913 | -21.6299 | -7.1999 | -7.7703 | -0.32218 | -5.3421 | -15.3432 | -0.32218 | -0.75901 | 0.24823 | 4.7392 | 4.2841 | 10.381 | 225.9713 | 0.42159 | 0.19084 | 0.088938 | 0.42159 | 0.42157 | -5.8904 | -8.256 | -17.6961 | -5.8904 | -6.3571 | -0.26359 | -4.3705 | -12.5527 | -0.26359 | -0.62097
67 | 0.22 | 0.37 | Southern | TX | Houston-Bush.Intercontinental.AP.722430 | 2 | 9591173 | 19.2821 | 17.0588 | 41.7307 | 19.2495 | 22.4812 | 903.55 | 1.7884 | -16.94 | 3.4428 | -1.6543 | 4.9991 | 0.85887 | -26.47 | 2.5247 | -1.6658 | -11.5459 | 0.44834 | -64.5 | 3.7222 | -3.2738 | -44.5085 | 1.7884 | -16.94 | 3.4428 | -1.6543 | 4.9991 | 1.7884 | -18.82 | 3.5326 | -1.7442 | 3.5594 | 0.30341 | 5.8503 | 5.1758 | 12.6614 | 274.1441 | 0.54263 | 0.26059 | 0.13603 | 0.54263 | 0.54261 | -5.1397 | -8.0312 | -19.5698 | -5.1397 | -5.7101 | 1.5168 | -3.5031 | -13.5042 | 1.5168 | 1.0799 | 0.24823 | 4.7863 | 4.2345 | 10.3587 | 224.2859 | 0.44394 | 0.2132 | 0.11129 | 0.44394 | 0.44393 | -4.205 | -6.5706 | -16.0107 | -4.205 | -4.6716 | 1.2409 | -2.866 | -11.0482 | 1.2409 | 0.88354
68 | 0.22 | 0.32 | Southern | TX | Houston-Bush.Intercontinental.AP.722430 | 2 | 9591173 | 19.572 | 16.6988 | 41.5305 | 19.5389 | 21.9917 | 891.24 | 1.9886 | -4.63 | 3.1534 | -1.1648 | 16.3563 | 1.059 | -14.16 | 2.2353 | -1.1763 | -0.18863 | 0.64847 | -52.19 | 3.4328 | -2.7843 | -33.1512 | 1.9886 | -4.63 | 3.1534 | -1.1648 | 16.3563 | 1.9885 | -6.51 | 3.2432 | -1.2547 | 14.9166 | 0.30341 | 5.9383 | 5.0665 | 12.6007 | 270.4092 | 0.60335 | 0.32131 | 0.19675 | 0.60335 | 0.60333 | -1.4048 | -4.2963 | -15.8349 | -1.4048 | -1.9752 | 4.9626 | -0.057231 | -10.0583 | 4.9626 | 4.5258 | 0.24823 | 4.8583 | 4.1451 | 10.309 | 221.2302 | 0.49362 | 0.26287 | 0.16097 | 0.49362 | 0.4936 | -1.1493 | -3.5149 | -12.955 | -1.1493 | -1.616 | 4.0601 | -0.046822 | -8.229 | 4.0601 | 3.7027
69 | 0.22 | 0.27 | Southern | TX | Houston-Bush.Intercontinental.AP.722430 | 2 | 9591173 | 20.1217 | 15.9988 | 41.1703 | 20.0877 | 21.0825 | 868.49 | 2.3488 | 18.12 | 2.6045 | -0.25569 | 37.2479 | 1.4193 | 8.59 | 1.6865 | -0.26719 | 20.7029 | 1.0087 | -29.44 | 2.8839 | -1.8752 | -12.2597 | 2.3488 | 18.12 | 2.6045 | -0.25569 | 37.2479 | 2.3488 | 16.24 | 2.6943 | -0.34557 | 35.8082 | 0.30341 | 6.1051 | 4.8542 | 12.4914 | 263.5066 | 0.71266 | 0.43062 | 0.30606 | 0.71266 | 0.71264 | 5.4977 | 2.6063 | -8.9323 | 5.4977 | 4.9273 | 11.3013 | 6.2814 | -3.7197 | 11.3013 | 10.8645 | 0.24823 | 4.9948 | 3.9713 | 10.2196 | 215.583 | 0.58305 | 0.3523 | 0.2504 | 0.58305 | 0.58303 | 4.4979 | 2.1323 | -7.3078 | 4.4979 | 4.0312 | 9.246 | 5.139 | -3.0432 | 9.246 | 8.8886
70 | 0.22 | 0.23 | Southern | TX | Houston-Bush.Intercontinental.AP.722430 | 2 | 9591173 | 20.6015 | 15.4288 | 40.9001 | 20.5667 | 20.3334 | 850 | 2.619 | 36.61 | 2.1255 | 0.49348 | 53.9939 | 1.6894 | 27.08 | 1.2075 | 0.48198 | 37.449 | 1.2789 | -10.95 | 2.4049 | -1.126 | 4.4863 | 2.619 | 36.61 | 2.1255 | 0.49348 | 53.9939 | 2.6189 | 34.73 | 2.2153 | 0.4036 | 52.5542 | 0.30341 | 6.2507 | 4.6812 | 12.4094 | 257.8966 | 0.79463 | 0.51259 | 0.38803 | 0.79463 | 0.79461 | 11.1078 | 8.2163 | -3.3223 | 11.1078 | 10.5374 | 16.3822 | 11.3623 | 1.3612 | 16.3822 | 15.9454 | 0.24823 | 5.1139 | 3.8299 | 10.1525 | 210.9933 | 0.65011 | 0.41936 | 0.31746 | 0.65011 | 0.65009 | 9.0876 | 6.722 | -2.7181 | 9.0876 | 8.6209 | 13.4028 | 9.2959 | 1.1136 | 13.4028 | 13.0454
71 | 0.22 | 0.19 | Southern | TX | Houston-Bush.Intercontinental.AP.722430 | 2 | 9591173 | 21.1313 | 14.8488 | 40.6699 | 21.0956 | 19.5742 | 831.7 | 2.8493 | 54.91 | 1.5966 | 1.2526 | 70.1965 | 1.9197 | 45.38 | 0.67857 | 1.2411 | 53.6516 | 1.5091 | 7.35 | 1.8761 | -0.36691 | 20.6889 | 2.8493 | 54.91 | 1.5966 | 1.2526 | 70.1965 | 2.8492 | 53.03 | 1.6865 | 1.1627 | 68.7568 | 0.30341 | 6.4114 | 4.5052 | 12.3396 | 252.3443 | 0.86449 | 0.58245 | 0.45789 | 0.86449 | 0.86447 | 16.6601 | 13.7686 | 2.23 | 16.6601 | 16.0897 | 21.2982 | 16.2783 | 6.2772 | 21.2982 | 20.8613 | 0.24823 | 5.2454 | 3.6859 | 10.0954 | 206.4507 | 0.70726 | 0.47652 | 0.37461 | 0.70726 | 0.70725 | 13.6302 | 11.2646 | 1.8245 | 13.6302 | 13.1635 | 17.4247 | 13.3178 | 5.1356 | 17.4247 | 17.0673
72 | 0.22 | 0.17 | Southern | TX | Houston-Bush.Intercontinental.AP.722430 | 2 | 9591173 | 21.4211 | 14.5588 | 40.5697 | 21.385 | 19.1847 | 822.48 | 2.9494 | 64.13 | 1.3072 | 1.6421 | 78.193 | 2.0198 | 54.6 | 0.38918 | 1.6306 | 61.648 | 1.6093 | 16.57 | 1.5867 | 0.022602 | 28.6854 | 2.9494 | 64.13 | 1.3072 | 1.6421 | 78.193 | 2.9493 | 62.25 | 1.3971 | 1.5522 | 76.7532 | 0.30341 | 6.4993 | 4.4173 | 12.3092 | 249.5468 | 0.89486 | 0.61282 | 0.48826 | 0.89486 | 0.89484 | 19.4575 | 16.5661 | 5.0275 | 19.4575 | 18.8871 | 23.7244 | 18.7045 | 8.7034 | 23.7244 | 23.2875 | 0.24823 | 5.3173 | 3.6139 | 10.0705 | 204.1621 | 0.73211 | 0.50137 | 0.39946 | 0.73211 | 0.7321 | 15.9188 | 13.5532 | 4.1131 | 15.9188 | 15.4522 | 19.4096 | 15.3027 | 7.1205 | 19.4096 | 19.0523
73 | 0.2 | 0.47 | Southern | TX | Houston-Bush.Intercontinental.AP.722430 | 2 | 9591173 | 18.3425 | 17.8488 | 41.841 | 18.3115 | 23.5296 | 926.68 | 1.6781 | -40.07 | 4.3808 | -2.7027 | -13.7244 | 0.74848 | -49.6 | 3.4627 | -2.7142 | -30.2693 | 0.33795 | -87.63 | 4.6602 | -4.3223 | -63.232 | 1.6781 | -40.07 | 4.3808 | -2.7027 | -13.7244 | 1.678 | -41.95 | 4.4706 | -2.7926 | -15.1641 | 0.30341 | 5.5653 | 5.4155 | 12.6949 | 281.1619 | 0.50914 | 0.2271 | 0.10254 | 0.50914 | 0.50912 | -12.1576 | -15.049 | -26.5876 | -12.1576 | -12.728 | -4.1641 | -9.184 | -19.1851 | -4.1641 | -4.6009 | 0.24823 | 4.5531 | 4.4306 | 10.3861 | 230.0274 | 0.41654 | 0.18579 | 0.083889 | 0.41654 | 0.41652 | -9.9465 | -12.3121 | -21.7522 | -9.9465 | -10.4131 | -3.4068 | -7.5137 | -15.6959 | -3.4068 | -3.7641
74 | 0.2 | 0.42 | Southern | TX | Houston-Bush.Intercontinental.AP.722430 | 2 | 9591173 | 18.7023 | 17.2788 | 41.4409 | 18.6707 | 22.7702 | 906.7 | 2.0782 | -20.09 | 4.0215 | -1.9434 | 5.4722 | 1.1486 | -29.62 | 3.1035 | -1.9549 | -11.0728 | 0.73808 | -67.65 | 4.301 | -3.5629 | -44.0354 | 2.0782 | -20.09 | 4.0215 | -1.9434 | 5.4722 | 2.0781 | -21.97 | 4.1114 | -2.0332 | 4.0324 | 0.30341 | 5.6744 | 5.2425 | 12.5735 | 275.0999 | 0.63054 | 0.3485 | 0.22394 | 0.63054 | 0.63052 | -6.0955 | -8.9869 | -20.5255 | -6.0955 | -6.6659 | 1.6603 | -3.3596 | -13.3607 | 1.6603 | 1.2235 | 0.24823 | 4.6424 | 4.2891 | 10.2868 | 225.0678 | 0.51586 | 0.28512 | 0.18321 | 0.51586 | 0.51585 | -4.9869 | -7.3525 | -16.7926 | -4.9869 | -5.4536 | 1.3583 | -2.7486 | -10.9308 | 1.3583 | 1.001
75 | 0.2 | 0.37 | Southern | TX | Houston-Bush.Intercontinental.AP.722430 | 2 | 9591173 | 18.8923 | 17.0788 | 41.3508 | 18.8603 | 22.4905 | 899.92 | 2.1683 | -13.31 | 3.8319 | -1.6637 | 11.534 | 1.2387 | -22.84 | 2.9139 | -1.6752 | -5.011 | 0.82816 | -60.87 | 4.1114 | -3.2832 | -37.9736 | 2.1683 | -13.31 | 3.8319 | -1.6637 | 11.534 | 2.1682 | -15.19 | 3.9218 | -1.7536 | 10.0942 | 0.30341 | 5.7321 | 5.1819 | 12.5462 | 273.0427 | 0.65787 | 0.37583 | 0.25127 | 0.65787 | 0.65785 | -4.0384 | -6.9298 | -18.4684 | -4.0384 | -4.6088 | 3.4995 | -1.5204 | -11.5215 | 3.4995 | 3.0627 | 0.24823 | 4.6896 | 4.2394 | 10.2644 | 223.3848 | 0.53822 | 0.30748 | 0.20557 | 0.53822 | 0.53821 | -3.3039 | -5.6695 | -15.1096 | -3.3039 | -3.7706 | 2.863 | -1.2439 | -9.4261 | 2.863 | 2.5057
76 | 0.2 | 0.32 | Southern | TX | Houston-Bush.Intercontinental.AP.722430 | 2 | 9591173 | 19.1821 | 16.7088 | 41.1407 | 19.1497 | 21.991 | 887.29 | 2.3784 | -0.68 | 3.5426 | -1.1642 | 23.2272 | 1.4488 | -10.21 | 2.6245 | -1.1757 | 6.6822 | 1.0383 | -48.24 | 3.822 | -2.7837 | -26.2804 | 2.3784 | -0.68 | 3.5426 | -1.1642 | 23.2272 | 2.3783 | -2.56 | 3.6324 | -1.254 | 21.7875 | 0.30341 | 5.82 | 5.0696 | 12.4824 | 269.2107 | 0.72162 | 0.43958 | 0.31502 | 0.72162 | 0.7216 | -0.20632 | -3.0978 | -14.6364 | -0.20632 | -0.77672 | 7.0473 | 2.0274 | -7.9737 | 7.0473 | 6.6105 | 0.24823 | 4.7615 | 4.1476 | 10.2123 | 220.2497 | 0.59038 | 0.35963 | 0.25773 | 0.59038 | 0.59036 | -0.16879 | -2.5344 | -11.9745 | -0.16879 | -0.63546 | 5.7656 | 1.6587 | -6.5235 | 5.7656 | 5.4082
77 | 0.2 | 0.27 | Southern | TX | Houston-Bush.Intercontinental.AP.722430 | 2 | 9591173 | 19.7219 | 16.0188 | 40.7705 | 19.6886 | 21.0819 | 864.44 | 2.7486 | 22.17 | 3.0037 | -0.25504 | 44.2951 | 1.8191 | 12.64 | 2.0856 | -0.26654 | 27.7501 | 1.4085 | -25.39 | 3.2831 | -1.8746 | -5.2125 | 2.7486 | 22.17 | 3.0037 | -0.25504 | 44.2951 | 2.7486 | 20.29 | 3.0935 | -0.34492 | 42.8554 | 0.30341 | 5.9838 | 4.8602 | 12.3701 | 262.2778 | 0.83396 | 0.55192 | 0.42736 | 0.83396 | 0.83394 | 6.7266 | 3.8351 | -7.7035 | 6.7266 | 6.1561 | 13.4395 | 8.4196 | -1.5815 | 13.4395 | 13.0027 | 0.24823 | 4.8955 | 3.9763 | 10.1203 | 214.5777 | 0.68229 | 0.45154 | 0.34964 | 0.68229 | 0.68227 | 5.5032 | 3.1376 | -6.3025 | 5.5032 | 5.0365 | 10.9953 | 6.8883 | -1.2939 | 10.9953 | 10.6379
78 | 0.2 | 0.23 | Southern | TX | Houston-Bush.Intercontinental.AP.722430 | 2 | 9591173 | 20.2017 | 15.4288 | 40.4803 | 20.1676 | 20.3127 | 845.33 | 3.0388 | 41.28 | 2.5247 | 0.51411 | 61.7125 | 2.1092 | 31.75 | 1.6066 | 0.5026 | 45.1675 | 1.6987 | -6.28 | 2.8041 | -1.1054 | 12.2049 | 3.0388 | 41.28 | 2.5247 | 0.51411 | 61.7125 | 3.0387 | 39.4 | 2.6145 | 0.42423 | 60.2727 | 0.30341 | 6.1294 | 4.6812 | 12.282 | 256.4797 | 0.922 | 0.63996 | 0.5154 | 0.922 | 0.92198 | 12.5247 | 9.6332 | -1.9054 | 12.5247 | 11.9543 | 18.724 | 13.7042 | 3.7031 | 18.724 | 18.2872 | 0.24823 | 5.0146 | 3.8299 | 10.0483 | 209.8341 | 0.75431 | 0.52357 | 0.42166 | 0.75431 | 0.7543 | 10.2468 | 7.8812 | -1.5589 | 10.2468 | 9.7802 | 15.3187 | 11.2118 | 3.0296 | 15.3187 | 14.9613
79 | 0.2 | 0.19 | Southern | TX | Houston-Bush.Intercontinental.AP.722430 | 2 | 9591173 | 20.7315 | 14.8588 | 40.2601 | 20.6965 | 19.5636 | 827.35 | 3.259 | 59.26 | 1.9958 | 1.2632 | 77.5792 | 2.3295 | 49.73 | 1.0777 | 1.2517 | 61.0342 | 1.9189 | 11.7 | 2.2752 | -0.35628 | 28.0716 | 3.259 | 59.26 | 1.9958 | 1.2632 | 77.5792 | 3.259 | 57.38 | 2.0856 | 1.1734 | 76.1394 | 0.30341 | 6.2901 | 4.5083 | 12.2152 | 251.0244 | 0.98882 | 0.70678 | 0.58222 | 0.98882 | 0.9888 | 17.9799 | 15.0885 | 3.5499 | 17.9799 | 17.4095 | 23.5381 | 18.5182 | 8.5171 | 23.5381 | 23.1013 | 0.24823 | 5.1461 | 3.6884 | 9.9937 | 205.3709 | 0.80898 | 0.57824 | 0.47633 | 0.80898 | 0.80897 | 14.71 | 12.3443 | 2.9043 | 14.71 | 14.2433 | 19.2573 | 15.1504 | 6.9681 | 19.2573 | 18.8999
80 | 0.2 | 0.17 | Southern | TX | Houston-Bush.Intercontinental.AP.722430 | 2 | 9591173 | 21.0213 | 14.5588 | 40.1599 | 20.9858 | 19.1741 | 818.17 | 3.3592 | 68.44 | 1.7064 | 1.6528 | 85.5756 | 2.4296 | 58.91 | 0.78834 | 1.6412 | 69.0306 | 2.0191 | 20.88 | 1.9858 | 0.033233 | 36.068 | 3.3592 | 68.44 | 1.7064 | 1.6528 | 85.5756 | 3.3591 | 66.56 | 1.7962 | 1.5629 | 84.1359 | 0.30341 | 6.378 | 4.4173 | 12.1848 | 248.2392 | 1.0192 | 0.73716 | 0.6126 | 1.0192 | 1.0192 | 20.7652 | 17.8738 | 6.3352 | 20.7652 | 20.1948 | 25.9643 | 20.9444 | 10.9433 | 25.9643 | 25.5275 | 0.24823 | 5.2181 | 3.6139 | 9.9688 | 203.0922 | 0.83384 | 0.60309 | 0.50119 | 0.83384 | 0.83382 | 16.9887 | 14.6231 | 5.183 | 16.9887 | 16.522 | 21.2422 | 17.1353 | 8.9531 | 21.2422 | 20.8848
81 | 0.35 | 0.2 | Southern | TX | Houston-Bush.Intercontinental.AP.722430 | 2 | 9591173 | 23.4901 | 14.9589 | 43.2588 | 23.4507 | 19.8081 | 862.51 | 0.26031 | 24.1 | -0.75841 | 1.0187 | 20.8868 | -0.66926 | 14.57 | -1.6765 | 1.0072 | 4.3418 | -1.0798 | -23.46 | -0.47899 | -0.6008 | -28.6208 | 0.26031 | 24.1 | -0.75841 | 1.0187 | 20.8868 | 0.26025 | 22.22 | -0.6686 | 0.92884 | 19.4471 | 0.30341 | 7.1271 | 4.5386 | 13.1251 | 261.6923 | 0.078981 | -0.20306 | -0.32762 | 0.078981 | 0.078961 | 7.3121 | 4.4207 | -7.1179 | 7.3121 | 6.7417 | 6.3372 | 1.3173 | -8.6838 | 6.3372 | 5.9004 | 0.24823 | 5.8309 | 3.7132 | 10.738 | 214.0986 | 0.064617 | -0.16613 | -0.26803 | 0.064617 | 0.0646 | 5.9823 | 3.6167 | -5.8234 | 5.9823 | 5.5156 | 5.1847 | 1.0778 | -7.1045 | 5.1847 | 4.8273
82 | 0.35 | 0.25 | Southern | TX | Houston-Bush.Intercontinental.AP.722430 | 2 | 9591173 | 22.8204 | 15.6688 | 43.519 | 22.7821 | 20.737 | 884.73 | 6.701e-05 | 1.88 | -0.089812 | 0.089879 | 1.4397 | -0.92951 | -7.65 | -1.0079 | 0.078374 | -15.1052 | -1.34 | -45.68 | 0.1896 | -1.5296 | -48.0679 | 6.701e-05 | 1.88 | -0.089812 | 0.089879 | 1.4397 | 0 | 0 | 0 | 0 | 0 | 0.30341 | 6.9239 | 4.754 | 13.204 | 268.434 | 2.0331e-05 | -0.28202 | -0.40658 | 2.0331e-05 | 0 | 0.57041 | -2.3211 | -13.8597 | 0.57041 | 0 | 0.43683 | -4.583 | -14.5842 | 0.43683 | 0 | 0.24823 | 5.6647 | 3.8894 | 10.8026 | 219.6142 | 1.6634e-05 | -0.23073 | -0.33263 | 1.6634e-05 | 0 | 0.46667 | -1.8989 | -11.339 | 0.46667 | 0 | 0.35738 | -3.7495 | -11.9318 | 0.35738 | 0
83 | 0.35 | 0.3 | Southern | TX | Houston-Bush.Intercontinental.AP.722430 | 2 | 9591173 | 22.7305 | 15.6989 | 43.5191 | 22.6923 | 20.8269 | 886.61 | 0 | 0 | 0 | 0 | 0 | -0.92957 | -9.53 | -0.91807 | -0.011505 | -16.545 | -1.3401 | -47.56 | 0.27942 | -1.6195 | -49.5076 | 0 | 0 | 0 | 0 | 0 | -6.701e-05 | -1.88 | 0.089812 | -0.089879 | -1.4397 | 0.30341 | 6.8966 | 4.7632 | 13.204 | 269.0044 | 0 | -0.28204 | -0.4066 | 0 | -2.0331e-05 | 0 | -2.8915 | -14.4301 | 0 | -0.57041 | 0 | -5.0199 | -15.021 | 0 | -0.43683 | 0.24823 | 5.6423 | 3.8969 | 10.8026 | 220.0809 | 0 | -0.23075 | -0.33265 | 0 | -1.6634e-05 | 0 | -2.3656 | -11.8057 | 0 | -0.46667 | 0 | -4.1069 | -12.2891 | 0 | -0.35738
84 | 0.35 | 0.35 | Southern | TX | Houston-Bush.Intercontinental.AP.722430 | 2 | 9591173 | 22.1407 | 16.3488 | 43.7793 | 22.1035 | 21.6758 | 907.14 | -0.2602 | -20.53 | 0.58876 | -0.84896 | -18.1677 | -1.1898 | -30.06 | -0.32931 | -0.86047 | -34.7127 | -1.6003 | -68.09 | 0.86818 | -2.4685 | -67.6753 | -0.2602 | -20.53 | 0.58876 | -0.84896 | -18.1677 | -0.26027 | -22.41 | 0.67858 | -0.93884 | -19.6075 | 0.30341 | 6.7177 | 4.9604 | 13.283 | 275.2334 | -0.078947 | -0.36099 | -0.48555 | -0.078947 | -0.078967 | -6.229 | -9.1204 | -20.659 | -6.229 | -6.7994 | -5.5122 | -10.5321 | -20.5332 | -5.5122 | -5.9491 | 0.24823 | 5.4959 | 4.0582 | 10.8672 | 225.177 | -0.064589 | -0.29533 | -0.39724 | -0.064589 | -0.064605 | -5.0961 | -7.4617 | -16.9018 | -5.0961 | -5.5628 | -4.5097 | -8.6166 | -16.7989 | -4.5097 | -4.8671
85 | 0.35 | 0.4 | Southern | TX | Houston-Bush.Intercontinental.AP.722430 | 2 | 9591173 | 21.611 | 16.9688 | 44.0596 | 21.5746 | 22.485 | 927.01 | -0.54046 | -40.4 | 1.1177 | -1.6581 | -36.0514 | -1.47 | -49.93 | 0.19958 | -1.6696 | -52.5963 | -1.8806 | -87.96 | 1.3971 | -3.2776 | -85.5589 | -0.54046 | -40.4 | 1.1177 | -1.6581 | -36.0514 | -0.54053 | -42.28 | 1.2075 | -1.748 | -37.4911 | 0.30341 | 6.5569 | 5.1485 | 13.368 | 281.2621 | -0.16398 | -0.44602 | -0.57058 | -0.16398 | -0.164 | -12.2577 | -15.1492 | -26.6878 | -12.2577 | -12.8281 | -10.9383 | -15.9581 | -25.9593 | -10.9383 | -11.3751 | 0.24823 | 5.3644 | 4.2121 | 10.9368 | 230.1093 | -0.13416 | -0.3649 | -0.46681 | -0.13416 | -0.13417 | -10.0284 | -12.394 | -21.8341 | -10.0284 | -10.4951 | -8.9489 | -13.0559 | -21.2381 | -8.9489 | -9.3063
86 | 0.33 | 0.2 | Southern | TX | Houston-Bush.Intercontinental.AP.722430 | 2 | 9591173 | 23.1203 | 14.9589 | 42.879 | 23.0814 | 19.7975 | 858.49 | 0.64015 | 28.12 | -0.38918 | 1.0293 | 27.7419 | -0.28943 | 18.59 | -1.3073 | 1.0178 | 11.1969 | -0.69996 | -19.44 | -0.10977 | -0.59019 | -21.7657 | 0.64015 | 28.12 | -0.38918 | 1.0293 | 27.7419 | 0.64008 | 26.24 | -0.29937 | 0.93946 | 26.3022 | 0.30341 | 7.0149 | 4.5386 | 13.0098 | 260.4726 | 0.19423 | -0.087814 | -0.21237 | 0.19423 | 0.19421 | 8.5318 | 5.6404 | -5.8982 | 8.5318 | 7.9614 | 8.4171 | 3.3972 | -6.6039 | 8.4171 | 7.9803 | 0.24823 | 5.7391 | 3.7132 | 10.6437 | 213.1007 | 0.1589 | -0.071843 | -0.17375 | 0.1589 | 0.15889 | 6.9802 | 4.6145 | -4.8255 | 6.9802 | 6.5135 | 6.8863 | 2.7794 | -5.4028 | 6.8863 | 6.5289
87 | 0.33 | 0.25 | Southern | TX | Houston-Bush.Intercontinental.AP.722430 | 2 | 9591173 | 22.4506 | 15.6688 | 43.1392 | 22.4128 | 20.7264 | 880.71 | 0.37988 | 5.9 | 0.27941 | 0.10047 | 8.2941 | -0.54969 | -3.63 | -0.63866 | 0.088964 | -8.2509 | -0.96022 | -41.66 | 0.55883 | -1.5191 | -41.2135 | 0.37988 | 5.9 | 0.27941 | 0.10047 | 8.2941 | 0.37981 | 4.02 | 0.36922 | 0.01059 | 6.8544 | 0.30341 | 6.8117 | 4.7541 | 13.0888 | 267.2143 | 0.11526 | -0.16678 | -0.29134 | 0.11526 | 0.11524 | 1.7901 | -1.1014 | -12.64 | 1.7901 | 1.2197 | 2.5165 | -2.5034 | -12.5045 | 2.5165 | 2.0797 | 0.24823 | 5.5729 | 3.8894 | 10.7083 | 218.6164 | 0.094297 | -0.13645 | -0.23835 | 0.094297 | 0.09428 | 1.4645 | -0.90107 | -10.3412 | 1.4645 | 0.99787 | 2.0588 | -2.0481 | -10.2303 | 2.0588 | 1.7014
88 | 0.33 | 0.3 | Southern | TX | Houston-Bush.Intercontinental.AP.722430 | 2 | 9591173 | 22.3607 | 15.7088 | 43.1493 | 22.323 | 20.8262 | 882.92 | 0.36983 | 3.69 | 0.36922 | 0.000612 | 6.519 | -0.55974 | -5.84 | -0.54885 | -0.010893 | -10.026 | -0.97027 | -43.87 | 0.64864 | -1.6189 | -42.9886 | 0.36983 | 3.69 | 0.36922 | 0.000612 | 6.519 | 0.36977 | 1.81 | 0.45903 | -0.089267 | 5.0793 | 0.30341 | 6.7844 | 4.7662 | 13.0918 | 267.8848 | 0.11221 | -0.16983 | -0.29439 | 0.11221 | 0.11219 | 1.1196 | -1.7719 | -13.3105 | 1.1196 | 0.54917 | 1.9779 | -3.042 | -13.0431 | 1.9779 | 1.5411 | 0.24823 | 5.5505 | 3.8994 | 10.7108 | 219.1649 | 0.091803 | -0.13894 | -0.24085 | 0.091803 | 0.091787 | 0.91596 | -1.4496 | -10.8897 | 0.91596 | 0.44929 | 1.6182 | -2.4887 | -10.6709 | 1.6182 | 1.2608
89 | 0.33 | 0.35 | Southern | TX | Houston-Bush.Intercontinental.AP.722430 | 2 | 9591173 | 21.7809 | 16.3588 | 43.4195 | 21.7442 | 21.6752 | 903.55 | 0.099634 | -16.94 | 0.94801 | -0.84838 | -11.8251 | -0.82994 | -26.47 | 0.029939 | -0.85988 | -28.3701 | -1.2405 | -64.5 | 1.2274 | -2.4679 | -61.3327 | 0.099634 | -16.94 | 0.94801 | -0.84838 | -11.8251 | 0.099567 | -18.82 | 1.0378 | -0.93825 | -13.2648 | 0.30341 | 6.6085 | 4.9634 | 13.1738 | 274.1441 | 0.03023 | -0.25181 | -0.37637 | 0.03023 | 0.030209 | -5.1397 | -8.0312 | -19.5698 | -5.1397 | -5.7101 | -3.5878 | -8.6077 | -18.6088 | -3.5878 | -4.0247 | 0.24823 | 5.4066 | 4.0607 | 10.7779 | 224.2859 | 0.024732 | -0.20601 | -0.30792 | 0.024732 | 0.024715 | -4.205 | -6.5706 | -16.0107 | -4.205 | -4.6716 | -2.9353 | -7.0422 | -15.2245 | -2.9353 | -3.2927
90 | 0.33 | 0.4 | Southern | TX | Houston-Bush.Intercontinental.AP.722430 | 2 | 9591173 | 21.2511 | 16.9789 | 43.6998 | 21.2154 | 22.4844 | 923.42 | -0.18065 | -36.81 | 1.4769 | -1.6575 | -29.7095 | -1.1102 | -46.34 | 0.55883 | -1.6691 | -46.2544 | -1.5208 | -84.37 | 1.7563 | -3.2771 | -79.217 | -0.18065 | -36.81 | 1.4769 | -1.6575 | -29.7095 | -0.18072 | -38.69 | 1.5667 | -1.7474 | -31.1492 | 0.30341 | 6.4478 | 5.1515 | 13.2588 | 280.1728 | -0.054811 | -0.33685 | -0.46141 | -0.054811 | -0.054831 | -11.1684 | -14.0599 | -25.5985 | -11.1684 | -11.7388 | -9.0141 | -14.034 | -24.0351 | -9.0141 | -9.4509 | 0.24823 | 5.2751 | 4.2146 | 10.8475 | 229.2181 | -0.044843 | -0.27559 | -0.37749 | -0.044843 | -0.044859 | -9.1373 | -11.5029 | -20.9429 | -9.1373 | -9.6039 | -7.3747 | -11.4816 | -19.6638 | -7.3747 | -7.7321
91 | 0.3 | 0.2 | Southern | TX | Houston-Bush.Intercontinental.AP.722430 | 2 | 9591173 | 22.5606 | 14.9688 | 42.3092 | 22.5226 | 19.7866 | 852.56 | 1.2099 | 34.05 | 0.16964 | 1.0403 | 37.945 | 0.28034 | 24.52 | -0.74843 | 1.0288 | 21.4 | -0.13019 | -13.51 | 0.44906 | -0.57925 | -11.5626 | 1.2099 | 34.05 | 0.16964 | 1.0403 | 37.945 | 1.2098 | 32.17 | 0.25945 | 0.95039 | 36.5052 | 0.30341 | 6.8451 | 4.5417 | 12.8369 | 258.6734 | 0.3671 | 0.085056 | -0.039502 | 0.3671 | 0.36708 | 10.331 | 7.4396 | -4.099 | 10.331 | 9.7606 | 11.5128 | 6.4929 | -3.5082 | 11.5128 | 11.076 | 0.24823 | 5.6002 | 3.7157 | 10.5023 | 211.6287 | 0.30033 | 0.069587 | -0.032317 | 0.30033 | 0.30032 | 8.4521 | 6.0865 | -3.3536 | 8.4521 | 7.9855 | 9.419 | 5.3121 | -2.8702 | 9.419 | 9.0616
92 | 0.3 | 0.25 | Southern | TX | Houston-Bush.Intercontinental.AP.722430 | 2 | 9591173 | 21.8909 | 15.6788 | 42.5695 | 21.854 | 20.7155 | 874.76 | 0.94962 | 11.85 | 0.83824 | 0.11139 | 18.4964 | 0.020047 | 2.32 | -0.079833 | 0.09988 | 1.9515 | -0.39048 | -35.71 | 1.1177 | -1.5081 | -31.0112 | 0.94962 | 11.85 | 0.83824 | 0.11139 | 18.4964 | 0.94955 | 9.97 | 0.92805 | 0.021506 | 17.0567 | 0.30341 | 6.6419 | 4.7571 | 12.9159 | 265.409 | 0.28812 | 0.0060824 | -0.11848 | 0.28812 | 0.2881 | 3.5954 | 0.70391 | -10.8347 | 3.5954 | 3.025 | 5.612 | 0.59209 | -9.409 | 5.612 | 5.1751 | 0.24823 | 5.4339 | 3.8919 | 10.5669 | 217.1394 | 0.23572 | 0.0049762 | -0.096929 | 0.23572 | 0.23571 | 2.9415 | 0.57589 | -8.8642 | 2.9415 | 2.4748 | 4.5913 | 0.48441 | -7.6978 | 4.5913 | 4.2339
93 | 0.3 | 0.3 | Southern | TX | Houston-Bush.Intercontinental.AP.722430 | 2 | 9591173 | 21.8109 | 15.7188 | 42.5895 | 21.7742 | 20.8153 | 877.08 | 0.92957 | 9.53 | 0.91807 | 0.011505 | 16.545 | 0 | 0 | 0 | 0 | 0 | -0.41053 | -38.03 | 1.1975 | -1.608 | -32.9626 | 0.92957 | 9.53 | 0.91807 | 0.011505 | 16.545 | 0.92951 | 7.65 | 1.0079 | -0.078374 | 15.1052 | 0.30341 | 6.6176 | 4.7692 | 12.922 | 266.1129 | 0.28204 | 0 | -0.12456 | 0.28204 | 0.28202 | 2.8915 | 0 | -11.5386 | 2.8915 | 2.3211 | 5.0199 | 0 | -10.0011 | 5.0199 | 4.583 | 0.24823 | 5.4141 | 3.9018 | 10.5719 | 217.7153 | 0.23075 | 0 | -0.1019 | 0.23075 | 0.23073 | 2.3656 | 0 | -9.4401 | 2.3656 | 1.8989 | 4.1069 | 0 | -8.1822 | 4.1069 | 3.7495
94 | 0.3 | 0.35 | Southern | TX | Houston-Bush.Intercontinental.AP.722430 | 2 | 9591173 | 21.2312 | 16.3688 | 42.8598 | 21.1954 | 21.6644 | 897.69 | 0.65935 | -11.08 | 1.4969 | -0.8375 | -1.7998 | -0.27022 | -20.61 | 0.57878 | -0.84901 | -18.3448 | -0.68075 | -58.64 | 1.7763 | -2.457 | -51.3074 | 0.65935 | -11.08 | 1.4969 | -0.8375 | -1.7998 | 0.65929 | -12.96 | 1.5867 | -0.92738 | -3.2396 | 0.30341 | 6.4417 | 4.9664 | 13.004 | 272.3661 | 0.20005 | -0.081987 | -0.20655 | 0.20005 | 0.20003 | -3.3618 | -6.2532 | -17.7918 | -3.3618 | -3.9322 | -0.54608 | -5.566 | -15.5671 | -0.54608 | -0.98291 | 0.24823 | 5.2702 | 4.0632 | 10.639 | 222.8313 | 0.16367 | -0.067077 | -0.16898 | 0.16367 | 0.16365 | -2.7504 | -5.116 | -14.5561 | -2.7504 | -3.217 | -0.44677 | -4.5537 | -12.7359 | -0.44677 | -0.80415
95 | 0.3 | 0.4 | Southern | TX | Houston-Bush.Intercontinental.AP.722430 | 2 | 9591173 | 20.7114 | 17.0088 | 43.18 | 20.6765 | 22.5035 | 918.59 | 0.33913 | -31.98 | 2.0158 | -1.6766 | -20.8665 | -0.59044 | -41.51 | 1.0977 | -1.6881 | -37.4115 | -1.001 | -79.54 | 2.2952 | -3.2962 | -70.3741 | 0.33913 | -31.98 | 2.0158 | -1.6766 | -20.8665 | 0.33907 | -33.86 | 2.1056 | -1.7665 | -22.3062 | 0.30341 | 6.284 | 5.1606 | 13.1011 | 278.7074 | 0.1029 | -0.17914 | -0.3037 | 0.1029 | 0.10288 | -9.703 | -12.5945 | -24.1331 | -9.703 | -10.2734 | -6.3311 | -11.3509 | -21.352 | -6.3311 | -6.7679 | 0.24823 | 5.1411 | 4.2221 | 10.7185 | 228.0192 | 0.084182 | -0.14656 | -0.24847 | 0.084182 | 0.084166 | -7.9383 | -10.3039 | -19.744 | -7.9383 | -8.405 | -5.1796 | -9.2866 | -17.4688 | -5.1796 | -5.537
96 | 0.28 | 0.2 | Southern | TX | Houston-Bush.Intercontinental.AP.722430 | 2 | 9591173 | 22.1708 | 14.9788 | 41.9194 | 22.1334 | 19.786 | 848.65 | 1.5997 | 37.96 | 0.55882 | 1.0409 | 44.8159 | 0.67015 | 28.43 | -0.35925 | 1.0294 | 28.2709 | 0.25962 | -9.6 | 0.83824 | -0.57862 | -4.6917 | 1.5997 | 37.96 | 0.55882 | 1.0409 | 44.8159 | 1.5997 | 36.08 | 0.64863 | 0.95102 | 43.3761 | 0.30341 | 6.7268 | 4.5447 | 12.7187 | 257.487 | 0.48537 | 0.20333 | 0.078771 | 0.48537 | 0.48535 | 11.5174 | 8.6259 | -2.9127 | 11.5174 | 10.947 | 13.5975 | 8.5776 | -1.4235 | 13.5975 | 13.1607 | 0.24823 | 5.5034 | 3.7182 | 10.4055 | 210.6582 | 0.3971 | 0.16635 | 0.064445 | 0.3971 | 0.39708 | 9.4227 | 7.0571 | -2.383 | 9.4227 | 8.956 | 11.1245 | 7.0176 | -1.1646 | 11.1245 | 10.7671
97 | 0.28 | 0.25 | Southern | TX | Houston-Bush.Intercontinental.AP.722430 | 2 | 9591173 | 21.5111 | 15.6888 | 42.1896 | 21.4748 | 20.7148 | 870.94 | 1.3295 | 15.67 | 1.2174 | 0.11202 | 25.1918 | 0.39988 | 6.14 | 0.29937 | 0.10051 | 8.6468 | -0.010648 | -31.89 | 1.4969 | -1.5075 | -24.3158 | 1.3295 | 15.67 | 1.2174 | 0.11202 | 25.1918 | 1.3294 | 13.79 | 1.3073 | 0.022138 | 23.752 | 0.30341 | 6.5266 | 4.7601 | 12.8007 | 264.25 | 0.40337 | 0.12133 | -0.0032307 | 0.40337 | 0.40335 | 4.7544 | 1.8629 | -9.6757 | 4.7544 | 4.184 | 7.6434 | 2.6235 | -7.3776 | 7.6434 | 7.2066 | 0.24823 | 5.3396 | 3.8944 | 10.4726 | 216.1912 | 0.33001 | 0.099262 | -0.0026431 | 0.33001 | 0.32999 | 3.8897 | 1.5241 | -7.916 | 3.8897 | 3.4231 | 6.2533 | 2.1464 | -6.0359 | 6.2533 | 5.8959
98 | 0.28 | 0.3 | Southern | TX | Houston-Bush.Intercontinental.AP.722430 | 2 | 9591173 | 21.3012 | 15.8789 | 42.2698 | 21.2653 | 21.0045 | 877.89 | 1.2493 | 8.72 | 1.427 | -0.17768 | 19.1445 | 0.31974 | -0.81 | 0.50893 | -0.18919 | 2.5996 | -0.090786 | -38.84 | 1.7064 | -1.7972 | -30.3631 | 1.2493 | 8.72 | 1.427 | -0.17768 | 19.1445 | 1.2493 | 6.84 | 1.5168 | -0.26756 | 17.7048 | 0.30341 | 6.4629 | 4.8178 | 12.825 | 266.3587 | 0.37905 | 0.097013 | -0.027545 | 0.37905 | 0.37903 | 2.6457 | -0.24576 | -11.7844 | 2.6457 | 2.0753 | 5.8086 | 0.78873 | -9.2124 | 5.8086 | 5.3718 | 0.24823 | 5.2875 | 3.9416 | 10.4925 | 217.9163 | 0.31012 | 0.079369 | -0.022536 | 0.31012 | 0.3101 | 2.1645 | -0.20106 | -9.6412 | 2.1645 | 1.6979 | 4.7522 | 0.64528 | -7.5369 | 4.7522 | 4.3948
99 | 0.28 | 0.35 | Southern | TX | Houston-Bush.Intercontinental.AP.722430 | 2 | 9591173 | 20.7414 | 16.5488 | 42.58 | 20.7064 | 21.8736 | 899.32 | 0.93912 | -12.71 | 1.9858 | -1.0467 | -0.22435 | 0.009543 | -22.24 | 1.0678 | -1.0582 | -16.7693 | -0.40099 | -60.27 | 2.2652 | -2.6662 | -49.7319 | 0.93912 | -12.71 | 1.9858 | -1.0467 | -0.22435 | 0.93905 | -14.59 | 2.0756 | -1.1366 | -1.6641 | 0.30341 | 6.2931 | 5.021 | 12.9191 | 272.8607 | 0.28494 | 0.0028954 | -0.12166 | 0.28494 | 0.28492 | -3.8563 | -6.7478 | -18.2864 | -3.8563 | -4.4267 | -0.06807 | -5.0879 | -15.0891 | -0.06807 | -0.5049 | 0.24823 | 5.1486 | 4.1079 | 10.5695 | 223.2359 | 0.23311 | 0.0023688 | -0.099536 | 0.23311 | 0.2331 | -3.155 | -5.5206 | -14.9607 | -3.155 | -3.6216 | -0.05569 | -4.1626 | -12.3448 | -0.05569 | -0.41307
100 | 0.28 | 0.4 | Southern | TX | Houston-Bush.Intercontinental.AP.722430 | 2 | 9591173 | 20.3416 | 17.0289 | 42.8202 | 20.3073 | 22.5129 | 915.19 | 0.69893 | -28.58 | 2.385 | -1.6861 | -14.685 | -0.23065 | -38.11 | 1.4669 | -1.6976 | -31.23 | -0.64118 | -76.14 | 2.6644 | -3.3056 | -64.1926 | 0.69893 | -28.58 | 2.385 | -1.6861 | -14.685 | 0.69886 | -30.46 | 2.4748 | -1.7759 | -16.1247 | 0.30341 | 6.1718 | 5.1667 | 12.992 | 277.6758 | 0.21206 | -0.069981 | -0.19454 | 0.21206 | 0.21204 | -8.6714 | -11.5629 | -23.1015 | -8.6714 | -9.2418 | -4.4555 | -9.4754 | -19.4765 | -4.4555 | -4.8924 | 0.24823 | 5.0493 | 4.227 | 10.6291 | 227.1752 | 0.17349 | -0.057253 | -0.15916 | 0.17349 | 0.17348 | -7.0943 | -9.4599 | -18.9 | -7.0943 | -7.561 | -3.6452 | -7.7521 | -15.9344 | -3.6452 | -4.0026
101 | 0.27 | 0.2 | Southern | TX | Houston-Bush.Intercontinental.AP.722430 | 2 | 9591173 | 21.9809 | 14.9788 | 41.7195 | 21.9438 | 19.7756 | 846.44 | 1.7996 | 40.17 | 0.74842 | 1.0512 | 48.4992 | 0.87006 | 30.64 | -0.16965 | 1.0397 | 31.9542 | 0.45953 | -7.39 | 1.0278 | -0.56831 | -1.0084 | 1.7996 | 40.17 | 0.74842 | 1.0512 | 48.4992 | 1.7996 | 38.29 | 0.83824 | 0.96133 | 47.0595 | 0.30341 | 6.6692 | 4.5447 | 12.658 | 256.8165 | 0.54602 | 0.26398 | 0.13942 | 0.54602 | 0.546 | 12.1879 | 9.2964 | -2.2422 | 12.1879 | 11.6175 | 14.715 | 9.6952 | -0.30595 | 14.715 | 14.2782 | 0.24823 | 5.4563 | 3.7182 | 10.3559 | 210.1096 | 0.44672 | 0.21597 | 0.11407 | 0.44672 | 0.4467 | 9.9713 | 7.6057 | -1.8344 | 9.9713 | 9.5046 | 12.0388 | 7.9319 | -0.2503 | 12.0388 | 11.6815
102 | 0.27 | 0.25 | Southern | TX | Houston-Bush.Intercontinental.AP.722430 | 2 | 9591173 | 21.3212 | 15.6888 | 41.9997 | 21.2852 | 20.7145 | 869.04 | 1.5194 | 17.57 | 1.407 | 0.11234 | 28.5397 | 0.58981 | 8.04 | 0.48897 | 0.10084 | 11.9948 | 0.17928 | -29.99 | 1.6865 | -1.5072 | -20.9679 | 1.5194 | 17.57 | 1.407 | 0.11234 | 28.5397 | 1.5193 | 15.69 | 1.4969 | 0.022463 | 27.1 | 0.30341 | 6.469 | 4.7601 | 12.743 | 263.6735 | 0.46099 | 0.17895 | 0.054394 | 0.46099 | 0.46097 | 5.3309 | 2.4394 | -9.0992 | 5.3309 | 4.7605 | 8.6592 | 3.6393 | -6.3618 | 8.6592 | 8.2224 | 0.24823 | 5.2925 | 3.8944 | 10.4255 | 215.7195 | 0.37715 | 0.14641 | 0.044502 | 0.37715 | 0.37714 | 4.3614 | 1.9957 | -7.4443 | 4.3614 | 3.8947 | 7.0843 | 2.9774 | -5.2048 | 7.0843 | 6.727
103 | 0.27 | 0.3 | Southern | TX | Houston-Bush.Intercontinental.AP.722430 | 2 | 9591173 | 21.0113 | 16.0089 | 42.1299 | 20.9759 | 21.154 | 879.62 | 1.3892 | 6.99 | 1.7164 | -0.3272 | 19.2134 | 0.45962 | -2.54 | 0.79832 | -0.3387 | 2.6684 | 0.049091 | -40.57 | 1.9958 | -1.9467 | -30.2942 | 1.3892 | 6.99 | 1.7164 | -0.3272 | 19.2134 | 1.3891 | 5.11 | 1.8062 | -0.41707 | 17.7736 | 0.30341 | 6.375 | 4.8572 | 12.7825 | 266.8836 | 0.42149 | 0.13945 | 0.014895 | 0.42149 | 0.42147 | 2.1208 | -0.77066 | -12.3093 | 2.1208 | 1.5504 | 5.8295 | 0.80961 | -9.1915 | 5.8295 | 5.3927 | 0.24823 | 5.2156 | 3.9738 | 10.4578 | 218.3458 | 0.34484 | 0.11409 | 0.012186 | 0.34484 | 0.34482 | 1.7351 | -0.6305 | -10.0706 | 1.7351 | 1.2684 | 4.7693 | 0.66237 | -7.5199 | 4.7693 | 4.4119
104 | 0.27 | 0.35 | Southern | TX | Houston-Bush.Intercontinental.AP.722430 | 2 | 9591173 | 20.4515 | 16.7188 | 42.5001 | 20.417 | 22.0831 | 902.91 | 1.019 | -16.3 | 2.2752 | -1.2562 | -2.1718 | 0.089423 | -25.83 | 1.3571 | -1.2677 | -18.7168 | -0.32111 | -63.86 | 2.5546 | -2.8757 | -51.6794 | 1.019 | -16.3 | 2.2752 | -1.2562 | -2.1718 | 1.0189 | -18.18 | 2.365 | -1.3461 | -3.6115 | 0.30341 | 6.2052 | 5.0726 | 12.8949 | 273.9499 | 0.30917 | 0.027132 | -0.097426 | 0.30917 | 0.30915 | -4.9455 | -7.837 | -19.3756 | -4.9455 | -5.516 | -0.65894 | -5.6788 | -15.6799 | -0.65894 | -1.0958 | 0.24823 | 5.0766 | 4.1501 | 10.5497 | 224.127 | 0.25294 | 0.022197 | -0.079708 | 0.25294 | 0.25293 | -4.0461 | -6.4117 | -15.8518 | -4.0461 | -4.5128 | -0.5391 | -4.646 | -12.8282 | -0.5391 | -0.89648
105 | 0.27 | 0.4 | Southern | TX | Houston-Bush.Intercontinental.AP.722430 | 2 | 9591173 | 20.1516 | 17.0389 | 42.6303 | 20.1177 | 22.5126 | 913.27 | 0.88885 | -26.66 | 2.5746 | -1.6857 | -11.3371 | -0.040724 | -36.19 | 1.6565 | -1.6972 | -27.8821 | -0.45125 | -74.22 | 2.854 | -3.3053 | -60.8447 | 0.88885 | -26.66 | 2.5746 | -1.6857 | -11.3371 | 0.88878 | -28.54 | 2.6644 | -1.7756 | -12.7768 | 0.30341 | 6.1142 | 5.1697 | 12.9344 | 277.0932 | 0.26968 | -0.012356 | -0.13691 | 0.26968 | 0.26966 | -8.0889 | -10.9803 | -22.5189 | -8.0889 | -8.6593 | -3.4398 | -8.4596 | -18.4608 | -3.4398 | -3.8766 | 0.24823 | 5.0022 | 4.2295 | 10.582 | 226.6986 | 0.22064 | -0.010109 | -0.11201 | 0.22064 | 0.22062 | -6.6177 | -8.9833 | -18.4234 | -6.6177 | -7.0844 | -2.8142 | -6.9211 | -15.1033 | -2.8142 | -3.1716
106 | 0.26 | 0.2 | Southern | TX | Houston-Bush.Intercontinental.AP.722430 | 2 | 9591173 | 21.781 | 14.9888 | 41.5295 | 21.7442 | 19.7853 | 844.76 | 1.9896 | 41.85 | 0.948 | 1.0416 | 51.6881 | 1.06 | 32.32 | 0.029934 | 1.0301 | 35.1432 | 0.64947 | -5.71 | 1.2274 | -0.57795 | 2.1805 | 1.9896 | 41.85 | 0.948 | 1.0416 | 51.6881 | 1.9895 | 39.97 | 1.0378 | 0.95169 | 50.2484 | 0.30341 | 6.6085 | 4.5477 | 12.6004 | 256.3068 | 0.60365 | 0.32161 | 0.19705 | 0.60365 | 0.60363 | 12.6976 | 9.8061 | -1.7325 | 12.6976 | 12.1272 | 15.6826 | 10.6627 | 0.6616 | 15.6826 | 15.2458 | 0.24823 | 5.4066 | 3.7206 | 10.3088 | 209.6926 | 0.49387 | 0.26312 | 0.16122 | 0.49387 | 0.49385 | 10.3883 | 8.0227 | -1.4174 | 10.3883 | 9.9216 | 12.8304 | 8.7235 | 0.54127 | 12.8304 | 12.473
107 | 0.26 | 0.25 | Southern | TX | Houston-Bush.Intercontinental.AP.722430 | 2 | 9591173 | 21.1312 | 15.6988 | 41.8098 | 21.0956 | 20.7142 | 867.14 | 1.7093 | 19.47 | 1.5966 | 0.11263 | 31.8864 | 0.77969 | 9.94 | 0.67857 | 0.10112 | 15.3414 | 0.36916 | -28.09 | 1.8761 | -1.5069 | -17.6212 | 1.7093 | 19.47 | 1.5966 | 0.11263 | 31.8864 | 1.7092 | 17.59 | 1.6865 | 0.022748 | 30.4466 | 0.30341 | 6.4114 | 4.7631 | 12.6854 | 263.097 | 0.51861 | 0.23657 | 0.11201 | 0.51861 | 0.51859 | 5.9073 | 3.0159 | -8.5227 | 5.9073 | 5.3369 | 9.6746 | 4.6547 | -5.3464 | 9.6746 | 9.2377 | 0.24823 | 5.2454 | 3.8969 | 10.3783 | 215.2479 | 0.42429 | 0.19354 | 0.091637 | 0.42429 | 0.42427 | 4.833 | 2.4674 | -6.9727 | 4.833 | 4.3663 | 7.9151 | 3.8082 | -4.3741 | 7.9151 | 7.5577
108 | 0.26 | 0.3 | Southern | TX | Houston-Bush.Intercontinental.AP.722430 | 2 | 9591173 | 20.6914 | 16.1989 | 42.0401 | 20.6565 | 21.3835 | 883.54 | 1.4791 | 3.07 | 2.0357 | -0.55667 | 17.1221 | 0.54948 | -6.46 | 1.1177 | -0.56817 | 0.57711 | 0.13895 | -44.49 | 2.3151 | -2.1762 | -32.3855 | 1.4791 | 3.07 | 2.0357 | -0.55667 | 17.1221 | 1.479 | 1.19 | 2.1255 | -0.64655 | 15.6823 | 0.30341 | 6.2779 | 4.9149 | 12.7553 | 268.0729 | 0.44876 | 0.16672 | 0.042158 | 0.44876 | 0.44874 | 0.93146 | -1.96 | -13.4986 | 0.93146 | 0.36106 | 5.195 | 0.1751 | -9.826 | 5.195 | 4.7581 | 0.24823 | 5.1362 | 4.021 | 10.4355 | 219.3188 | 0.36714 | 0.1364 | 0.034491 | 0.36714 | 0.36713 | 0.76206 | -1.6035 | -11.0436 | 0.76206 | 0.29539 | 4.2502 | 0.14325 | -8.039 | 4.2502 | 3.8928
109 | 0.26 | 0.35 | Southern | TX | Houston-Bush.Intercontinental.AP.722430 | 2 | 9591173 | 20.1517 | 16.8988 | 42.4202 | 20.1177 | 22.3026 | 906.72 | 1.0989 | -20.11 | 2.5746 | -1.4757 | -4.279 | 0.1693 | -29.64 | 1.6565 | -1.4872 | -20.824 | -0.24123 | -67.67 | 2.854 | -3.0952 | -53.7866 | 1.0989 | -20.11 | 2.5746 | -1.4757 | -4.279 | 1.0988 | -21.99 | 2.6644 | -1.5656 | -5.7188 | 0.30341 | 6.1142 | 5.1272 | 12.8706 | 275.1059 | 0.33341 | 0.051367 | -0.073191 | 0.33341 | 0.33339 | -6.1015 | -8.993 | -20.5316 | -6.1015 | -6.6719 | -1.2983 | -6.3182 | -16.3193 | -1.2983 | -1.7351 | 0.24823 | 5.0022 | 4.1948 | 10.5299 | 225.0727 | 0.27277 | 0.042025 | -0.05988 | 0.27277 | 0.27275 | -4.9919 | -7.3575 | -16.7975 | -4.9919 | -5.4585 | -1.0622 | -5.1691 | -13.3513 | -1.0622 | -1.4196
110 | 0.26 | 0.4 | Southern | TX | Houston-Bush.Intercontinental.AP.722430 | 2 | 9591173 | 19.9617 | 17.0489 | 42.4503 | 19.9281 | 22.5223 | 911.66 | 1.0688 | -25.05 | 2.7642 | -1.6954 | -8.3258 | 0.13918 | -34.58 | 1.8461 | -1.7069 | -24.8708 | -0.27135 | -72.61 | 3.0436 | -3.315 | -57.8334 | 1.0688 | -25.05 | 2.7642 | -1.6954 | -8.3258 | 1.0687 | -26.93 | 2.854 | -1.7853 | -9.7656 | 0.30341 | 6.0565 | 5.1728 | 12.8798 | 276.6048 | 0.32427 | 0.042229 | -0.082329 | 0.32427 | 0.32425 | -7.6004 | -10.4918 | -22.0304 | -7.6004 | -8.1708 | -2.5261 | -7.546 | -17.5471 | -2.5261 | -2.9629 | 0.24823 | 4.955 | 4.232 | 10.5373 | 226.299 | 0.2653 | 0.034549 | -0.067356 | 0.2653 | 0.26528 | -6.2181 | -8.5837 | -18.0238 | -6.2181 | -6.6848 | -2.0667 | -6.1736 | -14.3558 | -2.0667 | -2.4241
111 | 0.25 | 0.2 | Southern | TX | Houston-Bush.Intercontinental.AP.722430 | 2 | 9591173 | 21.5811 | 14.9888 | 41.3197 | 21.5447 | 19.775 | 842.44 | 2.1994 | 44.17 | 1.1476 | 1.0519 | 55.5464 | 1.2699 | 34.64 | 0.22951 | 1.0404 | 39.0015 | 0.85934 | -3.39 | 1.427 | -0.56766 | 6.0389 | 2.1994 | 44.17 | 1.1476 | 1.0519 | 55.5464 | 2.1994 | 42.29 | 1.2374 | 0.96198 | 54.1067 | 0.30341 | 6.5479 | 4.5477 | 12.5367 | 255.6029 | 0.66733 | 0.38529 | 0.26073 | 0.66733 | 0.66731 | 13.4015 | 10.51 | -1.0286 | 13.4015 | 12.8311 | 16.8532 | 11.8334 | 1.8322 | 16.8532 | 16.4164 | 0.24823 | 5.357 | 3.7206 | 10.2567 | 209.1167 | 0.54596 | 0.31522 | 0.21331 | 0.54596 | 0.54595 | 10.9642 | 8.5986 | -0.84149 | 10.9642 | 10.4975 | 13.7882 | 9.6812 | 1.499 | 13.7882 | 13.4308
112 | 0.25 | 0.25 | Southern | TX | Houston-Bush.Intercontinental.AP.722430 | 2 | 9591173 | 20.9413 | 15.6988 | 41.6099 | 20.906 | 20.7039 | 864.92 | 1.9092 | 21.69 | 1.7862 | 0.12295 | 35.5704 | 0.97962 | 12.16 | 0.86818 | 0.11145 | 19.0254 | 0.56909 | -25.87 | 2.0657 | -1.4966 | -13.9372 | 1.9092 | 21.69 | 1.7862 | 0.12295 | 35.5704 | 1.9091 | 19.81 | 1.8761 | 0.033072 | 34.1306 | 0.30341 | 6.3538 | 4.7631 | 12.6248 | 262.4235 | 0.57926 | 0.29722 | 0.17267 | 0.57926 | 0.57924 | 6.5809 | 3.6894 | -7.8492 | 6.5809 | 6.0105 | 10.7923 | 5.7725 | -4.2287 | 10.7923 | 10.3555 | 0.24823 | 5.1982 | 3.8969 | 10.3287 | 214.6968 | 0.47391 | 0.24317 | 0.14126 | 0.47391 | 0.4739 | 5.3841 | 3.0184 | -6.4216 | 5.3841 | 4.9174 | 8.8295 | 4.7226 | -3.4596 | 8.8295 | 8.4722
113 | 0.25 | 0.3 | Southern | TX | Houston-Bush.Intercontinental.AP.722430 | 2 | 9591173 | 20.3716 | 16.3889 | 41.9502 | 20.3372 | 21.613 | 887.48 | 1.5689 | -0.87 | 2.3551 | -0.78612 | 15.0314 | 0.63935 | -10.4 | 1.437 | -0.79763 | -1.5136 | 0.22882 | -48.43 | 2.6345 | -2.4056 | -34.4762 | 1.5689 | -0.87 | 2.3551 | -0.78612 | 15.0314 | 1.5689 | -2.75 | 2.4449 | -0.876 | 13.5917 | 0.30341 | 6.1809 | 4.9725 | 12.728 | 269.2684 | 0.47603 | 0.19399 | 0.069427 | 0.47603 | 0.47601 | -0.26396 | -3.1554 | -14.694 | -0.26396 | -0.83437 | 4.5606 | -0.45923 | -10.4603 | 4.5606 | 4.1238 | 0.24823 | 5.0568 | 4.0682 | 10.4132 | 220.2969 | 0.38945 | 0.15871 | 0.056801 | 0.38945 | 0.38943 | -0.21596 | -2.5816 | -12.0217 | -0.21596 | -0.68263 | 3.7312 | -0.37571 | -8.5579 | 3.7312 | 3.3738
114 | 0.25 | 0.35 | Southern | TX | Houston-Bush.Intercontinental.AP.722430 | 2 | 9591173 | 19.8418 | 17.1188 | 42.3804 | 19.8083 | 22.5721 | 911.99 | 1.1387 | -25.38 | 2.8839 | -1.7452 | -7.8916 | 0.20914 | -34.91 | 1.9659 | -1.7567 | -24.4366 | -0.20139 | -72.94 | 3.1634 | -3.3648 | -57.3992 | 1.1387 | -25.38 | 2.8839 | -1.7452 | -7.8916 | 1.1386 | -27.26 | 2.9738 | -1.8351 | -9.3314 | 0.30341 | 6.0202 | 5.194 | 12.8585 | 276.7049 | 0.34549 | 0.063453 | -0.061105 | 0.34549 | 0.34547 | -7.7005 | -10.592 | -22.1306 | -7.7005 | -8.2709 | -2.3944 | -7.4143 | -17.4154 | -2.3944 | -2.8312 | 0.24823 | 4.9253 | 4.2494 | 10.52 | 226.3809 | 0.28266 | 0.051913 | -0.049992 | 0.28266 | 0.28264 | -6.3 | -8.6656 | -18.1057 | -6.3 | -6.7667 | -1.9589 | -6.0658 | -14.2481 | -1.9589 | -2.3163
115 | 0.25 | 0.4 | Southern | TX | Houston-Bush.Intercontinental.AP.722430 | 2 | 9591173 | 19.7718 | 17.0589 | 42.2604 | 19.7385 | 22.522 | 909.77 | 1.2587 | -23.16 | 2.9538 | -1.6951 | -4.9786 | 0.32909 | -32.69 | 2.0357 | -1.7066 | -21.5235 | -0.081441 | -70.72 | 3.2332 | -3.3147 | -54.4861 | 1.2587 | -23.16 | 2.9538 | -1.6951 | -4.9786 | 1.2586 | -25.04 | 3.0436 | -1.785 | -6.4183 | 0.30341 | 5.9989 | 5.1758 | 12.8221 | 276.0313 | 0.38189 | 0.099848 | -0.02471 | 0.38189 | 0.38187 | -7.0269 | -9.9184 | -21.457 | -7.0269 | -7.5973 | -1.5105 | -6.5304 | -16.5315 | -1.5105 | -1.9474 | 0.24823 | 4.9079 | 4.2345 | 10.4902 | 225.8298 | 0.31243 | 0.081689 | -0.020216 | 0.31243 | 0.31242 | -5.7489 | -8.1146 | -17.5546 | -5.7489 | -6.2156 | -1.2358 | -5.3427 | -13.525 | -1.2358 | -1.5932
116 | 0.24 | 0.2 | Southern | TX | Houston-Bush.Intercontinental.AP.722430 | 2 | 9591173 | 21.3912 | 14.9988 | 41.1397 | 21.3551 | 19.7846 | 840.85 | 2.3794 | 45.76 | 1.3372 | 1.0422 | 58.5591 | 1.4498 | 36.23 | 0.41912 | 1.0307 | 42.0142 | 1.0393 | -1.8 | 1.6166 | -0.57732 | 9.0516 | 2.3794 | 45.76 | 1.3372 | 1.0422 | 58.5591 | 2.3793 | 43.88 | 1.427 | 0.95233 | 57.1194 | 0.30341 | 6.4902 | 4.5508 | 12.4821 | 255.1205 | 0.72193 | 0.43989 | 0.31533 | 0.72193 | 0.72191 | 13.8839 | 10.9925 | -0.54613 | 13.8839 | 13.3135 | 17.7673 | 12.7474 | 2.7463 | 17.7673 | 17.3305 | 0.24823 | 5.3099 | 3.7231 | 10.212 | 208.722 | 0.59063 | 0.35988 | 0.25798 | 0.59063 | 0.59061 | 11.3589 | 8.9933 | -0.44681 | 11.3589 | 10.8922 | 14.536 | 10.4291 | 2.2468 | 14.536 | 14.1786
117 | 0.24 | 0.25 | Southern | TX | Houston-Bush.Intercontinental.AP.722430 | 2 | 9591173 | 20.7414 | 15.7088 | 41.42 | 20.7064 | 20.7136 | 863.21 | 2.0991 | 23.4 | 1.9858 | 0.11328 | 38.758 | 1.1695 | 13.87 | 1.0678 | 0.10177 | 22.213 | 0.759 | -24.16 | 2.2652 | -1.5062 | -10.7496 | 2.0991 | 23.4 | 1.9858 | 0.11328 | 38.758 | 2.099 | 21.52 | 2.0756 | 0.023398 | 37.3182 | 0.30341 | 6.2931 | 4.7662 | 12.5672 | 261.9046 | 0.63688 | 0.35484 | 0.23029 | 0.63688 | 0.63686 | 7.0997 | 4.2083 | -7.3303 | 7.0997 | 6.5293 | 11.7595 | 6.7396 | -3.2615 | 11.7595 | 11.3226 | 0.24823 | 5.1486 | 3.8994 | 10.2816 | 214.2724 | 0.52105 | 0.29031 | 0.1884 | 0.52105 | 0.52104 | 5.8085 | 3.4429 | -5.9972 | 5.8085 | 5.3419 | 9.6208 | 5.5139 | -2.6684 | 9.6208 | 9.2634
118 | 0.24 | 0.3 | Southern | TX | Houston-Bush.Intercontinental.AP.722430 | 2 | 9591173 | 20.1717 | 16.3989 | 41.7603 | 20.1376 | 21.6226 | 885.77 | 1.7588 | 0.84 | 2.5546 | -0.79579 | 18.219 | 0.82926 | -8.69 | 1.6366 | -0.8073 | 1.674 | 0.41873 | -46.72 | 2.834 | -2.4153 | -31.2886 | 1.7588 | 0.84 | 2.5546 | -0.79579 | 18.219 | 1.7588 | -1.04 | 2.6444 | -0.88567 | 16.7793 | 0.30341 | 6.1202 | 4.9755 | 12.6704 | 268.7495 | 0.53364 | 0.2516 | 0.12705 | 0.53364 | 0.53362 | 0.25486 | -2.6366 | -14.1752 | 0.25486 | -0.31554 | 5.5278 | 0.50792 | -9.4932 | 5.5278 | 5.091 | 0.24823 | 5.0072 | 4.0706 | 10.366 | 219.8724 | 0.43659 | 0.20585 | 0.10394 | 0.43659 | 0.43657 | 0.20851 | -2.1571 | -11.5972 | 0.20851 | -0.25816 | 4.5225 | 0.41554 | -7.7667 | 4.5225 | 4.1651
119 | 0.24 | 0.35 | Southern | TX | Houston-Bush.Intercontinental.AP.722430 | 2 | 9591173 | 19.6519 | 17.1288 | 42.2004 | 19.6187 | 22.5817 | 910.38 | 1.3187 | -23.77 | 3.0735 | -1.7549 | -4.879 | 0.38908 | -33.3 | 2.1555 | -1.7664 | -21.424 | -0.021446 | -71.33 | 3.353 | -3.3744 | -54.3866 | 1.3187 | -23.77 | 3.0735 | -1.7549 | -4.879 | 1.3186 | -25.65 | 3.1634 | -1.8448 | -6.3187 | 0.30341 | 5.9625 | 5.197 | 12.8039 | 276.2164 | 0.40009 | 0.11805 | -0.0065069 | 0.40009 | 0.40007 | -7.212 | -10.1035 | -21.6421 | -7.212 | -7.7824 | -1.4803 | -6.5002 | -16.5013 | -1.4803 | -1.9172 | 0.24823 | 4.8781 | 4.2518 | 10.4753 | 225.9813 | 0.32733 | 0.096581 | -0.0053235 | 0.32733 | 0.32731 | -5.9004 | -8.266 | -17.7061 | -5.9004 | -6.367 | -1.2111 | -5.318 | -13.5002 | -1.2111 | -1.5685
120 | 0.24 | 0.4 | Southern | TX | Houston-Bush.Intercontinental.AP.722430 | 2 | 9591173 | 19.5819 | 17.0689 | 42.0805 | 19.5489 | 22.5317 | 908.15 | 1.4386 | -21.54 | 3.1434 | -1.7048 | -1.9673 | 0.509 | -31.07 | 2.2253 | -1.7163 | -18.5123 | 0.098466 | -69.1 | 3.4228 | -3.3243 | -51.4749 | 1.4386 | -21.54 | 3.1434 | -1.7048 | -1.9673 | 1.4385 | -23.42 | 3.2332 | -1.7947 | -3.407 | 0.30341 | 5.9413 | 5.1788 | 12.7676 | 275.5398 | 0.43647 | 0.15443 | 0.029875 | 0.43647 | 0.43645 | -6.5354 | -9.4269 | -20.9655 | -6.5354 | -7.1058 | -0.59689 | -5.6168 | -15.6179 | -0.59689 | -1.0337 | 0.24823 | 4.8608 | 4.237 | 10.4455 | 225.4277 | 0.35709 | 0.12635 | 0.024442 | 0.35709 | 0.35708 | -5.3468 | -7.7124 | -17.1525 | -5.3468 | -5.8135 | -0.48833 | -4.5953 | -12.7775 | -0.48833 | -0.84572
121 | 0.22 | 0.2 | Southern | TX | Houston-Bush.Intercontinental.AP.722430 | 2 | 9591173 | 20.9913 | 14.9988 | 40.7199 | 20.9559 | 19.764 | 836.18 | 2.7992 | 50.43 | 1.7363 | 1.0628 | 66.2777 | 1.8696 | 40.9 | 0.81828 | 1.0513 | 49.7328 | 1.4591 | 2.87 | 2.0158 | -0.55669 | 16.7701 | 2.7992 | 50.43 | 1.7363 | 1.0628 | 66.2777 | 2.7991 | 48.55 | 1.8262 | 0.97296 | 64.838 | 0.30341 | 6.3689 | 4.5508 | 12.3547 | 253.7035 | 0.84929 | 0.56725 | 0.4427 | 0.84929 | 0.84927 | 15.3009 | 12.4094 | 0.87078 | 15.3009 | 14.7304 | 20.1092 | 15.0893 | 5.0882 | 20.1092 | 19.6724 | 0.24823 | 5.2106 | 3.7231 | 10.1078 | 207.5628 | 0.69483 | 0.46409 | 0.36218 | 0.69483 | 0.69482 | 12.5181 | 10.1525 | 0.71241 | 12.5181 | 12.0514 | 16.4519 | 12.345 | 4.1628 | 16.4519 | 16.0946
122 | 0.22 | 0.25 | Southern | TX | Houston-Bush.Intercontinental.AP.722430 | 2 | 9591173 | 20.3516 | 15.7188 | 41.0302 | 20.3172 | 20.7129 | 859.27 | 2.489 | 27.34 | 2.375 | 0.11395 | 45.6303 | 1.5594 | 17.81 | 1.4569 | 0.10244 | 29.0853 | 1.1489 | -20.22 | 2.6544 | -1.5056 | -3.8773 | 2.489 | 27.34 | 2.375 | 0.11395 | 45.6303 | 2.4889 | 25.46 | 2.4648 | 0.02407 | 44.1905 | 0.30341 | 6.1748 | 4.7692 | 12.4489 | 260.7092 | 0.75517 | 0.47313 | 0.34857 | 0.75517 | 0.75515 | 8.2952 | 5.4037 | -6.1349 | 8.2952 | 7.7248 | 13.8446 | 8.8247 | -1.1764 | 13.8446 | 13.4078 | 0.24823 | 5.0518 | 3.9018 | 10.1848 | 213.2944 | 0.61783 | 0.38708 | 0.28518 | 0.61783 | 0.61781 | 6.7865 | 4.4209 | -5.0192 | 6.7865 | 6.3199 | 11.3267 | 7.2198 | -0.96246 | 11.3267 | 10.9693
123 | 0.22 | 0.3 | Southern | TX | Houston-Bush.Intercontinental.AP.722430 | 2 | 9591173 | 19.7819 | 16.4188 | 41.3705 | 19.7484 | 21.622 | 881.84 | 2.1486 | 4.77 | 2.9438 | -0.79517 | 25.0898 | 1.2191 | -4.76 | 2.0257 | -0.80667 | 8.5448 | 0.80854 | -42.79 | 3.2232 | -2.4147 | -24.4178 | 2.1486 | 4.77 | 2.9438 | -0.79517 | 25.0898 | 2.1486 | 2.89 | 3.0336 | -0.88505 | 23.6501 | 0.30341 | 6.002 | 4.9816 | 12.5521 | 267.5571 | 0.65192 | 0.36988 | 0.24532 | 0.65192 | 0.6519 | 1.4473 | -1.4442 | -12.9828 | 1.4473 | 0.87685 | 7.6124 | 2.5926 | -7.4085 | 7.6124 | 7.1756 | 0.24823 | 4.9104 | 4.0756 | 10.2693 | 218.8968 | 0.53335 | 0.30261 | 0.2007 | 0.53335 | 0.53334 | 1.184 | -1.1816 | -10.6217 | 1.184 | 0.71738 | 6.228 | 2.1211 | -6.0612 | 6.228 | 5.8706
124 | 0.22 | 0.35 | Southern | TX | Houston-Bush.Intercontinental.AP.722430 | 2 | 9591173 | 19.2621 | 17.1488 | 41.8207 | 19.2295 | 22.5911 | 906.75 | 1.6985 | -20.14 | 3.4627 | -1.7643 | 1.6552 | 0.76888 | -29.67 | 2.5447 | -1.7758 | -14.8898 | 0.35835 | -67.7 | 3.7421 | -3.3838 | -47.8524 | 1.6985 | -20.14 | 3.4627 | -1.7643 | 1.6552 | 1.6984 | -22.02 | 3.5525 | -1.8542 | 0.21545 | 0.30341 | 5.8443 | 5.2031 | 12.6887 | 275.115 | 0.51532 | 0.23328 | 0.10872 | 0.51532 | 0.5153 | -6.1106 | -9.0021 | -20.5407 | -6.1106 | -6.681 | 0.5022 | -4.5177 | -14.5188 | 0.5022 | 0.06537 | 0.24823 | 4.7814 | 4.2568 | 10.381 | 225.0802 | 0.4216 | 0.19086 | 0.088951 | 0.4216 | 0.42159 | -4.9993 | -7.3649 | -16.805 | -4.9993 | -5.466 | 0.41086 | -3.6961 | -11.8783 | 0.41086 | 0.053481
125 | 0.22 | 0.4 | Southern | TX | Houston-Bush.Intercontinental.AP.722430 | 2 | 9591173 | 19.2021 | 17.0889 | 41.7107 | 19.1697 | 22.5411 | 904.62 | 1.8084 | -18.01 | 3.5226 | -1.7142 | 4.3912 | 0.87881 | -27.54 | 2.6045 | -1.7257 | -12.1538 | 0.46828 | -65.57 | 3.802 | -3.3337 | -45.1164 | 1.8084 | -18.01 | 3.5226 | -1.7142 | 4.3912 | 1.8083 | -19.89 | 3.6124 | -1.8041 | 2.9515 | 0.30341 | 5.8261 | 5.1849 | 12.6554 | 274.4688 | 0.54868 | 0.26664 | 0.14208 | 0.54868 | 0.54866 | -5.4644 | -8.3559 | -19.8944 | -5.4644 | -6.0348 | 1.3323 | -3.6875 | -13.6887 | 1.3323 | 0.8955 | 0.24823 | 4.7665 | 4.2419 | 10.3537 | 224.5515 | 0.44889 | 0.21814 | 0.11624 | 0.44889 | 0.44887 | -4.4706 | -6.8362 | -16.2763 | -4.4706 | -4.9372 | 1.09 | -3.0169 | -11.1991 | 1.09 | 0.73264
126 | 0.2 | 0.2 | Southern | TX | Houston-Bush.Intercontinental.AP.722430 | 2 | 9591173 | 20.5915 | 14.9988 | 40.3101 | 20.5567 | 19.7534 | 831.85 | 3.209 | 54.76 | 2.1355 | 1.0735 | 73.6617 | 2.2794 | 45.23 | 1.2174 | 1.062 | 57.1167 | 1.8689 | 7.2 | 2.4149 | -0.54602 | 24.1541 | 3.209 | 54.76 | 2.1355 | 1.0735 | 73.6617 | 3.2089 | 52.88 | 2.2253 | 0.98362 | 72.2219 | 0.30341 | 6.2476 | 4.5508 | 12.2304 | 252.3898 | 0.97364 | 0.6916 | 0.56704 | 0.97364 | 0.97362 | 16.6146 | 13.7231 | 2.1845 | 16.6146 | 16.0442 | 22.3495 | 17.3297 | 7.3285 | 22.3495 | 21.9127 | 0.24823 | 5.1114 | 3.7231 | 10.0061 | 206.488 | 0.79656 | 0.56582 | 0.46391 | 0.79656 | 0.79655 | 13.5929 | 11.2273 | 1.7872 | 13.5929 | 13.1263 | 18.2848 | 14.1779 | 5.9957 | 18.2848 | 17.9275
127 | 0.2 | 0.25 | Southern | TX | Houston-Bush.Intercontinental.AP.722430 | 2 | 9591173 | 19.9518 | 15.7188 | 40.6104 | 19.9181 | 20.6923 | 854.63 | 2.9087 | 31.98 | 2.7742 | 0.13454 | 53.3475 | 1.9791 | 22.45 | 1.8561 | 0.12303 | 36.8025 | 1.5686 | -15.58 | 3.0536 | -1.485 | 3.8399 | 2.9087 | 31.98 | 2.7742 | 0.13454 | 53.3475 | 2.9086 | 30.1 | 2.864 | 0.044657 | 51.9077 | 0.30341 | 6.0535 | 4.7692 | 12.3215 | 259.3014 | 0.88252 | 0.60048 | 0.47593 | 0.88252 | 0.8825 | 9.703 | 6.8115 | -4.7271 | 9.703 | 9.1326 | 16.186 | 11.1662 | 1.1651 | 16.186 | 15.7492 | 0.24823 | 4.9526 | 3.9018 | 10.0806 | 212.1426 | 0.72202 | 0.49127 | 0.38937 | 0.72202 | 0.722 | 7.9383 | 5.5727 | -3.8674 | 7.9383 | 7.4716 | 13.2423 | 9.1354 | 0.95317 | 13.2423 | 12.8849
128 | 0.2 | 0.3 | Southern | TX | Houston-Bush.Intercontinental.AP.722430 | 2 | 9591173 | 19.392 | 16.4289 | 40.9806 | 19.3593 | 21.6214 | 877.92 | 2.5385 | 8.69 | 3.333 | -0.79454 | 31.9608 | 1.6089 | -0.84 | 2.4149 | -0.80604 | 15.4158 | 1.1984 | -38.87 | 3.6124 | -2.4141 | -17.5468 | 2.5385 | 8.69 | 3.333 | -0.79454 | 31.9608 | 2.5384 | 6.81 | 3.4228 | -0.88441 | 30.521 | 0.30341 | 5.8837 | 4.9846 | 12.4338 | 266.3678 | 0.77019 | 0.48815 | 0.36359 | 0.77019 | 0.77017 | 2.6366 | -0.25486 | -11.7935 | 2.6366 | 2.0662 | 9.6971 | 4.6773 | -5.3238 | 9.6971 | 9.2603 | 0.24823 | 4.8136 | 4.0781 | 10.1725 | 217.9238 | 0.63012 | 0.39937 | 0.29746 | 0.63012 | 0.6301 | 2.1571 | -0.20851 | -9.6486 | 2.1571 | 1.6904 | 7.9335 | 3.8266 | -4.3556 | 7.9335 | 7.5762
129 | 0.2 | 0.35 | Southern | TX | Houston-Bush.Intercontinental.AP.722430 | 2 | 9591173 | 18.8723 | 17.1688 | 41.4408 | 18.8403 | 22.6005 | 903.12 | 2.0783 | -16.51 | 3.8519 | -1.7736 | 8.1913 | 1.1487 | -26.04 | 2.9338 | -1.7851 | -8.3536 | 0.7382 | -64.07 | 4.1313 | -3.3931 | -41.3162 | 2.0783 | -16.51 | 3.8519 | -1.7736 | 8.1913 | 2.0782 | -18.39 | 3.9417 | -1.8635 | 6.7516 | 0.30341 | 5.726 | 5.2092 | 12.5735 | 274.0137 | 0.63057 | 0.34853 | 0.22397 | 0.63057 | 0.63055 | -5.0093 | -7.9007 | -19.4393 | -5.0093 | -5.5797 | 2.4853 | -2.5346 | -12.5357 | 2.4853 | 2.0485 | 0.24823 | 4.6846 | 4.2618 | 10.2867 | 224.1791 | 0.51589 | 0.28515 | 0.18324 | 0.51589 | 0.51587 | -4.0982 | -6.4638 | -15.9039 | -4.0982 | -4.5649 | 2.0333 | -2.0736 | -10.2558 | 2.0333 | 1.6759
130 | 0.2 | 0.4 | Southern | TX | Houston-Bush.Intercontinental.AP.722430 | 2 | 9591173 | 18.8123 | 17.1089 | 41.3309 | 18.7805 | 22.5504 | 900.98 | 2.1882 | -14.37 | 3.9118 | -1.7236 | 10.926 | 1.2586 | -23.9 | 2.9937 | -1.7351 | -5.619 | 0.84809 | -61.93 | 4.1912 | -3.3431 | -38.5816 | 2.1882 | -14.37 | 3.9118 | -1.7236 | 10.926 | 2.1881 | -16.25 | 4.0016 | -1.8135 | 9.4863 | 0.30341 | 5.7078 | 5.191 | 12.5401 | 273.3644 | 0.66391 | 0.38187 | 0.25732 | 0.66391 | 0.66389 | -4.36 | -7.2514 | -18.79 | -4.36 | -4.9304 | 3.315 | -1.7048 | -11.706 | 3.315 | 2.8782 | 0.24823 | 4.6697 | 4.2469 | 10.2595 | 223.6479 | 0.54317 | 0.31242 | 0.21052 | 0.54317 | 0.54315 | -3.567 | -5.9326 | -15.3727 | -3.567 | -4.0337 | 2.7121 | -1.3948 | -9.577 | 2.7121 | 2.3548
Double | Double | Double | Southern | TX | Houston-Bush.Intercontinental.AP.722430 | 2 | 9591173 | 22.9802 | 18.9889 | 48.1989 | 22.9417 | 25.2571 | 1026.9 | -4.6798 | -140.29 | -0.24947 | -4.4303 | -153.2743 | -5.6093 | -149.82 | -1.1675 | -4.4418 | -169.8193 | -6.0199 | -187.85 | 0.029949 | -6.0498 | -202.7819 | -4.6798 | -140.29 | -0.24947 | -4.4303 | -153.2743 | -4.6798 | -142.17 | -0.15966 | -4.5202 | -154.7141 | 0.30341 | 6.9724 | 5.7614 | 14.6239 | 311.5695 | -1.4199 | -1.7019 | -1.8265 | -1.4199 | -1.4199 | -42.5651 | -45.4566 | -56.9952 | -42.5651 | -43.1355 | -46.5046 | -51.5245 | -61.5256 | -46.5046 | -46.9415 | 0.24823 | 5.7043 | 4.7136 | 11.9643 | 254.9047 | -1.1616 | -1.3924 | -1.4943 | -1.1616 | -1.1617 | -34.8238 | -37.1894 | -46.6295 | -34.8238 | -35.2905 | -38.0469 | -42.1538 | -50.336 | -38.0469 | -38.4043
Single | Single | Single | Southern | TX | Houston-Bush.Intercontinental.AP.722430 | 2 | 9591173 | 28.4875 | 21.5289 | 57.3162 | 28.4402 | 28.876 | 1194.07 | -13.7971 | -307.46 | -5.7479 | -8.0491 | -371.6635 | -14.7266 | -316.99 | -6.666 | -8.0607 | -388.2085 | -15.1372 | -355.02 | -5.4685 | -9.6687 | -421.1711 | -13.7971 | -307.46 | -5.7479 | -8.0491 | -371.6635 | -13.7971 | -309.34 | -5.6581 | -8.139 | -373.1033 | 0.30341 | 8.6433 | 6.532 | 17.3902 | 362.2902 | -4.1861 | -4.4682 | -4.5927 | -4.1861 | -4.1862 | -93.2858 | -96.1772 | -107.7158 | -93.2858 | -93.8562 | -112.7656 | -117.7855 | -127.7866 | -112.7656 | -113.2024 | 0.24823 | 7.0714 | 5.3441 | 14.2274 | 296.4009 | -3.4248 | -3.6556 | -3.7575 | -3.4248 | -3.4248 | -76.32 | -78.6856 | -88.1257 | -76.32 | -76.7867 | -92.2571 | -96.364 | -104.5462 | -92.2571 | -92.6145
1 | 0.35 | 0.47 | South/Central | MS | Jackson.Intl.AP.722350 | 3 | 1014636 | 35.3708 | 15.2049 | 56.247 | 34.9001 | 21.3469 | 1000.47 | 0.12103 | -54.09 | 2.9337 | -2.8126 | -74.9591 | -1.303 | -68.58 | 1.5161 | -2.8191 | -93.5098 | -0.90994 | -94.56 | 3.4312 | -4.3411 | -129.8455 | 0.12103 | -54.09 | 2.9337 | -2.8126 | -74.9591 | 0.19835 | -55.24 | 3.1076 | -2.9093 | -76.5897 | 0.013859 | 0.4902 | 0.21072 | 0.77952 | 13.8654 | 0.0016774 | -0.018058 | -0.012611 | 0.0016774 | 0.0027488 | -0.74963 | -0.95044 | -1.3105 | -0.74963 | -0.76556 | -1.0388 | -1.2959 | -1.7995 | -1.0388 | -1.0614 | 0.013859 | 0.4902 | 0.21072 | 0.77952 | 13.8654 | 0.0016774 | -0.018058 | -0.012611 | 0.0016774 | 0.0027488 | -0.74963 | -0.95044 | -1.3105 | -0.74963 | -0.76556 | -1.0388 | -1.2959 | -1.7995 | -1.0388 | -1.0614
2 | 0.35 | 0.42 | South/Central | MS | Jackson.Intl.AP.722350 | 3 | 1014636 | 36.2034 | 14.5011 | 56.1603 | 35.7216 | 20.4387 | 981.76 | 0.20768 | -35.38 | 2.1121 | -1.9044 | -49.1323 | -1.2164 | -49.87 | 0.69452 | -1.9109 | -67.683 | -0.82329 | -75.85 | 2.6096 | -3.4329 | -104.0187 | 0.20768 | -35.38 | 2.1121 | -1.9044 | -49.1323 | 0.28499 | -36.53 | 2.286 | -2.001 | -50.7629 | 0.013859 | 0.50174 | 0.20097 | 0.77832 | 13.6061 | 0.0028781 | -0.016858 | -0.01141 | 0.0028781 | 0.0039496 | -0.49033 | -0.69114 | -1.0512 | -0.49033 | -0.50627 | -0.68092 | -0.93801 | -1.4416 | -0.68092 | -0.70352 | 0.013859 | 0.50174 | 0.20097 | 0.77832 | 13.6061 | 0.0028781 | -0.016858 | -0.01141 | 0.0028781 | 0.0039496 | -0.49033 | -0.69114 | -1.0512 | -0.49033 | -0.50627 | -0.68092 | -0.93801 | -1.4416 | -0.68092 | -0.70352
3 | 0.35 | 0.37 | South/Central | MS | Jackson.Intl.AP.722350 | 3 | 1014636 | 37.0391 | 13.8919 | 56.1907 | 36.5463 | 19.6444 | 966.44 | 0.17724 | -20.06 | 1.2874 | -1.1102 | -27.9167 | -1.2468 | -34.55 | -0.13016 | -1.1167 | -46.4674 | -0.85373 | -60.53 | 1.7849 | -2.6387 | -82.803 | 0.17724 | -20.06 | 1.2874 | -1.1102 | -27.9167 | 0.25455 | -21.21 | 1.4613 | -1.2068 | -29.5472 | 0.013859 | 0.51332 | 0.19253 | 0.77874 | 13.3938 | 0.0024563 | -0.017279 | -0.011832 | 0.0024563 | 0.0035278 | -0.27801 | -0.47882 | -0.83888 | -0.27801 | -0.29395 | -0.38689 | -0.64399 | -1.1476 | -0.38689 | -0.40949 | 0.013859 | 0.51332 | 0.19253 | 0.77874 | 13.3938 | 0.0024563 | -0.017279 | -0.011832 | 0.0024563 | 0.0035278 | -0.27801 | -0.47882 | -0.83888 | -0.27801 | -0.29395 | -0.38689 | -0.64399 | -1.1476 | -0.38689 | -0.40949
4 | 0.35 | 0.32 | South/Central | MS | Jackson.Intl.AP.722350 | 3 | 1014636 | 37.9553 | 13.2865 | 56.3 | 37.4505 | 18.8495 | 951.9 | 0.067986 | -5.52 | 0.38327 | -0.31528 | -7.7003 | -1.3561 | -20.01 | -1.0343 | -0.32175 | -26.251 | -0.96298 | -45.99 | 0.88077 | -1.8438 | -62.5867 | 0.067986 | -5.52 | 0.38327 | -0.31528 | -7.7003 | 0.1453 | -6.67 | 0.55718 | -0.41188 | -9.3309 | 0.013859 | 0.52602 | 0.18414 | 0.78026 | 13.1923 | 0.00094221 | -0.018794 | -0.013346 | 0.00094221 | 0.0020137 | -0.076501 | -0.27732 | -0.63737 | -0.076501 | -0.092439 | -0.10672 | -0.36381 | -0.86738 | -0.10672 | -0.12932 | 0.013859 | 0.52602 | 0.18414 | 0.78026 | 13.1923 | 0.00094221 | -0.018794 | -0.013346 | 0.00094221 | 0.0020137 | -0.076501 | -0.27732 | -0.63737 | -0.076501 | -0.092439 | -0.10672 | -0.36381 | -0.86738 | -0.10672 | -0.12932
5 | 0.35 | 0.27 | South/Central | MS | Jackson.Intl.AP.722350 | 3 | 1014636 | 38.5664 | 12.9298 | 56.4142 | 38.0534 | 18.3608 | 943.43 | -0.046187 | 2.95 | -0.21968 | 0.17349 | 4.1241 | -1.4702 | -11.54 | -1.6373 | 0.16702 | -14.4266 | -1.0772 | -37.52 | 0.27783 | -1.355 | -50.7623 | -0.046187 | 2.95 | -0.21968 | 0.17349 | 4.1241 | 0.031125 | 1.8 | -0.045765 | 0.07689 | 2.4935 | 0.013859 | 0.53449 | 0.17919 | 0.78184 | 13.0749 | -0.0006401 | -0.020376 | -0.014928 | -0.0006401 | 0.00043136 | 0.040884 | -0.15993 | -0.51999 | 0.040884 | 0.024946 | 0.057155 | -0.19994 | -0.70351 | 0.057155 | 0.034557 | 0.013859 | 0.53449 | 0.17919 | 0.78184 | 13.0749 | -0.0006401 | -0.020376 | -0.014928 | -0.0006401 | 0.00043136 | 0.040884 | -0.15993 | -0.51999 | 0.040884 | 0.024946 | 0.057155 | -0.19994 | -0.70351 | 0.057155 | 0.034557
6 | 0.35 | 0.23 | South/Central | MS | Jackson.Intl.AP.722350 | 3 | 1014636 | 38.938 | 12.7516 | 56.5157 | 38.4201 | 18.0956 | 939.21 | -0.14776 | 7.17 | -0.58639 | 0.43864 | 10.027 | -1.5718 | -7.32 | -2.004 | 0.43217 | -8.5237 | -1.1787 | -33.3 | -0.088888 | -1.0898 | -44.8594 | -0.14776 | 7.17 | -0.58639 | 0.43864 | 10.027 | -0.070445 | 6.02 | -0.41248 | 0.34203 | 8.3964 | 0.013859 | 0.53964 | 0.17672 | 0.78325 | 13.0164 | -0.0020477 | -0.021784 | -0.016336 | -0.0020477 | -0.00097629 | 0.099368 | -0.10145 | -0.4615 | 0.099368 | 0.08343 | 0.13896 | -0.11813 | -0.6217 | 0.13896 | 0.11636 | 0.013859 | 0.53964 | 0.17672 | 0.78325 | 13.0164 | -0.0020477 | -0.021784 | -0.016336 | -0.0020477 | -0.00097629 | 0.099368 | -0.10145 | -0.4615 | 0.099368 | 0.08343 | 0.13896 | -0.11813 | -0.6217 | 0.13896 | 0.11636
7 | 0.35 | 0.19 | South/Central | MS | Jackson.Intl.AP.722350 | 3 | 1014636 | 39.8252 | 12.2186 | 56.6902 | 39.2956 | 17.3946 | 927.18 | -0.32224 | 19.2 | -1.4619 | 1.1397 | 26.8476 | -1.7463 | 4.71 | -2.8795 | 1.1332 | 8.2969 | -1.3532 | -21.27 | -0.96439 | -0.38882 | -28.0388 | -0.32224 | 19.2 | -1.4619 | 1.1397 | 26.8476 | -0.24493 | 18.05 | -1.288 | 1.0431 | 25.217 | 0.013859 | 0.55193 | 0.16934 | 0.78566 | 12.8497 | -0.0044659 | -0.024202 | -0.018754 | -0.0044659 | -0.0033944 | 0.26609 | 0.065275 | -0.29478 | 0.26609 | 0.25015 | 0.37208 | 0.11499 | -0.38859 | 0.37208 | 0.34948 | 0.013859 | 0.55193 | 0.16934 | 0.78566 | 12.8497 | -0.0044659 | -0.024202 | -0.018754 | -0.0044659 | -0.0033944 | 0.26609 | 0.065275 | -0.29478 | 0.26609 | 0.25015 | 0.37208 | 0.11499 | -0.38859 | 0.37208 | 0.34948
8 | 0.35 | 0.17 | South/Central | MS | Jackson.Intl.AP.722350 | 3 | 1014636 | 40.2976 | 11.9481 | 56.8021 | 39.7618 | 17.0403 | 921.34 | -0.43407 | 25.04 | -1.928 | 1.494 | 35.0442 | -1.8581 | 10.55 | -3.3456 | 1.4875 | 16.4935 | -1.465 | -15.43 | -1.4305 | -0.0345 | -19.8422 | -0.43407 | 25.04 | -1.928 | 1.494 | 35.0442 | -0.35675 | 23.89 | -1.7541 | 1.3974 | 33.4136 | 0.013859 | 0.55848 | 0.16559 | 0.78721 | 12.7687 | -0.0060157 | -0.025751 | -0.020304 | -0.0060157 | -0.0049442 | 0.34703 | 0.14621 | -0.21384 | 0.34703 | 0.33109 | 0.48567 | 0.22858 | -0.27499 | 0.48567 | 0.46308 | 0.013859 | 0.55848 | 0.16559 | 0.78721 | 12.7687 | -0.0060157 | -0.025751 | -0.020304 | -0.0060157 | -0.0049442 | 0.34703 | 0.14621 | -0.21384 | 0.34703 | 0.33109 | 0.48567 | 0.22858 | -0.27499 | 0.48567 | 0.46308
9 | 0.33 | 0.47 | South/Central | MS | Jackson.Intl.AP.722350 | 3 | 1014636 | 34.816 | 15.2257 | 55.7031 | 34.3524 | 21.3507 | 995.05 | 0.6649 | -48.67 | 3.4813 | -2.8164 | -68.0442 | -0.75915 | -63.16 | 2.0637 | -2.8229 | -86.5949 | -0.36607 | -89.14 | 3.9788 | -4.3449 | -122.9306 | 0.6649 | -48.67 | 3.4813 | -2.8164 | -68.0442 | 0.74222 | -49.82 | 3.6552 | -2.913 | -69.6748 | 0.013859 | 0.48251 | 0.21101 | 0.77198 | 13.7903 | 0.0092148 | -0.010521 | -0.0050733 | 0.0092148 | 0.010286 | -0.67451 | -0.87533 | -1.2354 | -0.67451 | -0.69045 | -0.94302 | -1.2001 | -1.7037 | -0.94302 | -0.96561 | 0.013859 | 0.48251 | 0.21101 | 0.77198 | 13.7903 | 0.0092148 | -0.010521 | -0.0050733 | 0.0092148 | 0.010286 | -0.67451 | -0.87533 | -1.2354 | -0.67451 | -0.69045 | -0.94302 | -1.2001 | -1.7037 | -0.94302 | -0.96561
10 | 0.33 | 0.42 | South/Central | MS | Jackson.Intl.AP.722350 | 3 | 1014636 | 35.6429 | 14.5227 | 55.6115 | 35.1683 | 20.4432 | 976.31 | 0.75649 | -29.93 | 2.6654 | -1.9089 | -42.1727 | -0.66757 | -44.42 | 1.2478 | -1.9154 | -60.7234 | -0.27448 | -70.4 | 3.1629 | -3.4374 | -97.059 | 0.75649 | -29.93 | 2.6654 | -1.9089 | -42.1727 | 0.8338 | -31.08 | 2.8393 | -2.0055 | -43.8033 | 0.013859 | 0.49397 | 0.20127 | 0.77071 | 13.5306 | 0.010484 | -0.0092517 | -0.003804 | 0.010484 | 0.011556 | -0.4148 | -0.61561 | -0.97567 | -0.4148 | -0.43073 | -0.58447 | -0.84156 | -1.3451 | -0.58447 | -0.60706 | 0.013859 | 0.49397 | 0.20127 | 0.77071 | 13.5306 | 0.010484 | -0.0092517 | -0.003804 | 0.010484 | 0.011556 | -0.4148 | -0.61561 | -0.97567 | -0.4148 | -0.43073 | -0.58447 | -0.84156 | -1.3451 | -0.58447 | -0.60706
11 | 0.33 | 0.37 | South/Central | MS | Jackson.Intl.AP.722350 | 3 | 1014636 | 36.4751 | 13.9146 | 55.6394 | 35.9896 | 19.6498 | 960.98 | 0.72862 | -14.6 | 1.8441 | -1.1155 | -20.9467 | -0.69543 | -29.09 | 0.42653 | -1.122 | -39.4974 | -0.30235 | -55.07 | 2.3416 | -2.644 | -75.8331 | 0.72862 | -14.6 | 1.8441 | -1.1155 | -20.9467 | 0.80593 | -15.75 | 2.018 | -1.2121 | -22.5773 | 0.013859 | 0.5055 | 0.19284 | 0.7711 | 13.3181 | 0.010098 | -0.0096379 | -0.0041902 | 0.010098 | 0.011169 | -0.20234 | -0.40315 | -0.76321 | -0.20234 | -0.21828 | -0.2903 | -0.54739 | -1.051 | -0.2903 | -0.3129 | 0.013859 | 0.5055 | 0.19284 | 0.7711 | 13.3181 | 0.010098 | -0.0096379 | -0.0041902 | 0.010098 | 0.011169 | -0.20234 | -0.40315 | -0.76321 | -0.20234 | -0.21828 | -0.2903 | -0.54739 | -1.051 | -0.2903 | -0.3129
12 | 0.33 | 0.32 | South/Central | MS | Jackson.Intl.AP.722350 | 3 | 1014636 | 37.3905 | 13.3054 | 55.7441 | 36.893 | 18.8511 | 946.33 | 0.62389 | 0.05 | 0.94075 | -0.31686 | -0.57033 | -0.80016 | -14.44 | -0.47684 | -0.32333 | -19.121 | -0.40708 | -40.42 | 1.4383 | -1.8453 | -55.4567 | 0.62389 | 0.05 | 0.94075 | -0.31686 | -0.57033 | 0.7012 | -1.1 | 1.1147 | -0.41346 | -2.2009 | 0.013859 | 0.51819 | 0.1844 | 0.77255 | 13.1151 | 0.0086464 | -0.011089 | -0.0056417 | 0.0086464 | 0.0097179 | 0.00069294 | -0.20012 | -0.56018 | 0.00069294 | -0.015245 | -0.0079041 | -0.265 | -0.76857 | -0.0079041 | -0.030502 | 0.013859 | 0.51819 | 0.1844 | 0.77255 | 13.1151 | 0.0086464 | -0.011089 | -0.0056417 | 0.0086464 | 0.0097179 | 0.00069294 | -0.20012 | -0.56018 | 0.00069294 | -0.015245 | -0.0079041 | -0.265 | -0.76857 | -0.0079041 | -0.030502
13 | 0.33 | 0.27 | South/Central | MS | Jackson.Intl.AP.722350 | 3 | 1014636 | 37.9951 | 12.9483 | 55.8514 | 37.4895 | 18.3619 | 937.78 | 0.51654 | 8.6 | 0.34423 | 0.17232 | 11.353 | -0.90751 | -5.89 | -1.0734 | 0.16585 | -7.1977 | -0.51443 | -31.87 | 0.84173 | -1.3562 | -43.5334 | 0.51654 | 8.6 | 0.34423 | 0.17232 | 11.353 | 0.59385 | 7.45 | 0.51814 | 0.075713 | 9.7224 | 0.013859 | 0.52657 | 0.17945 | 0.77404 | 12.9966 | 0.0071587 | -0.012577 | -0.0071294 | 0.0071587 | 0.0082301 | 0.11919 | -0.081629 | -0.44168 | 0.11919 | 0.10325 | 0.15734 | -0.099752 | -0.60332 | 0.15734 | 0.13474 | 0.013859 | 0.52657 | 0.17945 | 0.77404 | 12.9966 | 0.0071587 | -0.012577 | -0.0071294 | 0.0071587 | 0.0082301 | 0.11919 | -0.081629 | -0.44168 | 0.11919 | 0.10325 | 0.15734 | -0.099752 | -0.60332 | 0.15734 | 0.13474
14 | 0.33 | 0.23 | South/Central | MS | Jackson.Intl.AP.722350 | 3 | 1014636 | 38.3644 | 12.7579 | 55.9347 | 37.8539 | 18.0808 | 933.06 | 0.4333 | 13.32 | -0.020158 | 0.45346 | 17.9278 | -0.99075 | -1.17 | -1.4377 | 0.44699 | -0.62291 | -0.59767 | -27.15 | 0.47735 | -1.075 | -36.9586 | 0.4333 | 13.32 | -0.020158 | 0.45346 | 17.9278 | 0.51062 | 12.17 | 0.15376 | 0.35686 | 16.2972 | 0.013859 | 0.53169 | 0.17681 | 0.77519 | 12.9312 | 0.0060051 | -0.013731 | -0.008283 | 0.0060051 | 0.0070766 | 0.1846 | -0.016215 | -0.37627 | 0.1846 | 0.16866 | 0.24846 | -0.0086328 | -0.5122 | 0.24846 | 0.22586 | 0.013859 | 0.53169 | 0.17681 | 0.77519 | 12.9312 | 0.0060051 | -0.013731 | -0.008283 | 0.0060051 | 0.0070766 | 0.1846 | -0.016215 | -0.37627 | 0.1846 | 0.16866 | 0.24846 | -0.0086328 | -0.5122 | 0.24846 | 0.22586
15 | 0.33 | 0.19 | South/Central | MS | Jackson.Intl.AP.722350 | 3 | 1014636 | 39.2549 | 12.2286 | 56.1196 | 38.7328 | 17.3868 | 921.29 | 0.24838 | 25.09 | -0.89907 | 1.1475 | 34.4225 | -1.1757 | 10.6 | -2.3167 | 1.141 | 15.8717 | -0.78259 | -15.38 | -0.40157 | -0.38102 | -20.4639 | 0.24838 | 25.09 | -0.89907 | 1.1475 | 34.4225 | 0.32569 | 23.94 | -0.72516 | 1.0509 | 32.7919 | 0.013859 | 0.54403 | 0.16947 | 0.77776 | 12.7681 | 0.0034423 | -0.016294 | -0.010846 | 0.0034423 | 0.0045137 | 0.34772 | 0.1469 | -0.21315 | 0.34772 | 0.33178 | 0.47706 | 0.21996 | -0.28361 | 0.47706 | 0.45446 | 0.013859 | 0.54403 | 0.16947 | 0.77776 | 12.7681 | 0.0034423 | -0.016294 | -0.010846 | 0.0034423 | 0.0045137 | 0.34772 | 0.1469 | -0.21315 | 0.34772 | 0.33178 | 0.47706 | 0.21996 | -0.28361 | 0.47706 | 0.45446
16 | 0.33 | 0.17 | South/Central | MS | Jackson.Intl.AP.722350 | 3 | 1014636 | 39.7239 | 11.9536 | 56.2183 | 39.1955 | 17.0227 | 915.12 | 0.14972 | 31.26 | -1.3618 | 1.5115 | 43.0546 | -1.2743 | 16.77 | -2.7794 | 1.5051 | 24.5038 | -0.88125 | -9.21 | -0.8643 | -0.016944 | -11.8318 | 0.14972 | 31.26 | -1.3618 | 1.5115 | 43.0546 | 0.22704 | 30.11 | -1.1879 | 1.4149 | 41.424 | 0.013859 | 0.55053 | 0.16566 | 0.77912 | 12.6825 | 0.002075 | -0.017661 | -0.012213 | 0.002075 | 0.0031465 | 0.43323 | 0.23241 | -0.12764 | 0.43323 | 0.41729 | 0.59669 | 0.3396 | -0.16398 | 0.59669 | 0.57409 | 0.013859 | 0.55053 | 0.16566 | 0.77912 | 12.6825 | 0.002075 | -0.017661 | -0.012213 | 0.002075 | 0.0031465 | 0.43323 | 0.23241 | -0.12764 | 0.43323 | 0.41729 | 0.59669 | 0.3396 | -0.16398 | 0.59669 | 0.57409
17 | 0.3 | 0.47 | South/Central | MS | Jackson.Intl.AP.722350 | 3 | 1014636 | 33.9666 | 15.2761 | 54.8995 | 33.5139 | 21.3856 | 987.61 | 1.4685 | -41.23 | 4.3198 | -2.8513 | -58.6244 | 0.044456 | -55.72 | 2.9022 | -2.8578 | -77.1752 | 0.43754 | -81.7 | 4.8173 | -4.3798 | -113.5108 | 1.4685 | -41.23 | 4.3198 | -2.8513 | -58.6244 | 1.5458 | -42.38 | 4.4937 | -2.9479 | -60.255 | 0.013859 | 0.47074 | 0.21171 | 0.76085 | 13.6872 | 0.020352 | 0.00061612 | 0.0060638 | 0.020352 | 0.021423 | -0.5714 | -0.77222 | -1.1323 | -0.5714 | -0.58734 | -0.81247 | -1.0696 | -1.5731 | -0.81247 | -0.83507 | 0.013859 | 0.47074 | 0.21171 | 0.76085 | 13.6872 | 0.020352 | 0.00061612 | 0.0060638 | 0.020352 | 0.021423 | -0.5714 | -0.77222 | -1.1323 | -0.5714 | -0.58734 | -0.81247 | -1.0696 | -1.5731 | -0.81247 | -0.83507
18 | 0.3 | 0.42 | South/Central | MS | Jackson.Intl.AP.722350 | 3 | 1014636 | 34.7926 | 14.5589 | 54.7863 | 34.3291 | 20.4572 | 968.24 | 1.5817 | -21.86 | 3.5047 | -1.9229 | -31.9062 | 0.15768 | -36.35 | 2.0871 | -1.9294 | -50.4569 | 0.55077 | -62.33 | 4.0022 | -3.4514 | -86.7926 | 1.5817 | -21.86 | 3.5047 | -1.9229 | -31.9062 | 1.659 | -23.01 | 3.6786 | -2.0195 | -33.5368 | 0.013859 | 0.48219 | 0.20177 | 0.75928 | 13.4187 | 0.021921 | 0.0021853 | 0.007633 | 0.021921 | 0.022993 | -0.30296 | -0.50377 | -0.86382 | -0.30296 | -0.31889 | -0.44218 | -0.69928 | -1.2028 | -0.44218 | -0.46478 | 0.013859 | 0.48219 | 0.20177 | 0.75928 | 13.4187 | 0.021921 | 0.0021853 | 0.007633 | 0.021921 | 0.022993 | -0.30296 | -0.50377 | -0.86382 | -0.30296 | -0.31889 | -0.44218 | -0.69928 | -1.2028 | -0.44218 | -0.46478
19 | 0.3 | 0.37 | South/Central | MS | Jackson.Intl.AP.722350 | 3 | 1014636 | 35.6183 | 13.9497 | 54.802 | 35.1439 | 19.6581 | 952.69 | 1.566 | -6.31 | 2.6898 | -1.1239 | -10.3704 | 0.1419 | -20.8 | 1.2722 | -1.1303 | -28.9211 | 0.53498 | -46.78 | 3.1873 | -2.6523 | -65.2568 | 1.566 | -6.31 | 2.6898 | -1.1239 | -10.3704 | 1.6433 | -7.46 | 2.8637 | -1.2205 | -12.001 | 0.013859 | 0.49363 | 0.19333 | 0.7595 | 13.2032 | 0.021702 | 0.0019666 | 0.0074143 | 0.021702 | 0.022774 | -0.08745 | -0.28826 | -0.64832 | -0.08745 | -0.10339 | -0.14372 | -0.40081 | -0.90439 | -0.14372 | -0.16632 | 0.013859 | 0.49363 | 0.19333 | 0.7595 | 13.2032 | 0.021702 | 0.0019666 | 0.0074143 | 0.021702 | 0.022774 | -0.08745 | -0.28826 | -0.64832 | -0.08745 | -0.10339 | -0.14372 | -0.40081 | -0.90439 | -0.14372 | -0.16632
20 | 0.3 | 0.32 | South/Central | MS | Jackson.Intl.AP.722350 | 3 | 1014636 | 36.5215 | 13.3325 | 54.8882 | 36.0351 | 18.8531 | 937.73 | 1.4798 | 8.65 | 1.7986 | -0.31882 | 10.4203 | 0.05575 | -5.84 | 0.38104 | -0.32529 | -8.1304 | 0.44883 | -31.82 | 2.2961 | -1.8473 | -44.4661 | 1.4798 | 8.65 | 1.7986 | -0.31882 | 10.4203 | 1.5571 | 7.5 | 1.9725 | -0.41542 | 8.7897 | 0.013859 | 0.50615 | 0.18477 | 0.76069 | 12.9959 | 0.020508 | 0.00077264 | 0.0062203 | 0.020508 | 0.02158 | 0.11988 | -0.080936 | -0.44099 | 0.11988 | 0.10394 | 0.14441 | -0.11268 | -0.61625 | 0.14441 | 0.12182 | 0.013859 | 0.50615 | 0.18477 | 0.76069 | 12.9959 | 0.020508 | 0.00077264 | 0.0062203 | 0.020508 | 0.02158 | 0.11988 | -0.080936 | -0.44099 | 0.11988 | 0.10394 | 0.14441 | -0.11268 | -0.61625 | 0.14441 | 0.12182
21 | 0.3 | 0.27 | South/Central | MS | Jackson.Intl.AP.722350 | 3 | 1014636 | 37.1203 | 12.9745 | 54.9862 | 36.626 | 18.3602 | 929.02 | 1.3818 | 17.36 | 1.2077 | 0.17409 | 22.5661 | -0.042225 | 2.87 | -0.20984 | 0.16762 | 4.0154 | 0.35086 | -23.11 | 1.7052 | -1.3544 | -32.3202 | 1.3818 | 17.36 | 1.2077 | 0.17409 | 22.5661 | 1.4591 | 16.21 | 1.3817 | 0.077485 | 20.9356 | 0.013859 | 0.51445 | 0.17981 | 0.76205 | 12.8752 | 0.019151 | -0.00058519 | 0.0048625 | 0.019151 | 0.020222 | 0.24059 | 0.039775 | -0.32028 | 0.24059 | 0.22465 | 0.31274 | 0.055649 | -0.44792 | 0.31274 | 0.29014 | 0.013859 | 0.51445 | 0.17981 | 0.76205 | 12.8752 | 0.019151 | -0.00058519 | 0.0048625 | 0.019151 | 0.020222 | 0.24059 | 0.039775 | -0.32028 | 0.24059 | 0.22465 | 0.31274 | 0.055649 | -0.44792 | 0.31274 | 0.29014
22 | 0.3 | 0.23 | South/Central | MS | Jackson.Intl.AP.722350 | 3 | 1014636 | 37.4941 | 12.7838 | 55.0703 | 36.9949 | 18.0754 | 924.25 | 1.2977 | 22.13 | 0.8388 | 0.45885 | 29.2274 | -0.1264 | 7.64 | -0.57879 | 0.45239 | 10.6767 | 0.26668 | -18.34 | 1.3363 | -1.0696 | -25.659 | 1.2977 | 22.13 | 0.8388 | 0.45885 | 29.2274 | 1.375 | 20.98 | 1.0127 | 0.36225 | 27.5968 | 0.013859 | 0.51963 | 0.17717 | 0.76321 | 12.8091 | 0.017984 | -0.0017518 | 0.0036959 | 0.017984 | 0.019055 | 0.3067 | 0.10588 | -0.25417 | 0.3067 | 0.29076 | 0.40506 | 0.14797 | -0.35561 | 0.40506 | 0.38246 | 0.013859 | 0.51963 | 0.17717 | 0.76321 | 12.8091 | 0.017984 | -0.0017518 | 0.0036959 | 0.017984 | 0.019055 | 0.3067 | 0.10588 | -0.25417 | 0.3067 | 0.29076 | 0.40506 | 0.14797 | -0.35561 | 0.40506 | 0.38246
23 | 0.3 | 0.19 | South/Central | MS | Jackson.Intl.AP.722350 | 3 | 1014636 | 38.376 | 12.2444 | 55.2365 | 37.8651 | 17.3714 | 912.08 | 1.1315 | 34.3 | -0.031363 | 1.1629 | 46.2377 | -0.29253 | 19.81 | -1.4489 | 1.1564 | 27.687 | 0.10055 | -6.17 | 0.46614 | -0.36559 | -8.6487 | 1.1315 | 34.3 | -0.031363 | 1.1629 | 46.2377 | 1.2088 | 33.15 | 0.14255 | 1.0663 | 44.6071 | 0.013859 | 0.53185 | 0.16969 | 0.76552 | 12.6404 | 0.015682 | -0.0040541 | 0.0013936 | 0.015682 | 0.016753 | 0.47536 | 0.27454 | -0.085509 | 0.47536 | 0.45942 | 0.6408 | 0.38371 | -0.11986 | 0.6408 | 0.6182 | 0.013859 | 0.53185 | 0.16969 | 0.76552 | 12.6404 | 0.015682 | -0.0040541 | 0.0013936 | 0.015682 | 0.016753 | 0.47536 | 0.27454 | -0.085509 | 0.47536 | 0.45942 | 0.6408 | 0.38371 | -0.11986 | 0.6408 | 0.6182
24 | 0.3 | 0.17 | South/Central | MS | Jackson.Intl.AP.722350 | 3 | 1014636 | 38.8484 | 11.9687 | 55.337 | 38.3312 | 17.0058 | 905.91 | 1.031 | 40.47 | -0.49751 | 1.5285 | 54.8864 | -0.39308 | 25.98 | -1.9151 | 1.522 | 36.3357 | 0 | 0 | 0 | 0 | 0 | 1.031 | 40.47 | -0.49751 | 1.5285 | 54.8864 | 1.1083 | 39.32 | -0.32359 | 1.4319 | 53.2558 | 0.013859 | 0.53839 | 0.16587 | 0.76691 | 12.5549 | 0.014288 | -0.0054477 | 0 | 0.014288 | 0.01536 | 0.56087 | 0.36005 | 0 | 0.56087 | 0.54493 | 0.76066 | 0.50357 | 0 | 0.76066 | 0.73807 | 0.013859 | 0.53839 | 0.16587 | 0.76691 | 12.5549 | 0.014288 | -0.0054477 | 0 | 0.014288 | 0.01536 | 0.56087 | 0.36005 | 0 | 0.56087 | 0.54493 | 0.76066 | 0.50357 | 0 | 0.76066 | 0.73807
25 | 0.28 | 0.47 | South/Central | MS | Jackson.Intl.AP.722350 | 3 | 1014636 | 33.5619 | 15.155 | 54.3236 | 33.1144 | 21.2092 | 978.34 | 2.0444 | -31.96 | 4.7194 | -2.675 | -46.3962 | 0.62033 | -46.45 | 3.3018 | -2.6814 | -64.9469 | 1.0134 | -72.43 | 5.2169 | -4.2034 | -101.2826 | 2.0444 | -31.96 | 4.7194 | -2.675 | -46.3962 | 2.1217 | -33.11 | 4.8933 | -2.7716 | -48.0268 | 0.013859 | 0.46513 | 0.21003 | 0.75286 | 13.5587 | 0.028333 | 0.0085971 | 0.014045 | 0.028333 | 0.029404 | -0.44293 | -0.64375 | -1.0038 | -0.44293 | -0.45887 | -0.643 | -0.90009 | -1.4037 | -0.643 | -0.6656 | 0.013859 | 0.46513 | 0.21003 | 0.75286 | 13.5587 | 0.028333 | 0.0085971 | 0.014045 | 0.028333 | 0.029404 | -0.44293 | -0.64375 | -1.0038 | -0.44293 | -0.45887 | -0.643 | -0.90009 | -1.4037 | -0.643 | -0.6656
26 | 0.28 | 0.42 | South/Central | MS | Jackson.Intl.AP.722350 | 3 | 1014636 | 34.2523 | 14.557 | 54.2152 | 33.7957 | 20.4195 | 961.73 | 2.1528 | -15.35 | 4.038 | -1.8852 | -23.5116 | 0.72873 | -29.84 | 2.6204 | -1.8917 | -42.0623 | 1.1218 | -55.82 | 4.5355 | -3.4137 | -78.398 | 2.1528 | -15.35 | 4.038 | -1.8852 | -23.5116 | 2.2301 | -16.5 | 4.2119 | -1.9818 | -25.1422 | 0.013859 | 0.4747 | 0.20174 | 0.75136 | 13.3285 | 0.029835 | 0.010099 | 0.015547 | 0.029835 | 0.030907 | -0.21273 | -0.41355 | -0.7736 | -0.21273 | -0.22867 | -0.32584 | -0.58294 | -1.0865 | -0.32584 | -0.34844 | 0.013859 | 0.4747 | 0.20174 | 0.75136 | 13.3285 | 0.029835 | 0.010099 | 0.015547 | 0.029835 | 0.030907 | -0.21273 | -0.41355 | -0.7736 | -0.21273 | -0.22867 | -0.32584 | -0.58294 | -1.0865 | -0.32584 | -0.34844
27 | 0.28 | 0.37 | South/Central | MS | Jackson.Intl.AP.722350 | 3 | 1014636 | 34.934 | 14.046 | 54.223 | 34.4684 | 19.7546 | 948.75 | 2.145 | -2.37 | 3.3653 | -1.2204 | -5.5243 | 0.72091 | -16.86 | 1.9477 | -1.2268 | -24.075 | 1.114 | -42.84 | 3.8628 | -2.7488 | -60.4107 | 2.145 | -2.37 | 3.3653 | -1.2204 | -5.5243 | 2.2223 | -3.52 | 3.5392 | -1.317 | -7.1549 | 0.013859 | 0.48415 | 0.19466 | 0.75147 | 13.1486 | 0.029727 | 0.009991 | 0.015439 | 0.029727 | 0.030798 | -0.032846 | -0.23366 | -0.59371 | -0.032846 | -0.048783 | -0.076561 | -0.33365 | -0.83722 | -0.076561 | -0.099159 | 0.013859 | 0.48415 | 0.19466 | 0.75147 | 13.1486 | 0.029727 | 0.009991 | 0.015439 | 0.029727 | 0.030798 | -0.032846 | -0.23366 | -0.59371 | -0.032846 | -0.048783 | -0.076561 | -0.33365 | -0.83722 | -0.076561 | -0.099159
28 | 0.28 | 0.32 | South/Central | MS | Jackson.Intl.AP.722350 | 3 | 1014636 | 35.7402 | 13.4931 | 54.2911 | 35.2641 | 19.027 | 935.13 | 2.0769 | 11.25 | 2.5697 | -0.49275 | 13.3927 | 0.65284 | -3.24 | 1.1521 | -0.49922 | -5.158 | 1.0459 | -29.22 | 3.0672 | -2.0212 | -41.4937 | 2.0769 | 11.25 | 2.5697 | -0.49275 | 13.3927 | 2.1542 | 10.1 | 2.7436 | -0.58935 | 11.7621 | 0.013859 | 0.49532 | 0.187 | 0.75241 | 12.9599 | 0.028783 | 0.0090477 | 0.014495 | 0.028783 | 0.029855 | 0.15591 | -0.044903 | -0.40496 | 0.15591 | 0.13997 | 0.18561 | -0.071484 | -0.57506 | 0.18561 | 0.16301 | 0.013859 | 0.49532 | 0.187 | 0.75241 | 12.9599 | 0.028783 | 0.0090477 | 0.014495 | 0.028783 | 0.029855 | 0.15591 | -0.044903 | -0.40496 | 0.15591 | 0.13997 | 0.18561 | -0.071484 | -0.57506 | 0.18561 | 0.16301
29 | 0.28 | 0.27 | South/Central | MS | Jackson.Intl.AP.722350 | 3 | 1014636 | 36.3692 | 13.1096 | 54.3866 | 35.8848 | 18.5018 | 925.75 | 1.9814 | 20.63 | 1.949 | 0.032456 | 26.4496 | 0.55737 | 6.14 | 0.53138 | 0.025988 | 7.8989 | 0.95046 | -19.84 | 2.4465 | -1.496 | -28.4368 | 1.9814 | 20.63 | 1.949 | 0.032456 | 26.4496 | 2.0587 | 19.48 | 2.1229 | -0.064146 | 24.819 | 0.013859 | 0.50404 | 0.18168 | 0.75374 | 12.8299 | 0.02746 | 0.0077246 | 0.013172 | 0.02746 | 0.028532 | 0.28591 | 0.085094 | -0.27496 | 0.28591 | 0.26997 | 0.36656 | 0.10947 | -0.3941 | 0.36656 | 0.34396 | 0.013859 | 0.50404 | 0.18168 | 0.75374 | 12.8299 | 0.02746 | 0.0077246 | 0.013172 | 0.02746 | 0.028532 | 0.28591 | 0.085094 | -0.27496 | 0.28591 | 0.26997 | 0.36656 | 0.10947 | -0.3941 | 0.36656 | 0.34396
30 | 0.28 | 0.23 | South/Central | MS | Jackson.Intl.AP.722350 | 3 | 1014636 | 36.8941 | 12.8027 | 54.4791 | 36.4026 | 18.0765 | 918.3 | 1.8889 | 28.08 | 1.4311 | 0.45774 | 36.8257 | 0.46482 | 13.59 | 0.013542 | 0.45128 | 18.275 | 0.8579 | -12.39 | 1.9286 | -1.0707 | -18.0607 | 1.8889 | 28.08 | 1.4311 | 0.45774 | 36.8257 | 1.9662 | 26.93 | 1.605 | 0.36114 | 35.1951 | 0.013859 | 0.51131 | 0.17743 | 0.75502 | 12.7266 | 0.026178 | 0.0064418 | 0.01189 | 0.026178 | 0.027249 | 0.38916 | 0.18834 | -0.17171 | 0.38916 | 0.37322 | 0.51036 | 0.25327 | -0.2503 | 0.51036 | 0.48777 | 0.013859 | 0.51131 | 0.17743 | 0.75502 | 12.7266 | 0.026178 | 0.0064418 | 0.01189 | 0.026178 | 0.027249 | 0.38916 | 0.18834 | -0.17171 | 0.38916 | 0.37322 | 0.51036 | 0.25327 | -0.2503 | 0.51036 | 0.48777
31 | 0.28 | 0.19 | South/Central | MS | Jackson.Intl.AP.722350 | 3 | 1014636 | 37.7659 | 12.2599 | 54.6319 | 37.2629 | 17.369 | 905.94 | 1.7361 | 40.44 | 0.5708 | 1.1653 | 54.1039 | 0.31204 | 25.95 | -0.84678 | 1.1588 | 35.5532 | 0.70512 | -0.03 | 1.0683 | -0.36318 | -0.78245 | 1.7361 | 40.44 | 0.5708 | 1.1653 | 54.1039 | 1.8134 | 39.29 | 0.74472 | 1.0687 | 52.4733 | 0.013859 | 0.52339 | 0.16991 | 0.75714 | 12.5553 | 0.02406 | 0.0043245 | 0.0097722 | 0.02406 | 0.025132 | 0.56045 | 0.35964 | -0.00041577 | 0.56045 | 0.54452 | 0.74982 | 0.49273 | -0.010844 | 0.74982 | 0.72722 | 0.013859 | 0.52339 | 0.16991 | 0.75714 | 12.5553 | 0.02406 | 0.0043245 | 0.0097722 | 0.02406 | 0.025132 | 0.56045 | 0.35964 | -0.00041577 | 0.56045 | 0.54452 | 0.74982 | 0.49273 | -0.010844 | 0.74982 | 0.72722
32 | 0.28 | 0.17 | South/Central | MS | Jackson.Intl.AP.722350 | 3 | 1014636 | 38.2341 | 11.9894 | 54.7342 | 37.7249 | 17.0094 | 899.91 | 1.6337 | 46.47 | 0.10885 | 1.5249 | 62.5666 | 0.20969 | 31.98 | -1.3087 | 1.5184 | 44.0159 | 0.60278 | 6 | 0.60636 | -0.0035837 | 7.6802 | 1.6337 | 46.47 | 0.10885 | 1.5249 | 62.5666 | 1.7111 | 45.32 | 0.28277 | 1.4283 | 60.936 | 0.013859 | 0.52988 | 0.16616 | 0.75856 | 12.4717 | 0.022642 | 0.0029061 | 0.0083538 | 0.022642 | 0.023713 | 0.64402 | 0.44321 | 0.083153 | 0.64402 | 0.62808 | 0.8671 | 0.61001 | 0.10644 | 0.8671 | 0.84451 | 0.013859 | 0.52988 | 0.16616 | 0.75856 | 12.4717 | 0.022642 | 0.0029061 | 0.0083538 | 0.022642 | 0.023713 | 0.64402 | 0.44321 | 0.083153 | 0.64402 | 0.62808 | 0.8671 | 0.61001 | 0.10644 | 0.8671 | 0.84451
33 | 0.27 | 0.47 | South/Central | MS | Jackson.Intl.AP.722350 | 3 | 1014636 | 33.3073 | 15.1359 | 54.0345 | 32.8632 | 21.1713 | 974.67 | 2.3335 | -28.29 | 4.9706 | -2.6371 | -41.6338 | 0.90947 | -42.78 | 3.553 | -2.6435 | -60.1845 | 1.3026 | -68.76 | 5.4681 | -4.1655 | -96.5202 | 2.3335 | -28.29 | 4.9706 | -2.6371 | -41.6338 | 2.4108 | -29.44 | 5.1445 | -2.7337 | -43.2644 | 0.013859 | 0.4616 | 0.20977 | 0.74886 | 13.5078 | 0.03234 | 0.012604 | 0.018052 | 0.03234 | 0.033411 | -0.39207 | -0.59288 | -0.95294 | -0.39207 | -0.40801 | -0.577 | -0.83409 | -1.3377 | -0.577 | -0.5996 | 0.013859 | 0.4616 | 0.20977 | 0.74886 | 13.5078 | 0.03234 | 0.012604 | 0.018052 | 0.03234 | 0.033411 | -0.39207 | -0.59288 | -0.95294 | -0.39207 | -0.40801 | -0.577 | -0.83409 | -1.3377 | -0.577 | -0.5996
34 | 0.27 | 0.42 | South/Central | MS | Jackson.Intl.AP.722350 | 3 | 1014636 | 33.9768 | 14.557 | 53.9298 | 33.5238 | 20.406 | 958.58 | 2.4382 | -12.2 | 4.31 | -1.8718 | -19.4627 | 1.0142 | -26.69 | 2.8924 | -1.8782 | -38.0134 | 1.4072 | -52.67 | 4.8075 | -3.4002 | -74.349 | 2.4382 | -12.2 | 4.31 | -1.8718 | -19.4627 | 2.5155 | -13.35 | 4.4839 | -1.9684 | -21.0932 | 0.013859 | 0.47088 | 0.20174 | 0.74741 | 13.2848 | 0.033791 | 0.014055 | 0.019503 | 0.033791 | 0.034862 | -0.16908 | -0.36989 | -0.72995 | -0.16908 | -0.18502 | -0.26973 | -0.52682 | -1.0304 | -0.26973 | -0.29233 | 0.013859 | 0.47088 | 0.20174 | 0.74741 | 13.2848 | 0.033791 | 0.014055 | 0.019503 | 0.033791 | 0.034862 | -0.16908 | -0.36989 | -0.72995 | -0.16908 | -0.18502 | -0.26973 | -0.52682 | -1.0304 | -0.26973 | -0.29233
35 | 0.27 | 0.37 | South/Central | MS | Jackson.Intl.AP.722350 | 3 | 1014636 | 34.5428 | 14.1491 | 53.9515 | 34.0823 | 19.8692 | 948.25 | 2.4165 | -1.87 | 3.7514 | -1.335 | -5.1389 | 0.9924 | -16.36 | 2.3338 | -1.3414 | -23.6896 | 1.3855 | -42.34 | 4.2489 | -2.8634 | -60.0253 | 2.4165 | -1.87 | 3.7514 | -1.335 | -5.1389 | 2.4938 | -3.02 | 3.9253 | -1.4316 | -6.7695 | 0.013859 | 0.47872 | 0.19609 | 0.74771 | 13.1417 | 0.033489 | 0.013754 | 0.019201 | 0.033489 | 0.034561 | -0.025916 | -0.22673 | -0.58679 | -0.025916 | -0.041854 | -0.071219 | -0.32831 | -0.83188 | -0.071219 | -0.093817 | 0.013859 | 0.47872 | 0.19609 | 0.74771 | 13.1417 | 0.033489 | 0.013754 | 0.019201 | 0.033489 | 0.034561 | -0.025916 | -0.22673 | -0.58679 | -0.025916 | -0.041854 | -0.071219 | -0.32831 | -0.83188 | -0.071219 | -0.093817
36 | 0.27 | 0.32 | South/Central | MS | Jackson.Intl.AP.722350 | 3 | 1014636 | 35.2728 | 13.6427 | 54.0033 | 34.8027 | 19.2005 | 935.62 | 2.3647 | 10.76 | 3.031 | -0.66627 | 12.3859 | 0.94068 | -3.73 | 1.6134 | -0.67274 | -6.1648 | 1.3338 | -29.71 | 3.5285 | -2.1947 | -42.5004 | 2.3647 | 10.76 | 3.031 | -0.66627 | 12.3859 | 2.442 | 9.61 | 3.2049 | -0.76288 | 10.7554 | 0.013859 | 0.48884 | 0.18907 | 0.74842 | 12.9666 | 0.032773 | 0.013037 | 0.018485 | 0.032773 | 0.033844 | 0.14912 | -0.051694 | -0.41175 | 0.14912 | 0.13318 | 0.17166 | -0.085437 | -0.58901 | 0.17166 | 0.14906 | 0.013859 | 0.48884 | 0.18907 | 0.74842 | 12.9666 | 0.032773 | 0.013037 | 0.018485 | 0.032773 | 0.033844 | 0.14912 | -0.051694 | -0.41175 | 0.14912 | 0.13318 | 0.17166 | -0.085437 | -0.58901 | 0.17166 | 0.14906
37 | 0.27 | 0.27 | South/Central | MS | Jackson.Intl.AP.722350 | 3 | 1014636 | 35.975 | 13.195 | 54.0911 | 35.4956 | 18.5956 | 924.6 | 2.2769 | 21.78 | 2.3382 | -0.061312 | 27.7107 | 0.85281 | 7.29 | 0.92059 | -0.067779 | 9.1599 | 1.2459 | -18.69 | 2.8357 | -1.5898 | -27.1757 | 2.2769 | 21.78 | 2.3382 | -0.061312 | 27.7107 | 2.3542 | 20.63 | 2.5121 | -0.15791 | 26.0801 | 0.013859 | 0.49857 | 0.18287 | 0.74964 | 12.8139 | 0.031555 | 0.011819 | 0.017267 | 0.031555 | 0.032626 | 0.30185 | 0.10103 | -0.25902 | 0.30185 | 0.28591 | 0.38404 | 0.12695 | -0.37663 | 0.38404 | 0.36144 | 0.013859 | 0.49857 | 0.18287 | 0.74964 | 12.8139 | 0.031555 | 0.011819 | 0.017267 | 0.031555 | 0.032626 | 0.30185 | 0.10103 | -0.25902 | 0.30185 | 0.28591 | 0.38404 | 0.12695 | -0.37663 | 0.38404 | 0.36144
38 | 0.27 | 0.23 | South/Central | MS | Jackson.Intl.AP.722350 | 3 | 1014636 | 36.5894 | 12.8126 | 54.1843 | 36.1019 | 18.0824 | 915.44 | 2.1837 | 30.94 | 1.7318 | 0.4519 | 40.4714 | 0.75967 | 16.45 | 0.31423 | 0.44544 | 21.9207 | 1.1528 | -9.53 | 2.2293 | -1.0766 | -14.415 | 2.1837 | 30.94 | 1.7318 | 0.4519 | 40.4714 | 2.261 | 29.79 | 1.9057 | 0.3553 | 38.8408 | 0.013859 | 0.50709 | 0.17757 | 0.75093 | 12.687 | 0.030264 | 0.010528 | 0.015976 | 0.030264 | 0.031335 | 0.42879 | 0.22798 | -0.13208 | 0.42879 | 0.41286 | 0.56089 | 0.3038 | -0.19978 | 0.56089 | 0.53829 | 0.013859 | 0.50709 | 0.17757 | 0.75093 | 12.687 | 0.030264 | 0.010528 | 0.015976 | 0.030264 | 0.031335 | 0.42879 | 0.22798 | -0.13208 | 0.42879 | 0.41286 | 0.56089 | 0.3038 | -0.19978 | 0.56089 | 0.53829
39 | 0.27 | 0.19 | South/Central | MS | Jackson.Intl.AP.722350 | 3 | 1014636 | 37.4601 | 12.2699 | 54.3261 | 36.9612 | 17.365 | 902.78 | 2.0418 | 43.6 | 0.87257 | 1.1693 | 58.1572 | 0.61779 | 29.11 | -0.54501 | 1.1628 | 39.6065 | 1.0109 | 3.13 | 1.3701 | -0.35921 | 3.2709 | 2.0418 | 43.6 | 0.87257 | 1.1693 | 58.1572 | 2.1192 | 42.45 | 1.0465 | 1.0727 | 56.5267 | 0.013859 | 0.51916 | 0.17005 | 0.7529 | 12.5115 | 0.028298 | 0.0085618 | 0.01401 | 0.028298 | 0.029369 | 0.60425 | 0.40343 | 0.043378 | 0.60425 | 0.58831 | 0.80599 | 0.5489 | 0.045331 | 0.80599 | 0.7834 | 0.013859 | 0.51916 | 0.17005 | 0.7529 | 12.5115 | 0.028298 | 0.0085618 | 0.01401 | 0.028298 | 0.029369 | 0.60425 | 0.40343 | 0.043378 | 0.60425 | 0.58831 | 0.80599 | 0.5489 | 0.045331 | 0.80599 | 0.7834
40 | 0.27 | 0.17 | South/Central | MS | Jackson.Intl.AP.722350 | 3 | 1014636 | 37.9195 | 11.9991 | 54.425 | 37.4144 | 17.0107 | 896.81 | 1.943 | 49.57 | 0.41938 | 1.5236 | 66.5214 | 0.51892 | 35.08 | -0.99821 | 1.5171 | 47.9707 | 0.91201 | 9.1 | 0.91689 | -0.0048778 | 11.6351 | 1.943 | 49.57 | 0.41938 | 1.5236 | 66.5214 | 2.0203 | 48.42 | 0.59329 | 1.427 | 64.8909 | 0.013859 | 0.52552 | 0.16629 | 0.75427 | 12.4288 | 0.026927 | 0.0071917 | 0.012639 | 0.026927 | 0.027999 | 0.68698 | 0.48617 | 0.12612 | 0.68698 | 0.67105 | 0.92191 | 0.66482 | 0.16125 | 0.92191 | 0.89931 | 0.013859 | 0.52552 | 0.16629 | 0.75427 | 12.4288 | 0.026927 | 0.0071917 | 0.012639 | 0.026927 | 0.027999 | 0.68698 | 0.48617 | 0.12612 | 0.68698 | 0.67105 | 0.92191 | 0.66482 | 0.16125 | 0.92191 | 0.89931
41 | 0.26 | 0.47 | South/Central | MS | Jackson.Intl.AP.722350 | 3 | 1014636 | 33.0614 | 15.1196 | 53.7623 | 32.6204 | 21.1419 | 971.33 | 2.6057 | -24.95 | 5.2133 | -2.6076 | -37.3221 | 1.1816 | -39.44 | 3.7958 | -2.6141 | -55.8728 | 1.5747 | -65.42 | 5.7108 | -4.1361 | -92.2084 | 2.6057 | -24.95 | 5.2133 | -2.6076 | -37.3221 | 2.683 | -26.1 | 5.3873 | -2.7043 | -38.9526 | 0.013859 | 0.45819 | 0.20954 | 0.74509 | 13.4615 | 0.036112 | 0.016376 | 0.021824 | 0.036112 | 0.037183 | -0.34578 | -0.54659 | -0.90665 | -0.34578 | -0.36172 | -0.51724 | -0.77433 | -1.2779 | -0.51724 | -0.53984 | 0.013859 | 0.45819 | 0.20954 | 0.74509 | 13.4615 | 0.036112 | 0.016376 | 0.021824 | 0.036112 | 0.037183 | -0.34578 | -0.54659 | -0.90665 | -0.34578 | -0.36172 | -0.51724 | -0.77433 | -1.2779 | -0.51724 | -0.53984
42 | 0.26 | 0.42 | South/Central | MS | Jackson.Intl.AP.722350 | 3 | 1014636 | 33.7074 | 14.558 | 53.6514 | 33.2579 | 20.3934 | 955.52 | 2.7166 | -9.14 | 4.5758 | -1.8592 | -15.5279 | 1.2926 | -23.63 | 3.1582 | -1.8657 | -34.0786 | 1.6857 | -49.61 | 5.0733 | -3.3877 | -70.4143 | 2.7166 | -9.14 | 4.5758 | -1.8592 | -15.5279 | 2.7939 | -10.29 | 4.7497 | -1.9558 | -17.1585 | 0.013859 | 0.46715 | 0.20176 | 0.74355 | 13.2424 | 0.037649 | 0.017914 | 0.023361 | 0.037649 | 0.038721 | -0.12667 | -0.32749 | -0.68754 | -0.12667 | -0.14261 | -0.2152 | -0.47229 | -0.97586 | -0.2152 | -0.2378 | 0.013859 | 0.46715 | 0.20176 | 0.74355 | 13.2424 | 0.037649 | 0.017914 | 0.023361 | 0.037649 | 0.038721 | -0.12667 | -0.32749 | -0.68754 | -0.12667 | -0.14261 | -0.2152 | -0.47229 | -0.97586 | -0.2152 | -0.2378
43 | 0.26 | 0.37 | South/Central | MS | Jackson.Intl.AP.722350 | 3 | 1014636 | 34.1571 | 14.2542 | 53.6898 | 33.7016 | 19.9882 | 947.94 | 2.6782 | -1.56 | 4.1322 | -1.454 | -4.9993 | 1.2541 | -16.05 | 2.7146 | -1.4604 | -23.55 | 1.6472 | -42.03 | 4.6297 | -2.9824 | -59.8857 | 2.6782 | -1.56 | 4.1322 | -1.454 | -4.9993 | 2.7555 | -2.71 | 4.3061 | -1.5506 | -6.6299 | 0.013859 | 0.47338 | 0.19755 | 0.74408 | 13.1374 | 0.037117 | 0.017381 | 0.022829 | 0.037117 | 0.038188 | -0.02162 | -0.22244 | -0.58249 | -0.02162 | -0.037558 | -0.069285 | -0.32638 | -0.82995 | -0.069285 | -0.091883 | 0.013859 | 0.47338 | 0.19755 | 0.74408 | 13.1374 | 0.037117 | 0.017381 | 0.022829 | 0.037117 | 0.038188 | -0.02162 | -0.22244 | -0.58249 | -0.02162 | -0.037558 | -0.069285 | -0.32638 | -0.82995 | -0.069285 | -0.091883
44 | 0.26 | 0.32 | South/Central | MS | Jackson.Intl.AP.722350 | 3 | 1014636 | 34.7864 | 13.8279 | 53.7373 | 34.3225 | 19.4148 | 937.14 | 2.6306 | 9.24 | 3.5112 | -0.88054 | 9.9878 | 1.2066 | -5.25 | 2.0936 | -0.887 | -8.5629 | 1.5997 | -31.23 | 4.0087 | -2.409 | -44.8986 | 2.6306 | 9.24 | 3.5112 | -0.88054 | 9.9878 | 2.708 | 8.09 | 3.6851 | -0.97714 | 8.3572 | 0.013859 | 0.4821 | 0.19164 | 0.74474 | 12.9877 | 0.036458 | 0.016722 | 0.02217 | 0.036458 | 0.037529 | 0.12806 | -0.072759 | -0.43281 | 0.12806 | 0.11212 | 0.13842 | -0.11867 | -0.62224 | 0.13842 | 0.11582 | 0.013859 | 0.4821 | 0.19164 | 0.74474 | 12.9877 | 0.036458 | 0.016722 | 0.02217 | 0.036458 | 0.037529 | 0.12806 | -0.072759 | -0.43281 | 0.12806 | 0.11212 | 0.13842 | -0.11867 | -0.62224 | 0.13842 | 0.11582
45 | 0.26 | 0.27 | South/Central | MS | Jackson.Intl.AP.722350 | 3 | 1014636 | 35.5884 | 13.2758 | 53.7965 | 35.114 | 18.6825 | 923.33 | 2.5715 | 23.05 | 2.7197 | -0.14821 | 29.1481 | 1.1474 | 8.56 | 1.3021 | -0.15468 | 10.5974 | 1.5405 | -17.42 | 3.2172 | -1.6767 | -25.7382 | 2.5715 | 23.05 | 2.7197 | -0.14821 | 29.1481 | 2.6488 | 21.9 | 2.8936 | -0.24481 | 27.5176 | 0.013859 | 0.49321 | 0.18399 | 0.74556 | 12.7963 | 0.035638 | 0.015902 | 0.02135 | 0.035638 | 0.036709 | 0.31945 | 0.11863 | -0.24142 | 0.31945 | 0.30351 | 0.40396 | 0.14687 | -0.3567 | 0.40396 | 0.38136 | 0.013859 | 0.49321 | 0.18399 | 0.74556 | 12.7963 | 0.035638 | 0.015902 | 0.02135 | 0.035638 | 0.036709 | 0.31945 | 0.11863 | -0.24142 | 0.31945 | 0.30351 | 0.40396 | 0.14687 | -0.3567 | 0.40396 | 0.38136
46 | 0.26 | 0.23 | South/Central | MS | Jackson.Intl.AP.722350 | 3 | 1014636 | 36.2894 | 12.8192 | 53.881 | 35.8058 | 18.0752 | 912.24 | 2.487 | 34.14 | 2.0279 | 0.45908 | 44.5802 | 1.063 | 19.65 | 0.61036 | 0.45261 | 26.0295 | 1.4561 | -6.33 | 2.5255 | -1.0694 | -10.3062 | 2.487 | 34.14 | 2.0279 | 0.45908 | 44.5802 | 2.5643 | 32.99 | 2.2019 | 0.36248 | 42.9496 | 0.013859 | 0.50293 | 0.17766 | 0.74673 | 12.6426 | 0.034467 | 0.014732 | 0.020179 | 0.034467 | 0.035539 | 0.47314 | 0.27233 | -0.087727 | 0.47314 | 0.4572 | 0.61783 | 0.36074 | -0.14283 | 0.61783 | 0.59523 | 0.013859 | 0.50293 | 0.17766 | 0.74673 | 12.6426 | 0.034467 | 0.014732 | 0.020179 | 0.034467 | 0.035539 | 0.47314 | 0.27233 | -0.087727 | 0.47314 | 0.4572 | 0.61783 | 0.36074 | -0.14283 | 0.61783 | 0.59523
47 | 0.26 | 0.19 | South/Central | MS | Jackson.Intl.AP.722350 | 3 | 1014636 | 37.1546 | 12.2858 | 54.0364 | 36.6597 | 17.3767 | 900.09 | 2.3316 | 46.29 | 1.174 | 1.1575 | 61.5755 | 0.9075 | 31.8 | -0.24354 | 1.151 | 43.0247 | 1.3006 | 5.82 | 1.6716 | -0.37097 | 6.6891 | 2.3316 | 46.29 | 1.174 | 1.1575 | 61.5755 | 2.4089 | 45.14 | 1.348 | 1.0609 | 59.9449 | 0.013859 | 0.51492 | 0.17027 | 0.74888 | 12.4742 | 0.032313 | 0.012577 | 0.018025 | 0.032313 | 0.033384 | 0.64153 | 0.44071 | 0.080659 | 0.64153 | 0.62559 | 0.85337 | 0.59627 | 0.092703 | 0.85337 | 0.83077 | 0.013859 | 0.51492 | 0.17027 | 0.74888 | 12.4742 | 0.032313 | 0.012577 | 0.018025 | 0.032313 | 0.033384 | 0.64153 | 0.44071 | 0.080659 | 0.64153 | 0.62559 | 0.85337 | 0.59627 | 0.092703 | 0.85337 | 0.83077
48 | 0.26 | 0.17 | South/Central | MS | Jackson.Intl.AP.722350 | 3 | 1014636 | 37.6137 | 12.0091 | 54.1236 | 37.1126 | 17.011 | 893.78 | 2.2444 | 52.6 | 0.72115 | 1.5233 | 70.4017 | 0.82036 | 38.11 | -0.69644 | 1.5168 | 51.851 | 1.2134 | 12.13 | 1.2187 | -0.0052154 | 15.5153 | 2.2444 | 52.6 | 0.72115 | 1.5233 | 70.4017 | 2.3217 | 51.45 | 0.89506 | 1.4267 | 68.7711 | 0.013859 | 0.52128 | 0.16643 | 0.75009 | 12.3868 | 0.031105 | 0.011369 | 0.016817 | 0.031105 | 0.032176 | 0.72898 | 0.52816 | 0.16811 | 0.72898 | 0.71304 | 0.97569 | 0.7186 | 0.21502 | 0.97569 | 0.95309 | 0.013859 | 0.52128 | 0.16643 | 0.75009 | 12.3868 | 0.031105 | 0.011369 | 0.016817 | 0.031105 | 0.032176 | 0.72898 | 0.52816 | 0.16811 | 0.72898 | 0.71304 | 0.97569 | 0.7186 | 0.21502 | 0.97569 | 0.95309
49 | 0.25 | 0.47 | South/Central | MS | Jackson.Intl.AP.722350 | 3 | 1014636 | 32.8114 | 15.1058 | 53.4885 | 32.3737 | 21.1148 | 968.03 | 2.8795 | -21.65 | 5.46 | -2.5805 | -33.0516 | 1.4554 | -36.14 | 4.0424 | -2.587 | -51.6023 | 1.8485 | -62.12 | 5.9575 | -4.109 | -87.9379 | 2.8795 | -21.65 | 5.46 | -2.5805 | -33.0516 | 2.9568 | -22.8 | 5.6339 | -2.6771 | -34.6821 | 0.013859 | 0.45473 | 0.20935 | 0.74129 | 13.4158 | 0.039906 | 0.02017 | 0.025618 | 0.039906 | 0.040978 | -0.30004 | -0.50086 | -0.86091 | -0.30004 | -0.31598 | -0.45806 | -0.71515 | -1.2187 | -0.45806 | -0.48066 | 0.013859 | 0.45473 | 0.20935 | 0.74129 | 13.4158 | 0.039906 | 0.02017 | 0.025618 | 0.039906 | 0.040978 | -0.30004 | -0.50086 | -0.86091 | -0.30004 | -0.31598 | -0.45806 | -0.71515 | -1.2187 | -0.45806 | -0.48066
50 | 0.25 | 0.42 | South/Central | MS | Jackson.Intl.AP.722350 | 3 | 1014636 | 33.4231 | 14.5581 | 53.3571 | 32.9772 | 20.3799 | 952.28 | 3.0109 | -5.9 | 4.8565 | -1.8456 | -11.361 | 1.5869 | -20.39 | 3.4389 | -1.8521 | -29.9117 | 1.98 | -46.37 | 5.354 | -3.3741 | -66.2474 | 3.0109 | -5.9 | 4.8565 | -1.8456 | -11.361 | 3.0882 | -7.05 | 5.0304 | -1.9422 | -12.9916 | 0.013859 | 0.46321 | 0.20176 | 0.73947 | 13.1975 | 0.041728 | 0.021992 | 0.02744 | 0.041728 | 0.0428 | -0.081767 | -0.28258 | -0.64264 | -0.081767 | -0.097705 | -0.15745 | -0.41454 | -0.91812 | -0.15745 | -0.18005 | 0.013859 | 0.46321 | 0.20176 | 0.73947 | 13.1975 | 0.041728 | 0.021992 | 0.02744 | 0.041728 | 0.0428 | -0.081767 | -0.28258 | -0.64264 | -0.081767 | -0.097705 | -0.15745 | -0.41454 | -0.91812 | -0.15745 | -0.18005
51 | 0.25 | 0.37 | South/Central | MS | Jackson.Intl.AP.722350 | 3 | 1014636 | 33.7651 | 14.3692 | 53.4274 | 33.3147 | 20.1127 | 947.72 | 2.9406 | -1.34 | 4.519 | -1.5785 | -5.0012 | 1.5165 | -15.83 | 3.1014 | -1.5849 | -23.5519 | 1.9096 | -41.81 | 5.0165 | -3.1069 | -59.8876 | 2.9406 | -1.34 | 4.519 | -1.5785 | -5.0012 | 3.0179 | -2.49 | 4.6929 | -1.6751 | -6.6318 | 0.013859 | 0.46795 | 0.19914 | 0.74044 | 13.1343 | 0.040753 | 0.021017 | 0.026465 | 0.040753 | 0.041824 | -0.018571 | -0.21939 | -0.57944 | -0.018571 | -0.034509 | -0.069311 | -0.3264 | -0.82998 | -0.069311 | -0.091909 | 0.013859 | 0.46795 | 0.19914 | 0.74044 | 13.1343 | 0.040753 | 0.021017 | 0.026465 | 0.040753 | 0.041824 | -0.018571 | -0.21939 | -0.57944 | -0.018571 | -0.034509 | -0.069311 | -0.3264 | -0.82998 | -0.069311 | -0.091909
52 | 0.25 | 0.32 | South/Central | MS | Jackson.Intl.AP.722350 | 3 | 1014636 | 34.2852 | 14.0245 | 53.4728 | 33.828 | 19.6448 | 938.97 | 2.8952 | 7.41 | 4.0058 | -1.1106 | 7.1423 | 1.4711 | -7.08 | 2.5882 | -1.1171 | -11.4084 | 1.8642 | -33.06 | 4.5033 | -2.6391 | -47.7441 | 2.8952 | 7.41 | 4.0058 | -1.1106 | 7.1423 | 2.9725 | 6.26 | 4.1797 | -1.2072 | 5.5117 | 0.013859 | 0.47515 | 0.19436 | 0.74107 | 13.0131 | 0.040124 | 0.020388 | 0.025836 | 0.040124 | 0.041195 | 0.10269 | -0.098121 | -0.45817 | 0.10269 | 0.086757 | 0.098984 | -0.15811 | -0.66168 | 0.098984 | 0.076386 | 0.013859 | 0.47515 | 0.19436 | 0.74107 | 13.0131 | 0.040124 | 0.020388 | 0.025836 | 0.040124 | 0.041195 | 0.10269 | -0.098121 | -0.45817 | 0.10269 | 0.086757 | 0.098984 | -0.15811 | -0.66168 | 0.098984 | 0.076386
53 | 0.25 | 0.27 | South/Central | MS | Jackson.Intl.AP.722350 | 3 | 1014636 | 35.1929 | 13.3647 | 53.5053 | 34.7237 | 18.7816 | 922.33 | 2.8627 | 24.05 | 3.11 | -0.24732 | 30.2089 | 1.4386 | 9.56 | 1.6924 | -0.25379 | 11.6581 | 1.8317 | -16.42 | 3.6075 | -1.7758 | -24.6775 | 2.8627 | 24.05 | 3.11 | -0.24732 | 30.2089 | 2.94 | 22.9 | 3.2839 | -0.34392 | 28.5783 | 0.013859 | 0.48773 | 0.18522 | 0.74152 | 12.7825 | 0.039673 | 0.019938 | 0.025385 | 0.039673 | 0.040745 | 0.33331 | 0.13249 | -0.22756 | 0.33331 | 0.31737 | 0.41866 | 0.16157 | -0.342 | 0.41866 | 0.39606 | 0.013859 | 0.48773 | 0.18522 | 0.74152 | 12.7825 | 0.039673 | 0.019938 | 0.025385 | 0.039673 | 0.040745 | 0.33331 | 0.13249 | -0.22756 | 0.33331 | 0.31737 | 0.41866 | 0.16157 | -0.342 | 0.41866 | 0.39606
54 | 0.25 | 0.23 | South/Central | MS | Jackson.Intl.AP.722350 | 3 | 1014636 | 35.9786 | 12.8289 | 53.5736 | 35.499 | 18.0746 | 909.13 | 2.7944 | 37.25 | 2.3348 | 0.45962 | 48.5607 | 1.3703 | 22.76 | 0.91718 | 0.45315 | 30.01 | 1.7634 | -3.22 | 2.8323 | -1.0689 | -6.3256 | 2.7944 | 37.25 | 2.3348 | 0.45962 | 48.5607 | 2.8717 | 36.1 | 2.5087 | 0.36302 | 46.9302 | 0.013859 | 0.49862 | 0.17779 | 0.74247 | 12.5995 | 0.038727 | 0.018991 | 0.024439 | 0.038727 | 0.039799 | 0.51624 | 0.31543 | -0.044626 | 0.51624 | 0.50031 | 0.673 | 0.41591 | -0.087666 | 0.673 | 0.6504 | 0.013859 | 0.49862 | 0.17779 | 0.74247 | 12.5995 | 0.038727 | 0.018991 | 0.024439 | 0.038727 | 0.039799 | 0.51624 | 0.31543 | -0.044626 | 0.51624 | 0.50031 | 0.673 | 0.41591 | -0.087666 | 0.673 | 0.6504
55 | 0.25 | 0.19 | South/Central | MS | Jackson.Intl.AP.722350 | 3 | 1014636 | 36.8401 | 12.2958 | 53.7221 | 36.3492 | 17.3729 | 896.84 | 2.6459 | 49.54 | 1.4846 | 1.1613 | 65.7362 | 1.2219 | 35.05 | 0.066987 | 1.1549 | 47.1855 | 1.6149 | 9.07 | 1.9821 | -0.36713 | 10.8498 | 2.6459 | 49.54 | 1.4846 | 1.1613 | 65.7362 | 2.7232 | 48.39 | 1.6585 | 1.0647 | 64.1056 | 0.013859 | 0.51056 | 0.17041 | 0.74453 | 12.4292 | 0.036669 | 0.016934 | 0.022381 | 0.036669 | 0.037741 | 0.68657 | 0.48575 | 0.1257 | 0.68657 | 0.67063 | 0.91103 | 0.65394 | 0.15037 | 0.91103 | 0.88843 | 0.013859 | 0.51056 | 0.17041 | 0.74453 | 12.4292 | 0.036669 | 0.016934 | 0.022381 | 0.036669 | 0.037741 | 0.68657 | 0.48575 | 0.1257 | 0.68657 | 0.67063 | 0.91103 | 0.65394 | 0.15037 | 0.91103 | 0.88843
56 | 0.25 | 0.17 | South/Central | MS | Jackson.Intl.AP.722350 | 3 | 1014636 | 37.2982 | 12.0246 | 53.8189 | 36.8013 | 17.0176 | 890.84 | 2.5491 | 55.54 | 1.0325 | 1.5166 | 74.1527 | 1.125 | 41.05 | -0.38513 | 1.5102 | 55.602 | 1.5181 | 15.07 | 1.53 | -0.011842 | 19.2664 | 2.5491 | 55.54 | 1.0325 | 1.5166 | 74.1527 | 2.6264 | 54.39 | 1.2064 | 1.42 | 72.5222 | 0.013859 | 0.51691 | 0.16665 | 0.74587 | 12.346 | 0.035328 | 0.015592 | 0.021039 | 0.035328 | 0.036399 | 0.76972 | 0.56891 | 0.20885 | 0.76972 | 0.75378 | 1.0277 | 0.77058 | 0.26701 | 1.0277 | 1.0051 | 0.013859 | 0.51691 | 0.16665 | 0.74587 | 12.346 | 0.035328 | 0.015592 | 0.021039 | 0.035328 | 0.036399 | 0.76972 | 0.56891 | 0.20885 | 0.76972 | 0.75378 | 1.0277 | 0.77058 | 0.26701 | 1.0277 | 1.0051
57 | 0.24 | 0.47 | South/Central | MS | Jackson.Intl.AP.722350 | 3 | 1014636 | 32.5069 | 15.1247 | 53.2026 | 32.073 | 21.1296 | 965.42 | 3.1654 | -19.04 | 5.7607 | -2.5953 | -29.764 | 1.7413 | -33.53 | 4.3431 | -2.6018 | -48.3147 | 2.1344 | -59.51 | 6.2582 | -4.1238 | -84.6504 | 3.1654 | -19.04 | 5.7607 | -2.5953 | -29.764 | 3.2427 | -20.19 | 5.9346 | -2.6919 | -31.3946 | 0.013859 | 0.45051 | 0.20961 | 0.73733 | 13.3796 | 0.043869 | 0.024133 | 0.029581 | 0.043869 | 0.04494 | -0.26387 | -0.46469 | -0.82474 | -0.26387 | -0.27981 | -0.4125 | -0.66959 | -1.1732 | -0.4125 | -0.43509 | 0.013859 | 0.45051 | 0.20961 | 0.73733 | 13.3796 | 0.043869 | 0.024133 | 0.029581 | 0.043869 | 0.04494 | -0.26387 | -0.46469 | -0.82474 | -0.26387 | -0.27981 | -0.4125 | -0.66959 | -1.1732 | -0.4125 | -0.43509
58 | 0.24 | 0.42 | South/Central | MS | Jackson.Intl.AP.722350 | 3 | 1014636 | 33.1265 | 14.5735 | 53.0755 | 32.6845 | 20.391 | 949.65 | 3.2925 | -3.27 | 5.1493 | -1.8568 | -8.0325 | 1.8684 | -17.76 | 3.7317 | -1.8633 | -26.5832 | 2.2615 | -43.74 | 5.6468 | -3.3853 | -62.9188 | 3.2925 | -3.27 | 5.1493 | -1.8568 | -8.0325 | 3.3698 | -4.42 | 5.3232 | -1.9534 | -9.663 | 0.013859 | 0.4591 | 0.20197 | 0.73557 | 13.1611 | 0.04563 | 0.025894 | 0.031342 | 0.04563 | 0.046701 | -0.045319 | -0.24613 | -0.60619 | -0.045319 | -0.061256 | -0.11132 | -0.36841 | -0.87198 | -0.11132 | -0.13392 | 0.013859 | 0.4591 | 0.20197 | 0.73557 | 13.1611 | 0.04563 | 0.025894 | 0.031342 | 0.04563 | 0.046701 | -0.045319 | -0.24613 | -0.60619 | -0.045319 | -0.061256 | -0.11132 | -0.36841 | -0.87198 | -0.11132 | -0.13392
59 | 0.24 | 0.37 | South/Central | MS | Jackson.Intl.AP.722350 | 3 | 1014636 | 33.4658 | 14.3858 | 53.141 | 33.0194 | 20.1216 | 945 | 3.227 | 1.38 | 4.8144 | -1.5874 | -1.5468 | 1.803 | -13.11 | 3.3968 | -1.5938 | -20.0975 | 2.1961 | -39.09 | 5.3119 | -3.1158 | -56.4331 | 3.227 | 1.38 | 4.8144 | -1.5874 | -1.5468 | 3.3043 | 0.23 | 4.9883 | -1.684 | -3.1773 | 0.013859 | 0.4638 | 0.19937 | 0.73647 | 13.0966 | 0.044723 | 0.024987 | 0.030435 | 0.044723 | 0.045794 | 0.019125 | -0.18169 | -0.54174 | 0.019125 | 0.0031875 | -0.021436 | -0.27853 | -0.7821 | -0.021436 | -0.044034 | 0.013859 | 0.4638 | 0.19937 | 0.73647 | 13.0966 | 0.044723 | 0.024987 | 0.030435 | 0.044723 | 0.045794 | 0.019125 | -0.18169 | -0.54174 | 0.019125 | 0.0031875 | -0.021436 | -0.27853 | -0.7821 | -0.021436 | -0.044034
60 | 0.24 | 0.32 | South/Central | MS | Jackson.Intl.AP.722350 | 3 | 1014636 | 33.9852 | 14.0345 | 53.1737 | 33.5319 | 19.6419 | 935.89 | 3.1943 | 10.49 | 4.3019 | -1.1076 | 11.0819 | 1.7702 | -4 | 2.8843 | -1.1141 | -7.4688 | 2.1633 | -29.98 | 4.7994 | -2.6361 | -43.8044 | 3.1943 | 10.49 | 4.3019 | -1.1076 | 11.0819 | 3.2716 | 9.34 | 4.4758 | -1.2042 | 9.4514 | 0.013859 | 0.471 | 0.1945 | 0.73693 | 12.9704 | 0.044269 | 0.024533 | 0.029981 | 0.044269 | 0.04534 | 0.14538 | -0.055436 | -0.41549 | 0.14538 | 0.12944 | 0.15358 | -0.10351 | -0.60708 | 0.15358 | 0.13099 | 0.013859 | 0.471 | 0.1945 | 0.73693 | 12.9704 | 0.044269 | 0.024533 | 0.029981 | 0.044269 | 0.04534 | 0.14538 | -0.055436 | -0.41549 | 0.14538 | 0.12944 | 0.15358 | -0.10351 | -0.60708 | 0.15358 | 0.13099
61 | 0.24 | 0.27 | South/Central | MS | Jackson.Intl.AP.722350 | 3 | 1014636 | 34.8872 | 13.3806 | 53.2055 | 34.422 | 18.7835 | 919.34 | 3.1625 | 27.04 | 3.4118 | -0.24925 | 34.0253 | 1.7385 | 12.55 | 1.9942 | -0.25572 | 15.4745 | 2.1315 | -13.43 | 3.9093 | -1.7777 | -20.8611 | 3.1625 | 27.04 | 3.4118 | -0.24925 | 34.0253 | 3.2398 | 25.89 | 3.5857 | -0.34585 | 32.3947 | 0.013859 | 0.4835 | 0.18544 | 0.73737 | 12.741 | 0.043829 | 0.024093 | 0.029541 | 0.043829 | 0.0449 | 0.37474 | 0.17393 | -0.18612 | 0.37474 | 0.35881 | 0.47155 | 0.21446 | -0.28911 | 0.47155 | 0.44895 | 0.013859 | 0.4835 | 0.18544 | 0.73737 | 12.741 | 0.043829 | 0.024093 | 0.029541 | 0.043829 | 0.0449 | 0.37474 | 0.17393 | -0.18612 | 0.37474 | 0.35881 | 0.47155 | 0.21446 | -0.28911 | 0.47155 | 0.44895
62 | 0.24 | 0.23 | South/Central | MS | Jackson.Intl.AP.722350 | 3 | 1014636 | 35.6737 | 12.8392 | 53.2752 | 35.198 | 18.0772 | 906.17 | 3.0928 | 40.21 | 2.6358 | 0.45701 | 52.3396 | 1.6687 | 25.72 | 1.2182 | 0.45054 | 33.7889 | 2.0618 | -0.26 | 3.1333 | -1.0715 | -2.5468 | 3.0928 | 40.21 | 2.6358 | 0.45701 | 52.3396 | 3.1701 | 39.06 | 2.8097 | 0.3604 | 50.709 | 0.013859 | 0.4944 | 0.17794 | 0.73834 | 12.5585 | 0.042862 | 0.023126 | 0.028574 | 0.042862 | 0.043934 | 0.55727 | 0.35645 | -0.0036033 | 0.55727 | 0.54133 | 0.72537 | 0.46828 | -0.035295 | 0.72537 | 0.70277 | 0.013859 | 0.4944 | 0.17794 | 0.73834 | 12.5585 | 0.042862 | 0.023126 | 0.028574 | 0.042862 | 0.043934 | 0.55727 | 0.35645 | -0.0036033 | 0.55727 | 0.54133 | 0.72537 | 0.46828 | -0.035295 | 0.72537 | 0.70277
63 | 0.24 | 0.19 | South/Central | MS | Jackson.Intl.AP.722350 | 3 | 1014636 | 36.5313 | 12.3015 | 53.4185 | 36.0443 | 17.3742 | 893.8 | 2.9495 | 52.58 | 1.7895 | 1.16 | 69.6166 | 1.5254 | 38.09 | 0.37187 | 1.1535 | 51.0659 | 1.9185 | 12.11 | 2.287 | -0.36846 | 14.7302 | 2.9495 | 52.58 | 1.7895 | 1.16 | 69.6166 | 3.0268 | 51.43 | 1.9634 | 1.0634 | 67.986 | 0.013859 | 0.50628 | 0.17049 | 0.74032 | 12.3871 | 0.040876 | 0.021141 | 0.026588 | 0.040876 | 0.041948 | 0.7287 | 0.52788 | 0.16783 | 0.7287 | 0.71276 | 0.96481 | 0.70772 | 0.20414 | 0.96481 | 0.94221 | 0.013859 | 0.50628 | 0.17049 | 0.74032 | 12.3871 | 0.040876 | 0.021141 | 0.026588 | 0.040876 | 0.041948 | 0.7287 | 0.52788 | 0.16783 | 0.7287 | 0.71276 | 0.96481 | 0.70772 | 0.20414 | 0.96481 | 0.94221
64 | 0.24 | 0.17 | South/Central | MS | Jackson.Intl.AP.722350 | 3 | 1014636 | 36.9894 | 12.0254 | 53.5055 | 36.4964 | 17.0091 | 887.51 | 2.8625 | 58.87 | 1.3373 | 1.5251 | 78.4272 | 1.4384 | 44.38 | -0.080241 | 1.5187 | 59.8765 | 1.8315 | 18.4 | 1.8349 | -0.0033544 | 23.5408 | 2.8625 | 58.87 | 1.3373 | 1.5251 | 78.4272 | 2.9398 | 57.72 | 1.5113 | 1.4285 | 76.7966 | 0.013859 | 0.51263 | 0.16666 | 0.74153 | 12.2999 | 0.039671 | 0.019935 | 0.025382 | 0.039671 | 0.040742 | 0.81587 | 0.61506 | 0.255 | 0.81587 | 0.79993 | 1.0869 | 0.82982 | 0.32625 | 1.0869 | 1.0643 | 0.013859 | 0.51263 | 0.16666 | 0.74153 | 12.2999 | 0.039671 | 0.019935 | 0.025382 | 0.039671 | 0.040742 | 0.81587 | 0.61506 | 0.255 | 0.81587 | 0.79993 | 1.0869 | 0.82982 | 0.32625 | 1.0869 | 1.0643
65 | 0.22 | 0.47 | South/Central | MS | Jackson.Intl.AP.722350 | 3 | 1014636 | 31.9122 | 15.1605 | 52.6336 | 31.4861 | 21.1476 | 960.01 | 3.7343 | -13.63 | 6.3477 | -2.6133 | -22.9133 | 2.3103 | -28.12 | 4.9301 | -2.6198 | -41.464 | 2.7034 | -54.1 | 6.8452 | -4.1418 | -77.7997 | 3.7343 | -13.63 | 6.3477 | -2.6133 | -22.9133 | 3.8117 | -14.78 | 6.5216 | -2.7099 | -24.5439 | 0.013859 | 0.44227 | 0.21011 | 0.72944 | 13.3047 | 0.051754 | 0.032018 | 0.037466 | 0.051754 | 0.052825 | -0.1889 | -0.38971 | -0.74977 | -0.1889 | -0.20483 | -0.31755 | -0.57464 | -1.0782 | -0.31755 | -0.34015 | 0.013859 | 0.44227 | 0.21011 | 0.72944 | 13.3047 | 0.051754 | 0.032018 | 0.037466 | 0.051754 | 0.052825 | -0.1889 | -0.38971 | -0.74977 | -0.1889 | -0.20483 | -0.31755 | -0.57464 | -1.0782 | -0.31755 | -0.34015
66 | 0.22 | 0.42 | South/Central | MS | Jackson.Intl.AP.722350 | 3 | 1014636 | 32.5227 | 14.6032 | 52.4915 | 32.0884 | 20.4031 | 943.97 | 3.8764 | 2.41 | 5.7453 | -1.8688 | -0.82517 | 2.4524 | -12.08 | 4.3277 | -1.8753 | -19.3759 | 2.8455 | -38.06 | 6.2428 | -3.3973 | -55.7115 | 3.8764 | 2.41 | 5.7453 | -1.8688 | -0.82517 | 3.9538 | 1.26 | 5.9192 | -1.9654 | -2.4558 | 0.013859 | 0.45073 | 0.20238 | 0.72747 | 13.0824 | 0.053723 | 0.033987 | 0.039435 | 0.053723 | 0.054795 | 0.0334 | -0.16742 | -0.52747 | 0.0334 | 0.017462 | -0.011436 | -0.26853 | -0.7721 | -0.011436 | -0.034034 | 0.013859 | 0.45073 | 0.20238 | 0.72747 | 13.0824 | 0.053723 | 0.033987 | 0.039435 | 0.053723 | 0.054795 | 0.0334 | -0.16742 | -0.52747 | 0.0334 | 0.017462 | -0.011436 | -0.26853 | -0.7721 | -0.011436 | -0.034034
67 | 0.22 | 0.37 | South/Central | MS | Jackson.Intl.AP.722350 | 3 | 1014636 | 32.8592 | 14.4209 | 52.5594 | 32.4206 | 20.1388 | 939.45 | 3.8086 | 6.93 | 5.4131 | -1.6046 | 5.4885 | 2.3845 | -7.56 | 3.9955 | -1.611 | -13.0623 | 2.7776 | -33.54 | 5.9106 | -3.133 | -49.3979 | 3.8086 | 6.93 | 5.4131 | -1.6046 | 5.4885 | 3.8859 | 5.78 | 5.587 | -1.7012 | 3.8579 | 0.013859 | 0.45539 | 0.19986 | 0.72841 | 13.0197 | 0.052782 | 0.033047 | 0.038494 | 0.052782 | 0.053854 | 0.096042 | -0.10477 | -0.46483 | 0.096042 | 0.080104 | 0.076064 | -0.18103 | -0.6846 | 0.076064 | 0.053466 | 0.013859 | 0.45539 | 0.19986 | 0.72841 | 13.0197 | 0.052782 | 0.033047 | 0.038494 | 0.052782 | 0.053854 | 0.096042 | -0.10477 | -0.46483 | 0.096042 | 0.080104 | 0.076064 | -0.18103 | -0.6846 | 0.076064 | 0.053466
68 | 0.22 | 0.32 | South/Central | MS | Jackson.Intl.AP.722350 | 3 | 1014636 | 33.3751 | 14.0696 | 52.5887 | 32.9297 | 19.659 | 930.31 | 3.7793 | 16.07 | 4.904 | -1.1247 | 18.165 | 2.3552 | 1.58 | 3.4865 | -1.1312 | -0.38572 | 2.7483 | -24.4 | 5.4016 | -2.6532 | -36.7214 | 3.7793 | 16.07 | 4.904 | -1.1247 | 18.165 | 3.8566 | 14.92 | 5.078 | -1.2213 | 16.5344 | 0.013859 | 0.46254 | 0.19499 | 0.72882 | 12.8931 | 0.052377 | 0.032641 | 0.038089 | 0.052377 | 0.053448 | 0.22271 | 0.021897 | -0.33816 | 0.22271 | 0.20677 | 0.25175 | -0.0053457 | -0.50892 | 0.25175 | 0.22915 | 0.013859 | 0.46254 | 0.19499 | 0.72882 | 12.8931 | 0.052377 | 0.032641 | 0.038089 | 0.052377 | 0.053448 | 0.22271 | 0.021897 | -0.33816 | 0.22271 | 0.20677 | 0.25175 | -0.0053457 | -0.50892 | 0.25175 | 0.22915
69 | 0.22 | 0.27 | South/Central | MS | Jackson.Intl.AP.722350 | 3 | 1014636 | 34.2672 | 13.4006 | 52.5956 | 33.81 | 18.7856 | 913.22 | 3.7724 | 33.16 | 4.0238 | -0.25133 | 41.8386 | 2.3484 | 18.67 | 2.6062 | -0.2578 | 23.2879 | 2.7415 | -7.31 | 4.5213 | -1.7798 | -13.0478 | 3.7724 | 33.16 | 4.0238 | -0.25133 | 41.8386 | 3.8497 | 32.01 | 4.1977 | -0.34793 | 40.208 | 0.013859 | 0.47491 | 0.18572 | 0.72892 | 12.6562 | 0.052282 | 0.032546 | 0.037994 | 0.052282 | 0.053353 | 0.45956 | 0.25875 | -0.10131 | 0.45956 | 0.44362 | 0.57984 | 0.32274 | -0.18083 | 0.57984 | 0.55724 | 0.013859 | 0.47491 | 0.18572 | 0.72892 | 12.6562 | 0.052282 | 0.032546 | 0.037994 | 0.052282 | 0.053353 | 0.45956 | 0.25875 | -0.10131 | 0.45956 | 0.44362 | 0.57984 | 0.32274 | -0.18083 | 0.57984 | 0.55724
70 | 0.22 | 0.23 | South/Central | MS | Jackson.Intl.AP.722350 | 3 | 1014636 | 35.0528 | 12.8642 | 52.6693 | 34.5852 | 18.0841 | 900.18 | 3.6987 | 46.2 | 3.2485 | 0.45018 | 59.9727 | 2.2747 | 31.71 | 1.831 | 0.44371 | 41.422 | 2.6677 | 5.73 | 3.746 | -1.0783 | 5.0863 | 3.6987 | 46.2 | 3.2485 | 0.45018 | 59.9727 | 3.776 | 45.05 | 3.4225 | 0.35358 | 58.3421 | 0.013859 | 0.48579 | 0.17828 | 0.72994 | 12.4755 | 0.05126 | 0.031524 | 0.036972 | 0.05126 | 0.052332 | 0.64028 | 0.43947 | 0.079411 | 0.64028 | 0.62434 | 0.83115 | 0.57406 | 0.07049 | 0.83115 | 0.80856 | 0.013859 | 0.48579 | 0.17828 | 0.72994 | 12.4755 | 0.05126 | 0.031524 | 0.036972 | 0.05126 | 0.052332 | 0.64028 | 0.43947 | 0.079411 | 0.64028 | 0.62434 | 0.83115 | 0.57406 | 0.07049 | 0.83115 | 0.80856
71 | 0.22 | 0.19 | South/Central | MS | Jackson.Intl.AP.722350 | 3 | 1014636 | 35.9112 | 12.3121 | 52.7895 | 35.4323 | 17.3572 | 887.12 | 3.5785 | 59.26 | 2.4015 | 1.177 | 78.1966 | 2.1545 | 44.77 | 0.98387 | 1.1706 | 59.6459 | 2.5475 | 18.79 | 2.899 | -0.35143 | 23.3102 | 3.5785 | 59.26 | 2.4015 | 1.177 | 78.1966 | 3.6558 | 58.11 | 2.5754 | 1.0804 | 76.566 | 0.013859 | 0.49769 | 0.17063 | 0.7316 | 12.2945 | 0.049594 | 0.029858 | 0.035306 | 0.049594 | 0.050666 | 0.82128 | 0.62046 | 0.26041 | 0.82128 | 0.80534 | 1.0837 | 0.82663 | 0.32305 | 1.0837 | 1.0611 | 0.013859 | 0.49769 | 0.17063 | 0.7316 | 12.2945 | 0.049594 | 0.029858 | 0.035306 | 0.049594 | 0.050666 | 0.82128 | 0.62046 | 0.26041 | 0.82128 | 0.80534 | 1.0837 | 0.82663 | 0.32305 | 1.0837 | 1.0611
72 | 0.22 | 0.17 | South/Central | MS | Jackson.Intl.AP.722350 | 3 | 1014636 | 36.3694 | 12.0461 | 52.8917 | 35.8844 | 17.0073 | 881.28 | 3.4763 | 65.1 | 1.9493 | 1.527 | 86.3989 | 2.0523 | 50.61 | 0.53176 | 1.5205 | 67.8481 | 2.4454 | 24.63 | 2.4469 | -0.0014857 | 31.5125 | 3.4763 | 65.1 | 1.9493 | 1.527 | 86.3989 | 3.5536 | 63.95 | 2.1233 | 1.4304 | 84.7683 | 0.013859 | 0.50404 | 0.16695 | 0.73302 | 12.2136 | 0.048178 | 0.028442 | 0.03389 | 0.048178 | 0.04925 | 0.90221 | 0.7014 | 0.34134 | 0.90221 | 0.88628 | 1.1974 | 0.9403 | 0.43673 | 1.1974 | 1.1748 | 0.013859 | 0.50404 | 0.16695 | 0.73302 | 12.2136 | 0.048178 | 0.028442 | 0.03389 | 0.048178 | 0.04925 | 0.90221 | 0.7014 | 0.34134 | 0.90221 | 0.88628 | 1.1974 | 0.9403 | 0.43673 | 1.1974 | 1.1748
73 | 0.2 | 0.47 | South/Central | MS | Jackson.Intl.AP.722350 | 3 | 1014636 | 31.3018 | 15.1907 | 52.0489 | 30.8836 | 21.1653 | 954.42 | 4.3191 | -8.04 | 6.9501 | -2.631 | -15.8496 | 2.8951 | -22.53 | 5.5325 | -2.6375 | -34.4003 | 3.2881 | -48.51 | 7.4476 | -4.1595 | -70.736 | 4.3191 | -8.04 | 6.9501 | -2.631 | -15.8496 | 4.3964 | -9.19 | 7.124 | -2.7276 | -17.4802 | 0.013859 | 0.43381 | 0.21053 | 0.72134 | 13.2272 | 0.059858 | 0.040122 | 0.04557 | 0.059858 | 0.060929 | -0.11143 | -0.31224 | -0.67229 | -0.11143 | -0.12736 | -0.21966 | -0.47675 | -0.98032 | -0.21966 | -0.24226 | 0.013859 | 0.43381 | 0.21053 | 0.72134 | 13.2272 | 0.059858 | 0.040122 | 0.04557 | 0.059858 | 0.060929 | -0.11143 | -0.31224 | -0.67229 | -0.11143 | -0.12736 | -0.21966 | -0.47675 | -0.98032 | -0.21966 | -0.24226
74 | 0.2 | 0.42 | South/Central | MS | Jackson.Intl.AP.722350 | 3 | 1014636 | 31.9114 | 14.6386 | 51.9146 | 31.4852 | 20.4294 | 938.64 | 4.4534 | 7.74 | 6.3485 | -1.8951 | 5.9053 | 3.0294 | -6.75 | 4.9309 | -1.9016 | -12.6454 | 3.4225 | -32.73 | 6.846 | -3.4236 | -48.9811 | 4.4534 | 7.74 | 6.3485 | -1.8951 | 5.9053 | 4.5307 | 6.59 | 6.5224 | -1.9917 | 4.2747 | 0.013859 | 0.44226 | 0.20288 | 0.71948 | 13.0085 | 0.06172 | 0.041984 | 0.047432 | 0.06172 | 0.062791 | 0.10727 | -0.093547 | -0.4536 | 0.10727 | 0.09133 | 0.081841 | -0.17525 | -0.67882 | 0.081841 | 0.059243 | 0.013859 | 0.44226 | 0.20288 | 0.71948 | 13.0085 | 0.06172 | 0.041984 | 0.047432 | 0.06172 | 0.062791 | 0.10727 | -0.093547 | -0.4536 | 0.10727 | 0.09133 | 0.081841 | -0.17525 | -0.67882 | 0.081841 | 0.059243
75 | 0.2 | 0.37 | South/Central | MS | Jackson.Intl.AP.722350 | 3 | 1014636 | 32.2446 | 14.4506 | 51.97 | 31.8139 | 20.156 | 933.82 | 4.398 | 12.56 | 6.0198 | -1.6218 | 12.6256 | 2.9739 | -1.93 | 4.6022 | -1.6283 | -5.9251 | 3.367 | -27.91 | 6.5173 | -3.1503 | -42.2608 | 4.398 | 12.56 | 6.0198 | -1.6218 | 12.6256 | 4.4753 | 11.41 | 6.1937 | -1.7184 | 10.995 | 0.013859 | 0.44687 | 0.20027 | 0.72025 | 12.9417 | 0.060951 | 0.041216 | 0.046663 | 0.060951 | 0.062023 | 0.17407 | -0.026748 | -0.3868 | 0.17407 | 0.15813 | 0.17498 | -0.082115 | -0.58569 | 0.17498 | 0.15238 | 0.013859 | 0.44687 | 0.20027 | 0.72025 | 12.9417 | 0.060951 | 0.041216 | 0.046663 | 0.060951 | 0.062023 | 0.17407 | -0.026748 | -0.3868 | 0.17407 | 0.15813 | 0.17498 | -0.082115 | -0.58569 | 0.17498 | 0.15238
76 | 0.2 | 0.32 | South/Central | MS | Jackson.Intl.AP.722350 | 3 | 1014636 | 32.7451 | 14.0993 | 51.9838 | 32.3079 | 19.6759 | 924.51 | 4.3842 | 21.87 | 5.5259 | -1.1417 | 25.5102 | 2.9602 | 7.38 | 4.1083 | -1.1481 | 6.9594 | 3.3532 | -18.6 | 6.0234 | -2.6701 | -29.3762 | 4.3842 | 21.87 | 5.5259 | -1.1417 | 25.5102 | 4.4615 | 20.72 | 5.6998 | -1.2383 | 23.8796 | 0.013859 | 0.45381 | 0.1954 | 0.72044 | 12.8127 | 0.06076 | 0.041025 | 0.046472 | 0.06076 | 0.061832 | 0.30309 | 0.10228 | -0.25778 | 0.30309 | 0.28716 | 0.35354 | 0.09645 | -0.40712 | 0.35354 | 0.33094 | 0.013859 | 0.45381 | 0.1954 | 0.72044 | 12.8127 | 0.06076 | 0.041025 | 0.046472 | 0.06076 | 0.061832 | 0.30309 | 0.10228 | -0.25778 | 0.30309 | 0.28716 | 0.35354 | 0.09645 | -0.40712 | 0.35354 | 0.33094
77 | 0.2 | 0.27 | South/Central | MS | Jackson.Intl.AP.722350 | 3 | 1014636 | 33.6372 | 13.4258 | 51.9807 | 33.1881 | 18.7926 | 907.14 | 4.3873 | 39.24 | 4.6456 | -0.25831 | 49.5823 | 2.9632 | 24.75 | 3.228 | -0.26477 | 31.0316 | 3.3563 | -1.23 | 5.1431 | -1.7868 | -5.3041 | 4.3873 | 39.24 | 4.6456 | -0.25831 | 49.5823 | 4.4646 | 38.09 | 4.8195 | -0.35491 | 47.9517 | 0.013859 | 0.46617 | 0.18607 | 0.72039 | 12.5719 | 0.060803 | 0.041067 | 0.046515 | 0.060803 | 0.061874 | 0.54382 | 0.34301 | -0.017046 | 0.54382 | 0.52788 | 0.68716 | 0.43006 | -0.073509 | 0.68716 | 0.66456 | 0.013859 | 0.46617 | 0.18607 | 0.72039 | 12.5719 | 0.060803 | 0.041067 | 0.046515 | 0.060803 | 0.061874 | 0.54382 | 0.34301 | -0.017046 | 0.54382 | 0.52788 | 0.68716 | 0.43006 | -0.073509 | 0.68716 | 0.66456
78 | 0.2 | 0.23 | South/Central | MS | Jackson.Intl.AP.722350 | 3 | 1014636 | 34.4282 | 12.8859 | 52.056 | 33.9687 | 18.0873 | 894.05 | 4.312 | 52.33 | 3.865 | 0.44694 | 67.7975 | 2.8879 | 37.84 | 2.4474 | 0.44048 | 49.2468 | 3.281 | 11.86 | 4.3625 | -1.0815 | 12.9111 | 4.312 | 52.33 | 3.865 | 0.44694 | 67.7975 | 4.3893 | 51.18 | 4.0389 | 0.35034 | 66.1669 | 0.013859 | 0.47714 | 0.17858 | 0.72144 | 12.3905 | 0.059759 | 0.040023 | 0.045471 | 0.059759 | 0.060831 | 0.72524 | 0.52442 | 0.16437 | 0.72524 | 0.7093 | 0.9396 | 0.68251 | 0.17893 | 0.9396 | 0.917 | 0.013859 | 0.47714 | 0.17858 | 0.72144 | 12.3905 | 0.059759 | 0.040023 | 0.045471 | 0.059759 | 0.060831 | 0.72524 | 0.52442 | 0.16437 | 0.72524 | 0.7093 | 0.9396 | 0.68251 | 0.17893 | 0.9396 | 0.917
79 | 0.2 | 0.19 | South/Central | MS | Jackson.Intl.AP.722350 | 3 | 1014636 | 35.2805 | 12.3309 | 52.1675 | 34.8097 | 17.3578 | 880.85 | 4.2005 | 65.53 | 3.0241 | 1.1765 | 86.2068 | 2.7765 | 51.04 | 1.6065 | 1.17 | 67.6561 | 3.1696 | 25.06 | 3.5216 | -0.35202 | 31.3205 | 4.2005 | 65.53 | 3.0241 | 1.1765 | 86.2068 | 4.2778 | 64.38 | 3.198 | 1.0799 | 84.5763 | 0.013859 | 0.48895 | 0.17089 | 0.72298 | 12.2076 | 0.058215 | 0.038479 | 0.043927 | 0.058215 | 0.059286 | 0.90817 | 0.70736 | 0.3473 | 0.90817 | 0.89223 | 1.1947 | 0.93764 | 0.43407 | 1.1947 | 1.1721 | 0.013859 | 0.48895 | 0.17089 | 0.72298 | 12.2076 | 0.058215 | 0.038479 | 0.043927 | 0.058215 | 0.059286 | 0.90817 | 0.70736 | 0.3473 | 0.90817 | 0.89223 | 1.1947 | 0.93764 | 0.43407 | 1.1947 | 1.1721
80 | 0.2 | 0.17 | South/Central | MS | Jackson.Intl.AP.722350 | 3 | 1014636 | 35.7394 | 12.0569 | 52.2624 | 35.2626 | 16.9999 | 874.78 | 4.1056 | 71.6 | 2.5712 | 1.5344 | 94.7191 | 2.6815 | 57.11 | 1.1536 | 1.5279 | 76.1684 | 3.0746 | 31.13 | 3.0687 | 0.0059104 | 39.8328 | 4.1056 | 71.6 | 2.5712 | 1.5344 | 94.7191 | 4.1829 | 70.45 | 2.7451 | 1.4378 | 93.0886 | 0.013859 | 0.49531 | 0.1671 | 0.7243 | 12.1235 | 0.056899 | 0.037163 | 0.04261 | 0.056899 | 0.05797 | 0.9923 | 0.79148 | 0.43143 | 0.9923 | 0.97636 | 1.3127 | 1.0556 | 0.55204 | 1.3127 | 1.2901 | 0.013859 | 0.49531 | 0.1671 | 0.7243 | 12.1235 | 0.056899 | 0.037163 | 0.04261 | 0.056899 | 0.05797 | 0.9923 | 0.79148 | 0.43143 | 0.9923 | 0.97636 | 1.3127 | 1.0556 | 0.55204 | 1.3127 | 1.2901
81 | 0.35 | 0.2 | South/Central | MS | Jackson.Intl.AP.722350 | 3 | 1014636 | 39.5934 | 12.3549 | 56.6444 | 39.0669 | 17.5775 | 930.32 | -0.27638 | 16.06 | -1.2332 | 0.95679 | 22.4642 | -1.7004 | 1.57 | -2.6508 | 0.95032 | 3.9135 | -1.3074 | -24.41 | -0.73566 | -0.57169 | -32.4222 | -0.27638 | 16.06 | -1.2332 | 0.95679 | 22.4642 | -0.19907 | 14.91 | -1.0593 | 0.86019 | 20.8336 | 0.013859 | 0.54872 | 0.17122 | 0.78503 | 12.8932 | -0.0038303 | -0.023566 | -0.018118 | -0.0038303 | -0.0027589 | 0.22257 | 0.021758 | -0.3383 | 0.22257 | 0.20664 | 0.31133 | 0.054236 | -0.44934 | 0.31133 | 0.28873 | 0.013859 | 0.54872 | 0.17122 | 0.78503 | 12.8932 | -0.0038303 | -0.023566 | -0.018118 | -0.0038303 | -0.0027589 | 0.22257 | 0.021758 | -0.3383 | 0.22257 | 0.20664 | 0.31133 | 0.054236 | -0.44934 | 0.31133 | 0.28873
82 | 0.35 | 0.25 | South/Central | MS | Jackson.Intl.AP.722350 | 3 | 1014636 | 38.52 | 13.013 | 56.4453 | 38.0076 | 18.4377 | 945.23 | -0.077312 | 1.15 | -0.17391 | 0.096602 | 1.6306 | -1.5014 | -13.34 | -1.5915 | 0.090135 | -16.9201 | -1.1083 | -39.32 | 0.32359 | -1.4319 | -53.2558 | -0.077312 | 1.15 | -0.17391 | 0.096602 | 1.6306 | 0 | 0 | 0 | 0 | 0 | 0.013859 | 0.53384 | 0.18035 | 0.78227 | 13.0998 | -0.0010715 | -0.020807 | -0.01536 | -0.0010715 | 0 | 0.015938 | -0.18488 | -0.54493 | 0.015938 | 0 | 0.022598 | -0.23449 | -0.73807 | 0.022598 | 0 | 0.013859 | 0.53384 | 0.18035 | 0.78227 | 13.0998 | -0.0010715 | -0.020807 | -0.01536 | -0.0010715 | 0 | 0.015938 | -0.18488 | -0.54493 | 0.015938 | 0 | 0.022598 | -0.23449 | -0.73807 | 0.022598 | 0
83 | 0.35 | 0.3 | South/Central | MS | Jackson.Intl.AP.722350 | 3 | 1014636 | 38.3437 | 13.0453 | 56.368 | 37.8337 | 18.5343 | 946.38 | 0 | 0 | 0 | 0 | 0 | -1.4241 | -14.49 | -1.4176 | -0.0064674 | -18.5507 | -1.031 | -40.47 | 0.49751 | -1.5285 | -54.8864 | 0 | 0 | 0 | 0 | 0 | 0.077312 | -1.15 | 0.17391 | -0.096602 | -1.6306 | 0.013859 | 0.5314 | 0.18079 | 0.7812 | 13.1158 | 0 | -0.019736 | -0.014288 | 0 | 0.0010715 | 0 | -0.20082 | -0.56087 | 0 | -0.015938 | 0 | -0.25709 | -0.76066 | 0 | -0.022598 | 0.013859 | 0.5314 | 0.18079 | 0.7812 | 13.1158 | 0 | -0.019736 | -0.014288 | 0 | 0.0010715 | 0 | -0.20082 | -0.56087 | 0 | -0.015938 | 0 | -0.25709 | -0.76066 | 0 | -0.022598
84 | 0.35 | 0.35 | South/Central | MS | Jackson.Intl.AP.722350 | 3 | 1014636 | 37.3961 | 13.6505 | 56.2266 | 36.8986 | 19.328 | 960.58 | 0.14136 | -14.2 | 0.9351 | -0.79375 | -19.7707 | -1.2827 | -28.69 | -0.48248 | -0.80021 | -38.3214 | -0.88961 | -54.67 | 1.4326 | -2.3222 | -74.6571 | 0.14136 | -14.2 | 0.9351 | -0.79375 | -19.7707 | 0.21867 | -15.35 | 1.109 | -0.89035 | -21.4013 | 0.013859 | 0.51827 | 0.18918 | 0.77924 | 13.3126 | 0.001959 | -0.017777 | -0.012329 | 0.001959 | 0.0030305 | -0.1968 | -0.39761 | -0.75767 | -0.1968 | -0.21273 | -0.274 | -0.53109 | -1.0347 | -0.274 | -0.2966 | 0.013859 | 0.51827 | 0.18918 | 0.77924 | 13.3126 | 0.001959 | -0.017777 | -0.012329 | 0.001959 | 0.0030305 | -0.1968 | -0.39761 | -0.75767 | -0.1968 | -0.21273 | -0.274 | -0.53109 | -1.0347 | -0.274 | -0.2966
85 | 0.35 | 0.4 | South/Central | MS | Jackson.Intl.AP.722350 | 3 | 1014636 | 36.5308 | 14.249 | 56.1557 | 36.0447 | 20.111 | 975.26 | 0.21228 | -28.88 | 1.789 | -1.5767 | -40.1571 | -1.2118 | -43.37 | 0.37142 | -1.5832 | -58.7078 | -0.81869 | -69.35 | 2.2865 | -3.1052 | -95.0435 | 0.21228 | -28.88 | 1.789 | -1.5767 | -40.1571 | 0.28959 | -30.03 | 1.9629 | -1.6733 | -41.7877 | 0.013859 | 0.50628 | 0.19747 | 0.77826 | 13.516 | 0.002942 | -0.016794 | -0.011346 | 0.002942 | 0.0040135 | -0.40024 | -0.60106 | -0.96111 | -0.40024 | -0.41618 | -0.55653 | -0.81362 | -1.3172 | -0.55653 | -0.57913 | 0.013859 | 0.50628 | 0.19747 | 0.77826 | 13.516 | 0.002942 | -0.016794 | -0.011346 | 0.002942 | 0.0040135 | -0.40024 | -0.60106 | -0.96111 | -0.40024 | -0.41618 | -0.55653 | -0.81362 | -1.3172 | -0.55653 | -0.57913
86 | 0.33 | 0.2 | South/Central | MS | Jackson.Intl.AP.722350 | 3 | 1014636 | 39.0232 | 12.3645 | 56.0639 | 38.5041 | 17.5598 | 924.12 | 0.30412 | 22.26 | -0.67034 | 0.97447 | 30.4355 | -1.1199 | 7.77 | -2.0879 | 0.968 | 11.8847 | -0.72685 | -18.21 | -0.17284 | -0.55401 | -24.4509 | 0.30412 | 22.26 | -0.67034 | 0.97447 | 30.4355 | 0.38144 | 21.11 | -0.49643 | 0.87786 | 28.8049 | 0.013859 | 0.54082 | 0.17136 | 0.77698 | 12.8073 | 0.0042148 | -0.015521 | -0.010073 | 0.0042148 | 0.0052863 | 0.3085 | 0.10768 | -0.25237 | 0.3085 | 0.29256 | 0.4218 | 0.16471 | -0.33886 | 0.4218 | 0.3992 | 0.013859 | 0.54082 | 0.17136 | 0.77698 | 12.8073 | 0.0042148 | -0.015521 | -0.010073 | 0.0042148 | 0.0052863 | 0.3085 | 0.10768 | -0.25237 | 0.3085 | 0.29256 | 0.4218 | 0.16471 | -0.33886 | 0.4218 | 0.3992
87 | 0.33 | 0.25 | South/Central | MS | Jackson.Intl.AP.722350 | 3 | 1014636 | 37.9514 | 13.0284 | 55.8822 | 37.4465 | 18.4357 | 939.52 | 0.48581 | 6.86 | 0.38727 | 0.098545 | 8.9495 | -0.93824 | -7.63 | -1.0303 | 0.092077 | -9.6012 | -0.54516 | -33.61 | 0.88477 | -1.4299 | -45.9368 | 0.48581 | 6.86 | 0.38727 | 0.098545 | 8.9495 | 0.56313 | 5.71 | 0.56118 | 0.0019428 | 7.319 | 0.013859 | 0.52596 | 0.18056 | 0.77446 | 13.0207 | 0.0067328 | -0.013003 | -0.0075552 | 0.0067328 | 0.0078043 | 0.095072 | -0.10574 | -0.4658 | 0.095072 | 0.079134 | 0.12403 | -0.13306 | -0.63663 | 0.12403 | 0.10143 | 0.013859 | 0.52596 | 0.18056 | 0.77446 | 13.0207 | 0.0067328 | -0.013003 | -0.0075552 | 0.0067328 | 0.0078043 | 0.095072 | -0.10574 | -0.4658 | 0.095072 | 0.079134 | 0.12403 | -0.13306 | -0.63663 | 0.12403 | 0.10143
88 | 0.33 | 0.3 | South/Central | MS | Jackson.Intl.AP.722350 | 3 | 1014636 | 37.7736 | 13.0614 | 55.804 | 37.2709 | 18.533 | 940.67 | 0.56403 | 5.71 | 0.56283 | 0.0012082 | 7.3107 | -0.86002 | -8.78 | -0.85476 | -0.0052592 | -11.24 | -0.46694 | -34.76 | 1.0603 | -1.5273 | -47.5757 | 0.56403 | 5.71 | 0.56283 | 0.0012082 | 7.3107 | 0.64135 | 4.56 | 0.73674 | -0.095394 | 5.6801 | 0.013859 | 0.5235 | 0.18102 | 0.77338 | 13.0366 | 0.0078169 | -0.011919 | -0.0064712 | 0.0078169 | 0.0088883 | 0.079134 | -0.12168 | -0.48173 | 0.079134 | 0.063197 | 0.10132 | -0.15577 | -0.65935 | 0.10132 | 0.07872 | 0.013859 | 0.5235 | 0.18102 | 0.77338 | 13.0366 | 0.0078169 | -0.011919 | -0.0064712 | 0.0078169 | 0.0088883 | 0.079134 | -0.12168 | -0.48173 | 0.079134 | 0.063197 | 0.10132 | -0.15577 | -0.65935 | 0.10132 | 0.07872
89 | 0.33 | 0.35 | South/Central | MS | Jackson.Intl.AP.722350 | 3 | 1014636 | 36.8317 | 13.6721 | 55.6769 | 36.3414 | 19.3355 | 955.18 | 0.69108 | -8.8 | 1.4923 | -0.80121 | -12.8807 | -0.73298 | -23.29 | 0.074704 | -0.80768 | -31.4314 | -0.33989 | -49.27 | 1.9898 | -2.3297 | -67.7671 | 0.69108 | -8.8 | 1.4923 | -0.80121 | -12.8807 | 0.76839 | -9.95 | 1.6662 | -0.89781 | -14.5113 | 0.013859 | 0.51045 | 0.18948 | 0.77162 | 13.2377 | 0.0095776 | -0.010158 | -0.0047105 | 0.0095776 | 0.010649 | -0.12196 | -0.32277 | -0.68283 | -0.12196 | -0.1379 | -0.17851 | -0.4356 | -0.93918 | -0.17851 | -0.20111 | 0.013859 | 0.51045 | 0.18948 | 0.77162 | 13.2377 | 0.0095776 | -0.010158 | -0.0047105 | 0.0095776 | 0.010649 | -0.12196 | -0.32277 | -0.68283 | -0.12196 | -0.1379 | -0.17851 | -0.4356 | -0.93918 | -0.17851 | -0.20111
90 | 0.33 | 0.4 | South/Central | MS | Jackson.Intl.AP.722350 | 3 | 1014636 | 35.9695 | 14.2714 | 55.6102 | 35.4907 | 20.1196 | 969.93 | 0.75776 | -23.55 | 2.3431 | -1.5853 | -33.3526 | -0.6663 | -38.04 | 0.92549 | -1.5918 | -51.9033 | -0.27321 | -64.02 | 2.8406 | -3.1138 | -88.239 | 0.75776 | -23.55 | 2.3431 | -1.5853 | -33.3526 | 0.83507 | -24.7 | 2.517 | -1.6819 | -34.9832 | 0.013859 | 0.4985 | 0.19779 | 0.7707 | 13.4421 | 0.010502 | -0.0092341 | -0.0037864 | 0.010502 | 0.011573 | -0.32638 | -0.52719 | -0.88725 | -0.32638 | -0.34231 | -0.46223 | -0.71932 | -1.2229 | -0.46223 | -0.48483 | 0.013859 | 0.4985 | 0.19779 | 0.7707 | 13.4421 | 0.010502 | -0.0092341 | -0.0037864 | 0.010502 | 0.011573 | -0.32638 | -0.52719 | -0.88725 | -0.32638 | -0.34231 | -0.46223 | -0.71932 | -1.2229 | -0.46223 | -0.48483
91 | 0.3 | 0.2 | South/Central | MS | Jackson.Intl.AP.722350 | 3 | 1014636 | 38.1495 | 12.3799 | 55.1867 | 37.6417 | 17.5449 | 914.99 | 1.1813 | 31.39 | 0.19202 | 0.98931 | 42.1579 | -0.24273 | 16.9 | -1.2256 | 0.98284 | 23.6072 | 0.15036 | -9.08 | 0.68953 | -0.53917 | -12.7285 | 1.1813 | 31.39 | 0.19202 | 0.98931 | 42.1579 | 1.2586 | 30.24 | 0.36593 | 0.8927 | 40.5273 | 0.013859 | 0.52871 | 0.17157 | 0.76483 | 12.6807 | 0.016372 | -0.0033639 | 0.0020838 | 0.016372 | 0.017443 | 0.43503 | 0.23422 | -0.12584 | 0.43503 | 0.41909 | 0.58426 | 0.32717 | -0.1764 | 0.58426 | 0.56166 | 0.013859 | 0.52871 | 0.17157 | 0.76483 | 12.6807 | 0.016372 | -0.0033639 | 0.0020838 | 0.016372 | 0.017443 | 0.43503 | 0.23422 | -0.12584 | 0.43503 | 0.41909 | 0.58426 | 0.32717 | -0.1764 | 0.58426 | 0.56166
92 | 0.3 | 0.25 | South/Central | MS | Jackson.Intl.AP.722350 | 3 | 1014636 | 37.0758 | 13.048 | 55.0063 | 36.5822 | 18.4241 | 930.46 | 1.3617 | 15.92 | 1.2516 | 0.11015 | 20.5671 | -0.062335 | 1.43 | -0.16602 | 0.10368 | 2.0164 | 0.33075 | -24.55 | 1.7491 | -1.4183 | -34.3193 | 1.3617 | 15.92 | 1.2516 | 0.11015 | 20.5671 | 1.439 | 14.77 | 1.4255 | 0.013546 | 18.9365 | 0.013859 | 0.51383 | 0.18083 | 0.76233 | 12.8951 | 0.018872 | -0.0008639 | 0.0045838 | 0.018872 | 0.019943 | 0.22063 | 0.019818 | -0.34024 | 0.22063 | 0.2047 | 0.28504 | 0.027945 | -0.47563 | 0.28504 | 0.26244 | 0.013859 | 0.51383 | 0.18083 | 0.76233 | 12.8951 | 0.018872 | -0.0008639 | 0.0045838 | 0.018872 | 0.019943 | 0.22063 | 0.019818 | -0.34024 | 0.22063 | 0.2047 | 0.28504 | 0.027945 | -0.47563 | 0.28504 | 0.26244
93 | 0.3 | 0.3 | South/Central | MS | Jackson.Intl.AP.722350 | 3 | 1014636 | 36.9076 | 13.0874 | 54.9439 | 36.4161 | 18.5278 | 931.89 | 1.4241 | 14.49 | 1.4176 | 0.0064674 | 18.5507 | 0 | 0 | 0 | 0 | 0 | 0.39308 | -25.98 | 1.9151 | -1.522 | -36.3357 | 1.4241 | 14.49 | 1.4176 | 0.0064674 | 18.5507 | 1.5014 | 13.34 | 1.5915 | -0.090135 | 16.9201 | 0.013859 | 0.5115 | 0.18138 | 0.76146 | 12.915 | 0.019736 | 0 | 0.0054477 | 0.019736 | 0.020807 | 0.20082 | 0 | -0.36005 | 0.20082 | 0.18488 | 0.25709 | 0 | -0.50357 | 0.25709 | 0.23449 | 0.013859 | 0.5115 | 0.18138 | 0.76146 | 12.915 | 0.019736 | 0 | 0.0054477 | 0.019736 | 0.020807 | 0.20082 | 0 | -0.36005 | 0.20082 | 0.18488 | 0.25709 | 0 | -0.50357 | 0.25709 | 0.23449
94 | 0.3 | 0.35 | South/Central | MS | Jackson.Intl.AP.722350 | 3 | 1014636 | 35.9711 | 13.7026 | 54.828 | 35.492 | 19.336 | 946.62 | 1.54 | -0.24 | 2.3417 | -0.80173 | -1.9412 | 0.11592 | -14.73 | 0.92412 | -0.80819 | -20.4919 | 0.50901 | -40.71 | 2.8392 | -2.3302 | -56.8276 | 1.54 | -0.24 | 2.3417 | -0.80173 | -1.9412 | 1.6173 | -1.39 | 2.5156 | -0.89833 | -3.5718 | 0.013859 | 0.49852 | 0.1899 | 0.75986 | 13.1191 | 0.021342 | 0.0016066 | 0.0070543 | 0.021342 | 0.022414 | -0.0033261 | -0.20414 | -0.5642 | -0.0033261 | -0.019264 | -0.026903 | -0.284 | -0.78757 | -0.026903 | -0.049501 | 0.013859 | 0.49852 | 0.1899 | 0.75986 | 13.1191 | 0.021342 | 0.0016066 | 0.0070543 | 0.021342 | 0.022414 | -0.0033261 | -0.20414 | -0.5642 | -0.0033261 | -0.019264 | -0.026903 | -0.284 | -0.78757 | -0.026903 | -0.049501
95 | 0.3 | 0.4 | South/Central | MS | Jackson.Intl.AP.722350 | 3 | 1014636 | 35.1101 | 14.3108 | 54.7714 | 34.6423 | 20.129 | 961.64 | 1.5966 | -15.26 | 3.1914 | -1.5948 | -22.7866 | 0.17256 | -29.75 | 1.7738 | -1.6013 | -41.3373 | 0.56564 | -55.73 | 3.6889 | -3.1233 | -77.673 | 1.5966 | -15.26 | 3.1914 | -1.5948 | -22.7866 | 1.6739 | -16.41 | 3.3653 | -1.6914 | -24.4172 | 0.013859 | 0.48659 | 0.19833 | 0.75907 | 13.3273 | 0.022127 | 0.0023915 | 0.0078392 | 0.022127 | 0.023199 | -0.21149 | -0.4123 | -0.77236 | -0.21149 | -0.22742 | -0.3158 | -0.57289 | -1.0765 | -0.3158 | -0.33839 | 0.013859 | 0.48659 | 0.19833 | 0.75907 | 13.3273 | 0.022127 | 0.0023915 | 0.0078392 | 0.022127 | 0.023199 | -0.21149 | -0.4123 | -0.77236 | -0.21149 | -0.22742 | -0.3158 | -0.57289 | -1.0765 | -0.3158 | -0.33839
96 | 0.28 | 0.2 | South/Central | MS | Jackson.Intl.AP.722350 | 3 | 1014636 | 37.5395 | 12.3961 | 54.5818 | 37.0395 | 17.5423 | 908.84 | 1.7862 | 37.54 | 0.79419 | 0.99197 | 50.0344 | 0.3621 | 23.05 | -0.6234 | 0.9855 | 31.4837 | 0.75518 | -2.93 | 1.2917 | -0.53651 | -4.852 | 1.7862 | 37.54 | 0.79419 | 0.99197 | 50.0344 | 1.8635 | 36.39 | 0.9681 | 0.89536 | 48.4038 | 0.013859 | 0.52026 | 0.1718 | 0.75644 | 12.5955 | 0.024754 | 0.0050183 | 0.010466 | 0.024754 | 0.025826 | 0.52026 | 0.31945 | -0.040607 | 0.52026 | 0.50432 | 0.69342 | 0.43633 | -0.067243 | 0.69342 | 0.67082 | 0.013859 | 0.52026 | 0.1718 | 0.75644 | 12.5955 | 0.024754 | 0.0050183 | 0.010466 | 0.024754 | 0.025826 | 0.52026 | 0.31945 | -0.040607 | 0.52026 | 0.50432 | 0.69342 | 0.43633 | -0.067243 | 0.69342 | 0.67082
97 | 0.28 | 0.25 | South/Central | MS | Jackson.Intl.AP.722350 | 3 | 1014636 | 36.4857 | 13.068 | 54.4261 | 35.9997 | 18.4264 | 924.65 | 1.9419 | 21.73 | 1.8341 | 0.10781 | 27.9893 | 0.51782 | 7.24 | 0.41648 | 0.10134 | 9.4386 | 0.9109 | -18.74 | 2.3316 | -1.4207 | -26.8971 | 1.9419 | 21.73 | 1.8341 | 0.10781 | 27.9893 | 2.0192 | 20.58 | 2.008 | 0.011206 | 26.3587 | 0.013859 | 0.50565 | 0.18111 | 0.75429 | 12.8146 | 0.026912 | 0.0071764 | 0.012624 | 0.026912 | 0.027984 | 0.30115 | 0.10034 | -0.25972 | 0.30115 | 0.28522 | 0.3879 | 0.13081 | -0.37276 | 0.3879 | 0.3653 | 0.013859 | 0.50565 | 0.18111 | 0.75429 | 12.8146 | 0.026912 | 0.0071764 | 0.012624 | 0.026912 | 0.027984 | 0.30115 | 0.10034 | -0.25972 | 0.30115 | 0.28522 | 0.3879 | 0.13081 | -0.37276 | 0.3879 | 0.3653
98 | 0.28 | 0.3 | South/Central | MS | Jackson.Intl.AP.722350 | 3 | 1014636 | 36.103 | 13.2525 | 54.3333 | 35.622 | 18.7112 | 929.34 | 2.0347 | 17.04 | 2.2117 | -0.17697 | 21.4396 | 0.61067 | 2.55 | 0.79411 | -0.18344 | 2.8889 | 1.0038 | -23.43 | 2.7092 | -1.7054 | -33.4467 | 2.0347 | 17.04 | 2.2117 | -0.17697 | 21.4396 | 2.112 | 15.89 | 2.3856 | -0.27357 | 19.8091 | 0.013859 | 0.50035 | 0.18367 | 0.753 | 12.8796 | 0.028199 | 0.0084632 | 0.013911 | 0.028199 | 0.02927 | 0.23616 | 0.03534 | -0.32471 | 0.23616 | 0.22022 | 0.29713 | 0.040037 | -0.46353 | 0.29713 | 0.27453 | 0.013859 | 0.50035 | 0.18367 | 0.753 | 12.8796 | 0.028199 | 0.0084632 | 0.013911 | 0.028199 | 0.02927 | 0.23616 | 0.03534 | -0.32471 | 0.23616 | 0.22022 | 0.29713 | 0.040037 | -0.46353 | 0.29713 | 0.27453
99 | 0.28 | 0.35 | South/Central | MS | Jackson.Intl.AP.722350 | 3 | 1014636 | 35.1848 | 13.8832 | 54.2519 | 34.7159 | 19.5359 | 944.73 | 2.1161 | 1.65 | 3.1178 | -1.0017 | 0.05272 | 0.69205 | -12.84 | 1.7002 | -1.0081 | -18.498 | 1.0851 | -38.82 | 3.6153 | -2.5302 | -54.8337 | 2.1161 | 1.65 | 3.1178 | -1.0017 | 0.05272 | 2.1934 | 0.5 | 3.2917 | -1.0983 | -1.5779 | 0.013859 | 0.48762 | 0.19241 | 0.75187 | 13.0929 | 0.029327 | 0.009591 | 0.015039 | 0.029327 | 0.030398 | 0.022867 | -0.17795 | -0.538 | 0.022867 | 0.0069294 | 0.00073064 | -0.25636 | -0.75993 | 0.00073064 | -0.021867 | 0.013859 | 0.48762 | 0.19241 | 0.75187 | 13.0929 | 0.029327 | 0.009591 | 0.015039 | 0.029327 | 0.030398 | 0.022867 | -0.17795 | -0.538 | 0.022867 | 0.0069294 | 0.00073064 | -0.25636 | -0.75993 | 0.00073064 | -0.021867
100 | 0.28 | 0.4 | South/Central | MS | Jackson.Intl.AP.722350 | 3 | 1014636 | 34.5154 | 14.3409 | 54.1957 | 34.0553 | 20.1404 | 956.05 | 2.1722 | -9.67 | 3.7784 | -1.6061 | -15.6679 | 0.74819 | -24.16 | 2.3608 | -1.6126 | -34.2186 | 1.1413 | -50.14 | 4.2759 | -3.1346 | -70.5543 | 2.1722 | -9.67 | 3.7784 | -1.6061 | -15.6679 | 2.2496 | -10.82 | 3.9523 | -1.7027 | -17.2985 | 0.013859 | 0.47834 | 0.19875 | 0.75109 | 13.2498 | 0.030105 | 0.010369 | 0.015817 | 0.030105 | 0.031176 | -0.13402 | -0.33483 | -0.69488 | -0.13402 | -0.14995 | -0.21714 | -0.47423 | -0.9778 | -0.21714 | -0.23974 | 0.013859 | 0.47834 | 0.19875 | 0.75109 | 13.2498 | 0.030105 | 0.010369 | 0.015817 | 0.030105 | 0.031176 | -0.13402 | -0.33483 | -0.69488 | -0.13402 | -0.14995 | -0.21714 | -0.47423 | -0.9778 | -0.21714 | -0.23974
101 | 0.27 | 0.2 | South/Central | MS | Jackson.Intl.AP.722350 | 3 | 1014636 | 37.2342 | 12.4114 | 54.2916 | 36.7381 | 17.5536 | 906.13 | 2.0763 | 40.25 | 1.0957 | 0.98068 | 53.4717 | 0.65229 | 25.76 | -0.32192 | 0.97421 | 34.921 | 1.0454 | -0.22 | 1.5932 | -0.54779 | -1.4146 | 2.0763 | 40.25 | 1.0957 | 0.98068 | 53.4717 | 2.1537 | 39.1 | 1.2696 | 0.88408 | 51.8412 | 0.013859 | 0.51602 | 0.17201 | 0.75242 | 12.5579 | 0.028776 | 0.00904 | 0.014488 | 0.028776 | 0.029847 | 0.55782 | 0.357 | -0.003049 | 0.55782 | 0.54188 | 0.74106 | 0.48397 | -0.019605 | 0.74106 | 0.71846 | 0.013859 | 0.51602 | 0.17201 | 0.75242 | 12.5579 | 0.028776 | 0.00904 | 0.014488 | 0.028776 | 0.029847 | 0.55782 | 0.357 | -0.003049 | 0.55782 | 0.54188 | 0.74106 | 0.48397 | -0.019605 | 0.74106 | 0.71846
102 | 0.27 | 0.25 | South/Central | MS | Jackson.Intl.AP.722350 | 3 | 1014636 | 36.1865 | 13.0743 | 54.1319 | 35.7043 | 18.4276 | 921.7 | 2.2361 | 24.68 | 2.1294 | 0.10666 | 31.7542 | 0.81202 | 10.19 | 0.71182 | 0.10019 | 13.2034 | 1.2051 | -15.79 | 2.6269 | -1.4218 | -23.1322 | 2.2361 | 24.68 | 2.1294 | 0.10666 | 31.7542 | 2.3134 | 23.53 | 2.3033 | 0.010059 | 30.1236 | 0.013859 | 0.5015 | 0.18119 | 0.75021 | 12.7737 | 0.030989 | 0.011254 | 0.016701 | 0.030989 | 0.032061 | 0.34204 | 0.14122 | -0.21883 | 0.34204 | 0.3261 | 0.44008 | 0.18299 | -0.32059 | 0.44008 | 0.41748 | 0.013859 | 0.5015 | 0.18119 | 0.75021 | 12.7737 | 0.030989 | 0.011254 | 0.016701 | 0.030989 | 0.032061 | 0.34204 | 0.14122 | -0.21883 | 0.34204 | 0.3261 | 0.44008 | 0.18299 | -0.32059 | 0.44008 | 0.41748
103 | 0.27 | 0.3 | South/Central | MS | Jackson.Intl.AP.722350 | 3 | 1014636 | 35.6555 | 13.3775 | 54.0309 | 35.1803 | 18.8505 | 929.02 | 2.3371 | 17.36 | 2.6534 | -0.31626 | 21.5523 | 0.91307 | 2.87 | 1.2358 | -0.32272 | 3.0015 | 1.3062 | -23.11 | 3.1509 | -1.8447 | -33.3341 | 2.3371 | 17.36 | 2.6534 | -0.31626 | 21.5523 | 2.4144 | 16.21 | 2.8273 | -0.41286 | 19.9217 | 0.013859 | 0.49415 | 0.1854 | 0.74881 | 12.8752 | 0.03239 | 0.012654 | 0.018102 | 0.03239 | 0.033461 | 0.24059 | 0.039775 | -0.32028 | 0.24059 | 0.22465 | 0.29869 | 0.041598 | -0.46197 | 0.29869 | 0.27609 | 0.013859 | 0.49415 | 0.1854 | 0.74881 | 12.8752 | 0.03239 | 0.012654 | 0.018102 | 0.03239 | 0.033461 | 0.24059 | 0.039775 | -0.32028 | 0.24059 | 0.22465 | 0.29869 | 0.041598 | -0.46197 | 0.29869 | 0.27609
104 | 0.27 | 0.35 | South/Central | MS | Jackson.Intl.AP.722350 | 3 | 1014636 | 34.7236 | 14.0529 | 53.9953 | 34.2607 | 19.7346 | 946.03 | 2.3727 | 0.35 | 3.573 | -1.2003 | -2.0414 | 0.94862 | -14.14 | 2.1554 | -1.2068 | -20.5921 | 1.3417 | -40.12 | 4.0705 | -2.7288 | -56.9278 | 2.3727 | 0.35 | 3.573 | -1.2003 | -2.0414 | 2.45 | -0.8 | 3.7469 | -1.2969 | -3.672 | 0.013859 | 0.48123 | 0.19476 | 0.74831 | 13.1109 | 0.032883 | 0.013147 | 0.018595 | 0.032883 | 0.033954 | 0.0048506 | -0.19596 | -0.55602 | 0.0048506 | -0.011087 | -0.028292 | -0.28538 | -0.78896 | -0.028292 | -0.05089 | 0.013859 | 0.48123 | 0.19476 | 0.74831 | 13.1109 | 0.032883 | 0.013147 | 0.018595 | 0.032883 | 0.033954 | 0.0048506 | -0.19596 | -0.55602 | 0.0048506 | -0.011087 | -0.028292 | -0.28538 | -0.78896 | -0.028292 | -0.05089
105 | 0.27 | 0.4 | South/Central | MS | Jackson.Intl.AP.722350 | 3 | 1014636 | 34.2196 | 14.3574 | 53.9129 | 33.7634 | 20.1495 | 953.38 | 2.4551 | -7 | 4.0703 | -1.6153 | -12.2671 | 1.031 | -21.49 | 2.6527 | -1.6217 | -30.8178 | 1.4241 | -47.47 | 4.5678 | -3.1437 | -67.1535 | 2.4551 | -7 | 4.0703 | -1.6153 | -12.2671 | 2.5324 | -8.15 | 4.2442 | -1.7119 | -13.8977 | 0.013859 | 0.47425 | 0.19898 | 0.74717 | 13.2128 | 0.034024 | 0.014289 | 0.019736 | 0.034024 | 0.035096 | -0.097012 | -0.29783 | -0.65788 | -0.097012 | -0.11295 | -0.17001 | -0.4271 | -0.93067 | -0.17001 | -0.19261 | 0.013859 | 0.47425 | 0.19898 | 0.74717 | 13.2128 | 0.034024 | 0.014289 | 0.019736 | 0.034024 | 0.035096 | -0.097012 | -0.29783 | -0.65788 | -0.097012 | -0.11295 | -0.17001 | -0.4271 | -0.93067 | -0.17001 | -0.19261
106 | 0.26 | 0.2 | South/Central | MS | Jackson.Intl.AP.722350 | 3 | 1014636 | 36.9284 | 12.4212 | 53.9857 | 36.4363 | 17.5494 | 902.97 | 2.3822 | 43.41 | 1.3974 | 0.98481 | 57.5311 | 0.95819 | 28.92 | -0.020155 | 0.97834 | 38.9804 | 1.3513 | 2.94 | 1.8949 | -0.54366 | 2.6447 | 2.3822 | 43.41 | 1.3974 | 0.98481 | 57.5311 | 2.4596 | 42.26 | 1.5713 | 0.88821 | 55.9005 | 0.013859 | 0.51179 | 0.17214 | 0.74818 | 12.5142 | 0.033015 | 0.013279 | 0.018727 | 0.033015 | 0.034087 | 0.60161 | 0.4008 | 0.040745 | 0.60161 | 0.58568 | 0.79732 | 0.54022 | 0.036653 | 0.79732 | 0.77472 | 0.013859 | 0.51179 | 0.17214 | 0.74818 | 12.5142 | 0.033015 | 0.013279 | 0.018727 | 0.033015 | 0.034087 | 0.60161 | 0.4008 | 0.040745 | 0.60161 | 0.58568 | 0.79732 | 0.54022 | 0.036653 | 0.79732 | 0.77472
107 | 0.26 | 0.25 | South/Central | MS | Jackson.Intl.AP.722350 | 3 | 1014636 | 35.881 | 13.0843 | 53.8276 | 35.4028 | 18.4247 | 918.57 | 2.5404 | 27.81 | 2.4309 | 0.10951 | 35.7584 | 1.1163 | 13.32 | 1.0133 | 0.10304 | 17.2077 | 1.5094 | -12.66 | 2.9284 | -1.419 | -19.128 | 2.5404 | 27.81 | 2.4309 | 0.10951 | 35.7584 | 2.6177 | 26.66 | 2.6048 | 0.012908 | 34.1278 | 0.013859 | 0.49727 | 0.18133 | 0.74599 | 12.7304 | 0.035207 | 0.015471 | 0.020919 | 0.035207 | 0.036278 | 0.38542 | 0.1846 | -0.17545 | 0.38542 | 0.36948 | 0.49557 | 0.23848 | -0.26509 | 0.49557 | 0.47297 | 0.013859 | 0.49727 | 0.18133 | 0.74599 | 12.7304 | 0.035207 | 0.015471 | 0.020919 | 0.035207 | 0.036278 | 0.38542 | 0.1846 | -0.17545 | 0.38542 | 0.36948 | 0.49557 | 0.23848 | -0.26509 | 0.49557 | 0.47297
108 | 0.26 | 0.3 | South/Central | MS | Jackson.Intl.AP.722350 | 3 | 1014636 | 35.1502 | 13.5638 | 53.7517 | 34.6816 | 19.0701 | 930.5 | 2.6163 | 15.88 | 3.1521 | -0.53581 | 19.1816 | 1.1923 | 1.39 | 1.7346 | -0.54228 | 0.63093 | 1.5854 | -24.59 | 3.6497 | -2.0643 | -35.7047 | 2.6163 | 15.88 | 3.1521 | -0.53581 | 19.1816 | 2.6936 | 14.73 | 3.3261 | -0.63241 | 17.5511 | 0.013859 | 0.48714 | 0.18798 | 0.74494 | 12.8957 | 0.036259 | 0.016524 | 0.021971 | 0.036259 | 0.037331 | 0.22008 | 0.019264 | -0.34079 | 0.22008 | 0.20414 | 0.26584 | 0.008744 | -0.49483 | 0.26584 | 0.24324 | 0.013859 | 0.48714 | 0.18798 | 0.74494 | 12.8957 | 0.036259 | 0.016524 | 0.021971 | 0.036259 | 0.037331 | 0.22008 | 0.019264 | -0.34079 | 0.22008 | 0.20414 | 0.26584 | 0.008744 | -0.49483 | 0.26584 | 0.24324
109 | 0.26 | 0.35 | South/Central | MS | Jackson.Intl.AP.722350 | 3 | 1014636 | 34.2636 | 14.2344 | 53.7476 | 33.8066 | 19.941 | 947.58 | 2.6204 | -1.2 | 4.0271 | -1.4067 | -4.4608 | 1.1963 | -15.69 | 2.6095 | -1.4132 | -23.0115 | 1.5894 | -41.67 | 4.5246 | -2.9352 | -59.3472 | 2.6204 | -1.2 | 4.0271 | -1.4067 | -4.4608 | 2.6977 | -2.35 | 4.201 | -1.5033 | -6.0914 | 0.013859 | 0.47485 | 0.19727 | 0.74488 | 13.1324 | 0.036315 | 0.016579 | 0.022027 | 0.036315 | 0.037387 | -0.016631 | -0.21745 | -0.5775 | -0.016631 | -0.032568 | -0.061822 | -0.31891 | -0.82249 | -0.061822 | -0.08442 | 0.013859 | 0.47485 | 0.19727 | 0.74488 | 13.1324 | 0.036315 | 0.016579 | 0.022027 | 0.036315 | 0.037387 | -0.016631 | -0.21745 | -0.5775 | -0.016631 | -0.032568 | -0.061822 | -0.31891 | -0.82249 | -0.061822 | -0.08442
110 | 0.26 | 0.4 | South/Central | MS | Jackson.Intl.AP.722350 | 3 | 1014636 | 33.9238 | 14.377 | 53.6268 | 33.4715 | 20.1553 | 950.6 | 2.7412 | -4.22 | 4.3623 | -1.6211 | -8.733 | 1.3171 | -18.71 | 2.9447 | -1.6275 | -27.2837 | 1.7102 | -44.69 | 4.8598 | -3.1496 | -63.6194 | 2.7412 | -4.22 | 4.3623 | -1.6211 | -8.733 | 2.8185 | -5.37 | 4.5362 | -1.7177 | -10.3636 | 0.013859 | 0.47015 | 0.19925 | 0.74321 | 13.1743 | 0.03799 | 0.018254 | 0.023702 | 0.03799 | 0.039061 | -0.058484 | -0.2593 | -0.61935 | -0.058484 | -0.074422 | -0.12103 | -0.37812 | -0.88169 | -0.12103 | -0.14363 | 0.013859 | 0.47015 | 0.19925 | 0.74321 | 13.1743 | 0.03799 | 0.018254 | 0.023702 | 0.03799 | 0.039061 | -0.058484 | -0.2593 | -0.61935 | -0.058484 | -0.074422 | -0.12103 | -0.37812 | -0.88169 | -0.12103 | -0.14363
111 | 0.25 | 0.2 | South/Central | MS | Jackson.Intl.AP.722350 | 3 | 1014636 | 36.6194 | 12.4312 | 53.6867 | 36.1314 | 17.5553 | 900.07 | 2.6813 | 46.31 | 1.7023 | 0.97895 | 61.2301 | 1.2572 | 31.82 | 0.28473 | 0.97248 | 42.6794 | 1.6503 | 5.84 | 2.1998 | -0.54952 | 6.3437 | 2.6813 | 46.31 | 1.7023 | 0.97895 | 61.2301 | 2.7586 | 45.16 | 1.8762 | 0.88235 | 59.5995 | 0.013859 | 0.5075 | 0.17228 | 0.74404 | 12.474 | 0.037159 | 0.017424 | 0.022871 | 0.037159 | 0.038231 | 0.6418 | 0.44099 | 0.080936 | 0.6418 | 0.62587 | 0.84858 | 0.59149 | 0.087917 | 0.84858 | 0.82598 | 0.013859 | 0.5075 | 0.17228 | 0.74404 | 12.474 | 0.037159 | 0.017424 | 0.022871 | 0.037159 | 0.038231 | 0.6418 | 0.44099 | 0.080936 | 0.6418 | 0.62587 | 0.84858 | 0.59149 | 0.087917 | 0.84858 | 0.82598
112 | 0.25 | 0.25 | South/Central | MS | Jackson.Intl.AP.722350 | 3 | 1014636 | 35.5764 | 13.0993 | 53.5335 | 35.1022 | 18.4313 | 915.73 | 2.8345 | 30.65 | 2.7316 | 0.10293 | 39.3743 | 1.4104 | 16.16 | 1.314 | 0.09646 | 20.8235 | 1.8035 | -9.82 | 3.2291 | -1.4255 | -15.5121 | 2.8345 | 30.65 | 2.7316 | 0.10293 | 39.3743 | 2.9118 | 29.5 | 2.9055 | 0.0063258 | 37.7437 | 0.013859 | 0.49305 | 0.18154 | 0.74191 | 12.691 | 0.039283 | 0.019547 | 0.024995 | 0.039283 | 0.040355 | 0.42477 | 0.22396 | -0.13609 | 0.42477 | 0.40884 | 0.54568 | 0.28859 | -0.21498 | 0.54568 | 0.52309 | 0.013859 | 0.49305 | 0.18154 | 0.74191 | 12.691 | 0.039283 | 0.019547 | 0.024995 | 0.039283 | 0.040355 | 0.42477 | 0.22396 | -0.13609 | 0.42477 | 0.40884 | 0.54568 | 0.28859 | -0.21498 | 0.54568 | 0.52309
113 | 0.25 | 0.3 | South/Central | MS | Jackson.Intl.AP.722350 | 3 | 1014636 | 34.638 | 13.757 | 53.4692 | 34.1761 | 19.2931 | 932.02 | 2.8988 | 14.36 | 3.6576 | -0.75884 | 16.7585 | 1.4747 | -0.13 | 2.24 | -0.76531 | -1.7922 | 1.8678 | -26.11 | 4.1551 | -2.2873 | -38.1279 | 2.8988 | 14.36 | 3.6576 | -0.75884 | 16.7585 | 2.9761 | 13.21 | 3.8315 | -0.85544 | 15.1279 | 0.013859 | 0.48004 | 0.19066 | 0.74102 | 12.9168 | 0.040174 | 0.020438 | 0.025886 | 0.040174 | 0.041245 | 0.19901 | -0.0018017 | -0.36186 | 0.19901 | 0.18308 | 0.23225 | -0.024838 | -0.52841 | 0.23225 | 0.20966 | 0.013859 | 0.48004 | 0.19066 | 0.74102 | 12.9168 | 0.040174 | 0.020438 | 0.025886 | 0.040174 | 0.041245 | 0.19901 | -0.0018017 | -0.36186 | 0.19901 | 0.18308 | 0.23225 | -0.024838 | -0.52841 | 0.23225 | 0.20966
114 | 0.25 | 0.35 | South/Central | MS | Jackson.Intl.AP.722350 | 3 | 1014636 | 33.7613 | 14.4542 | 53.5241 | 33.311 | 20.2131 | 950.64 | 2.8439 | -4.26 | 4.5227 | -1.6788 | -8.9782 | 1.4199 | -18.75 | 3.1052 | -1.6853 | -27.5289 | 1.813 | -44.73 | 5.0202 | -3.2073 | -63.8645 | 2.8439 | -4.26 | 4.5227 | -1.6788 | -8.9782 | 2.9212 | -5.41 | 4.6967 | -1.7754 | -10.6087 | 0.013859 | 0.46789 | 0.20032 | 0.74178 | 13.1748 | 0.039414 | 0.019678 | 0.025126 | 0.039414 | 0.040485 | -0.059039 | -0.25985 | -0.61991 | -0.059039 | -0.074977 | -0.12443 | -0.38152 | -0.88509 | -0.12443 | -0.14703 | 0.013859 | 0.46789 | 0.20032 | 0.74178 | 13.1748 | 0.039414 | 0.019678 | 0.025126 | 0.039414 | 0.040485 | -0.059039 | -0.25985 | -0.61991 | -0.059039 | -0.074977 | -0.12443 | -0.38152 | -0.88509 | -0.12443 | -0.14703
115 | 0.25 | 0.4 | South/Central | MS | Jackson.Intl.AP.722350 | 3 | 1014636 | 33.6184 | 14.3959 | 53.3401 | 33.17 | 20.1701 | 947.99 | 3.0278 | -1.61 | 4.6637 | -1.6359 | -5.4373 | 1.6038 | -16.1 | 3.2461 | -1.6424 | -23.9881 | 1.9969 | -42.08 | 5.1612 | -3.1644 | -60.3237 | 3.0278 | -1.61 | 4.6637 | -1.6359 | -5.4373 | 3.1052 | -2.76 | 4.8376 | -1.7325 | -7.0679 | 0.013859 | 0.46591 | 0.19951 | 0.73923 | 13.1381 | 0.041963 | 0.022227 | 0.027674 | 0.041963 | 0.043034 | -0.022313 | -0.22313 | -0.58318 | -0.022313 | -0.038251 | -0.075356 | -0.33245 | -0.83602 | -0.075356 | -0.097954 | 0.013859 | 0.46591 | 0.19951 | 0.73923 | 13.1381 | 0.041963 | 0.022227 | 0.027674 | 0.041963 | 0.043034 | -0.022313 | -0.22313 | -0.58318 | -0.022313 | -0.038251 | -0.075356 | -0.33245 | -0.83602 | -0.075356 | -0.097954
116 | 0.24 | 0.2 | South/Central | MS | Jackson.Intl.AP.722350 | 3 | 1014636 | 36.3083 | 12.4408 | 53.3753 | 35.8243 | 17.551 | 896.84 | 2.9927 | 49.54 | 2.0094 | 0.98326 | 65.3656 | 1.5686 | 35.05 | 0.59185 | 0.97679 | 46.8149 | 1.9617 | 9.07 | 2.5069 | -0.54522 | 10.4793 | 2.9927 | 49.54 | 2.0094 | 0.98326 | 65.3656 | 3.07 | 48.39 | 2.1833 | 0.88666 | 63.7351 | 0.013859 | 0.50319 | 0.17242 | 0.73972 | 12.4292 | 0.041475 | 0.02174 | 0.027187 | 0.041475 | 0.042547 | 0.68657 | 0.48575 | 0.1257 | 0.68657 | 0.67063 | 0.90589 | 0.6488 | 0.14523 | 0.90589 | 0.8833 | 0.013859 | 0.50319 | 0.17242 | 0.73972 | 12.4292 | 0.041475 | 0.02174 | 0.027187 | 0.041475 | 0.042547 | 0.68657 | 0.48575 | 0.1257 | 0.68657 | 0.67063 | 0.90589 | 0.6488 | 0.14523 | 0.90589 | 0.8833
117 | 0.24 | 0.25 | South/Central | MS | Jackson.Intl.AP.722350 | 3 | 1014636 | 35.271 | 13.1093 | 53.2323 | 34.8007 | 18.4316 | 912.7 | 3.1357 | 33.68 | 3.0331 | 0.10266 | 43.2535 | 1.7117 | 19.19 | 1.6155 | 0.096193 | 24.7028 | 2.1047 | -6.79 | 3.5306 | -1.4258 | -11.6329 | 3.1357 | 33.68 | 3.0331 | 0.10266 | 43.2535 | 3.213 | 32.53 | 3.207 | 0.0060588 | 41.6229 | 0.013859 | 0.48882 | 0.18168 | 0.73774 | 12.649 | 0.043457 | 0.023722 | 0.029169 | 0.043457 | 0.044529 | 0.46677 | 0.26595 | -0.094102 | 0.46677 | 0.45083 | 0.59945 | 0.34235 | -0.16122 | 0.59945 | 0.57685 | 0.013859 | 0.48882 | 0.18168 | 0.73774 | 12.649 | 0.043457 | 0.023722 | 0.029169 | 0.043457 | 0.044529 | 0.46677 | 0.26595 | -0.094102 | 0.46677 | 0.45083 | 0.59945 | 0.34235 | -0.16122 | 0.59945 | 0.57685
118 | 0.24 | 0.3 | South/Central | MS | Jackson.Intl.AP.722350 | 3 | 1014636 | 34.3326 | 13.7759 | 53.177 | 33.8746 | 19.3024 | 929.25 | 3.191 | 17.13 | 3.9591 | -0.76813 | 20.2759 | 1.7669 | 2.64 | 2.5415 | -0.7746 | 1.7252 | 2.16 | -23.34 | 4.4566 | -2.2966 | -34.6105 | 3.191 | 17.13 | 3.9591 | -0.76813 | 20.2759 | 3.2683 | 15.98 | 4.133 | -0.86473 | 18.6453 | 0.013859 | 0.47581 | 0.19092 | 0.73697 | 12.8784 | 0.044223 | 0.024488 | 0.029935 | 0.044223 | 0.045295 | 0.2374 | 0.036587 | -0.32347 | 0.2374 | 0.22146 | 0.281 | 0.023909 | -0.47966 | 0.281 | 0.2584 | 0.013859 | 0.47581 | 0.19092 | 0.73697 | 12.8784 | 0.044223 | 0.024488 | 0.029935 | 0.044223 | 0.045295 | 0.2374 | 0.036587 | -0.32347 | 0.2374 | 0.22146 | 0.281 | 0.023909 | -0.47966 | 0.281 | 0.2584
119 | 0.24 | 0.35 | South/Central | MS | Jackson.Intl.AP.722350 | 3 | 1014636 | 33.4597 | 14.4704 | 53.2294 | 33.0132 | 20.2162 | 947.72 | 3.1386 | -1.34 | 4.8205 | -1.6819 | -5.2602 | 1.7145 | -15.83 | 3.4029 | -1.6884 | -23.8109 | 2.1076 | -41.81 | 5.318 | -3.2104 | -60.1466 | 3.1386 | -1.34 | 4.8205 | -1.6819 | -5.2602 | 3.2159 | -2.49 | 4.9944 | -1.7785 | -6.8908 | 0.013859 | 0.46371 | 0.20054 | 0.7377 | 13.1343 | 0.043497 | 0.023762 | 0.029209 | 0.043497 | 0.044569 | -0.018571 | -0.21939 | -0.57944 | -0.018571 | -0.034509 | -0.072901 | -0.32999 | -0.83356 | -0.072901 | -0.095499 | 0.013859 | 0.46371 | 0.20054 | 0.7377 | 13.1343 | 0.043497 | 0.023762 | 0.029209 | 0.043497 | 0.044569 | -0.018571 | -0.21939 | -0.57944 | -0.018571 | -0.034509 | -0.072901 | -0.32999 | -0.83356 | -0.072901 | -0.095499
120 | 0.24 | 0.4 | South/Central | MS | Jackson.Intl.AP.722350 | 3 | 1014636 | 33.3195 | 14.4209 | 53.0652 | 32.8749 | 20.1902 | 945.6 | 3.3028 | 0.78 | 4.9588 | -1.656 | -2.435 | 1.8788 | -13.71 | 3.5412 | -1.6624 | -20.9857 | 2.2719 | -39.69 | 5.4563 | -3.1844 | -57.3214 | 3.3028 | 0.78 | 4.9588 | -1.656 | -2.435 | 3.3801 | -0.37 | 5.1327 | -1.7526 | -4.0656 | 0.013859 | 0.46177 | 0.19986 | 0.73542 | 13.105 | 0.045774 | 0.026038 | 0.031485 | 0.045774 | 0.046845 | 0.01081 | -0.19001 | -0.55006 | 0.01081 | -0.0051278 | -0.033747 | -0.29084 | -0.79441 | -0.033747 | -0.056345 | 0.013859 | 0.46177 | 0.19986 | 0.73542 | 13.105 | 0.045774 | 0.026038 | 0.031485 | 0.045774 | 0.046845 | 0.01081 | -0.19001 | -0.55006 | 0.01081 | -0.0051278 | -0.033747 | -0.29084 | -0.79441 | -0.033747 | -0.056345
121 | 0.22 | 0.2 | South/Central | MS | Jackson.Intl.AP.722350 | 3 | 1014636 | 35.6937 | 12.4563 | 52.7658 | 35.2176 | 17.5481 | 890.63 | 3.6022 | 55.75 | 2.6161 | 0.98613 | 73.3086 | 2.1782 | 41.26 | 1.1985 | 0.97966 | 54.7579 | 2.5712 | 15.28 | 3.1136 | -0.54234 | 18.4222 | 3.6022 | 55.75 | 2.6161 | 0.98613 | 73.3086 | 3.6795 | 54.6 | 2.79 | 0.88953 | 71.678 | 0.013859 | 0.49468 | 0.17263 | 0.73127 | 12.3431 | 0.049923 | 0.030187 | 0.035635 | 0.049923 | 0.050994 | 0.77263 | 0.57182 | 0.21176 | 0.77263 | 0.7567 | 1.016 | 0.75888 | 0.25531 | 1.016 | 0.99338 | 0.013859 | 0.49468 | 0.17263 | 0.73127 | 12.3431 | 0.049923 | 0.030187 | 0.035635 | 0.049923 | 0.050994 | 0.77263 | 0.57182 | 0.21176 | 0.77263 | 0.7567 | 1.016 | 0.75888 | 0.25531 | 1.016 | 0.99338
122 | 0.22 | 0.25 | South/Central | MS | Jackson.Intl.AP.722350 | 3 | 1014636 | 34.6511 | 13.129 | 52.6212 | 34.1887 | 18.4325 | 906.54 | 3.7468 | 39.84 | 3.6451 | 0.10179 | 51.1152 | 2.3228 | 25.35 | 2.2275 | 0.095319 | 32.5645 | 2.7159 | -0.63 | 4.1426 | -1.4267 | -3.7712 | 3.7468 | 39.84 | 3.6451 | 0.10179 | 51.1152 | 3.8241 | 38.69 | 3.819 | 0.0051844 | 49.4846 | 0.013859 | 0.48022 | 0.18195 | 0.72927 | 12.5636 | 0.051927 | 0.032191 | 0.037639 | 0.051927 | 0.052998 | 0.55214 | 0.35132 | -0.0087311 | 0.55214 | 0.5362 | 0.7084 | 0.45131 | -0.052265 | 0.7084 | 0.6858 | 0.013859 | 0.48022 | 0.18195 | 0.72927 | 12.5636 | 0.051927 | 0.032191 | 0.037639 | 0.051927 | 0.052998 | 0.55214 | 0.35132 | -0.0087311 | 0.55214 | 0.5362 | 0.7084 | 0.45131 | -0.052265 | 0.7084 | 0.6858
123 | 0.22 | 0.3 | South/Central | MS | Jackson.Intl.AP.722350 | 3 | 1014636 | 33.7179 | 13.8074 | 52.5893 | 33.268 | 19.3213 | 923.68 | 3.7787 | 22.7 | 4.5658 | -0.78703 | 27.3455 | 2.3547 | 8.21 | 3.1482 | -0.7935 | 8.7948 | 2.7478 | -17.77 | 5.0633 | -2.3155 | -27.5408 | 3.7787 | 22.7 | 4.5658 | -0.78703 | 27.3455 | 3.856 | 21.55 | 4.7397 | -0.88363 | 25.715 | 0.013859 | 0.46729 | 0.19136 | 0.72883 | 12.8012 | 0.052369 | 0.032633 | 0.038081 | 0.052369 | 0.05344 | 0.3146 | 0.11378 | -0.24627 | 0.3146 | 0.29866 | 0.37898 | 0.12189 | -0.38169 | 0.37898 | 0.35638 | 0.013859 | 0.46729 | 0.19136 | 0.72883 | 12.8012 | 0.052369 | 0.032633 | 0.038081 | 0.052369 | 0.05344 | 0.3146 | 0.11378 | -0.24627 | 0.3146 | 0.29866 | 0.37898 | 0.12189 | -0.38169 | 0.37898 | 0.35638
124 | 0.22 | 0.35 | South/Central | MS | Jackson.Intl.AP.722350 | 3 | 1014636 | 32.8512 | 14.5053 | 52.6459 | 32.4127 | 20.2332 | 942.15 | 3.7221 | 4.23 | 5.421 | -1.699 | 1.8042 | 2.298 | -10.26 | 4.0034 | -1.7054 | -16.7465 | 2.6911 | -36.24 | 5.9185 | -3.2274 | -53.0821 | 3.7221 | 4.23 | 5.421 | -1.699 | 1.8042 | 3.7994 | 3.08 | 5.5949 | -1.7956 | 0.17366 | 0.013859 | 0.45528 | 0.20103 | 0.72961 | 13.0571 | 0.051584 | 0.031848 | 0.037296 | 0.051584 | 0.052655 | 0.058623 | -0.14219 | -0.50225 | 0.058623 | 0.042685 | 0.025005 | -0.23209 | -0.73566 | 0.025005 | 0.0024067 | 0.013859 | 0.45528 | 0.20103 | 0.72961 | 13.0571 | 0.051584 | 0.031848 | 0.037296 | 0.051584 | 0.052655 | 0.058623 | -0.14219 | -0.50225 | 0.058623 | 0.042685 | 0.025005 | -0.23209 | -0.73566 | 0.025005 | 0.0024067
125 | 0.22 | 0.4 | South/Central | MS | Jackson.Intl.AP.722350 | 3 | 1014636 | 32.7129 | 14.4563 | 52.4848 | 32.2762 | 20.2086 | 940.08 | 3.8832 | 6.3 | 5.5575 | -1.6743 | 4.5541 | 2.4592 | -8.19 | 4.14 | -1.6808 | -13.9966 | 2.8522 | -34.17 | 6.055 | -3.2028 | -50.3322 | 3.8832 | 6.3 | 5.5575 | -1.6743 | 4.5541 | 3.9605 | 5.15 | 5.7315 | -1.7709 | 2.9235 | 0.013859 | 0.45336 | 0.20035 | 0.72738 | 13.0285 | 0.053817 | 0.034081 | 0.039529 | 0.053817 | 0.054889 | 0.087311 | -0.1135 | -0.47356 | 0.087311 | 0.071373 | 0.063115 | -0.19398 | -0.69755 | 0.063115 | 0.040517 | 0.013859 | 0.45336 | 0.20035 | 0.72738 | 13.0285 | 0.053817 | 0.034081 | 0.039529 | 0.053817 | 0.054889 | 0.087311 | -0.1135 | -0.47356 | 0.087311 | 0.071373 | 0.063115 | -0.19398 | -0.69755 | 0.063115 | 0.040517
126 | 0.2 | 0.2 | South/Central | MS | Jackson.Intl.AP.722350 | 3 | 1014636 | 35.0584 | 12.4725 | 52.1332 | 34.5905 | 17.5427 | 884.13 | 4.2348 | 62.25 | 3.2433 | 0.99154 | 81.6183 | 2.8108 | 47.76 | 1.8257 | 0.98508 | 63.0676 | 3.2038 | 21.78 | 3.7408 | -0.53693 | 26.7319 | 4.2348 | 62.25 | 3.2433 | 0.99154 | 81.6183 | 4.3121 | 61.1 | 3.4172 | 0.89494 | 79.9877 | 0.013859 | 0.48587 | 0.17286 | 0.72251 | 12.2531 | 0.05869 | 0.038954 | 0.044402 | 0.05869 | 0.059761 | 0.86272 | 0.6619 | 0.30185 | 0.86272 | 0.84678 | 1.1311 | 0.87405 | 0.37047 | 1.1311 | 1.1085 | 0.013859 | 0.48587 | 0.17286 | 0.72251 | 12.2531 | 0.05869 | 0.038954 | 0.044402 | 0.05869 | 0.059761 | 0.86272 | 0.6619 | 0.30185 | 0.86272 | 0.84678 | 1.1311 | 0.87405 | 0.37047 | 1.1311 | 1.1085
127 | 0.2 | 0.25 | South/Central | MS | Jackson.Intl.AP.722350 | 3 | 1014636 | 34.0256 | 13.1545 | 52.0078 | 33.5714 | 18.4364 | 900.42 | 4.3602 | 45.96 | 4.2623 | 0.097846 | 58.9219 | 2.9361 | 31.47 | 2.8447 | 0.091379 | 40.3712 | 3.3292 | 5.49 | 4.7598 | -1.4306 | 4.0355 | 4.3602 | 45.96 | 4.2623 | 0.097846 | 58.9219 | 4.4375 | 44.81 | 4.4362 | 0.0012439 | 57.2913 | 0.013859 | 0.47156 | 0.18231 | 0.72077 | 12.4788 | 0.060427 | 0.040691 | 0.046139 | 0.060427 | 0.061499 | 0.63695 | 0.43614 | 0.076085 | 0.63695 | 0.62102 | 0.81659 | 0.5595 | 0.055928 | 0.81659 | 0.79399 | 0.013859 | 0.47156 | 0.18231 | 0.72077 | 12.4788 | 0.060427 | 0.040691 | 0.046139 | 0.060427 | 0.061499 | 0.63695 | 0.43614 | 0.076085 | 0.63695 | 0.62102 | 0.81659 | 0.5595 | 0.055928 | 0.81659 | 0.79399
128 | 0.2 | 0.3 | South/Central | MS | Jackson.Intl.AP.722350 | 3 | 1014636 | 33.0914 | 13.8302 | 51.9756 | 32.6495 | 19.326 | 917.56 | 4.3924 | 28.82 | 5.1842 | -0.79177 | 35.135 | 2.9684 | 14.33 | 3.7666 | -0.79824 | 16.5843 | 3.3614 | -11.65 | 5.6817 | -2.3202 | -19.7514 | 4.3924 | 28.82 | 5.1842 | -0.79177 | 35.135 | 4.4697 | 27.67 | 5.3581 | -0.88837 | 33.5044 | 0.013859 | 0.45861 | 0.19167 | 0.72032 | 12.7164 | 0.060874 | 0.041138 | 0.046586 | 0.060874 | 0.061945 | 0.39941 | 0.1986 | -0.16146 | 0.39941 | 0.38348 | 0.48693 | 0.22984 | -0.27373 | 0.48693 | 0.46433 | 0.013859 | 0.45861 | 0.19167 | 0.72032 | 12.7164 | 0.060874 | 0.041138 | 0.046586 | 0.060874 | 0.061945 | 0.39941 | 0.1986 | -0.16146 | 0.39941 | 0.38348 | 0.48693 | 0.22984 | -0.27373 | 0.48693 | 0.46433
129 | 0.2 | 0.35 | South/Central | MS | Jackson.Intl.AP.722350 | 3 | 1014636 | 32.2343 | 14.5351 | 52.0489 | 31.8038 | 20.2451 | 936.34 | 4.3191 | 10.04 | 6.0299 | -1.7108 | 9.1846 | 2.895 | -4.45 | 4.6123 | -1.7173 | -9.3661 | 3.2881 | -30.43 | 6.5274 | -3.2393 | -45.7017 | 4.3191 | 10.04 | 6.0299 | -1.7108 | 9.1846 | 4.3964 | 8.89 | 6.2038 | -1.8074 | 7.5541 | 0.013859 | 0.44673 | 0.20144 | 0.72134 | 12.9766 | 0.059858 | 0.040122 | 0.045569 | 0.059858 | 0.060929 | 0.13914 | -0.061672 | -0.42173 | 0.13914 | 0.12321 | 0.12729 | -0.1298 | -0.63338 | 0.12729 | 0.10469 | 0.013859 | 0.44673 | 0.20144 | 0.72134 | 12.9766 | 0.059858 | 0.040122 | 0.045569 | 0.059858 | 0.060929 | 0.13914 | -0.061672 | -0.42173 | 0.13914 | 0.12321 | 0.12729 | -0.1298 | -0.63338 | 0.12729 | 0.10469
130 | 0.2 | 0.4 | South/Central | MS | Jackson.Intl.AP.722350 | 3 | 1014636 | 32.0991 | 14.4887 | 51.8934 | 31.6703 | 20.2231 | 934.37 | 4.4746 | 12.01 | 6.1634 | -1.6888 | 11.7894 | 3.0505 | -2.48 | 4.7458 | -1.6953 | -6.7613 | 3.4436 | -28.46 | 6.6609 | -3.2173 | -43.097 | 4.4746 | 12.01 | 6.1634 | -1.6888 | 11.7894 | 4.5519 | 10.86 | 6.3373 | -1.7854 | 10.1588 | 0.013859 | 0.44486 | 0.2008 | 0.71918 | 12.9493 | 0.062013 | 0.042277 | 0.047724 | 0.062013 | 0.063084 | 0.16645 | -0.03437 | -0.39442 | 0.16645 | 0.15051 | 0.16339 | -0.093704 | -0.59728 | 0.16339 | 0.14079 | 0.013859 | 0.44486 | 0.2008 | 0.71918 | 12.9493 | 0.062013 | 0.042277 | 0.047724 | 0.062013 | 0.063084 | 0.16645 | -0.03437 | -0.39442 | 0.16645 | 0.15051 | 0.16339 | -0.093704 | -0.59728 | 0.16339 | 0.14079
Double | Double | Double | South/Central | MS | Jackson.Intl.AP.722350 | 3 | 1014636 | 38.5363 | 16.1116 | 60.7847 | 38.025 | 22.7597 | 1074.03 | -4.4167 | -127.65 | -0.19127 | -4.2254 | -171.9467 | -5.8408 | -142.14 | -1.6089 | -4.2319 | -190.4974 | -5.4477 | -168.12 | 0.30623 | -5.7539 | -226.8331 | -4.4167 | -127.65 | -0.19127 | -4.2254 | -171.9467 | -4.3394 | -128.8 | -0.017357 | -4.322 | -173.5773 | 0.013859 | 0.53407 | 0.22329 | 0.84241 | 14.8849 | -0.061211 | -0.080946 | -0.075499 | -0.061211 | -0.060139 | -1.7691 | -1.9699 | -2.33 | -1.7691 | -1.785 | -2.383 | -2.6401 | -3.1437 | -2.383 | -2.4056 | 0.013859 | 0.53407 | 0.22329 | 0.84241 | 14.8849 | -0.061211 | -0.080946 | -0.075499 | -0.061211 | -0.060139 | -1.7691 | -1.9699 | -2.33 | -1.7691 | -1.785 | -2.383 | -2.6401 | -3.1437 | -2.383 | -2.4056
Single | Single | Single | South/Central | MS | Jackson.Intl.AP.722350 | 3 | 1014636 | 46.9407 | 18.4065 | 72.5772 | 46.3217 | 26.2555 | 1261.27 | -16.2092 | -314.89 | -8.488 | -7.7212 | -419.2127 | -17.6333 | -329.38 | -9.9056 | -7.7277 | -437.7634 | -17.2402 | -355.36 | -7.9905 | -9.2497 | -474.0991 | -16.2092 | -314.89 | -8.488 | -7.7212 | -419.2127 | -16.1319 | -316.04 | -8.3141 | -7.8178 | -420.8433 | 0.013859 | 0.65055 | 0.25509 | 1.0058 | 17.4798 | -0.22464 | -0.24438 | -0.23893 | -0.22464 | -0.22357 | -4.364 | -4.5648 | -4.9249 | -4.364 | -4.38 | -5.8098 | -6.0669 | -6.5705 | -5.8098 | -5.8324 | 0.013859 | 0.65055 | 0.25509 | 1.0058 | 17.4798 | -0.22464 | -0.24438 | -0.23893 | -0.22464 | -0.22357 | -4.364 | -4.5648 | -4.9249 | -4.364 | -4.38 | -5.8098 | -6.0669 | -6.5705 | -5.8098 | -5.8324
1 | 0.35 | 0.47 | Southern | FL | Jacksonville.Intl.AP.722060 | 2 | 5315428 | 19.1016 | 16.4637 | 40.754 | 19.0557 | 21.6983 | 931.55 | -1.476 | -68.75 | 1.5475 | -3.0236 | -74.3728 | -2.3172 | -79.86 | 0.67807 | -2.9953 | -88.7252 | -2.8354 | -112.86 | 1.7731 | -4.6085 | -123.6666 | -1.476 | -68.75 | 1.5475 | -3.0236 | -74.3728 | -1.457 | -69.64 | 1.6377 | -3.0946 | -75.1745 | 0.16815 | 3.2119 | 2.7683 | 6.8527 | 156.6388 | -0.2482 | -0.38964 | -0.47678 | -0.2482 | -0.24499 | -11.5602 | -13.4283 | -18.9773 | -11.5602 | -11.7099 | -12.5057 | -14.919 | -20.7944 | -12.5057 | -12.6405 | 0.13757 | 2.6278 | 2.2649 | 5.6064 | 128.1511 | -0.20306 | -0.31878 | -0.39007 | -0.20306 | -0.20043 | -9.4578 | -10.9862 | -15.5259 | -9.4578 | -9.5802 | -10.2313 | -12.2057 | -17.0125 | -10.2313 | -10.3416
2 | 0.35 | 0.42 | Southern | FL | Jacksonville.Intl.AP.722060 | 2 | 5315428 | 19.5146 | 15.7225 | 40.2053 | 19.4677 | 20.7377 | 908.64 | -0.92738 | -45.84 | 1.1356 | -2.063 | -49.3411 | -1.7686 | -56.95 | 0.26614 | -2.0347 | -63.6936 | -2.2868 | -89.95 | 1.3612 | -3.6479 | -98.635 | -0.92738 | -45.84 | 1.1356 | -2.063 | -49.3411 | -0.90831 | -46.73 | 1.2257 | -2.134 | -50.1428 | 0.16815 | 3.2813 | 2.6437 | 6.7605 | 152.7865 | -0.15594 | -0.29738 | -0.38452 | -0.15594 | -0.15273 | -7.7079 | -9.5761 | -15.125 | -7.7079 | -7.8576 | -8.2966 | -10.71 | -16.5853 | -8.2966 | -8.4314 | 0.13757 | 2.6846 | 2.1629 | 5.531 | 124.9994 | -0.12758 | -0.2433 | -0.31459 | -0.12758 | -0.12495 | -6.3061 | -7.8345 | -12.3742 | -6.3061 | -6.4285 | -6.7877 | -8.7622 | -13.569 | -6.7877 | -6.898
3 | 0.35 | 0.37 | Southern | FL | Jacksonville.Intl.AP.722060 | 2 | 5315428 | 19.9474 | 15.0607 | 39.7758 | 19.8994 | 19.8764 | 888.93 | -0.49789 | -26.13 | 0.70382 | -1.2017 | -27.997 | -1.3391 | -37.24 | -0.16563 | -1.1734 | -42.3495 | -1.8573 | -70.24 | 0.92938 | -2.7867 | -77.2909 | -0.49789 | -26.13 | 0.70382 | -1.2017 | -27.997 | -0.47882 | -27.02 | 0.79395 | -1.2728 | -28.7987 | 0.16815 | 3.3541 | 2.5324 | 6.6883 | 149.4723 | -0.083719 | -0.22516 | -0.3123 | -0.083719 | -0.080513 | -4.3937 | -6.2619 | -11.8108 | -4.3937 | -4.5434 | -4.7077 | -7.121 | -12.9964 | -4.7077 | -4.8425 | 0.13757 | 2.7441 | 2.0719 | 5.4719 | 122.288 | -0.068493 | -0.18421 | -0.2555 | -0.068493 | -0.06587 | -3.5946 | -5.123 | -9.6627 | -3.5946 | -3.7171 | -3.8515 | -5.8259 | -10.6327 | -3.8515 | -3.9618
4 | 0.35 | 0.32 | Southern | FL | Jacksonville.Intl.AP.722060 | 2 | 5315428 | 20.4413 | 14.409 | 39.4177 | 20.3922 | 19.0255 | 870.36 | -0.13971 | -7.56 | 0.2111 | -0.35081 | -8.0739 | -0.98089 | -18.67 | -0.65835 | -0.32254 | -22.4264 | -1.4991 | -51.67 | 0.43666 | -1.9358 | -57.3678 | -0.13971 | -7.56 | 0.2111 | -0.35081 | -8.0739 | -0.12064 | -8.45 | 0.30123 | -0.42187 | -8.8757 | 0.16815 | 3.4372 | 2.4229 | 6.628 | 146.3498 | -0.023493 | -0.16494 | -0.25207 | -0.023493 | -0.020286 | -1.2712 | -3.1393 | -8.6882 | -1.2712 | -1.4209 | -1.3576 | -3.771 | -9.6463 | -1.3576 | -1.4924 | 0.13757 | 2.8121 | 1.9822 | 5.4226 | 119.7334 | -0.01922 | -0.13494 | -0.20623 | -0.01922 | -0.016597 | -1.04 | -2.5684 | -7.1081 | -1.04 | -1.1624 | -1.1107 | -3.0851 | -7.892 | -1.1107 | -1.221
5 | 0.35 | 0.27 | Southern | FL | Jacksonville.Intl.AP.722060 | 2 | 5315428 | 20.7732 | 14.0178 | 39.2273 | 20.7233 | 18.504 | 859.37 | 0.050651 | 3.43 | -0.12004 | 0.17069 | 3.6235 | -0.79053 | -7.68 | -0.98949 | 0.19896 | -10.729 | -1.3087 | -40.68 | 0.10552 | -1.4143 | -45.6704 | 0.050651 | 3.43 | -0.12004 | 0.17069 | 3.6235 | 0.06972 | 2.54 | -0.02991 | 0.09963 | 2.8217 | 0.16815 | 3.493 | 2.3571 | 6.596 | 144.5019 | 0.0085169 | -0.13293 | -0.22006 | 0.0085169 | 0.011723 | 0.57675 | -1.2914 | -6.8403 | 0.57675 | 0.4271 | 0.60928 | -1.8041 | -7.6794 | 0.60928 | 0.47447 | 0.13757 | 2.8577 | 1.9284 | 5.3964 | 118.2215 | 0.0069679 | -0.10875 | -0.18004 | 0.0069679 | 0.0095912 | 0.47186 | -1.0565 | -5.5963 | 0.47186 | 0.34942 | 0.49847 | -1.476 | -6.2828 | 0.49847 | 0.38818
6 | 0.35 | 0.23 | Southern | FL | Jacksonville.Intl.AP.722060 | 2 | 5315428 | 20.9752 | 13.8261 | 39.1569 | 20.9248 | 18.2322 | 854.01 | 0.12103 | 8.79 | -0.3215 | 0.44253 | 9.2131 | -0.72015 | -2.32 | -1.191 | 0.47081 | -5.1394 | -1.2384 | -35.32 | -0.095941 | -1.1424 | -40.0808 | 0.12103 | 8.79 | -0.3215 | 0.44253 | 9.2131 | 0.1401 | 7.9 | -0.23137 | 0.37147 | 8.4114 | 0.16815 | 3.5269 | 2.3248 | 6.5842 | 143.6006 | 0.020351 | -0.12109 | -0.20823 | 0.020351 | 0.023557 | 1.478 | -0.3901 | -5.939 | 1.478 | 1.3284 | 1.5492 | -0.86418 | -6.7395 | 1.5492 | 1.4144 | 0.13757 | 2.8855 | 1.902 | 5.3867 | 117.4841 | 0.01665 | -0.099069 | -0.17036 | 0.01665 | 0.019273 | 1.2092 | -0.31916 | -4.8589 | 1.2092 | 1.0868 | 1.2674 | -0.70701 | -5.5138 | 1.2674 | 1.1571
7 | 0.35 | 0.19 | Southern | FL | Jacksonville.Intl.AP.722060 | 2 | 5315428 | 21.4882 | 13.2451 | 38.9084 | 21.4366 | 17.4719 | 838.38 | 0.36951 | 24.42 | -0.83333 | 1.2028 | 25.7556 | -0.47167 | 13.31 | -1.7028 | 1.2311 | 11.4031 | -0.98989 | -19.69 | -0.60777 | -0.38212 | -23.5383 | 0.36951 | 24.42 | -0.83333 | 1.2028 | 25.7556 | 0.38858 | 23.53 | -0.7432 | 1.1318 | 24.9538 | 0.16815 | 3.6132 | 2.2271 | 6.5424 | 140.9724 | 0.062132 | -0.079311 | -0.16645 | 0.062132 | 0.065339 | 4.1062 | 2.2381 | -3.3108 | 4.1062 | 3.9565 | 4.3308 | 1.9174 | -3.9579 | 4.3308 | 4.196 | 0.13757 | 2.9561 | 1.8221 | 5.3525 | 115.3339 | 0.050832 | -0.064887 | -0.13618 | 0.050832 | 0.053456 | 3.3594 | 1.831 | -2.7087 | 3.3594 | 3.237 | 3.5431 | 1.5687 | -3.2381 | 3.5431 | 3.4328
8 | 0.35 | 0.17 | Southern | FL | Jacksonville.Intl.AP.722060 | 2 | 5315428 | 21.7608 | 12.9633 | 38.8094 | 21.7084 | 17.1009 | 831.04 | 0.46858 | 31.76 | -1.1052 | 1.5738 | 33.4361 | -0.3726 | 20.65 | -1.9746 | 1.602 | 19.0836 | -0.89082 | -12.35 | -0.87962 | -0.011192 | -15.8578 | 0.46858 | 31.76 | -1.1052 | 1.5738 | 33.4361 | 0.48765 | 30.87 | -1.0151 | 1.5027 | 32.6344 | 0.16815 | 3.659 | 2.1798 | 6.5257 | 139.7382 | 0.078791 | -0.062652 | -0.14979 | 0.078791 | 0.081998 | 5.3404 | 3.4723 | -2.0766 | 5.3404 | 5.1907 | 5.6222 | 3.2089 | -2.6665 | 5.6222 | 5.4874 | 0.13757 | 2.9936 | 1.7833 | 5.3389 | 114.3242 | 0.064461 | -0.051258 | -0.12255 | 0.064461 | 0.067085 | 4.3691 | 2.8408 | -1.699 | 4.3691 | 4.2467 | 4.5997 | 2.6253 | -2.1815 | 4.5997 | 4.4894
9 | 0.33 | 0.47 | Southern | FL | Jacksonville.Intl.AP.722060 | 2 | 5315428 | 18.7708 | 16.4849 | 40.4444 | 18.7257 | 21.7187 | 927.6 | -1.1664 | -64.8 | 1.8776 | -3.044 | -69.2498 | -2.0076 | -75.91 | 1.0081 | -3.0157 | -83.6023 | -2.5258 | -108.91 | 2.1031 | -4.6289 | -118.5437 | -1.1664 | -64.8 | 1.8776 | -3.044 | -69.2498 | -1.1473 | -65.69 | 1.9677 | -3.115 | -70.0515 | 0.16815 | 3.1563 | 2.7719 | 6.8007 | 155.9746 | -0.19613 | -0.33757 | -0.42471 | -0.19613 | -0.19292 | -10.896 | -12.7642 | -18.3131 | -10.896 | -11.0457 | -11.6443 | -14.0576 | -19.9329 | -11.6443 | -11.7791 | 0.13757 | 2.5823 | 2.2678 | 5.5638 | 127.6077 | -0.16046 | -0.27618 | -0.34747 | -0.16046 | -0.15784 | -8.9144 | -10.4428 | -14.9825 | -8.9144 | -9.0368 | -9.5265 | -11.501 | -16.3078 | -9.5265 | -9.6368
10 | 0.33 | 0.42 | Southern | FL | Jacksonville.Intl.AP.722060 | 2 | 5315428 | 19.1835 | 15.7522 | 39.9038 | 19.1373 | 20.7664 | 904.94 | -0.6258 | -42.14 | 1.4659 | -2.0917 | -44.4934 | -1.467 | -53.25 | 0.59648 | -2.0635 | -58.8459 | -1.9852 | -86.25 | 1.6915 | -3.6767 | -93.7873 | -0.6258 | -42.14 | 1.4659 | -2.0917 | -44.4934 | -0.60673 | -43.03 | 1.5561 | -2.1628 | -45.2952 | 0.16815 | 3.2257 | 2.6487 | 6.7098 | 152.1644 | -0.10523 | -0.24667 | -0.33381 | -0.10523 | -0.10202 | -7.0858 | -8.9539 | -14.5028 | -7.0858 | -7.2354 | -7.4815 | -9.8949 | -15.7702 | -7.4815 | -7.6163 | 0.13757 | 2.639 | 2.167 | 5.4895 | 124.4904 | -0.086089 | -0.20181 | -0.2731 | -0.086089 | -0.083466 | -5.7971 | -7.3255 | -11.8652 | -5.7971 | -5.9195 | -6.1209 | -8.0953 | -12.9021 | -6.1209 | -6.2311
11 | 0.33 | 0.37 | Southern | FL | Jacksonville.Intl.AP.722060 | 2 | 5315428 | 19.6074 | 15.0815 | 39.4561 | 19.5603 | 19.8959 | 884.85 | -0.17819 | -22.05 | 1.043 | -1.2212 | -22.6821 | -1.0194 | -33.16 | 0.17355 | -1.1929 | -37.0346 | -1.5376 | -66.16 | 1.2686 | -2.8062 | -71.976 | -0.17819 | -22.05 | 1.043 | -1.2212 | -22.6821 | -0.15912 | -22.94 | 1.1331 | -1.2923 | -23.4839 | 0.16815 | 3.297 | 2.5359 | 6.6345 | 148.7863 | -0.029963 | -0.17141 | -0.25854 | -0.029963 | -0.026757 | -3.7077 | -5.5758 | -11.1247 | -3.7077 | -3.8573 | -3.814 | -6.2273 | -12.1027 | -3.814 | -3.9488 | 0.13757 | 2.6973 | 2.0747 | 5.4279 | 121.7267 | -0.024514 | -0.14023 | -0.21152 | -0.024514 | -0.02189 | -3.0334 | -4.5617 | -9.1015 | -3.0334 | -3.1558 | -3.1203 | -5.0948 | -9.9016 | -3.1203 | -3.2306
12 | 0.33 | 0.32 | Southern | FL | Jacksonville.Intl.AP.722060 | 2 | 5315428 | 20.1 | 14.4288 | 39.0954 | 20.0516 | 19.0438 | 866.22 | 0.18258 | -3.42 | 0.55165 | -0.36907 | -2.6937 | -0.6586 | -14.53 | -0.31781 | -0.34079 | -17.0462 | -1.1768 | -47.53 | 0.77721 | -1.954 | -51.9875 | 0.18258 | -3.42 | 0.55165 | -0.36907 | -2.6937 | 0.20165 | -4.31 | 0.64177 | -0.44013 | -3.4954 | 0.16815 | 3.3798 | 2.4262 | 6.5738 | 145.6537 | 0.0307 | -0.11074 | -0.19788 | 0.0307 | 0.033907 | -0.57507 | -2.4432 | -7.9921 | -0.57507 | -0.72472 | -0.45294 | -2.8663 | -8.7416 | -0.45294 | -0.58775 | 0.13757 | 2.7651 | 1.9849 | 5.3783 | 119.1638 | 0.025117 | -0.090602 | -0.16189 | 0.025117 | 0.02774 | -0.47048 | -1.9989 | -6.5386 | -0.47048 | -0.59292 | -0.37056 | -2.345 | -7.1518 | -0.37056 | -0.48085
13 | 0.33 | 0.27 | Southern | FL | Jacksonville.Intl.AP.722060 | 2 | 5315428 | 20.4233 | 14.0284 | 38.8786 | 20.3741 | 18.5044 | 854.59 | 0.39939 | 8.21 | 0.22911 | 0.17028 | 9.7549 | -0.44179 | -2.9 | -0.64034 | 0.19856 | -4.5976 | -0.96 | -35.9 | 0.45467 | -1.4147 | -39.539 | 0.39939 | 8.21 | 0.22911 | 0.17028 | 9.7549 | 0.41846 | 7.32 | 0.31924 | 0.099221 | 8.9531 | 0.16815 | 3.4341 | 2.3589 | 6.5374 | 143.6981 | 0.067157 | -0.074286 | -0.16142 | 0.067157 | 0.070364 | 1.3805 | -0.48763 | -6.0365 | 1.3805 | 1.2308 | 1.6403 | -0.77308 | -6.6484 | 1.6403 | 1.5055 | 0.13757 | 2.8096 | 1.9299 | 5.3484 | 117.5639 | 0.054943 | -0.060776 | -0.13207 | 0.054943 | 0.057567 | 1.1294 | -0.39895 | -4.9387 | 1.1294 | 1.007 | 1.342 | -0.63248 | -5.4393 | 1.342 | 1.2317
14 | 0.33 | 0.23 | Southern | FL | Jacksonville.Intl.AP.722060 | 2 | 5315428 | 20.6246 | 13.8458 | 38.8165 | 20.575 | 18.2416 | 849.5 | 0.46142 | 13.3 | 0.02828 | 0.43314 | 15.0538 | -0.37976 | 2.19 | -0.84117 | 0.46142 | 0.70132 | -0.89797 | -30.81 | 0.25384 | -1.1518 | -34.2401 | 0.46142 | 13.3 | 0.02828 | 0.43314 | 15.0538 | 0.48049 | 12.41 | 0.11841 | 0.36208 | 14.2521 | 0.16815 | 3.468 | 2.3281 | 6.5269 | 142.8422 | 0.077587 | -0.063856 | -0.15099 | 0.077587 | 0.080794 | 2.2364 | 0.36825 | -5.1807 | 2.2364 | 2.0867 | 2.5313 | 0.11793 | -5.7574 | 2.5313 | 2.3965 | 0.13757 | 2.8373 | 1.9047 | 5.3399 | 116.8637 | 0.063477 | -0.052242 | -0.12353 | 0.063477 | 0.0661 | 1.8296 | 0.30127 | -4.2385 | 1.8296 | 1.7072 | 2.0709 | 0.096479 | -4.7103 | 2.0709 | 1.9606
15 | 0.33 | 0.19 | Southern | FL | Jacksonville.Intl.AP.722060 | 2 | 5315428 | 21.1376 | 13.2637 | 38.567 | 21.0868 | 17.4802 | 833.84 | 0.71097 | 28.96 | -0.48355 | 1.1945 | 31.6321 | -0.13021 | 17.85 | -1.353 | 1.2228 | 17.2796 | -0.64843 | -15.15 | -0.25799 | -0.39044 | -17.6618 | 0.71097 | 28.96 | -0.48355 | 1.1945 | 31.6321 | 0.73003 | 28.07 | -0.39342 | 1.1235 | 30.8304 | 0.16815 | 3.5543 | 2.2303 | 6.485 | 140.209 | 0.11955 | -0.021895 | -0.10903 | 0.11955 | 0.12275 | 4.8696 | 3.0015 | -2.5475 | 4.8696 | 4.7199 | 5.3189 | 2.9055 | -2.9698 | 5.3189 | 5.1841 | 0.13757 | 2.9079 | 1.8247 | 5.3056 | 114.7094 | 0.097806 | -0.017913 | -0.089203 | 0.097806 | 0.10043 | 3.984 | 2.4556 | -2.0841 | 3.984 | 3.8615 | 4.3516 | 2.3771 | -2.4297 | 4.3516 | 4.2413
16 | 0.33 | 0.17 | Southern | FL | Jacksonville.Intl.AP.722060 | 2 | 5315428 | 21.41 | 12.964 | 38.4493 | 21.3585 | 17.0909 | 825.97 | 0.82864 | 36.83 | -0.7552 | 1.5838 | 39.9346 | -0.012538 | 25.72 | -1.6247 | 1.6121 | 25.5821 | -0.53075 | -7.28 | -0.52964 | -0.0011132 | -9.3593 | 0.82864 | 36.83 | -0.7552 | 1.5838 | 39.9346 | 0.84771 | 35.94 | -0.66507 | 1.5128 | 39.1329 | 0.16815 | 3.6001 | 2.1799 | 6.4652 | 138.8857 | 0.13933 | -0.0021082 | -0.089246 | 0.13933 | 0.14254 | 6.1929 | 4.3248 | -1.2241 | 6.1929 | 6.0433 | 6.7149 | 4.3016 | -1.5737 | 6.7149 | 6.5801 | 0.13757 | 2.9453 | 1.7834 | 5.2894 | 113.6267 | 0.11399 | -0.0017248 | -0.073015 | 0.11399 | 0.11662 | 5.0666 | 3.5382 | -1.0015 | 5.0666 | 4.9442 | 5.4937 | 3.5193 | -1.2875 | 5.4937 | 5.3834
17 | 0.3 | 0.47 | Southern | FL | Jacksonville.Intl.AP.722060 | 2 | 5315428 | 18.2699 | 16.5348 | 39.9932 | 18.226 | 21.7673 | 922.14 | -0.71529 | -59.34 | 2.3773 | -3.0926 | -62.0878 | -1.5565 | -70.45 | 1.5078 | -3.0643 | -76.4402 | -2.0747 | -103.45 | 2.6029 | -4.6775 | -111.3816 | -0.71529 | -59.34 | 2.3773 | -3.0926 | -62.0878 | -0.69622 | -60.23 | 2.4674 | -3.1636 | -62.8895 | 0.16815 | 3.0721 | 2.7803 | 6.7248 | 155.0566 | -0.12027 | -0.26172 | -0.34886 | -0.12027 | -0.11707 | -9.9779 | -11.8461 | -17.395 | -9.9779 | -10.1276 | -10.44 | -12.8533 | -18.7287 | -10.44 | -10.5748 | 0.13757 | 2.5134 | 2.2747 | 5.5018 | 126.8566 | -0.098401 | -0.21412 | -0.28541 | -0.098401 | -0.095777 | -8.1633 | -9.6916 | -14.2314 | -8.1633 | -8.2857 | -8.5413 | -10.5157 | -15.3225 | -8.5413 | -8.6516
18 | 0.3 | 0.42 | Southern | FL | Jacksonville.Intl.AP.722060 | 2 | 5315428 | 18.6729 | 15.7924 | 39.4233 | 18.6279 | 20.7954 | 898.77 | -0.14534 | -35.97 | 1.9753 | -2.1207 | -36.5004 | -0.98651 | -47.08 | 1.1059 | -2.0924 | -50.8529 | -1.5047 | -80.08 | 2.2009 | -3.7056 | -85.7943 | -0.14534 | -35.97 | 1.9753 | -2.1207 | -36.5004 | -0.12627 | -36.86 | 2.0655 | -2.1917 | -37.3021 | 0.16815 | 3.1398 | 2.6555 | 6.629 | 151.1269 | -0.024438 | -0.16588 | -0.25302 | -0.024438 | -0.021232 | -6.0483 | -7.9164 | -13.4653 | -6.0483 | -6.198 | -6.1375 | -8.5508 | -14.4262 | -6.1375 | -6.2723 | 0.13757 | 2.5688 | 2.1725 | 5.4234 | 123.6417 | -0.019993 | -0.13571 | -0.207 | -0.019993 | -0.01737 | -4.9483 | -6.4767 | -11.0164 | -4.9483 | -5.0707 | -5.0213 | -6.9957 | -11.8025 | -5.0213 | -5.1316
19 | 0.3 | 0.37 | Southern | FL | Jacksonville.Intl.AP.722060 | 2 | 5315428 | 19.0959 | 15.1213 | 38.975 | 19.0499 | 19.925 | 878.69 | 0.303 | -15.89 | 1.5533 | -1.2503 | -14.6793 | -0.53818 | -27 | 0.68388 | -1.2221 | -29.0318 | -1.0564 | -60 | 1.7789 | -2.8353 | -63.9732 | 0.303 | -15.89 | 1.5533 | -1.2503 | -14.6793 | 0.32207 | -16.78 | 1.6435 | -1.3214 | -15.4811 | 0.16815 | 3.2109 | 2.5426 | 6.5536 | 147.7505 | 0.050949 | -0.090494 | -0.17763 | 0.050949 | 0.054156 | -2.6719 | -4.54 | -10.0889 | -2.6719 | -2.8215 | -2.4683 | -4.8817 | -10.757 | -2.4683 | -2.6031 | 0.13757 | 2.627 | 2.0802 | 5.3617 | 120.8793 | 0.041683 | -0.074036 | -0.14533 | 0.041683 | 0.044306 | -2.1859 | -3.7143 | -8.2541 | -2.1859 | -2.3084 | -2.0194 | -3.9938 | -8.8006 | -2.0194 | -2.1297
20 | 0.3 | 0.32 | Southern | FL | Jacksonville.Intl.AP.722060 | 2 | 5315428 | 19.5793 | 14.4592 | 38.595 | 19.5321 | 19.0629 | 859.65 | 0.68294 | 3.15 | 1.0711 | -0.38818 | 5.8069 | -0.15824 | -7.96 | 0.20166 | -0.3599 | -8.5456 | -0.67646 | -40.96 | 1.2967 | -1.9731 | -43.487 | 0.68294 | 3.15 | 1.0711 | -0.38818 | 5.8069 | 0.70201 | 2.26 | 1.1612 | -0.45924 | 5.0052 | 0.16815 | 3.2922 | 2.4313 | 6.4897 | 144.5489 | 0.11483 | -0.026608 | -0.11375 | 0.11483 | 0.11804 | 0.52967 | -1.3385 | -6.8874 | 0.52967 | 0.38002 | 0.97642 | -1.4369 | -7.3123 | 0.97642 | 0.84161 | 0.13757 | 2.6935 | 1.9891 | 5.3094 | 118.26 | 0.09395 | -0.021769 | -0.093059 | 0.09395 | 0.096573 | 0.43334 | -1.095 | -5.6348 | 0.43334 | 0.3109 | 0.79884 | -1.1756 | -5.9824 | 0.79884 | 0.68855
21 | 0.3 | 0.27 | Southern | FL | Jacksonville.Intl.AP.722060 | 2 | 5315428 | 19.8924 | 14.0588 | 38.368 | 19.8445 | 18.5235 | 847.88 | 0.91 | 14.92 | 0.75875 | 0.15125 | 18.4371 | 0.068822 | 3.81 | -0.1107 | 0.17952 | 4.0847 | -0.44939 | -29.19 | 0.98431 | -1.4337 | -30.8567 | 0.91 | 14.92 | 0.75875 | 0.15125 | 18.4371 | 0.92907 | 14.03 | 0.84888 | 0.080189 | 17.6354 | 0.16815 | 3.3449 | 2.364 | 6.4515 | 142.5698 | 0.15302 | 0.011572 | -0.075565 | 0.15302 | 0.15622 | 2.5088 | 0.64065 | -4.9083 | 2.5088 | 2.3591 | 3.1002 | 0.68683 | -5.1885 | 3.1002 | 2.9654 | 0.13757 | 2.7365 | 1.934 | 5.2782 | 116.6408 | 0.12519 | 0.0094677 | -0.061822 | 0.12519 | 0.12781 | 2.0525 | 0.52413 | -4.0156 | 2.0525 | 1.9301 | 2.5364 | 0.56192 | -4.2449 | 2.5364 | 2.4261
22 | 0.3 | 0.23 | Southern | FL | Jacksonville.Intl.AP.722060 | 2 | 5315428 | 20.0939 | 13.8662 | 38.2864 | 20.0455 | 18.2409 | 842.22 | 0.99152 | 20.58 | 0.55772 | 0.4338 | 24.3943 | 0.15034 | 9.47 | -0.31173 | 0.46207 | 10.0418 | -0.36787 | -23.53 | 0.78328 | -1.1512 | -24.8996 | 0.99152 | 20.58 | 0.55772 | 0.4338 | 24.3943 | 1.0106 | 19.69 | 0.64785 | 0.36274 | 23.5925 | 0.16815 | 3.3788 | 2.3316 | 6.4378 | 141.6181 | 0.16672 | 0.02528 | -0.061858 | 0.16672 | 0.16993 | 3.4605 | 1.5924 | -3.9565 | 3.4605 | 3.3108 | 4.1019 | 1.6885 | -4.1868 | 4.1019 | 3.9671 | 0.13757 | 2.7643 | 1.9075 | 5.267 | 115.8622 | 0.1364 | 0.020682 | -0.050608 | 0.1364 | 0.13902 | 2.8311 | 1.3028 | -3.237 | 2.8311 | 2.7087 | 3.3559 | 1.3814 | -3.4254 | 3.3559 | 3.2456
23 | 0.3 | 0.19 | Southern | FL | Jacksonville.Intl.AP.722060 | 2 | 5315428 | 20.5976 | 13.2752 | 38.0192 | 20.548 | 17.4712 | 826.19 | 1.2587 | 36.61 | 0.055229 | 1.2035 | 41.4167 | 0.41755 | 25.5 | -0.81422 | 1.2318 | 27.0642 | -0.10067 | -7.5 | 0.28079 | -0.38146 | -7.8772 | 1.2587 | 36.61 | 0.055229 | 1.2035 | 41.4167 | 1.2778 | 35.72 | 0.14536 | 1.1324 | 40.6149 | 0.16815 | 3.4635 | 2.2322 | 6.3929 | 138.9227 | 0.21165 | 0.07021 | -0.016927 | 0.21165 | 0.21486 | 6.1559 | 4.2878 | -1.2611 | 6.1559 | 6.0063 | 6.9642 | 4.5508 | -1.3245 | 6.9642 | 6.8293 | 0.13757 | 2.8336 | 1.8262 | 5.2302 | 113.657 | 0.17316 | 0.057441 | -0.013849 | 0.17316 | 0.17578 | 5.0364 | 3.508 | -1.0318 | 5.0364 | 4.9139 | 5.6976 | 3.7232 | -1.0836 | 5.6976 | 5.5873
24 | 0.3 | 0.17 | Southern | FL | Jacksonville.Intl.AP.722060 | 2 | 5315428 | 20.8791 | 12.9744 | 37.9186 | 20.8288 | 17.0897 | 818.69 | 1.3594 | 44.11 | -0.22556 | 1.585 | 49.2939 | 0.51822 | 33 | -1.095 | 1.6132 | 34.9414 | 0 | 0 | 0 | 0 | 0 | 1.3594 | 44.11 | -0.22556 | 1.585 | 49.2939 | 1.3785 | 43.22 | -0.13543 | 1.5139 | 48.4921 | 0.16815 | 3.5108 | 2.1816 | 6.376 | 137.6616 | 0.22858 | 0.087137 | 0 | 0.22858 | 0.23179 | 7.417 | 5.5489 | 0 | 7.417 | 7.2674 | 8.2887 | 5.8753 | 0 | 8.2887 | 8.1539 | 0.13757 | 2.8723 | 1.7849 | 5.2164 | 112.6252 | 0.18701 | 0.07129 | 0 | 0.18701 | 0.18963 | 6.0681 | 4.5397 | 0 | 6.0681 | 5.9457 | 6.7812 | 4.8068 | 0 | 6.7812 | 6.6709
25 | 0.28 | 0.47 | Southern | FL | Jacksonville.Intl.AP.722060 | 2 | 5315428 | 18.0101 | 16.4146 | 39.5634 | 17.9667 | 21.5966 | 913.47 | -0.28543 | -50.67 | 2.6365 | -2.9219 | -51.7909 | -1.1266 | -61.78 | 1.7671 | -2.8937 | -66.1434 | -1.6448 | -94.78 | 2.8621 | -4.5069 | -101.0848 | -0.28543 | -50.67 | 2.6365 | -2.9219 | -51.7909 | -0.26636 | -51.56 | 2.7266 | -2.993 | -52.5927 | 0.16815 | 3.0284 | 2.7601 | 6.6525 | 153.5987 | -0.047995 | -0.18944 | -0.27658 | -0.047995 | -0.044788 | -8.5201 | -10.3882 | -15.9371 | -8.5201 | -8.6697 | -8.7086 | -11.1219 | -16.9973 | -8.7086 | -8.8434 | 0.13757 | 2.4776 | 2.2581 | 5.4426 | 125.6639 | -0.039266 | -0.15498 | -0.22627 | -0.039266 | -0.036643 | -6.9706 | -8.4989 | -13.0387 | -6.9706 | -7.093 | -7.1248 | -9.0992 | -13.906 | -7.1248 | -7.235
26 | 0.28 | 0.42 | Southern | FL | Jacksonville.Intl.AP.722060 | 2 | 5315428 | 18.3522 | 15.7832 | 39.0835 | 18.308 | 20.7755 | 893.75 | 0.19446 | -30.95 | 2.2952 | -2.1008 | -30.2011 | -0.64672 | -42.06 | 1.4258 | -2.0725 | -44.5536 | -1.1649 | -75.06 | 2.5208 | -3.6857 | -79.495 | 0.19446 | -30.95 | 2.2952 | -2.1008 | -30.2011 | 0.21353 | -31.84 | 2.3853 | -2.1718 | -31.0028 | 0.16815 | 3.0859 | 2.6539 | 6.5718 | 150.2828 | 0.032698 | -0.10875 | -0.19588 | 0.032698 | 0.035904 | -5.2042 | -7.0723 | -12.6212 | -5.2042 | -5.3539 | -5.0783 | -7.4916 | -13.367 | -5.0783 | -5.2131 | 0.13757 | 2.5247 | 2.1713 | 5.3766 | 122.9511 | 0.026751 | -0.088968 | -0.16026 | 0.026751 | 0.029374 | -4.2577 | -5.7861 | -10.3258 | -4.2577 | -4.3802 | -4.1547 | -6.1291 | -10.9359 | -4.1547 | -4.265
27 | 0.28 | 0.37 | Southern | FL | Jacksonville.Intl.AP.722060 | 2 | 5315428 | 18.695 | 15.2223 | 38.6851 | 18.65 | 20.0351 | 876.44 | 0.59285 | -13.64 | 1.9533 | -1.3604 | -11.3398 | -0.24833 | -24.75 | 1.0838 | -1.3321 | -25.6923 | -0.76654 | -57.75 | 2.1788 | -2.9454 | -60.6337 | 0.59285 | -13.64 | 1.9533 | -1.3604 | -11.3398 | 0.61192 | -14.53 | 2.0434 | -1.4315 | -12.1415 | 0.16815 | 3.1435 | 2.5596 | 6.5048 | 147.3722 | 0.099687 | -0.041756 | -0.12889 | 0.099687 | 0.10289 | -2.2935 | -4.1617 | -9.7106 | -2.2935 | -2.4432 | -1.9068 | -4.3201 | -10.1955 | -1.9068 | -2.0416 | 0.13757 | 2.5718 | 2.0941 | 5.3218 | 120.5698 | 0.081557 | -0.034162 | -0.10545 | 0.081557 | 0.08418 | -1.8764 | -3.4048 | -7.9445 | -1.8764 | -1.9989 | -1.56 | -3.5344 | -8.3412 | -1.56 | -1.6703
28 | 0.28 | 0.32 | Southern | FL | Jacksonville.Intl.AP.722060 | 2 | 5315428 | 19.118 | 14.6393 | 38.3445 | 19.072 | 19.2725 | 859.55 | 0.93345 | 3.25 | 1.5313 | -0.59782 | 6.8605 | 0.092267 | -7.86 | 0.66181 | -0.56955 | -7.492 | -0.42595 | -40.86 | 1.7568 | -2.1828 | -42.4334 | 0.93345 | 3.25 | 1.5313 | -0.59782 | 6.8605 | 0.95251 | 2.36 | 1.6214 | -0.66888 | 6.0588 | 0.16815 | 3.2147 | 2.4616 | 6.4476 | 144.5321 | 0.15696 | 0.015515 | -0.071623 | 0.15696 | 0.16016 | 0.54648 | -1.3216 | -6.8706 | 0.54648 | 0.39683 | 1.1536 | -1.2598 | -7.1351 | 1.1536 | 1.0188 | 0.13757 | 2.63 | 2.0139 | 5.275 | 118.2462 | 0.12841 | 0.012693 | -0.058597 | 0.12841 | 0.13104 | 0.44709 | -1.0813 | -5.621 | 0.44709 | 0.32466 | 0.94378 | -1.0307 | -5.8375 | 0.94378 | 0.83349
29 | 0.28 | 0.27 | Southern | FL | Jacksonville.Intl.AP.722060 | 2 | 5315428 | 19.4506 | 14.2092 | 38.0966 | 19.4038 | 18.6928 | 846.86 | 1.1813 | 15.94 | 1.1995 | -0.018148 | 20.5016 | 0.34017 | 4.83 | 0.33004 | 0.010127 | 6.1492 | -0.17805 | -28.17 | 1.4251 | -1.6031 | -28.7922 | 1.1813 | 15.94 | 1.1995 | -0.018148 | 20.5016 | 1.2004 | 15.05 | 1.2896 | -0.089208 | 19.6999 | 0.16815 | 3.2706 | 2.3893 | 6.4059 | 142.3983 | 0.19864 | 0.057199 | -0.029938 | 0.19864 | 0.20185 | 2.6803 | 0.81216 | -4.7367 | 2.6803 | 2.5306 | 3.4473 | 1.034 | -4.8414 | 3.4473 | 3.3125 | 0.13757 | 2.6758 | 1.9547 | 5.2409 | 116.5005 | 0.16252 | 0.046796 | -0.024494 | 0.16252 | 0.16514 | 2.1928 | 0.66445 | -3.8753 | 2.1928 | 2.0704 | 2.8204 | 0.84593 | -3.9609 | 2.8204 | 2.7101
30 | 0.28 | 0.23 | Southern | FL | Jacksonville.Intl.AP.722060 | 2 | 5315428 | 19.7331 | 13.8865 | 37.9456 | 19.6856 | 18.2601 | 837.84 | 1.3323 | 24.96 | 0.91767 | 0.41464 | 30.0856 | 0.49113 | 13.85 | 0.04822 | 0.44291 | 15.7331 | -0.027085 | -19.15 | 1.1432 | -1.1703 | -19.2083 | 1.3323 | 24.96 | 0.91767 | 0.41464 | 30.0856 | 1.3514 | 24.07 | 1.0078 | 0.34358 | 29.2839 | 0.16815 | 3.3181 | 2.335 | 6.3805 | 140.8816 | 0.22403 | 0.082583 | -0.0045542 | 0.22403 | 0.22723 | 4.197 | 2.3289 | -3.22 | 4.197 | 4.0473 | 5.0589 | 2.6455 | -3.2298 | 5.0589 | 4.924 | 0.13757 | 2.7146 | 1.9103 | 5.2201 | 115.2597 | 0.18328 | 0.067564 | -0.003726 | 0.18328 | 0.18591 | 3.4337 | 1.9053 | -2.6344 | 3.4337 | 3.3113 | 4.1388 | 2.1644 | -2.6424 | 4.1388 | 4.0285
31 | 0.28 | 0.19 | Southern | FL | Jacksonville.Intl.AP.722060 | 2 | 5315428 | 20.2268 | 13.2952 | 37.6677 | 20.1781 | 17.4896 | 821.66 | 1.6103 | 41.14 | 0.42515 | 1.1851 | 47.3094 | 0.76908 | 30.03 | -0.4443 | 1.2134 | 32.9569 | 0.25087 | -2.97 | 0.65071 | -0.39985 | -1.9845 | 1.6103 | 41.14 | 0.42515 | 1.1851 | 47.3094 | 1.6293 | 40.25 | 0.51528 | 1.114 | 46.5077 | 0.16815 | 3.4011 | 2.2356 | 6.3338 | 138.161 | 0.27076 | 0.12932 | 0.042183 | 0.27076 | 0.27397 | 6.9176 | 5.0495 | -0.4994 | 6.9176 | 6.768 | 7.955 | 5.5417 | -0.33368 | 7.955 | 7.8202 | 0.13757 | 2.7826 | 1.829 | 5.1819 | 113.0338 | 0.22152 | 0.1058 | 0.034511 | 0.22152 | 0.22414 | 5.6595 | 4.1312 | -0.40858 | 5.6595 | 5.5371 | 6.5082 | 4.5338 | -0.273 | 6.5082 | 6.398
32 | 0.28 | 0.17 | Southern | FL | Jacksonville.Intl.AP.722060 | 2 | 5315428 | 20.4986 | 12.9948 | 37.5493 | 20.4492 | 17.1001 | 813.79 | 1.7287 | 49.01 | 0.15403 | 1.5746 | 55.6279 | 0.88749 | 37.9 | -0.71542 | 1.6029 | 41.2755 | 0.36927 | 4.9 | 0.37959 | -0.010323 | 6.3341 | 1.7287 | 49.01 | 0.15403 | 1.5746 | 55.6279 | 1.7477 | 48.12 | 0.24416 | 1.5036 | 54.8262 | 0.16815 | 3.4468 | 2.1851 | 6.3139 | 136.8377 | 0.29067 | 0.14923 | 0.062092 | 0.29067 | 0.29388 | 8.241 | 6.3728 | 0.82393 | 8.241 | 8.0913 | 9.3538 | 6.9404 | 1.0651 | 9.3538 | 9.2189 | 0.13757 | 2.8199 | 1.7877 | 5.1656 | 111.9512 | 0.23781 | 0.12209 | 0.0508 | 0.23781 | 0.24043 | 6.7422 | 5.2138 | 0.67408 | 6.7422 | 6.6198 | 7.6526 | 5.6782 | 0.87136 | 7.6526 | 7.5423
33 | 0.27 | 0.47 | Southern | FL | Jacksonville.Intl.AP.722060 | 2 | 5315428 | 17.8594 | 16.3952 | 39.3834 | 17.8164 | 21.567 | 910.49 | -0.10544 | -47.69 | 2.7869 | -2.8923 | -48.149 | -0.94661 | -58.8 | 1.9174 | -2.8641 | -62.5015 | -1.4648 | -91.8 | 3.0125 | -4.4773 | -97.4429 | -0.10544 | -47.69 | 2.7869 | -2.8923 | -48.149 | -0.086367 | -48.58 | 2.877 | -2.9634 | -48.9508 | 0.16815 | 3.003 | 2.7568 | 6.6223 | 153.0976 | -0.017729 | -0.15917 | -0.24631 | -0.017729 | -0.014522 | -8.019 | -9.8871 | -15.436 | -8.019 | -8.1687 | -8.0962 | -10.5095 | -16.3849 | -8.0962 | -8.231 | 0.13757 | 2.4569 | 2.2555 | 5.4179 | 125.2539 | -0.014505 | -0.13022 | -0.20151 | -0.014505 | -0.011881 | -6.5606 | -8.089 | -12.6287 | -6.5606 | -6.683 | -6.6237 | -8.5982 | -13.405 | -6.6237 | -6.734
34 | 0.27 | 0.42 | Southern | FL | Jacksonville.Intl.AP.722060 | 2 | 5315428 | 18.1827 | 15.783 | 38.9038 | 18.1389 | 20.7649 | 891.08 | 0.37419 | -28.28 | 2.4644 | -2.0902 | -26.8685 | -0.46699 | -39.39 | 1.5949 | -2.0619 | -41.2209 | -0.98521 | -72.39 | 2.6899 | -3.6751 | -76.1623 | 0.37419 | -28.28 | 2.4644 | -2.0902 | -26.8685 | 0.39326 | -29.17 | 2.5545 | -2.1612 | -27.6702 | 0.16815 | 3.0574 | 2.6539 | 6.5416 | 149.8339 | 0.06292 | -0.078524 | -0.16566 | 0.06292 | 0.066126 | -4.7552 | -6.6234 | -12.1723 | -4.7552 | -4.9049 | -4.5179 | -6.9312 | -12.8066 | -4.5179 | -4.6527 | 0.13757 | 2.5014 | 2.1712 | 5.3519 | 122.5838 | 0.051476 | -0.064243 | -0.13553 | 0.051476 | 0.0541 | -3.8904 | -5.4188 | -9.9585 | -3.8904 | -4.0128 | -3.6962 | -5.6707 | -10.4775 | -3.6962 | -3.8065
35 | 0.27 | 0.37 | Southern | FL | Jacksonville.Intl.AP.722060 | 2 | 5315428 | 18.4747 | 15.3321 | 38.5951 | 18.4301 | 20.165 | 877.26 | 0.68282 | -14.46 | 2.1731 | -1.4903 | -11.835 | -0.15836 | -25.57 | 1.3037 | -1.462 | -26.1875 | -0.67658 | -58.57 | 2.3987 | -3.0752 | -61.1289 | 0.68282 | -14.46 | 2.1731 | -1.4903 | -11.835 | 0.70189 | -15.35 | 2.2632 | -1.5613 | -12.6368 | 0.16815 | 3.1065 | 2.5781 | 6.4897 | 147.51 | 0.11481 | -0.026628 | -0.11377 | 0.11481 | 0.11802 | -2.4314 | -4.2996 | -9.8485 | -2.4314 | -2.5811 | -1.99 | -4.4034 | -10.2787 | -1.99 | -2.1249 | 0.13757 | 2.5415 | 2.1092 | 5.3094 | 120.6826 | 0.093934 | -0.021785 | -0.093075 | 0.093934 | 0.096557 | -1.9892 | -3.5176 | -8.0573 | -1.9892 | -2.1117 | -1.6281 | -3.6026 | -8.4094 | -1.6281 | -1.7384
36 | 0.27 | 0.32 | Southern | FL | Jacksonville.Intl.AP.722060 | 2 | 5315428 | 18.8475 | 14.7999 | 38.2646 | 18.8021 | 19.4625 | 861.48 | 1.0133 | 1.32 | 1.8012 | -0.78783 | 5.2254 | 0.17215 | -9.79 | 0.9317 | -0.75955 | -9.1271 | -0.34607 | -42.79 | 2.0267 | -2.3728 | -44.0685 | 1.0133 | 1.32 | 1.8012 | -0.78783 | 5.2254 | 1.0324 | 0.43 | 1.8913 | -0.85889 | 4.4236 | 0.16815 | 3.1692 | 2.4886 | 6.4341 | 144.8567 | 0.17039 | 0.028947 | -0.058191 | 0.17039 | 0.1736 | 0.22196 | -1.6462 | -7.1951 | 0.22196 | 0.072304 | 0.87864 | -1.5347 | -7.4101 | 0.87864 | 0.74383 | 0.13757 | 2.5928 | 2.036 | 5.264 | 118.5118 | 0.1394 | 0.023682 | -0.047608 | 0.1394 | 0.14202 | 0.18159 | -1.3468 | -5.8865 | 0.18159 | 0.059154 | 0.71884 | -1.2556 | -6.0624 | 0.71884 | 0.60855
37 | 0.27 | 0.27 | Southern | FL | Jacksonville.Intl.AP.722060 | 2 | 5315428 | 19.2106 | 14.2995 | 37.9667 | 19.1643 | 18.8024 | 846.81 | 1.3113 | 15.99 | 1.439 | -0.12772 | 21.0343 | 0.47008 | 4.88 | 0.56952 | -0.099444 | 6.6819 | -0.048139 | -28.12 | 1.6645 | -1.7127 | -28.2595 | 1.3113 | 15.99 | 1.439 | -0.12772 | 21.0343 | 1.3303 | 15.1 | 1.5291 | -0.19878 | 20.2326 | 0.16815 | 3.2302 | 2.4044 | 6.384 | 142.3899 | 0.22049 | 0.079043 | -0.0080945 | 0.22049 | 0.22369 | 2.6887 | 0.82057 | -4.7283 | 2.6887 | 2.539 | 3.5369 | 1.1235 | -4.7518 | 3.5369 | 3.4021 | 0.13757 | 2.6428 | 1.9671 | 5.223 | 116.4936 | 0.18039 | 0.064667 | -0.0066224 | 0.18039 | 0.18301 | 2.1997 | 0.67133 | -3.8684 | 2.1997 | 2.0773 | 2.8936 | 0.91921 | -3.8876 | 2.8936 | 2.7834
38 | 0.27 | 0.23 | Southern | FL | Jacksonville.Intl.AP.722060 | 2 | 5315428 | 19.5431 | 13.8965 | 37.7559 | 19.496 | 18.26 | 835.22 | 1.522 | 27.58 | 1.1073 | 0.41474 | 33.4267 | 0.68087 | 16.47 | 0.23785 | 0.44302 | 19.0743 | 0.16265 | -16.53 | 1.3329 | -1.1702 | -15.8671 | 1.522 | 27.58 | 1.1073 | 0.41474 | 33.4267 | 1.5411 | 26.69 | 1.1974 | 0.34368 | 32.625 | 0.16815 | 3.2861 | 2.3367 | 6.3486 | 140.4411 | 0.25593 | 0.11449 | 0.02735 | 0.25593 | 0.25914 | 4.6375 | 2.7694 | -2.7795 | 4.6375 | 4.4879 | 5.6207 | 3.2073 | -2.668 | 5.6207 | 5.4859 | 0.13757 | 2.6885 | 1.9117 | 5.194 | 114.8992 | 0.20938 | 0.093665 | 0.022376 | 0.20938 | 0.21201 | 3.7941 | 2.2657 | -2.274 | 3.7941 | 3.6717 | 4.5984 | 2.624 | -2.1828 | 4.5984 | 4.4881
39 | 0.27 | 0.19 | Southern | FL | Jacksonville.Intl.AP.722060 | 2 | 5315428 | 20.037 | 13.3149 | 37.4884 | 19.9887 | 17.4997 | 819.36 | 1.7896 | 43.44 | 0.61458 | 1.175 | 50.3041 | 0.94841 | 32.33 | -0.25487 | 1.2033 | 35.9516 | 0.4302 | -0.67 | 0.84014 | -0.40995 | 1.0102 | 1.7896 | 43.44 | 0.61458 | 1.175 | 50.3041 | 1.8087 | 42.55 | 0.70471 | 1.104 | 49.5024 | 0.16815 | 3.3692 | 2.2389 | 6.3036 | 137.7742 | 0.30092 | 0.15947 | 0.072337 | 0.30092 | 0.30412 | 7.3044 | 5.4362 | -0.11266 | 7.3044 | 7.1547 | 8.4586 | 6.0452 | 0.16987 | 8.4586 | 8.3238 | 0.13757 | 2.7564 | 1.8317 | 5.1572 | 112.7174 | 0.24619 | 0.13047 | 0.059181 | 0.24619 | 0.24881 | 5.9759 | 4.4476 | -0.09217 | 5.9759 | 5.8535 | 6.9202 | 4.9458 | 0.13897 | 6.9202 | 6.8099
40 | 0.27 | 0.17 | Southern | FL | Jacksonville.Intl.AP.722060 | 2 | 5315428 | 20.3084 | 13.014 | 37.3776 | 20.2595 | 17.1181 | 811.71 | 1.9004 | 51.09 | 0.34376 | 1.5566 | 58.3611 | 1.0592 | 39.98 | -0.52569 | 1.5849 | 44.0086 | 0.54096 | 6.98 | 0.56932 | -0.02836 | 9.0672 | 1.9004 | 51.09 | 0.34376 | 1.5566 | 58.3611 | 1.9194 | 50.2 | 0.43389 | 1.4855 | 57.5593 | 0.16815 | 3.4148 | 2.1883 | 6.285 | 136.4879 | 0.31954 | 0.1781 | 0.090962 | 0.31954 | 0.32275 | 8.5907 | 6.7226 | 1.1737 | 8.5907 | 8.4411 | 9.8133 | 7.4 | 1.5246 | 9.8133 | 9.6785 | 0.13757 | 2.7938 | 1.7903 | 5.1419 | 111.665 | 0.26143 | 0.14571 | 0.074419 | 0.26143 | 0.26405 | 7.0283 | 5.5 | 0.96022 | 7.0283 | 6.9059 | 8.0286 | 6.0542 | 1.2474 | 8.0286 | 7.9183
41 | 0.26 | 0.47 | Southern | FL | Jacksonville.Intl.AP.722060 | 2 | 5315428 | 17.7002 | 16.3752 | 39.2039 | 17.6576 | 21.5464 | 907.66 | 0.074026 | -44.86 | 2.9457 | -2.8717 | -44.6595 | -0.76715 | -55.97 | 2.0762 | -2.8434 | -59.012 | -1.2854 | -88.97 | 3.1712 | -4.4566 | -93.9534 | 0.074026 | -44.86 | 2.9457 | -2.8717 | -44.6595 | 0.093095 | -45.75 | 3.0358 | -2.9427 | -45.4613 | 0.16815 | 2.9763 | 2.7535 | 6.5921 | 152.6218 | 0.012447 | -0.129 | -0.21613 | 0.012447 | 0.015654 | -7.5431 | -9.4113 | -14.9602 | -7.5431 | -7.6928 | -7.5094 | -9.9228 | -15.7981 | -7.5094 | -7.6442 | 0.13757 | 2.435 | 2.2527 | 5.3932 | 124.8646 | 0.010184 | -0.10554 | -0.17683 | 0.010184 | 0.012807 | -6.1713 | -7.6997 | -12.2394 | -6.1713 | -6.2937 | -6.1437 | -8.1181 | -12.9249 | -6.1437 | -6.254
42 | 0.26 | 0.42 | Southern | FL | Jacksonville.Intl.AP.722060 | 2 | 5315428 | 18.022 | 15.7836 | 38.7338 | 17.9785 | 20.7552 | 888.57 | 0.54419 | -25.77 | 2.6247 | -2.0805 | -23.7222 | -0.29699 | -36.88 | 1.7553 | -2.0523 | -38.0746 | -0.81521 | -69.88 | 2.8503 | -3.6655 | -73.016 | 0.54419 | -25.77 | 2.6247 | -2.0805 | -23.7222 | 0.56325 | -26.66 | 2.7148 | -2.1516 | -24.5239 | 0.16815 | 3.0304 | 2.654 | 6.513 | 149.4118 | 0.091504 | -0.049939 | -0.13708 | 0.091504 | 0.09471 | -4.3332 | -6.2013 | -11.7502 | -4.3332 | -4.4828 | -3.9888 | -6.4022 | -12.2775 | -3.9888 | -4.1237 | 0.13757 | 2.4792 | 2.1713 | 5.3285 | 122.2385 | 0.074862 | -0.040857 | -0.11215 | 0.074862 | 0.077486 | -3.5451 | -5.0735 | -9.6132 | -3.5451 | -3.6676 | -3.2634 | -5.2378 | -10.0446 | -3.2634 | -3.3737
43 | 0.26 | 0.37 | Southern | FL | Jacksonville.Intl.AP.722060 | 2 | 5315428 | 18.2536 | 15.4524 | 38.5235 | 18.2096 | 20.3139 | 878.64 | 0.75446 | -15.84 | 2.3937 | -1.6392 | -12.9579 | -0.086722 | -26.95 | 1.5242 | -1.6109 | -27.3104 | -0.60494 | -59.95 | 2.6192 | -3.2242 | -62.2518 | 0.75446 | -15.84 | 2.3937 | -1.6392 | -12.9579 | 0.77353 | -16.73 | 2.4838 | -1.7103 | -13.7596 | 0.16815 | 3.0693 | 2.5983 | 6.4777 | 147.7421 | 0.12686 | -0.014582 | -0.10172 | 0.12686 | 0.13007 | -2.6635 | -4.5316 | -10.0805 | -2.6635 | -2.8131 | -2.1788 | -4.5922 | -10.4675 | -2.1788 | -2.3137 | 0.13757 | 2.5111 | 2.1257 | 5.2996 | 120.8724 | 0.10379 | -0.01193 | -0.08322 | 0.10379 | 0.10641 | -2.1791 | -3.7074 | -8.2472 | -2.1791 | -2.3015 | -1.7826 | -3.757 | -8.5638 | -1.7826 | -1.8929
44 | 0.26 | 0.32 | Southern | FL | Jacksonville.Intl.AP.722060 | 2 | 5315428 | 18.5663 | 15.0003 | 38.2334 | 18.5215 | 19.7119 | 865.01 | 1.0445 | -2.21 | 2.0817 | -1.0372 | 1.7821 | 0.20333 | -13.32 | 1.2123 | -1.009 | -12.5704 | -0.31489 | -46.32 | 2.3073 | -2.6222 | -47.5118 | 1.0445 | -2.21 | 2.0817 | -1.0372 | 1.7821 | 1.0636 | -3.1 | 2.1719 | -1.1083 | 0.98035 | 0.16815 | 3.1219 | 2.5223 | 6.4289 | 145.4502 | 0.17563 | 0.034189 | -0.052948 | 0.17563 | 0.17884 | -0.37161 | -2.2397 | -7.7886 | -0.37161 | -0.52126 | 0.29965 | -2.1137 | -7.989 | 0.29965 | 0.16484 | 0.13757 | 2.5541 | 2.0636 | 5.2597 | 118.9974 | 0.14369 | 0.027971 | -0.043319 | 0.14369 | 0.14631 | -0.30402 | -1.8324 | -6.3721 | -0.30402 | -0.42646 | 0.24516 | -1.7293 | -6.5361 | 0.24516 | 0.13486
45 | 0.26 | 0.27 | Southern | FL | Jacksonville.Intl.AP.722060 | 2 | 5315428 | 18.9797 | 14.3993 | 37.8556 | 18.9339 | 18.9216 | 847.17 | 1.4224 | 15.63 | 1.6693 | -0.24693 | 21.0823 | 0.58121 | 4.52 | 0.79986 | -0.21865 | 6.7298 | 0.062993 | -28.48 | 1.8949 | -1.8319 | -28.2116 | 1.4224 | 15.63 | 1.6693 | -0.24693 | 21.0823 | 1.4415 | 14.74 | 1.7594 | -0.31799 | 20.2806 | 0.16815 | 3.1914 | 2.4212 | 6.3654 | 142.4505 | 0.23917 | 0.09773 | 0.010592 | 0.23917 | 0.24238 | 2.6282 | 0.76003 | -4.7889 | 2.6282 | 2.4785 | 3.545 | 1.1316 | -4.7437 | 3.545 | 3.4101 | 0.13757 | 2.611 | 1.9809 | 5.2077 | 116.5432 | 0.19567 | 0.079956 | 0.0086659 | 0.19567 | 0.1983 | 2.1502 | 0.62181 | -3.9179 | 2.1502 | 2.0277 | 2.9002 | 0.92581 | -3.881 | 2.9002 | 2.7899
46 | 0.26 | 0.23 | Southern | FL | Jacksonville.Intl.AP.722060 | 2 | 5315428 | 19.3624 | 13.9066 | 37.5852 | 19.3158 | 18.2694 | 833.02 | 1.6928 | 29.78 | 1.2875 | 0.40531 | 36.2811 | 0.85162 | 18.67 | 0.41804 | 0.43358 | 21.9286 | 0.33341 | -14.33 | 1.5131 | -1.1796 | -13.0128 | 1.6928 | 29.78 | 1.2875 | 0.40531 | 36.2811 | 1.7119 | 28.89 | 1.3776 | 0.33425 | 35.4793 | 0.16815 | 3.2558 | 2.3384 | 6.3199 | 140.0711 | 0.28464 | 0.1432 | 0.056062 | 0.28464 | 0.28785 | 5.0075 | 3.1393 | -2.4096 | 5.0075 | 4.8578 | 6.1006 | 3.6873 | -2.1881 | 6.1006 | 5.9658 | 0.13757 | 2.6636 | 1.9131 | 5.1705 | 114.5966 | 0.23287 | 0.11716 | 0.045866 | 0.23287 | 0.2355 | 4.0968 | 2.5684 | -1.9713 | 4.0968 | 3.9743 | 4.9911 | 3.0167 | -1.7901 | 4.9911 | 4.8808
47 | 0.26 | 0.19 | Southern | FL | Jacksonville.Intl.AP.722060 | 2 | 5315428 | 19.8554 | 13.3248 | 37.3165 | 19.8075 | 17.5089 | 817.15 | 1.9615 | 45.65 | 0.79571 | 1.1658 | 53.1815 | 1.1203 | 34.54 | -0.073748 | 1.194 | 38.8291 | 0.60208 | 1.54 | 1.0213 | -0.41918 | 3.8877 | 1.9615 | 45.65 | 0.79571 | 1.1658 | 53.1815 | 1.9805 | 44.76 | 0.88583 | 1.0947 | 52.3798 | 0.16815 | 3.3387 | 2.2405 | 6.2747 | 137.4026 | 0.32982 | 0.18838 | 0.10124 | 0.32982 | 0.33303 | 7.676 | 5.8079 | 0.25895 | 7.676 | 7.5263 | 8.9424 | 6.5291 | 0.6537 | 8.9424 | 8.8076 | 0.13757 | 2.7315 | 1.8331 | 5.1335 | 112.4134 | 0.26984 | 0.15412 | 0.082827 | 0.26984 | 0.27246 | 6.28 | 4.7516 | 0.21185 | 6.28 | 6.1575 | 7.3161 | 5.3416 | 0.53482 | 7.3161 | 7.2058
48 | 0.26 | 0.17 | Southern | FL | Jacksonville.Intl.AP.722060 | 2 | 5315428 | 20.1178 | 13.0245 | 37.1883 | 20.0693 | 17.1189 | 809.13 | 2.0897 | 53.67 | 0.53392 | 1.5558 | 61.68 | 1.2485 | 42.56 | -0.33553 | 1.584 | 47.3275 | 0.73029 | 9.56 | 0.75948 | -0.029193 | 12.3861 | 2.0897 | 53.67 | 0.53392 | 1.5558 | 61.68 | 2.1088 | 52.78 | 0.62405 | 1.4847 | 60.8783 | 0.16815 | 3.3828 | 2.1901 | 6.2532 | 136.0541 | 0.35138 | 0.20993 | 0.1228 | 0.35138 | 0.35458 | 9.0245 | 7.1564 | 1.6075 | 9.0245 | 8.8749 | 10.3714 | 7.9581 | 2.0827 | 10.3714 | 10.2366 | 0.13757 | 2.7676 | 1.7918 | 5.1159 | 111.3101 | 0.28747 | 0.17175 | 0.10046 | 0.28747 | 0.2901 | 7.3833 | 5.8549 | 1.3151 | 7.3833 | 7.2608 | 8.4852 | 6.5107 | 1.7039 | 8.4852 | 8.3749
49 | 0.25 | 0.47 | Southern | FL | Jacksonville.Intl.AP.722060 | 2 | 5315428 | 17.5496 | 16.3645 | 39.0325 | 17.5073 | 21.5253 | 904.94 | 0.24542 | -42.14 | 3.096 | -2.8506 | -41.3052 | -0.59576 | -53.25 | 2.2265 | -2.8223 | -55.6577 | -1.114 | -86.25 | 3.3215 | -4.4355 | -90.5991 | 0.24542 | -42.14 | 3.096 | -2.8506 | -41.3052 | 0.26448 | -43.03 | 3.1861 | -2.9216 | -42.1069 | 0.16815 | 2.9509 | 2.7517 | 6.5633 | 152.1644 | 0.041266 | -0.10018 | -0.18731 | 0.041266 | 0.044473 | -7.0858 | -8.9539 | -14.5028 | -7.0858 | -7.2354 | -6.9454 | -9.3588 | -15.2341 | -6.9454 | -7.0802 | 0.13757 | 2.4143 | 2.2512 | 5.3696 | 124.4904 | 0.033761 | -0.081958 | -0.15325 | 0.033761 | 0.036385 | -5.7971 | -7.3255 | -11.8652 | -5.7971 | -5.9195 | -5.6823 | -7.6567 | -12.4635 | -5.6823 | -5.7926
50 | 0.25 | 0.42 | Southern | FL | Jacksonville.Intl.AP.722060 | 2 | 5315428 | 17.8521 | 15.7836 | 38.5539 | 17.809 | 20.7449 | 885.91 | 0.72405 | -23.11 | 2.7942 | -2.0702 | -20.3904 | -0.11713 | -34.22 | 1.9248 | -2.0419 | -34.7428 | -0.63534 | -67.22 | 3.0198 | -3.6551 | -69.6842 | 0.72405 | -23.11 | 2.7942 | -2.0702 | -20.3904 | 0.74312 | -24 | 2.8843 | -2.1412 | -21.1921 | 0.16815 | 3.0018 | 2.654 | 6.4828 | 148.9645 | 0.12175 | -0.019695 | -0.10683 | 0.12175 | 0.12495 | -3.8859 | -5.754 | -11.3029 | -3.8859 | -4.0356 | -3.4286 | -5.842 | -11.7173 | -3.4286 | -3.5634 | 0.13757 | 2.4559 | 2.1713 | 5.3038 | 121.8725 | 0.099606 | -0.016113 | -0.087403 | 0.099606 | 0.10223 | -3.1792 | -4.7076 | -9.2473 | -3.1792 | -3.3016 | -2.8051 | -4.7795 | -9.5863 | -2.8051 | -2.9153
51 | 0.25 | 0.37 | Southern | FL | Jacksonville.Intl.AP.722060 | 2 | 5315428 | 18.0234 | 15.5722 | 38.4338 | 17.98 | 20.4538 | 879.61 | 0.8442 | -16.81 | 2.6233 | -1.7791 | -13.6172 | 0.0030164 | -27.92 | 1.7538 | -1.7508 | -27.9696 | -0.5152 | -60.92 | 2.8488 | -3.364 | -62.911 | 0.8442 | -16.81 | 2.6233 | -1.7791 | -13.6172 | 0.86326 | -17.7 | 2.7134 | -1.8502 | -14.4189 | 0.16815 | 3.0306 | 2.6184 | 6.4626 | 147.9052 | 0.14195 | 0.00050721 | -0.08663 | 0.14195 | 0.14516 | -2.8266 | -4.6947 | -10.2436 | -2.8266 | -2.9762 | -2.2897 | -4.7031 | -10.5784 | -2.2897 | -2.4245 | 0.13757 | 2.4794 | 2.1422 | 5.2872 | 121.0059 | 0.11613 | 0.00041496 | -0.070875 | 0.11613 | 0.11876 | -2.3125 | -3.8409 | -8.3806 | -2.3125 | -2.4349 | -1.8733 | -3.8477 | -8.6545 | -1.8733 | -1.9836
52 | 0.25 | 0.32 | Southern | FL | Jacksonville.Intl.AP.722060 | 2 | 5315428 | 18.2852 | 15.2106 | 38.2127 | 18.2411 | 19.9716 | 868.87 | 1.0652 | -6.07 | 2.3621 | -1.2969 | -2.0092 | 0.22405 | -17.18 | 1.4927 | -1.2686 | -16.3616 | -0.29416 | -50.18 | 2.5877 | -2.8819 | -51.303 | 1.0652 | -6.07 | 2.3621 | -1.2969 | -2.0092 | 1.0843 | -6.96 | 2.4523 | -1.368 | -2.8109 | 0.16815 | 3.0746 | 2.5576 | 6.4254 | 146.0993 | 0.17912 | 0.037675 | -0.049463 | 0.17912 | 0.18232 | -1.0207 | -2.8888 | -8.4377 | -1.0207 | -1.1703 | -0.33784 | -2.7512 | -8.6265 | -0.33784 | -0.47265 | 0.13757 | 2.5155 | 2.0925 | 5.2568 | 119.5284 | 0.14654 | 0.030823 | -0.040467 | 0.14654 | 0.14916 | -0.83504 | -2.3634 | -6.9031 | -0.83504 | -0.95747 | -0.27639 | -2.2508 | -7.0576 | -0.27639 | -0.38669
53 | 0.25 | 0.27 | Southern | FL | Jacksonville.Intl.AP.722060 | 2 | 5315428 | 18.7491 | 14.4899 | 37.7263 | 18.7039 | 19.0224 | 847 | 1.5516 | 15.8 | 1.8993 | -0.34769 | 21.7444 | 0.71046 | 4.69 | 1.0299 | -0.31941 | 7.392 | 0.19224 | -28.31 | 2.1249 | -1.9326 | -27.5494 | 1.5516 | 15.8 | 1.8993 | -0.34769 | 21.7444 | 1.5707 | 14.91 | 1.9895 | -0.41875 | 20.9427 | 0.16815 | 3.1526 | 2.4365 | 6.3436 | 142.4219 | 0.26091 | 0.11946 | 0.032325 | 0.26091 | 0.26411 | 2.6567 | 0.78862 | -4.7603 | 2.6567 | 2.5071 | 3.6563 | 1.2429 | -4.6324 | 3.6563 | 3.5215 | 0.13757 | 2.5793 | 1.9933 | 5.1899 | 116.5198 | 0.21346 | 0.097736 | 0.026446 | 0.21346 | 0.21608 | 2.1736 | 0.64519 | -3.8945 | 2.1736 | 2.0511 | 2.9913 | 1.0169 | -3.7899 | 2.9913 | 2.881
54 | 0.25 | 0.23 | Southern | FL | Jacksonville.Intl.AP.722060 | 2 | 5315428 | 19.1724 | 13.9172 | 37.4055 | 19.1261 | 18.2794 | 830.69 | 1.8724 | 32.11 | 1.4771 | 0.39531 | 39.2826 | 1.0313 | 21 | 0.60767 | 0.42359 | 24.9302 | 0.51304 | -12 | 1.7027 | -1.1896 | -10.0112 | 1.8724 | 32.11 | 1.4771 | 0.39531 | 39.2826 | 1.8915 | 31.22 | 1.5673 | 0.32425 | 38.4809 | 0.16815 | 3.2238 | 2.3402 | 6.2897 | 139.6794 | 0.31485 | 0.1734 | 0.086267 | 0.31485 | 0.31805 | 5.3993 | 3.5311 | -2.0178 | 5.3993 | 5.2496 | 6.6053 | 4.192 | -1.6834 | 6.6053 | 6.4705 | 0.13757 | 2.6375 | 1.9146 | 5.1458 | 114.276 | 0.25759 | 0.14187 | 0.070578 | 0.25759 | 0.26021 | 4.4173 | 2.8889 | -1.6508 | 4.4173 | 4.2949 | 5.404 | 3.4296 | -1.3772 | 5.404 | 5.2937
55 | 0.25 | 0.19 | Southern | FL | Jacksonville.Intl.AP.722060 | 2 | 5315428 | 19.6653 | 13.3353 | 37.1369 | 19.6179 | 17.519 | 814.84 | 2.141 | 47.96 | 0.98534 | 1.1557 | 56.1808 | 1.2999 | 36.85 | 0.11588 | 1.184 | 41.8283 | 0.78165 | 3.85 | 1.2109 | -0.42925 | 6.8869 | 2.141 | 47.96 | 0.98534 | 1.1557 | 56.1808 | 2.1601 | 47.07 | 1.0755 | 1.0846 | 55.379 | 0.16815 | 3.3067 | 2.2423 | 6.2445 | 137.0142 | 0.36001 | 0.21857 | 0.13143 | 0.36001 | 0.36322 | 8.0644 | 6.1963 | 0.64737 | 8.0644 | 7.9148 | 9.4467 | 7.0334 | 1.158 | 9.4467 | 9.3119 | 0.13757 | 2.7053 | 1.8345 | 5.1088 | 112.0956 | 0.29454 | 0.17882 | 0.10753 | 0.29454 | 0.29716 | 6.5977 | 5.0694 | 0.52964 | 6.5977 | 6.4753 | 7.7287 | 5.7542 | 0.94741 | 7.7287 | 7.6184
56 | 0.25 | 0.17 | Southern | FL | Jacksonville.Intl.AP.722060 | 2 | 5315428 | 19.9277 | 13.0345 | 37.0079 | 19.8796 | 17.1283 | 806.8 | 2.2701 | 56 | 0.72365 | 1.5464 | 64.7046 | 1.4289 | 44.89 | -0.1458 | 1.5747 | 50.3522 | 0.91066 | 11.89 | 0.94921 | -0.038557 | 15.4108 | 2.2701 | 56 | 0.72365 | 1.5464 | 64.7046 | 2.2891 | 55.11 | 0.81378 | 1.4753 | 63.9029 | 0.16815 | 3.3508 | 2.1917 | 6.2228 | 135.6623 | 0.38171 | 0.24026 | 0.15313 | 0.38171 | 0.38491 | 9.4163 | 7.5482 | 1.9993 | 9.4163 | 9.2667 | 10.88 | 8.4666 | 2.5913 | 10.88 | 10.7452 | 0.13757 | 2.7414 | 1.7931 | 5.0911 | 110.9896 | 0.31229 | 0.19657 | 0.12528 | 0.31229 | 0.31491 | 7.7038 | 6.1754 | 1.6357 | 7.7038 | 7.5814 | 8.9013 | 6.9268 | 2.12 | 8.9013 | 8.791
57 | 0.24 | 0.47 | Southern | FL | Jacksonville.Intl.AP.722060 | 2 | 5315428 | 17.3787 | 16.3757 | 38.8638 | 17.3368 | 21.527 | 902.62 | 0.41419 | -39.82 | 3.2665 | -2.8523 | -38.3627 | -0.42699 | -50.93 | 2.397 | -2.824 | -52.7152 | -0.94521 | -83.93 | 3.4921 | -4.4373 | -87.6566 | 0.41419 | -39.82 | 3.2665 | -2.8523 | -38.3627 | 0.43326 | -40.71 | 3.3566 | -2.9234 | -39.1644 | 0.16815 | 2.9222 | 2.7536 | 6.5349 | 151.7743 | 0.069645 | -0.071798 | -0.15894 | 0.069645 | 0.072852 | -6.6957 | -8.5638 | -14.1127 | -6.6957 | -6.8453 | -6.4506 | -8.864 | -14.7393 | -6.4506 | -6.5854 | 0.13757 | 2.3907 | 2.2528 | 5.3464 | 124.1713 | 0.056979 | -0.05874 | -0.13003 | 0.056979 | 0.059602 | -5.4779 | -7.0063 | -11.5461 | -5.4779 | -5.6004 | -5.2775 | -7.2519 | -12.0587 | -5.2775 | -5.3878
58 | 0.24 | 0.42 | Southern | FL | Jacksonville.Intl.AP.722060 | 2 | 5315428 | 17.6812 | 15.8034 | 38.4027 | 17.6385 | 20.7642 | 884.12 | 0.87521 | -21.32 | 2.9647 | -2.0895 | -18.0399 | 0.034031 | -32.43 | 2.0953 | -2.0612 | -32.3923 | -0.48419 | -65.43 | 3.1903 | -3.6745 | -67.3337 | 0.87521 | -21.32 | 2.9647 | -2.0895 | -18.0399 | 0.89428 | -22.21 | 3.0549 | -2.1606 | -18.8416 | 0.16815 | 2.9731 | 2.6573 | 6.4574 | 148.6635 | 0.14717 | 0.0057223 | -0.081415 | 0.14717 | 0.15037 | -3.5849 | -5.4531 | -11.002 | -3.5849 | -3.7346 | -3.0334 | -5.4467 | -11.3221 | -3.0334 | -3.1682 | 0.13757 | 2.4324 | 2.174 | 5.283 | 121.6263 | 0.1204 | 0.0046816 | -0.066608 | 0.1204 | 0.12302 | -2.9329 | -4.4613 | -9.001 | -2.9329 | -3.0554 | -2.4817 | -4.4561 | -9.2629 | -2.4817 | -2.592
59 | 0.24 | 0.37 | Southern | FL | Jacksonville.Intl.AP.722060 | 2 | 5315428 | 17.8525 | 15.583 | 38.2731 | 17.8094 | 20.4636 | 877.54 | 1.0049 | -14.74 | 2.7938 | -1.7889 | -10.9459 | 0.16372 | -25.85 | 1.9244 | -1.7606 | -25.2983 | -0.3545 | -58.85 | 3.0194 | -3.3739 | -60.2397 | 1.0049 | -14.74 | 2.7938 | -1.7889 | -10.9459 | 1.024 | -15.63 | 2.8839 | -1.86 | -11.7476 | 0.16815 | 3.0019 | 2.6203 | 6.4356 | 147.5571 | 0.16897 | 0.027529 | -0.059608 | 0.16897 | 0.17218 | -2.4785 | -4.3466 | -9.8955 | -2.4785 | -2.6282 | -1.8405 | -4.2539 | -10.1292 | -1.8405 | -1.9753 | 0.13757 | 2.4559 | 2.1437 | 5.2651 | 120.7211 | 0.13824 | 0.022523 | -0.048767 | 0.13824 | 0.14086 | -2.0277 | -3.5561 | -8.0959 | -2.0277 | -2.1502 | -1.5058 | -3.4802 | -8.287 | -1.5058 | -1.6161
60 | 0.24 | 0.32 | Southern | FL | Jacksonville.Intl.AP.722060 | 2 | 5315428 | 18.1045 | 15.2304 | 38.0424 | 18.0608 | 19.9816 | 866.66 | 1.2355 | -3.86 | 2.5424 | -1.3069 | 0.82809 | 0.39435 | -14.97 | 1.673 | -1.2786 | -13.5244 | -0.12387 | -47.97 | 2.768 | -2.8919 | -48.4658 | 1.2355 | -3.86 | 2.5424 | -1.3069 | 0.82809 | 1.2546 | -4.75 | 2.6326 | -1.378 | 0.026355 | 0.16815 | 3.0442 | 2.561 | 6.3968 | 145.7277 | 0.20775 | 0.066309 | -0.020828 | 0.20775 | 0.21096 | -0.64905 | -2.5172 | -8.0661 | -0.64905 | -0.79871 | 0.13924 | -2.2741 | -8.1495 | 0.13924 | 0.0044316 | 0.13757 | 2.4906 | 2.0952 | 5.2334 | 119.2244 | 0.16997 | 0.05425 | -0.01704 | 0.16997 | 0.17259 | -0.53101 | -2.0594 | -6.5991 | -0.53101 | -0.65345 | 0.11392 | -1.8605 | -6.6673 | 0.11392 | 0.0036257
61 | 0.24 | 0.27 | Southern | FL | Jacksonville.Intl.AP.722060 | 2 | 5315428 | 18.5684 | 14.509 | 37.5641 | 18.5236 | 19.0405 | 845.05 | 1.7139 | 17.75 | 2.0796 | -0.36575 | 24.3105 | 0.87268 | 6.64 | 1.2102 | -0.33748 | 9.958 | 0.35447 | -26.36 | 2.3052 | -1.9507 | -24.9834 | 1.7139 | 17.75 | 2.0796 | -0.36575 | 24.3105 | 1.7329 | 16.86 | 2.1697 | -0.43681 | 23.5087 | 0.16815 | 3.1223 | 2.4397 | 6.3163 | 142.094 | 0.28818 | 0.14674 | 0.059603 | 0.28818 | 0.29139 | 2.9846 | 1.1165 | -4.4324 | 2.9846 | 2.835 | 4.0878 | 1.6744 | -4.2009 | 4.0878 | 3.953 | 0.13757 | 2.5544 | 1.996 | 5.1676 | 116.2515 | 0.23577 | 0.12005 | 0.048763 | 0.23577 | 0.2384 | 2.4418 | 0.91345 | -3.6263 | 2.4418 | 2.3194 | 3.3443 | 1.3699 | -3.4369 | 3.3443 | 3.234
62 | 0.24 | 0.23 | Southern | FL | Jacksonville.Intl.AP.722060 | 2 | 5315428 | 18.9916 | 13.927 | 37.2247 | 18.9458 | 18.2789 | 828.2 | 2.0532 | 34.6 | 1.6574 | 0.39582 | 42.4729 | 1.2121 | 23.49 | 0.78796 | 0.42409 | 28.1204 | 0.69384 | -9.51 | 1.883 | -1.1891 | -6.821 | 2.0532 | 34.6 | 1.6574 | 0.39582 | 42.4729 | 2.0723 | 33.71 | 1.7475 | 0.32476 | 41.6712 | 0.16815 | 3.1934 | 2.3418 | 6.2593 | 139.2607 | 0.34525 | 0.20381 | 0.11667 | 0.34525 | 0.34846 | 5.8179 | 3.9498 | -1.5991 | 5.8179 | 5.6683 | 7.1418 | 4.7284 | -1.1469 | 7.1418 | 7.007 | 0.13757 | 2.6126 | 1.9159 | 5.1209 | 113.9335 | 0.28246 | 0.16674 | 0.09545 | 0.28246 | 0.28508 | 4.7598 | 3.2315 | -1.3083 | 4.7598 | 4.6374 | 5.8429 | 3.8685 | -0.93834 | 5.8429 | 5.7326
63 | 0.24 | 0.19 | Southern | FL | Jacksonville.Intl.AP.722060 | 2 | 5315428 | 19.4753 | 13.3451 | 36.9469 | 19.4283 | 17.5186 | 812.21 | 2.3311 | 50.59 | 1.175 | 1.1561 | 59.532 | 1.4899 | 39.48 | 0.30551 | 1.1844 | 45.1795 | 0.97168 | 6.48 | 1.4005 | -0.42884 | 10.2381 | 2.3311 | 50.59 | 1.175 | 1.1561 | 59.532 | 2.3501 | 49.7 | 1.2651 | 1.0851 | 58.7302 | 0.16815 | 3.2747 | 2.244 | 6.2126 | 136.572 | 0.39197 | 0.25052 | 0.16339 | 0.39197 | 0.39517 | 8.5066 | 6.6385 | 1.0896 | 8.5066 | 8.357 | 10.0102 | 7.5969 | 1.7215 | 10.0102 | 9.8754 | 0.13757 | 2.6792 | 1.8359 | 5.0827 | 111.7338 | 0.32068 | 0.20496 | 0.13367 | 0.32068 | 0.3233 | 6.9595 | 5.4312 | 0.89144 | 6.9595 | 6.8371 | 8.1897 | 6.2152 | 1.4084 | 8.1897 | 8.0794
64 | 0.24 | 0.17 | Southern | FL | Jacksonville.Intl.AP.722060 | 2 | 5315428 | 19.7376 | 13.0443 | 36.8276 | 19.69 | 17.1376 | 804.47 | 2.4503 | 58.33 | 0.91328 | 1.5371 | 67.7285 | 1.6092 | 47.22 | 0.043828 | 1.5653 | 53.376 | 1.091 | 14.22 | 1.1388 | -0.047892 | 18.4346 | 2.4503 | 58.33 | 0.91328 | 1.5371 | 67.7285 | 2.4694 | 57.44 | 1.0034 | 1.466 | 66.9267 | 0.16815 | 3.3188 | 2.1934 | 6.1925 | 135.2705 | 0.41202 | 0.27058 | 0.18344 | 0.41202 | 0.41523 | 9.8081 | 7.94 | 2.3911 | 9.8081 | 9.6585 | 11.3884 | 8.9751 | 3.0997 | 11.3884 | 11.2536 | 0.13757 | 2.7153 | 1.7945 | 5.0663 | 110.669 | 0.33709 | 0.22137 | 0.15008 | 0.33709 | 0.33971 | 8.0243 | 6.4959 | 1.9562 | 8.0243 | 7.9019 | 9.3172 | 7.3428 | 2.536 | 9.3172 | 9.207
65 | 0.22 | 0.47 | Southern | FL | Jacksonville.Intl.AP.722060 | 2 | 5315428 | 17.0187 | 16.4155 | 38.5427 | 16.9776 | 21.5651 | 898.74 | 0.73524 | -35.94 | 3.6256 | -2.8904 | -33.3214 | -0.10594 | -47.05 | 2.7562 | -2.8621 | -47.6739 | -0.62415 | -80.05 | 3.8512 | -4.4753 | -82.6153 | 0.73524 | -35.94 | 3.6256 | -2.8904 | -33.3214 | 0.75431 | -36.83 | 3.7157 | -2.9614 | -34.1231 | 0.16815 | 2.8617 | 2.7602 | 6.4809 | 151.1219 | 0.12363 | -0.017813 | -0.10495 | 0.12363 | 0.12684 | -6.0433 | -7.9114 | -13.4603 | -6.0433 | -6.1929 | -5.6029 | -8.0163 | -13.8916 | -5.6029 | -5.7378 | 0.13757 | 2.3412 | 2.2582 | 5.3022 | 123.6375 | 0.10115 | -0.014574 | -0.085863 | 0.10115 | 0.10377 | -4.9442 | -6.4726 | -11.0123 | -4.9442 | -5.0666 | -4.5839 | -6.5584 | -11.3652 | -4.5839 | -4.6942
66 | 0.22 | 0.42 | Southern | FL | Jacksonville.Intl.AP.722060 | 2 | 5315428 | 17.3205 | 15.834 | 38.0723 | 17.2787 | 20.7936 | 879.98 | 1.2056 | -17.18 | 3.3246 | -2.1189 | -12.6949 | 0.36447 | -28.29 | 2.4551 | -2.0907 | -27.0474 | -0.15375 | -61.29 | 3.5501 | -3.7039 | -61.9888 | 1.2056 | -17.18 | 3.3246 | -2.1189 | -12.6949 | 1.2247 | -18.07 | 3.4147 | -2.19 | -13.4966 | 0.16815 | 2.9124 | 2.6625 | 6.4018 | 147.9674 | 0.20273 | 0.061285 | -0.025853 | 0.20273 | 0.20593 | -2.8888 | -4.7569 | -10.3058 | -2.8888 | -3.0384 | -2.1346 | -4.548 | -10.4233 | -2.1346 | -2.2694 | 0.13757 | 2.3827 | 2.1782 | 5.2375 | 121.0568 | 0.16586 | 0.050139 | -0.021151 | 0.16586 | 0.16848 | -2.3634 | -3.8918 | -8.4315 | -2.3634 | -2.4858 | -1.7464 | -3.7208 | -8.5276 | -1.7464 | -1.8567
67 | 0.22 | 0.37 | Southern | FL | Jacksonville.Intl.AP.722060 | 2 | 5315428 | 17.4917 | 15.6226 | 37.9516 | 17.4495 | 20.5021 | 873.67 | 1.3263 | -10.87 | 3.1538 | -1.8274 | -5.9054 | 0.48514 | -21.98 | 2.2843 | -1.7992 | -20.2579 | -0.033073 | -54.98 | 3.3793 | -3.4124 | -55.1993 | 1.3263 | -10.87 | 3.1538 | -1.8274 | -5.9054 | 1.3454 | -11.76 | 3.2439 | -1.8985 | -6.7071 | 0.16815 | 2.9412 | 2.6269 | 6.3815 | 146.9064 | 0.22302 | 0.081576 | -0.0055612 | 0.22302 | 0.22623 | -1.8278 | -3.6959 | -9.2448 | -1.8278 | -1.9774 | -0.99298 | -3.4063 | -9.2817 | -0.99298 | -1.1278 | 0.13757 | 2.4063 | 2.1492 | 5.2209 | 120.1887 | 0.18246 | 0.06674 | -0.0045498 | 0.18246 | 0.18508 | -1.4954 | -3.0237 | -7.5635 | -1.4954 | -1.6178 | -0.81239 | -2.7868 | -7.5936 | -0.81239 | -0.92268
68 | 0.22 | 0.32 | Southern | FL | Jacksonville.Intl.AP.722060 | 2 | 5315428 | 17.7343 | 15.2607 | 37.702 | 17.6915 | 20.0104 | 862.38 | 1.576 | 0.42 | 2.9117 | -1.3357 | 6.3589 | 0.73481 | -10.69 | 2.0423 | -1.3075 | -7.9936 | 0.21659 | -43.69 | 3.1373 | -2.9207 | -42.9349 | 1.576 | 0.42 | 2.9117 | -1.3357 | 6.3589 | 1.5951 | -0.47 | 3.0018 | -1.4068 | 5.5572 | 0.16815 | 2.982 | 2.5661 | 6.3395 | 145.008 | 0.265 | 0.12356 | 0.03642 | 0.265 | 0.26821 | 0.070622 | -1.7975 | -7.3464 | 0.070622 | -0.07903 | 1.0692 | -1.3441 | -7.2195 | 1.0692 | 0.93443 | 0.13757 | 2.4397 | 2.0994 | 5.1866 | 118.6356 | 0.21681 | 0.10109 | 0.029796 | 0.21681 | 0.21943 | 0.057778 | -1.4706 | -6.0103 | 0.057778 | -0.064657 | 0.87478 | -1.0997 | -5.9065 | 0.87478 | 0.76449
69 | 0.22 | 0.27 | Southern | FL | Jacksonville.Intl.AP.722060 | 2 | 5315428 | 18.1976 | 14.5392 | 37.2232 | 18.1537 | 19.0695 | 840.8 | 2.0548 | 22 | 2.4495 | -0.39476 | 29.8465 | 1.2136 | 10.89 | 1.5801 | -0.36648 | 15.494 | 0.69538 | -22.11 | 2.6751 | -1.9797 | -19.4474 | 2.0548 | 22 | 2.4495 | -0.39476 | 29.8465 | 2.0738 | 21.11 | 2.5397 | -0.46582 | 29.0447 | 0.16815 | 3.0599 | 2.4447 | 6.259 | 141.3793 | 0.34551 | 0.20407 | 0.11693 | 0.34551 | 0.34871 | 3.6993 | 1.8311 | -3.7178 | 3.6993 | 3.5496 | 5.0186 | 2.6053 | -3.2701 | 5.0186 | 4.8838 | 0.13757 | 2.5034 | 2.0001 | 5.1207 | 115.6669 | 0.28267 | 0.16695 | 0.095662 | 0.28267 | 0.28529 | 3.0265 | 1.4981 | -3.0416 | 3.0265 | 2.9041 | 4.1059 | 2.1315 | -2.6753 | 4.1059 | 3.9956
70 | 0.22 | 0.23 | Southern | FL | Jacksonville.Intl.AP.722060 | 2 | 5315428 | 18.6207 | 13.9468 | 36.8642 | 18.5758 | 18.2883 | 823.37 | 2.4138 | 39.43 | 2.0274 | 0.38636 | 48.6674 | 1.5726 | 28.32 | 1.158 | 0.41463 | 34.315 | 1.0544 | -4.68 | 2.253 | -1.1986 | -0.62642 | 2.4138 | 39.43 | 2.0274 | 0.38636 | 48.6674 | 2.4329 | 38.54 | 2.1176 | 0.3153 | 47.8657 | 0.16815 | 3.1311 | 2.3451 | 6.1987 | 138.4485 | 0.40588 | 0.26443 | 0.1773 | 0.40588 | 0.40908 | 6.6301 | 4.762 | -0.78694 | 6.6301 | 6.4804 | 8.1834 | 5.77 | -0.10533 | 8.1834 | 8.0486 | 0.13757 | 2.5616 | 1.9186 | 5.0713 | 113.2691 | 0.33206 | 0.21634 | 0.14505 | 0.33206 | 0.33468 | 5.4243 | 3.8959 | -0.64382 | 5.4243 | 5.3019 | 6.6951 | 4.7206 | -0.086175 | 6.6951 | 6.5848
71 | 0.22 | 0.19 | Southern | FL | Jacksonville.Intl.AP.722060 | 2 | 5315428 | 19.0948 | 13.3557 | 36.576 | 19.0487 | 17.5273 | 807.23 | 2.702 | 55.57 | 1.5546 | 1.1474 | 65.9206 | 1.8608 | 44.46 | 0.6851 | 1.1757 | 51.5681 | 1.3426 | 11.46 | 1.7801 | -0.43754 | 16.6267 | 2.702 | 55.57 | 1.5546 | 1.1474 | 65.9206 | 2.721 | 54.68 | 1.6447 | 1.0764 | 65.1189 | 0.16815 | 3.2108 | 2.2457 | 6.1502 | 135.7346 | 0.45433 | 0.31289 | 0.22575 | 0.45433 | 0.45754 | 9.344 | 7.4759 | 1.927 | 9.344 | 9.1944 | 11.0845 | 8.6711 | 2.7958 | 11.0845 | 10.9496 | 0.13757 | 2.6268 | 1.8373 | 5.0317 | 111.0487 | 0.3717 | 0.25598 | 0.1847 | 0.3717 | 0.37433 | 7.6446 | 6.1163 | 1.5765 | 7.6446 | 7.5222 | 9.0685 | 7.0941 | 2.2873 | 9.0685 | 8.9582
72 | 0.22 | 0.17 | Southern | FL | Jacksonville.Intl.AP.722060 | 2 | 5315428 | 19.357 | 13.0548 | 36.4475 | 19.3103 | 17.1372 | 799.22 | 2.8305 | 63.58 | 1.293 | 1.5375 | 74.4259 | 1.9893 | 52.47 | 0.42352 | 1.5658 | 60.0734 | 1.4711 | 19.47 | 1.5185 | -0.047453 | 25.1321 | 2.8305 | 63.58 | 1.293 | 1.5375 | 74.4259 | 2.8495 | 62.69 | 1.3831 | 1.4664 | 73.6242 | 0.16815 | 3.2549 | 2.1951 | 6.1286 | 134.3877 | 0.47594 | 0.3345 | 0.24736 | 0.47594 | 0.47915 | 10.6909 | 8.8228 | 3.2739 | 10.6909 | 10.5412 | 12.5146 | 10.1013 | 4.2259 | 12.5146 | 12.3798 | 0.13757 | 2.6629 | 1.7959 | 5.014 | 109.9468 | 0.38938 | 0.27366 | 0.20237 | 0.38938 | 0.39201 | 8.7465 | 7.2182 | 2.6784 | 8.7465 | 8.6241 | 10.2386 | 8.2642 | 3.4574 | 10.2386 | 10.1283
73 | 0.2 | 0.47 | Southern | FL | Jacksonville.Intl.AP.722060 | 2 | 5315428 | 16.6585 | 16.4565 | 38.2234 | 16.6182 | 21.6052 | 894.92 | 1.0545 | -32.12 | 3.985 | -2.9305 | -28.3438 | 0.21336 | -43.23 | 3.1156 | -2.9022 | -42.6963 | -0.30486 | -76.23 | 4.2106 | -4.5154 | -77.6377 | 1.0545 | -32.12 | 3.985 | -2.9305 | -28.3438 | 1.0736 | -33.01 | 4.0752 | -3.0015 | -29.1455 | 0.16815 | 2.8011 | 2.7671 | 6.4272 | 150.4795 | 0.17732 | 0.035876 | -0.051261 | 0.17732 | 0.18053 | -5.4009 | -7.2691 | -12.818 | -5.4009 | -5.5506 | -4.766 | -7.1793 | -13.0547 | -4.766 | -4.9008 | 0.13757 | 2.2917 | 2.2639 | 5.2583 | 123.112 | 0.14507 | 0.029351 | -0.041938 | 0.14507 | 0.14769 | -4.4187 | -5.947 | -10.4868 | -4.4187 | -4.5411 | -3.8992 | -5.8736 | -10.6804 | -3.8992 | -4.0095
74 | 0.2 | 0.42 | Southern | FL | Jacksonville.Intl.AP.722060 | 2 | 5315428 | 16.9596 | 15.8743 | 37.7517 | 16.9186 | 20.8331 | 876.14 | 1.5262 | -13.34 | 3.6846 | -2.1584 | -7.6839 | 0.68506 | -24.45 | 2.8152 | -2.1301 | -22.0364 | 0.16684 | -57.45 | 3.9102 | -3.7434 | -56.9778 | 1.5262 | -13.34 | 3.6846 | -2.1584 | -7.6839 | 1.5453 | -14.23 | 3.7748 | -2.2295 | -8.4857 | 0.16815 | 2.8517 | 2.6692 | 6.3479 | 147.3217 | 0.25663 | 0.11519 | 0.028054 | 0.25663 | 0.25984 | -2.2431 | -4.1112 | -9.6601 | -2.2431 | -2.3928 | -1.292 | -3.7054 | -9.5807 | -1.292 | -1.4269 | 0.13757 | 2.3331 | 2.1838 | 5.1934 | 120.5285 | 0.20996 | 0.094242 | 0.022952 | 0.20996 | 0.21258 | -1.8352 | -3.3635 | -7.9033 | -1.8352 | -1.9576 | -1.0571 | -3.0315 | -7.8383 | -1.0571 | -1.1674
75 | 0.2 | 0.37 | Southern | FL | Jacksonville.Intl.AP.722060 | 2 | 5315428 | 17.1216 | 15.6538 | 37.6036 | 17.0802 | 20.5233 | 869.16 | 1.6744 | -6.36 | 3.523 | -1.8486 | -0.11851 | 0.83322 | -17.47 | 2.6536 | -1.8204 | -14.471 | 0.31501 | -50.47 | 3.7486 | -3.4336 | -49.4124 | 1.6744 | -6.36 | 3.523 | -1.8486 | -0.11851 | 1.6935 | -7.25 | 3.6132 | -1.9197 | -0.92024 | 0.16815 | 2.879 | 2.6322 | 6.323 | 146.148 | 0.28155 | 0.14011 | 0.052968 | 0.28155 | 0.28475 | -1.0694 | -2.9376 | -8.4865 | -1.0694 | -1.2191 | -0.019927 | -2.4333 | -8.3086 | -0.019927 | -0.15474 | 0.13757 | 2.3554 | 2.1535 | 5.173 | 119.5683 | 0.23034 | 0.11462 | 0.043335 | 0.23034 | 0.23297 | -0.87493 | -2.4033 | -6.943 | -0.87493 | -0.99737 | -0.016303 | -1.9907 | -6.7975 | -0.016303 | -0.12659
76 | 0.2 | 0.32 | Southern | FL | Jacksonville.Intl.AP.722060 | 2 | 5315428 | 17.3634 | 15.2913 | 37.3523 | 17.3214 | 20.0309 | 857.84 | 1.9257 | 4.96 | 3.2818 | -1.3562 | 12.1869 | 1.0845 | -6.15 | 2.4124 | -1.3279 | -2.1656 | 0.56629 | -39.15 | 3.5074 | -2.9411 | -37.107 | 1.9257 | 4.96 | 3.2818 | -1.3562 | 12.1869 | 1.9448 | 4.07 | 3.372 | -1.4272 | 11.3851 | 0.16815 | 2.9196 | 2.5712 | 6.2807 | 144.2446 | 0.3238 | 0.18236 | 0.095221 | 0.3238 | 0.32701 | 0.83402 | -1.0341 | -6.583 | 0.83402 | 0.68436 | 2.0492 | -0.36414 | -6.2395 | 2.0492 | 1.9144 | 0.13757 | 2.3886 | 2.1036 | 5.1385 | 118.011 | 0.26491 | 0.14919 | 0.077904 | 0.26491 | 0.26754 | 0.68234 | -0.84604 | -5.3858 | 0.68234 | 0.5599 | 1.6765 | -0.29792 | -5.1047 | 1.6765 | 1.5662
77 | 0.2 | 0.27 | Southern | FL | Jacksonville.Intl.AP.722060 | 2 | 5315428 | 17.8175 | 14.5689 | 36.8628 | 17.7745 | 19.0884 | 836.08 | 2.4151 | 26.72 | 2.8288 | -0.41369 | 35.8855 | 1.5739 | 15.61 | 1.9593 | -0.38541 | 21.533 | 1.0557 | -17.39 | 3.0544 | -1.9986 | -13.4084 | 2.4151 | 26.72 | 2.8288 | -0.41369 | 35.8855 | 2.4342 | 25.83 | 2.9189 | -0.48475 | 35.0838 | 0.16815 | 2.996 | 2.4497 | 6.1984 | 140.5857 | 0.4061 | 0.26465 | 0.17752 | 0.4061 | 0.4093 | 4.4929 | 2.6248 | -2.9241 | 4.4929 | 4.3433 | 6.0341 | 3.6207 | -2.2546 | 6.0341 | 5.8993 | 0.13757 | 2.4511 | 2.0042 | 5.0711 | 115.0175 | 0.33224 | 0.21652 | 0.14523 | 0.33224 | 0.33486 | 3.6758 | 2.1474 | -2.3923 | 3.6758 | 3.5534 | 4.9367 | 2.9622 | -1.8446 | 4.9367 | 4.8264
78 | 0.2 | 0.23 | Southern | FL | Jacksonville.Intl.AP.722060 | 2 | 5315428 | 18.2406 | 13.9674 | 36.5043 | 18.1966 | 18.3078 | 818.7 | 2.7736 | 44.1 | 2.4067 | 0.36693 | 54.6895 | 1.9324 | 32.99 | 1.5372 | 0.3952 | 40.3371 | 1.4142 | -0.01 | 2.6323 | -1.218 | 5.3957 | 2.7736 | 44.1 | 2.4067 | 0.36693 | 54.6895 | 2.7927 | 43.21 | 2.4968 | 0.29587 | 53.8878 | 0.16815 | 3.0671 | 2.3486 | 6.1382 | 137.6633 | 0.46638 | 0.32494 | 0.2378 | 0.46638 | 0.46959 | 7.4154 | 5.5472 | -0.0016815 | 7.4154 | 7.2657 | 9.196 | 6.7826 | 0.90727 | 9.196 | 9.0612 | 0.13757 | 2.5093 | 1.9215 | 5.0218 | 112.6266 | 0.38156 | 0.26584 | 0.19455 | 0.38156 | 0.38418 | 6.0667 | 4.5384 | -0.0013757 | 6.0667 | 5.9443 | 7.5235 | 5.5491 | 0.74227 | 7.5235 | 7.4132
79 | 0.2 | 0.19 | Southern | FL | Jacksonville.Intl.AP.722060 | 2 | 5315428 | 18.714 | 13.3664 | 36.1964 | 18.6688 | 17.5276 | 801.99 | 3.0816 | 60.81 | 1.9344 | 1.1471 | 72.5969 | 2.2404 | 49.7 | 1.065 | 1.1754 | 58.2444 | 1.7222 | 16.7 | 2.16 | -0.43784 | 23.303 | 3.0816 | 60.81 | 1.9344 | 1.1471 | 72.5969 | 3.1006 | 59.92 | 2.0246 | 1.0761 | 71.7952 | 0.16815 | 3.1467 | 2.2475 | 6.0864 | 134.8535 | 0.51816 | 0.37672 | 0.28958 | 0.51816 | 0.52137 | 10.2251 | 8.357 | 2.8081 | 10.2251 | 10.0755 | 12.2071 | 9.7937 | 3.9184 | 12.2071 | 12.0723 | 0.13757 | 2.5744 | 1.8388 | 4.9795 | 110.3279 | 0.42392 | 0.30821 | 0.23692 | 0.42392 | 0.42655 | 8.3655 | 6.8371 | 2.2974 | 8.3655 | 8.2431 | 9.987 | 8.0125 | 3.2057 | 9.987 | 9.8767
80 | 0.2 | 0.17 | Southern | FL | Jacksonville.Intl.AP.722060 | 2 | 5315428 | 18.976 | 13.0653 | 36.067 | 18.9302 | 17.1368 | 793.97 | 3.2109 | 68.83 | 1.6731 | 1.5379 | 81.1279 | 2.3698 | 57.72 | 0.80361 | 1.5661 | 66.7754 | 1.8515 | 24.72 | 1.8986 | -0.047088 | 31.834 | 3.2109 | 68.83 | 1.6731 | 1.5379 | 81.1279 | 3.23 | 67.94 | 1.7632 | 1.4668 | 80.3262 | 0.16815 | 3.1908 | 2.1969 | 6.0646 | 133.5049 | 0.53991 | 0.39847 | 0.31133 | 0.53991 | 0.54312 | 11.5737 | 9.7055 | 4.1566 | 11.5737 | 11.424 | 13.6415 | 11.2282 | 5.3528 | 13.6415 | 13.5067 | 0.13757 | 2.6105 | 1.7974 | 4.9617 | 109.2246 | 0.44172 | 0.326 | 0.25471 | 0.44172 | 0.44434 | 9.4688 | 7.9404 | 3.4007 | 9.4688 | 9.3463 | 11.1606 | 9.1861 | 4.3793 | 11.1606 | 11.0503
81 | 0.35 | 0.2 | Southern | FL | Jacksonville.Intl.AP.722060 | 2 | 5315428 | 21.3571 | 13.3947 | 38.9676 | 21.3057 | 17.6619 | 842.25 | 0.31033 | 20.55 | -0.70249 | 1.0128 | 21.6725 | -0.53085 | 9.44 | -1.5719 | 1.0411 | 7.3201 | -1.0491 | -23.56 | -0.47693 | -0.57214 | -27.6213 | 0.31033 | 20.55 | -0.70249 | 1.0128 | 21.6725 | 0.3294 | 19.66 | -0.61236 | 0.94176 | 20.8708 | 0.16815 | 3.5912 | 2.2523 | 6.5524 | 141.6232 | 0.052181 | -0.089262 | -0.1764 | 0.052181 | 0.055387 | 3.4555 | 1.5873 | -3.9616 | 3.4555 | 3.3058 | 3.6442 | 1.2309 | -4.6445 | 3.6442 | 3.5094 | 0.13757 | 2.938 | 1.8427 | 5.3607 | 115.8663 | 0.042691 | -0.073028 | -0.14432 | 0.042691 | 0.045314 | 2.827 | 1.2986 | -3.2411 | 2.827 | 2.7046 | 2.9814 | 1.007 | -3.7998 | 2.9814 | 2.8711
82 | 0.35 | 0.25 | Southern | FL | Jacksonville.Intl.AP.722060 | 2 | 5315428 | 20.7433 | 14.1169 | 39.297 | 20.6934 | 18.6036 | 861.91 | -0.019069 | 0.89 | -0.090129 | 0.07106 | 0.80173 | -0.86025 | -10.22 | -0.95958 | 0.099335 | -13.5507 | -1.3785 | -43.22 | 0.13543 | -1.5139 | -48.4921 | -0.019069 | 0.89 | -0.090129 | 0.07106 | 0.80173 | 0 | 0 | 0 | 0 | 0 | 0.16815 | 3.4879 | 2.3737 | 6.6077 | 144.929 | -0.0032064 | -0.14465 | -0.23179 | -0.0032064 | 0 | 0.14965 | -1.7185 | -7.2674 | 0.14965 | 0 | 0.13481 | -2.2785 | -8.1539 | 0.13481 | 0 | 0.13757 | 2.8536 | 1.942 | 5.406 | 118.5709 | -0.0026233 | -0.11834 | -0.18963 | -0.0026233 | 0 | 0.12244 | -1.4059 | -5.9457 | 0.12244 | 0 | 0.11029 | -1.8641 | -6.6709 | 0.11029 | 0
83 | 0.35 | 0.3 | Southern | FL | Jacksonville.Intl.AP.722060 | 2 | 5315428 | 20.6529 | 14.1382 | 39.278 | 20.6033 | 18.6747 | 862.8 | 0 | 0 | 0 | 0 | 0 | -0.84118 | -11.11 | -0.86945 | 0.028275 | -14.3525 | -1.3594 | -44.11 | 0.22556 | -1.585 | -49.2939 | 0 | 0 | 0 | 0 | 0 | 0.019069 | -0.89 | 0.090129 | -0.07106 | -0.80173 | 0.16815 | 3.4728 | 2.3773 | 6.6045 | 145.0786 | 0 | -0.14144 | -0.22858 | 0 | 0.0032064 | 0 | -1.8681 | -7.417 | 0 | -0.14965 | 0 | -2.4133 | -8.2887 | 0 | -0.13481 | 0.13757 | 2.8412 | 1.945 | 5.4034 | 118.6933 | 0 | -0.11572 | -0.18701 | 0 | 0.0026233 | 0 | -1.5284 | -6.0681 | 0 | -0.12244 | 0 | -1.9744 | -6.7812 | 0 | -0.11029
84 | 0.35 | 0.35 | Southern | FL | Jacksonville.Intl.AP.722060 | 2 | 5315428 | 20.1389 | 14.8006 | 39.627 | 20.0905 | 19.5365 | 881.44 | -0.349 | -18.64 | 0.51276 | -0.86176 | -19.9356 | -1.1902 | -29.75 | -0.35669 | -0.83349 | -34.288 | -1.7084 | -62.75 | 0.73832 | -2.4467 | -69.2294 | -0.349 | -18.64 | 0.51276 | -0.86176 | -19.9356 | -0.32993 | -19.53 | 0.60289 | -0.93282 | -20.7373 | 0.16815 | 3.3863 | 2.4887 | 6.6632 | 148.2129 | -0.058684 | -0.20013 | -0.28726 | -0.058684 | -0.055478 | -3.1343 | -5.0024 | -10.5513 | -3.1343 | -3.2839 | -3.3521 | -5.7655 | -11.6408 | -3.3521 | -3.4869 | 0.13757 | 2.7705 | 2.0361 | 5.4514 | 121.2576 | -0.048011 | -0.16373 | -0.23502 | -0.048011 | -0.045388 | -2.5643 | -4.0926 | -8.6324 | -2.5643 | -2.6867 | -2.7425 | -4.7169 | -9.5237 | -2.7425 | -2.8528
85 | 0.35 | 0.4 | Southern | FL | Jacksonville.Intl.AP.722060 | 2 | 5315428 | 19.6856 | 15.4516 | 40.0249 | 19.6383 | 20.3867 | 900.54 | -0.74699 | -37.74 | 0.96497 | -1.712 | -40.548 | -1.5882 | -48.85 | 0.095518 | -1.6837 | -54.9004 | -2.1064 | -81.85 | 1.1905 | -3.2969 | -89.8418 | -0.74699 | -37.74 | 0.96497 | -1.712 | -40.548 | -0.72792 | -38.63 | 1.0551 | -1.783 | -41.3497 | 0.16815 | 3.3101 | 2.5982 | 6.7301 | 151.4245 | -0.1256 | -0.26705 | -0.35418 | -0.1256 | -0.1224 | -6.3459 | -8.2141 | -13.763 | -6.3459 | -6.4956 | -6.8181 | -9.2314 | -15.1068 | -6.8181 | -6.9529 | 0.13757 | 2.7081 | 2.1256 | 5.5061 | 123.8851 | -0.10276 | -0.21848 | -0.28977 | -0.10276 | -0.10014 | -5.1918 | -6.7202 | -11.2599 | -5.1918 | -5.3142 | -5.5781 | -7.5525 | -12.3593 | -5.5781 | -5.6884
86 | 0.33 | 0.2 | Southern | FL | Jacksonville.Intl.AP.722060 | 2 | 5315428 | 21.0065 | 13.4048 | 38.6173 | 20.956 | 17.6613 | 837.46 | 0.66065 | 25.34 | -0.35271 | 1.0134 | 27.847 | -0.18053 | 14.23 | -1.2222 | 1.0416 | 13.4945 | -0.69875 | -18.77 | -0.12715 | -0.5716 | -21.4469 | 0.66065 | 25.34 | -0.35271 | 1.0134 | 27.847 | 0.67972 | 24.45 | -0.26258 | 0.9423 | 27.0453 | 0.16815 | 3.5322 | 2.254 | 6.4934 | 140.8177 | 0.11109 | -0.030356 | -0.11749 | 0.11109 | 0.11429 | 4.2609 | 2.3928 | -3.1561 | 4.2609 | 4.1112 | 4.6824 | 2.2691 | -3.6063 | 4.6824 | 4.5476 | 0.13757 | 2.8898 | 1.8441 | 5.3125 | 115.2074 | 0.090884 | -0.024835 | -0.096125 | 0.090884 | 0.093507 | 3.486 | 1.9576 | -2.5821 | 3.486 | 3.3635 | 3.8308 | 1.8564 | -2.9504 | 3.8308 | 3.7206
87 | 0.33 | 0.25 | Southern | FL | Jacksonville.Intl.AP.722060 | 2 | 5315428 | 20.3931 | 14.1276 | 38.9566 | 20.344 | 18.6126 | 857.39 | 0.32132 | 5.41 | 0.25922 | 0.0621 | 6.6493 | -0.51986 | -5.7 | -0.61023 | 0.090375 | -7.7032 | -1.0381 | -38.7 | 0.48478 | -1.5229 | -42.6446 | 0.32132 | 5.41 | 0.25922 | 0.0621 | 6.6493 | 0.34039 | 4.52 | 0.34935 | -0.0089596 | 5.8476 | 0.16815 | 3.4291 | 2.3755 | 6.5505 | 144.1689 | 0.05403 | -0.087413 | -0.17455 | 0.05403 | 0.057236 | 0.90968 | -0.95845 | -6.5074 | 0.90968 | 0.76003 | 1.1181 | -1.2953 | -7.1706 | 1.1181 | 0.98326 | 0.13757 | 2.8054 | 1.9435 | 5.3592 | 117.9491 | 0.044203 | -0.071516 | -0.14281 | 0.044203 | 0.046827 | 0.74424 | -0.78414 | -5.3239 | 0.74424 | 0.62181 | 0.91473 | -1.0597 | -5.8665 | 0.91473 | 0.80444
88 | 0.33 | 0.3 | Southern | FL | Jacksonville.Intl.AP.722060 | 2 | 5315428 | 20.3121 | 14.1585 | 38.9477 | 20.2632 | 18.6845 | 858.43 | 0.33022 | 4.37 | 0.34001 | -0.009796 | 5.6551 | -0.51096 | -6.74 | -0.52944 | 0.018479 | -8.6974 | -1.0292 | -39.74 | 0.56557 | -1.5948 | -43.6388 | 0.33022 | 4.37 | 0.34001 | -0.009796 | 5.6551 | 0.34928 | 3.48 | 0.43014 | -0.080856 | 4.8534 | 0.16815 | 3.4155 | 2.3807 | 6.549 | 144.3438 | 0.055525 | -0.085918 | -0.17306 | 0.055525 | 0.058732 | 0.73481 | -1.1333 | -6.6822 | 0.73481 | 0.58516 | 0.9509 | -1.4624 | -7.3378 | 0.9509 | 0.81609 | 0.13757 | 2.7943 | 1.9478 | 5.3579 | 118.0922 | 0.045427 | -0.070292 | -0.14158 | 0.045427 | 0.04805 | 0.60117 | -0.92721 | -5.4669 | 0.60117 | 0.47874 | 0.77796 | -1.1965 | -6.0033 | 0.77796 | 0.66767
89 | 0.33 | 0.35 | Southern | FL | Jacksonville.Intl.AP.722060 | 2 | 5315428 | 19.7982 | 14.8204 | 39.3057 | 19.7506 | 19.5552 | 877.32 | -0.027778 | -14.52 | 0.85267 | -0.88045 | -14.581 | -0.86896 | -25.63 | -0.01678 | -0.85218 | -28.9335 | -1.3872 | -58.63 | 1.0782 | -2.4654 | -63.8749 | -0.027778 | -14.52 | 0.85267 | -0.88045 | -14.581 | -0.0087089 | -15.41 | 0.9428 | -0.95151 | -15.3827 | 0.16815 | 3.329 | 2.492 | 6.6092 | 147.5201 | -0.0046708 | -0.14611 | -0.23325 | -0.0046708 | -0.0014644 | -2.4415 | -4.3096 | -9.8586 | -2.4415 | -2.5912 | -2.4518 | -4.8651 | -10.7405 | -2.4518 | -2.5866 | 0.13757 | 2.7236 | 2.0388 | 5.4072 | 120.6908 | -0.0038213 | -0.11954 | -0.19083 | -0.0038213 | -0.0011981 | -1.9975 | -3.5259 | -8.0656 | -1.9975 | -2.1199 | -2.0059 | -3.9803 | -8.7871 | -2.0059 | -2.1162
90 | 0.33 | 0.4 | Southern | FL | Jacksonville.Intl.AP.722060 | 2 | 5315428 | 19.3451 | 15.4814 | 39.714 | 19.2986 | 20.4155 | 896.71 | -0.43609 | -33.91 | 1.3047 | -1.7408 | -35.5372 | -1.2773 | -45.02 | 0.43523 | -1.7125 | -49.8897 | -1.7955 | -78.02 | 1.5302 | -3.3257 | -84.8311 | -0.43609 | -33.91 | 1.3047 | -1.7408 | -35.5372 | -0.41702 | -34.8 | 1.3948 | -1.8118 | -36.3389 | 0.16815 | 3.2529 | 2.6032 | 6.6779 | 150.7805 | -0.073327 | -0.21477 | -0.30191 | -0.073327 | -0.070121 | -5.7019 | -7.5701 | -13.119 | -5.7019 | -5.8516 | -5.9755 | -8.3889 | -14.2642 | -5.9755 | -6.1103 | 0.13757 | 2.6613 | 2.1297 | 5.4634 | 123.3583 | -0.059991 | -0.17571 | -0.247 | -0.059991 | -0.057368 | -4.6649 | -6.1933 | -10.733 | -4.6649 | -4.7874 | -4.8888 | -6.8632 | -11.67 | -4.8888 | -4.9991
91 | 0.3 | 0.2 | Southern | FL | Jacksonville.Intl.AP.722060 | 2 | 5315428 | 20.4665 | 13.4158 | 38.078 | 20.4172 | 17.6608 | 830.04 | 1.2 | 32.76 | 0.18607 | 1.0139 | 37.3482 | 0.3588 | 21.65 | -0.68338 | 1.0422 | 22.9958 | -0.15941 | -11.35 | 0.41163 | -0.57105 | -11.9456 | 1.2 | 32.76 | 0.18607 | 1.0139 | 37.3482 | 1.219 | 31.87 | 0.2762 | 0.94285 | 36.5465 | 0.16815 | 3.4414 | 2.2559 | 6.4028 | 139.5701 | 0.20178 | 0.060332 | -0.026805 | 0.20178 | 0.20498 | 5.5085 | 3.6404 | -1.9085 | 5.5085 | 5.3589 | 6.2801 | 3.8667 | -2.0086 | 6.2801 | 6.1452 | 0.13757 | 2.8155 | 1.8456 | 5.2383 | 114.1866 | 0.16508 | 0.04936 | -0.02193 | 0.16508 | 0.1677 | 4.5067 | 2.9783 | -1.5614 | 4.5067 | 4.3843 | 5.1379 | 3.1635 | -1.6433 | 5.1379 | 5.0276
92 | 0.3 | 0.25 | Southern | FL | Jacksonville.Intl.AP.722060 | 2 | 5315428 | 19.8624 | 14.1571 | 38.4364 | 19.8146 | 18.6218 | 850.39 | 0.84155 | 12.41 | 0.78866 | 0.052888 | 15.658 | 0.00037064 | 1.3 | -0.080792 | 0.081163 | 1.3056 | -0.51785 | -31.7 | 1.0142 | -1.5321 | -33.6358 | 0.84155 | 12.41 | 0.78866 | 0.052888 | 15.658 | 0.86062 | 11.52 | 0.87879 | -0.018172 | 14.8563 | 0.16815 | 3.3398 | 2.3805 | 6.463 | 142.9919 | 0.14151 | 6.2323e-05 | -0.087075 | 0.14151 | 0.14471 | 2.0867 | 0.21859 | -5.3303 | 2.0867 | 1.9371 | 2.6329 | 0.21953 | -5.6558 | 2.6329 | 2.4981 | 0.13757 | 2.7324 | 1.9476 | 5.2876 | 116.9861 | 0.11577 | 5.0988e-05 | -0.071239 | 0.11577 | 0.11839 | 1.7072 | 0.17884 | -4.3609 | 1.7072 | 1.5848 | 2.154 | 0.1796 | -4.6272 | 2.154 | 2.0437
93 | 0.3 | 0.3 | Southern | FL | Jacksonville.Intl.AP.722060 | 2 | 5315428 | 19.7814 | 14.1884 | 38.4368 | 19.7338 | 18.703 | 851.69 | 0.84118 | 11.11 | 0.86945 | -0.028275 | 14.3525 | 0 | 0 | 0 | 0 | 0 | -0.51822 | -33 | 1.095 | -1.6132 | -34.9414 | 0.84118 | 11.11 | 0.86945 | -0.028275 | 14.3525 | 0.86025 | 10.22 | 0.95958 | -0.099335 | 13.5507 | 0.16815 | 3.3262 | 2.3858 | 6.4631 | 143.2105 | 0.14144 | 0 | -0.087137 | 0.14144 | 0.14465 | 1.8681 | 0 | -5.5489 | 1.8681 | 1.7185 | 2.4133 | 0 | -5.8753 | 2.4133 | 2.2785 | 0.13757 | 2.7213 | 1.9519 | 5.2877 | 117.165 | 0.11572 | 0 | -0.07129 | 0.11572 | 0.11834 | 1.5284 | 0 | -4.5397 | 1.5284 | 1.4059 | 1.9744 | 0 | -4.8068 | 1.9744 | 1.8641
94 | 0.3 | 0.35 | Southern | FL | Jacksonville.Intl.AP.722060 | 2 | 5315428 | 19.2775 | 14.8607 | 38.8154 | 19.2311 | 19.5843 | 871.03 | 0.46251 | -8.23 | 1.3721 | -0.90964 | -6.4189 | -0.37867 | -19.34 | 0.50269 | -0.88136 | -20.7713 | -0.89689 | -52.34 | 1.5977 | -2.4946 | -55.7127 | 0.46251 | -8.23 | 1.3721 | -0.90964 | -6.4189 | 0.48158 | -9.12 | 1.4623 | -0.9807 | -7.2206 | 0.16815 | 3.2415 | 2.4988 | 6.5268 | 146.4625 | 0.07777 | -0.063673 | -0.15081 | 0.07777 | 0.080977 | -1.3839 | -3.252 | -8.8009 | -1.3839 | -1.5335 | -1.0793 | -3.4927 | -9.368 | -1.0793 | -1.2141 | 0.13757 | 2.652 | 2.0444 | 5.3397 | 119.8255 | 0.063626 | -0.052093 | -0.12338 | 0.063626 | 0.06625 | -1.1322 | -2.6606 | -7.2003 | -1.1322 | -1.2546 | -0.88303 | -2.8575 | -7.6643 | -0.88303 | -0.99332
95 | 0.3 | 0.4 | Southern | FL | Jacksonville.Intl.AP.722060 | 2 | 5315428 | 18.8342 | 15.5223 | 39.234 | 18.7889 | 20.4451 | 890.56 | 0.043968 | -27.76 | 1.8144 | -1.7704 | -27.5626 | -0.79721 | -38.87 | 0.94493 | -1.7421 | -41.9151 | -1.3154 | -71.87 | 2.0399 | -3.3554 | -76.8565 | 0.043968 | -27.76 | 1.8144 | -1.7704 | -27.5626 | 0.063037 | -28.65 | 1.9045 | -1.8415 | -28.3643 | 0.16815 | 3.1669 | 2.61 | 6.5971 | 149.7464 | 0.0073931 | -0.13405 | -0.22119 | 0.0073931 | 0.0106 | -4.6678 | -6.5359 | -12.0848 | -4.6678 | -4.8175 | -4.6346 | -7.048 | -12.9233 | -4.6346 | -4.7694 | 0.13757 | 2.591 | 2.1354 | 5.3973 | 122.5122 | 0.0060485 | -0.10967 | -0.18096 | 0.0060485 | 0.0086718 | -3.8189 | -5.3473 | -9.887 | -3.8189 | -3.9413 | -3.7917 | -5.7662 | -10.573 | -3.7917 | -3.902
96 | 0.28 | 0.2 | Southern | FL | Jacksonville.Intl.AP.722060 | 2 | 5315428 | 20.0959 | 13.4359 | 37.7181 | 20.0475 | 17.6707 | 825.26 | 1.5598 | 37.54 | 0.55579 | 1.004 | 43.5232 | 0.71864 | 26.43 | -0.31366 | 1.0323 | 29.1707 | 0.20042 | -6.57 | 0.78135 | -0.58093 | -5.7707 | 1.5598 | 37.54 | 0.55579 | 1.004 | 43.5232 | 1.5789 | 36.65 | 0.64592 | 0.93296 | 42.7215 | 0.16815 | 3.3791 | 2.2592 | 6.3423 | 138.7663 | 0.26228 | 0.12084 | 0.0337 | 0.26228 | 0.26549 | 6.3123 | 4.4442 | -1.1047 | 6.3123 | 6.1626 | 7.3184 | 4.905 | -0.97033 | 7.3184 | 7.1836 | 0.13757 | 2.7645 | 1.8483 | 5.1888 | 113.5291 | 0.21458 | 0.098861 | 0.027571 | 0.21458 | 0.2172 | 5.1643 | 3.6359 | -0.90382 | 5.1643 | 5.0419 | 5.9874 | 4.0129 | -0.79386 | 5.9874 | 5.8771
97 | 0.28 | 0.25 | Southern | FL | Jacksonville.Intl.AP.722060 | 2 | 5315428 | 19.5016 | 14.1777 | 38.0953 | 19.4546 | 18.6406 | 845.98 | 1.1827 | 16.82 | 1.1486 | 0.03406 | 21.3606 | 0.34149 | 5.71 | 0.27916 | 0.062335 | 7.0081 | -0.17672 | -27.29 | 1.3742 | -1.5509 | -27.9333 | 1.1827 | 16.82 | 1.1486 | 0.03406 | 21.3606 | 1.2017 | 15.93 | 1.2387 | -0.037 | 20.5589 | 0.16815 | 3.2792 | 2.384 | 6.4057 | 142.2504 | 0.19886 | 0.057422 | -0.029716 | 0.19886 | 0.20207 | 2.8283 | 0.96013 | -4.5888 | 2.8283 | 2.6786 | 3.5918 | 1.1784 | -4.6969 | 3.5918 | 3.4569 | 0.13757 | 2.6828 | 1.9504 | 5.2407 | 116.3795 | 0.1627 | 0.046979 | -0.024311 | 0.1627 | 0.16532 | 2.3139 | 0.78551 | -3.7542 | 2.3139 | 2.1915 | 2.9385 | 0.96409 | -3.8427 | 2.9385 | 2.8282
98 | 0.28 | 0.3 | Southern | FL | Jacksonville.Intl.AP.722060 | 2 | 5315428 | 19.3095 | 14.3693 | 38.1853 | 19.2629 | 18.9224 | 851.76 | 1.0926 | 11.04 | 1.3403 | -0.24768 | 15.2662 | 0.25144 | -0.07 | 0.47085 | -0.21941 | 0.91372 | -0.26677 | -33.07 | 1.5659 | -1.8326 | -34.0277 | 1.0926 | 11.04 | 1.3403 | -0.24768 | 15.2662 | 1.1117 | 10.15 | 1.4304 | -0.31874 | 14.4645 | 0.16815 | 3.2469 | 2.4162 | 6.4208 | 143.2223 | 0.18372 | 0.04228 | -0.044858 | 0.18372 | 0.18693 | 1.8564 | -0.01177 | -5.5607 | 1.8564 | 1.7067 | 2.567 | 0.15364 | -5.7217 | 2.567 | 2.4322 | 0.13757 | 2.6564 | 1.9767 | 5.2531 | 117.1746 | 0.15031 | 0.03459 | -0.036699 | 0.15031 | 0.15293 | 1.5187 | -0.0096297 | -4.5494 | 1.5187 | 1.3963 | 2.1001 | 0.1257 | -4.6811 | 2.1001 | 1.9898
99 | 0.28 | 0.35 | Southern | FL | Jacksonville.Intl.AP.722060 | 2 | 5315428 | 18.8262 | 15.0608 | 38.6041 | 18.7808 | 19.8233 | 871.93 | 0.67385 | -9.13 | 1.8224 | -1.1486 | -6.5235 | -0.16733 | -20.24 | 0.95297 | -1.1203 | -20.8759 | -0.68554 | -53.24 | 2.048 | -2.7335 | -55.8173 | 0.67385 | -9.13 | 1.8224 | -1.1486 | -6.5235 | 0.69292 | -10.02 | 1.9126 | -1.2196 | -7.3252 | 0.16815 | 3.1656 | 2.5325 | 6.4912 | 146.6138 | 0.11331 | -0.028135 | -0.11527 | 0.11331 | 0.11651 | -1.5352 | -3.4033 | -8.9522 | -1.5352 | -1.6848 | -1.0969 | -3.5103 | -9.3856 | -1.0969 | -1.2317 | 0.13757 | 2.5899 | 2.0719 | 5.3107 | 119.9493 | 0.0927 | -0.023019 | -0.094308 | 0.0927 | 0.095324 | -1.256 | -2.7844 | -7.3241 | -1.256 | -1.3784 | -0.89742 | -2.8719 | -7.6787 | -0.89742 | -1.0077
100 | 0.28 | 0.4 | Southern | FL | Jacksonville.Intl.AP.722060 | 2 | 5315428 | 18.4834 | 15.5529 | 38.9138 | 18.4389 | 20.4749 | 886.62 | 0.36413 | -23.82 | 2.1644 | -1.8002 | -22.4049 | -0.47705 | -34.93 | 1.2949 | -1.772 | -36.7574 | -0.99526 | -67.93 | 2.3899 | -3.3852 | -71.6988 | 0.36413 | -23.82 | 2.1644 | -1.8002 | -22.4049 | 0.3832 | -24.71 | 2.2545 | -1.8713 | -23.2066 | 0.16815 | 3.108 | 2.6152 | 6.5433 | 149.0839 | 0.061228 | -0.080215 | -0.16735 | 0.061228 | 0.064435 | -4.0053 | -5.8734 | -11.4223 | -4.0053 | -4.155 | -3.7674 | -6.1807 | -12.056 | -3.7674 | -3.9022 | 0.13757 | 2.5427 | 2.1396 | 5.3533 | 121.9702 | 0.050093 | -0.065626 | -0.13692 | 0.050093 | 0.052716 | -3.2769 | -4.8052 | -9.345 | -3.2769 | -3.3993 | -3.0822 | -5.0566 | -9.8634 | -3.0822 | -3.1925
101 | 0.27 | 0.2 | Southern | FL | Jacksonville.Intl.AP.722060 | 2 | 5315428 | 19.915 | 13.4556 | 37.5568 | 19.867 | 17.6898 | 823.35 | 1.7212 | 39.45 | 0.73628 | 0.98492 | 46.0578 | 0.88002 | 28.34 | -0.13317 | 1.0132 | 31.7053 | 0.3618 | -4.66 | 0.96185 | -0.60004 | -3.2361 | 1.7212 | 39.45 | 0.73628 | 0.98492 | 46.0578 | 1.7403 | 38.56 | 0.82641 | 0.91386 | 45.256 | 0.16815 | 3.3487 | 2.2625 | 6.3151 | 138.4452 | 0.28942 | 0.14797 | 0.060837 | 0.28942 | 0.29262 | 6.6335 | 4.7653 | -0.78357 | 6.6335 | 6.4838 | 7.7446 | 5.3312 | -0.54414 | 7.7446 | 7.6097 | 0.13757 | 2.7397 | 1.8511 | 5.1666 | 113.2663 | 0.23678 | 0.12106 | 0.049773 | 0.23678 | 0.2394 | 5.427 | 3.8987 | -0.64107 | 5.427 | 5.3046 | 6.3361 | 4.3616 | -0.44518 | 6.3361 | 6.2258
102 | 0.27 | 0.25 | Southern | FL | Jacksonville.Intl.AP.722060 | 2 | 5315428 | 19.3214 | 14.1875 | 37.9157 | 19.2749 | 18.6409 | 843.52 | 1.3622 | 19.28 | 1.3284 | 0.033833 | 24.5168 | 0.52103 | 8.17 | 0.45892 | 0.062108 | 10.1643 | 0.0028109 | -24.83 | 1.5539 | -1.5511 | -24.7771 | 1.3622 | 19.28 | 1.3284 | 0.033833 | 24.5168 | 1.3813 | 18.39 | 1.4185 | -0.037226 | 23.7151 | 0.16815 | 3.2489 | 2.3856 | 6.3755 | 141.8367 | 0.22905 | 0.08761 | 0.00047265 | 0.22905 | 0.23226 | 3.2419 | 1.3738 | -4.1751 | 3.2419 | 3.0923 | 4.1225 | 1.7091 | -4.1662 | 4.1225 | 3.9877 | 0.13757 | 2.658 | 1.9517 | 5.216 | 116.041 | 0.1874 | 0.071676 | 0.00038669 | 0.1874 | 0.19002 | 2.6523 | 1.1239 | -3.4158 | 2.6523 | 2.5299 | 3.3727 | 1.3983 | -3.4085 | 3.3727 | 3.2624
103 | 0.27 | 0.3 | Southern | FL | Jacksonville.Intl.AP.722060 | 2 | 5315428 | 19.0489 | 14.4998 | 38.0762 | 19.003 | 19.0732 | 852.65 | 1.2018 | 10.15 | 1.6002 | -0.39846 | 14.7741 | 0.36059 | -0.96 | 0.73077 | -0.37018 | 0.42159 | -0.15763 | -33.96 | 1.8258 | -1.9834 | -34.5198 | 1.2018 | 10.15 | 1.6002 | -0.39846 | 14.7741 | 1.2208 | 9.26 | 1.6904 | -0.46952 | 13.9723 | 0.16815 | 3.2031 | 2.4381 | 6.4025 | 143.3719 | 0.20208 | 0.060633 | -0.026505 | 0.20208 | 0.20528 | 1.7067 | -0.16142 | -5.7103 | 1.7067 | 1.5571 | 2.4842 | 0.070889 | -5.8045 | 2.4842 | 2.3494 | 0.13757 | 2.6205 | 1.9947 | 5.2381 | 117.297 | 0.16532 | 0.049606 | -0.021684 | 0.16532 | 0.16795 | 1.3963 | -0.13206 | -4.6718 | 1.3963 | 1.2739 | 2.0324 | 0.057997 | -4.7488 | 2.0324 | 1.9221
104 | 0.27 | 0.35 | Southern | FL | Jacksonville.Intl.AP.722060 | 2 | 5315428 | 18.565 | 15.232 | 38.5545 | 18.5203 | 20.0343 | 874.6 | 0.72341 | -11.8 | 2.083 | -1.3596 | -9.0284 | -0.11777 | -22.91 | 1.2135 | -1.3313 | -23.3809 | -0.63599 | -55.91 | 2.3085 | -2.9445 | -58.3223 | 0.72341 | -11.8 | 2.083 | -1.3596 | -9.0284 | 0.74248 | -12.69 | 2.1731 | -1.4306 | -9.8301 | 0.16815 | 3.1217 | 2.5612 | 6.4829 | 147.0628 | 0.12164 | -0.019803 | -0.10694 | 0.12164 | 0.12485 | -1.9842 | -3.8523 | -9.4012 | -1.9842 | -2.1338 | -1.5181 | -3.9315 | -9.8068 | -1.5181 | -1.6529 | 0.13757 | 2.5539 | 2.0954 | 5.3039 | 120.3166 | 0.099517 | -0.016202 | -0.087491 | 0.099517 | 0.10214 | -1.6233 | -3.1517 | -7.6914 | -1.6233 | -1.7457 | -1.242 | -3.2165 | -8.0233 | -1.242 | -1.3523
105 | 0.27 | 0.4 | Southern | FL | Jacksonville.Intl.AP.722060 | 2 | 5315428 | 18.3033 | 15.5727 | 38.7442 | 18.2592 | 20.485 | 884.42 | 0.53376 | -21.62 | 2.344 | -1.8103 | -19.5798 | -0.30741 | -32.73 | 1.4746 | -1.782 | -33.9322 | -0.82563 | -65.73 | 2.5696 | -3.3952 | -68.8736 | 0.53376 | -21.62 | 2.344 | -1.8103 | -19.5798 | 0.55283 | -22.51 | 2.4342 | -1.8813 | -20.3815 | 0.16815 | 3.0777 | 2.6185 | 6.5148 | 148.714 | 0.089752 | -0.051691 | -0.13883 | 0.089752 | 0.092958 | -3.6354 | -5.5035 | -11.0524 | -3.6354 | -3.785 | -3.2923 | -5.7057 | -11.581 | -3.2923 | -3.4271 | 0.13757 | 2.5179 | 2.1423 | 5.3299 | 121.6676 | 0.073429 | -0.04229 | -0.11358 | 0.073429 | 0.076052 | -2.9742 | -4.5026 | -9.0423 | -2.9742 | -3.0966 | -2.6935 | -4.668 | -9.4748 | -2.6935 | -2.8038
106 | 0.26 | 0.2 | Southern | FL | Jacksonville.Intl.AP.722060 | 2 | 5315428 | 19.7249 | 13.4745 | 37.3849 | 19.6773 | 17.7076 | 821.26 | 1.8931 | 41.54 | 0.92591 | 0.96715 | 48.7982 | 1.0519 | 30.43 | 0.05646 | 0.99542 | 34.4457 | 0.53367 | -2.57 | 1.1515 | -0.61781 | -0.49569 | 1.8931 | 41.54 | 0.92591 | 0.96715 | 48.7982 | 1.9121 | 40.65 | 1.016 | 0.89609 | 47.9964 | 0.16815 | 3.3167 | 2.2657 | 6.2862 | 138.0937 | 0.31832 | 0.17687 | 0.089735 | 0.31832 | 0.32152 | 6.9849 | 5.1168 | -0.43214 | 6.9849 | 6.8352 | 8.2053 | 5.792 | -0.08335 | 8.2053 | 8.0705 | 0.13757 | 2.7135 | 1.8537 | 5.143 | 112.9788 | 0.26042 | 0.1447 | 0.073415 | 0.26042 | 0.26305 | 5.7146 | 4.1862 | -0.35355 | 5.7146 | 5.5921 | 6.713 | 4.7386 | -0.068191 | 6.713 | 6.6028
107 | 0.26 | 0.25 | Southern | FL | Jacksonville.Intl.AP.722060 | 2 | 5315428 | 19.1408 | 14.198 | 37.7455 | 19.0947 | 18.6508 | 841.34 | 1.5325 | 21.46 | 1.5086 | 0.023936 | 27.3556 | 0.69132 | 10.35 | 0.63911 | 0.052211 | 13.0032 | 0.17311 | -22.65 | 1.7341 | -1.561 | -21.9382 | 1.5325 | 21.46 | 1.5086 | 0.023936 | 27.3556 | 1.5516 | 20.57 | 1.5987 | -0.047124 | 26.5539 | 0.16815 | 3.2185 | 2.3874 | 6.3468 | 141.4701 | 0.25769 | 0.11624 | 0.029108 | 0.25769 | 0.26089 | 3.6085 | 1.7403 | -3.8086 | 3.6085 | 3.4588 | 4.5998 | 2.1865 | -3.6889 | 4.5998 | 4.465 | 0.13757 | 2.6332 | 1.9532 | 5.1926 | 115.7411 | 0.21082 | 0.095104 | 0.023814 | 0.21082 | 0.21345 | 2.9522 | 1.4238 | -3.1159 | 2.9522 | 2.8298 | 3.7633 | 1.7888 | -3.018 | 3.7633 | 3.653
108 | 0.26 | 0.3 | Southern | FL | Jacksonville.Intl.AP.722060 | 2 | 5315428 | 18.7578 | 14.7094 | 38.0443 | 18.7126 | 19.3317 | 856.34 | 1.2337 | 6.46 | 1.8907 | -0.657 | 11.1976 | 0.39251 | -4.65 | 1.0212 | -0.62873 | -3.1549 | -0.12571 | -37.65 | 2.1162 | -2.242 | -38.0963 | 1.2337 | 6.46 | 1.8907 | -0.657 | 11.1976 | 1.2528 | 5.57 | 1.9808 | -0.72806 | 10.3959 | 0.16815 | 3.1541 | 2.4734 | 6.3971 | 143.9924 | 0.20744 | 0.065999 | -0.021138 | 0.20744 | 0.21065 | 1.0862 | -0.78189 | -6.3308 | 1.0862 | 0.93659 | 1.8829 | -0.53048 | -6.4058 | 1.8829 | 1.7481 | 0.13757 | 2.5805 | 2.0235 | 5.2337 | 117.8047 | 0.16972 | 0.053996 | -0.017294 | 0.16972 | 0.17234 | 0.88869 | -0.63969 | -5.1794 | 0.88869 | 0.76625 | 1.5404 | -0.43401 | -5.2408 | 1.5404 | 1.4301
109 | 0.26 | 0.35 | Southern | FL | Jacksonville.Intl.AP.722060 | 2 | 5315428 | 18.3039 | 15.4226 | 38.5241 | 18.2598 | 20.2643 | 877.85 | 0.75386 | -15.05 | 2.3434 | -1.5896 | -12.1737 | -0.08732 | -26.16 | 1.474 | -1.5613 | -26.5262 | -0.60554 | -59.16 | 2.569 | -3.1745 | -61.4676 | 0.75386 | -15.05 | 2.3434 | -1.5896 | -12.1737 | 0.77293 | -15.94 | 2.4336 | -1.6606 | -12.9755 | 0.16815 | 3.0778 | 2.5933 | 6.4778 | 147.6092 | 0.12676 | -0.014683 | -0.10182 | 0.12676 | 0.12997 | -2.5306 | -4.3988 | -9.9477 | -2.5306 | -2.6803 | -2.047 | -4.4603 | -10.3357 | -2.047 | -2.1818 | 0.13757 | 2.518 | 2.1217 | 5.2997 | 120.7637 | 0.10371 | -0.012012 | -0.083302 | 0.10371 | 0.10633 | -2.0704 | -3.5988 | -8.1385 | -2.0704 | -2.1928 | -1.6747 | -3.6491 | -8.456 | -1.6747 | -1.785
110 | 0.26 | 0.4 | Southern | FL | Jacksonville.Intl.AP.722060 | 2 | 5315428 | 18.1324 | 15.5927 | 38.5932 | 18.0887 | 20.5045 | 882.64 | 0.6848 | -19.84 | 2.5145 | -1.8298 | -17.2335 | -0.15638 | -30.95 | 1.6451 | -1.8015 | -31.5859 | -0.6746 | -63.95 | 2.7401 | -3.4147 | -66.5273 | 0.6848 | -19.84 | 2.5145 | -1.8298 | -17.2335 | 0.70387 | -20.73 | 2.6047 | -1.9008 | -18.0352 | 0.16815 | 3.0489 | 2.6219 | 6.4894 | 148.4147 | 0.11515 | -0.026295 | -0.11343 | 0.11515 | 0.11835 | -3.3361 | -5.2042 | -10.7531 | -3.3361 | -3.4857 | -2.8978 | -5.3111 | -11.1865 | -2.8978 | -3.0326 | 0.13757 | 2.4944 | 2.145 | 5.3092 | 121.4227 | 0.094206 | -0.021513 | -0.092803 | 0.094206 | 0.096829 | -2.7293 | -4.2577 | -8.7974 | -2.7293 | -2.8518 | -2.3708 | -4.3452 | -9.152 | -2.3708 | -2.4811
111 | 0.25 | 0.2 | Southern | FL | Jacksonville.Intl.AP.722060 | 2 | 5315428 | 19.535 | 13.4845 | 37.1959 | 19.4879 | 17.708 | 818.67 | 2.0821 | 44.13 | 1.1153 | 0.96672 | 52.118 | 1.2409 | 33.02 | 0.24589 | 0.995 | 37.7655 | 0.72267 | 0.02 | 1.3409 | -0.61823 | 2.8241 | 2.0821 | 44.13 | 1.1153 | 0.96672 | 52.118 | 2.1011 | 43.24 | 1.2055 | 0.89566 | 51.3162 | 0.16815 | 3.2848 | 2.2674 | 6.2544 | 137.6582 | 0.3501 | 0.20865 | 0.12152 | 0.3501 | 0.3533 | 7.4204 | 5.5523 | 0.003363 | 7.4204 | 7.2707 | 8.7636 | 6.3502 | 0.47487 | 8.7636 | 8.6288 | 0.13757 | 2.6874 | 1.855 | 5.1169 | 112.6225 | 0.28642 | 0.17071 | 0.099416 | 0.28642 | 0.28905 | 6.0709 | 4.5425 | 0.0027514 | 6.0709 | 5.9484 | 7.1697 | 5.1953 | 0.38851 | 7.1697 | 7.0595
112 | 0.25 | 0.25 | Southern | FL | Jacksonville.Intl.AP.722060 | 2 | 5315428 | 18.951 | 14.2081 | 37.5651 | 18.9053 | 18.6598 | 838.98 | 1.7129 | 23.82 | 1.698 | 0.014906 | 30.3862 | 0.87172 | 12.71 | 0.82854 | 0.043181 | 16.0337 | 0.35351 | -20.29 | 1.9236 | -1.5701 | -18.9077 | 1.7129 | 23.82 | 1.698 | 0.014906 | 30.3862 | 1.732 | 22.93 | 1.7881 | -0.056154 | 29.5845 | 0.16815 | 3.1866 | 2.3891 | 6.3165 | 141.0733 | 0.28802 | 0.14658 | 0.059442 | 0.28802 | 0.29123 | 4.0053 | 2.1372 | -3.4117 | 4.0053 | 3.8556 | 5.1094 | 2.6961 | -3.1793 | 5.1094 | 4.9746 | 0.13757 | 2.607 | 1.9546 | 5.1677 | 115.4165 | 0.23564 | 0.11992 | 0.048631 | 0.23564 | 0.23826 | 3.2769 | 1.7485 | -2.7912 | 3.2769 | 3.1544 | 4.1802 | 2.2057 | -2.6011 | 4.1802 | 4.0699
113 | 0.25 | 0.3 | Southern | FL | Jacksonville.Intl.AP.722060 | 2 | 5315428 | 18.4665 | 14.9203 | 38.0138 | 18.422 | 19.5917 | 860.06 | 1.2642 | 2.74 | 2.1812 | -0.91705 | 7.5726 | 0.42302 | -8.37 | 1.3118 | -0.88877 | -6.7799 | -0.095194 | -41.37 | 2.4068 | -2.502 | -41.7213 | 1.2642 | 2.74 | 2.1812 | -0.91705 | 7.5726 | 1.2833 | 1.85 | 2.2714 | -0.98811 | 6.7708 | 0.16815 | 3.1051 | 2.5088 | 6.392 | 144.6179 | 0.21257 | 0.071131 | -0.016007 | 0.21257 | 0.21578 | 0.46073 | -1.4074 | -6.9563 | 0.46073 | 0.31107 | 1.2733 | -1.14 | -7.0154 | 1.2733 | 1.1385 | 0.13757 | 2.5404 | 2.0526 | 5.2295 | 118.3164 | 0.17391 | 0.058194 | -0.013096 | 0.17391 | 0.17654 | 0.37694 | -1.1514 | -5.6912 | 0.37694 | 0.2545 | 1.0417 | -0.9327 | -5.7395 | 1.0417 | 0.93145
114 | 0.25 | 0.35 | Southern | FL | Jacksonville.Intl.AP.722060 | 2 | 5315428 | 18.0227 | 15.6716 | 38.5518 | 17.9792 | 20.5726 | 883.13 | 0.72611 | -20.33 | 2.624 | -1.8979 | -17.5972 | -0.11507 | -31.44 | 1.7546 | -1.8696 | -31.9497 | -0.63328 | -64.44 | 2.8496 | -3.4829 | -66.8911 | 0.72611 | -20.33 | 2.624 | -1.8979 | -17.5972 | 0.74518 | -21.22 | 2.7141 | -1.969 | -18.399 | 0.16815 | 3.0305 | 2.6352 | 6.4824 | 148.4971 | 0.12209 | -0.019349 | -0.10649 | 0.12209 | 0.1253 | -3.4185 | -5.2866 | -10.8355 | -3.4185 | -3.5681 | -2.9589 | -5.3723 | -11.2476 | -2.9589 | -3.0938 | 0.13757 | 2.4793 | 2.1559 | 5.3035 | 121.4901 | 0.099889 | -0.01583 | -0.087119 | 0.099889 | 0.10251 | -2.7967 | -4.3251 | -8.8649 | -2.7967 | -2.9192 | -2.4208 | -4.3952 | -9.202 | -2.4208 | -2.5311
115 | 0.25 | 0.4 | Southern | FL | Jacksonville.Intl.AP.722060 | 2 | 5315428 | 17.9524 | 15.613 | 38.4335 | 17.9091 | 20.5244 | 880.74 | 0.84443 | -17.94 | 2.6941 | -1.8497 | -14.7427 | 0.0032546 | -29.05 | 1.8247 | -1.8214 | -29.0952 | -0.51496 | -62.05 | 2.9197 | -3.4346 | -64.0366 | 0.84443 | -17.94 | 2.6941 | -1.8497 | -14.7427 | 0.8635 | -18.83 | 2.7842 | -1.9207 | -15.5444 | 0.16815 | 3.0187 | 2.6253 | 6.4625 | 148.0952 | 0.14199 | 0.00054726 | -0.08659 | 0.14199 | 0.1452 | -3.0166 | -4.8847 | -10.4336 | -3.0166 | -3.1662 | -2.479 | -4.8923 | -10.7677 | -2.479 | -2.6138 | 0.13757 | 2.4697 | 2.1478 | 5.2872 | 121.1613 | 0.11617 | 0.00044773 | -0.070842 | 0.11617 | 0.11879 | -2.468 | -3.9963 | -8.5361 | -2.468 | -2.5904 | -2.0281 | -4.0026 | -8.8094 | -2.0281 | -2.1384
116 | 0.24 | 0.2 | Southern | FL | Jacksonville.Intl.AP.722060 | 2 | 5315428 | 19.345 | 13.4956 | 37.0169 | 19.2983 | 17.7186 | 816.37 | 2.2611 | 46.43 | 1.305 | 0.95612 | 55.0992 | 1.4199 | 35.32 | 0.43552 | 0.98439 | 40.7467 | 0.9017 | 2.32 | 1.5305 | -0.62884 | 5.8053 | 2.2611 | 46.43 | 1.305 | 0.95612 | 55.0992 | 2.2802 | 45.54 | 1.3951 | 0.88506 | 54.2975 | 0.16815 | 3.2528 | 2.2693 | 6.2243 | 137.2715 | 0.3802 | 0.23876 | 0.15162 | 0.3802 | 0.38341 | 7.8071 | 5.939 | 0.3901 | 7.8071 | 7.6575 | 9.2649 | 6.8515 | 0.97616 | 9.2649 | 9.13 | 0.13757 | 2.6612 | 1.8566 | 5.0923 | 112.3061 | 0.31105 | 0.19533 | 0.12404 | 0.31105 | 0.31368 | 6.3873 | 4.8589 | 0.31916 | 6.3873 | 6.2648 | 7.5799 | 5.6054 | 0.79862 | 7.5799 | 7.4696
117 | 0.24 | 0.25 | Southern | FL | Jacksonville.Intl.AP.722060 | 2 | 5315428 | 18.77 | 14.2181 | 37.3848 | 18.7248 | 18.66 | 836.49 | 1.8932 | 26.31 | 1.8785 | 0.01468 | 33.5553 | 1.052 | 15.2 | 1.009 | 0.042955 | 19.2029 | 0.53377 | -17.8 | 2.104 | -1.5703 | -15.7385 | 1.8932 | 26.31 | 1.8785 | 0.01468 | 33.5553 | 1.9122 | 25.42 | 1.9686 | -0.05638 | 32.7536 | 0.16815 | 3.1562 | 2.3908 | 6.2862 | 140.6546 | 0.31833 | 0.17689 | 0.089753 | 0.31833 | 0.32154 | 4.424 | 2.5559 | -2.993 | 4.424 | 4.2743 | 5.6423 | 3.2289 | -2.6464 | 5.6423 | 5.5075 | 0.13757 | 2.5822 | 1.956 | 5.1429 | 115.0739 | 0.26044 | 0.14472 | 0.07343 | 0.26044 | 0.26306 | 3.6194 | 2.091 | -2.4487 | 3.6194 | 3.497 | 4.6161 | 2.6417 | -2.1651 | 4.6161 | 4.5058
118 | 0.24 | 0.3 | Southern | FL | Jacksonville.Intl.AP.722060 | 2 | 5315428 | 18.2767 | 14.9394 | 37.8334 | 18.2326 | 19.6008 | 857.7 | 1.4446 | 5.1 | 2.3707 | -0.92608 | 10.6031 | 0.60342 | -6.01 | 1.5012 | -0.8978 | -3.7494 | 0.085204 | -39.01 | 2.5962 | -2.511 | -38.6908 | 1.4446 | 5.1 | 2.3707 | -0.92608 | 10.6031 | 1.4637 | 4.21 | 2.4608 | -0.99714 | 9.8013 | 0.16815 | 3.0732 | 2.512 | 6.3616 | 144.2211 | 0.24291 | 0.10146 | 0.014327 | 0.24291 | 0.24611 | 0.85756 | -1.0106 | -6.5595 | 0.85756 | 0.70791 | 1.7829 | -0.63046 | -6.5058 | 1.7829 | 1.6481 | 0.13757 | 2.5143 | 2.0552 | 5.2046 | 117.9917 | 0.19873 | 0.083011 | 0.011721 | 0.19873 | 0.20135 | 0.70159 | -0.82678 | -5.3665 | 0.70159 | 0.57916 | 1.4586 | -0.5158 | -5.3226 | 1.4586 | 1.3483
119 | 0.24 | 0.35 | Southern | FL | Jacksonville.Intl.AP.722060 | 2 | 5315428 | 17.8425 | 15.6828 | 38.3828 | 17.7995 | 20.5834 | 880.95 | 0.89511 | -18.15 | 2.8038 | -1.9087 | -14.795 | 0.053932 | -29.26 | 1.9343 | -1.8804 | -29.1474 | -0.46428 | -62.26 | 3.0293 | -3.4936 | -64.0888 | 0.89511 | -18.15 | 2.8038 | -1.9087 | -14.795 | 0.91418 | -19.04 | 2.8939 | -1.9797 | -15.5967 | 0.16815 | 3.0002 | 2.637 | 6.454 | 148.1305 | 0.15051 | 0.0090687 | -0.078069 | 0.15051 | 0.15372 | -3.0519 | -4.92 | -10.4689 | -3.0519 | -3.2015 | -2.4878 | -4.9011 | -10.7764 | -2.4878 | -2.6226 | 0.13757 | 2.4546 | 2.1574 | 5.2802 | 121.1902 | 0.12314 | 0.0074194 | -0.06387 | 0.12314 | 0.12576 | -2.4969 | -4.0252 | -8.565 | -2.4969 | -2.6193 | -2.0353 | -4.0097 | -8.8165 | -2.0353 | -2.1456
120 | 0.24 | 0.4 | Southern | FL | Jacksonville.Intl.AP.722060 | 2 | 5315428 | 17.7723 | 15.6237 | 38.2639 | 17.7295 | 20.5344 | 878.54 | 1.0141 | -15.74 | 2.8738 | -1.8597 | -11.9167 | 0.17291 | -26.85 | 2.0043 | -1.8314 | -26.2691 | -0.3453 | -59.85 | 3.0993 | -3.4446 | -61.2105 | 1.0141 | -15.74 | 2.8738 | -1.8597 | -11.9167 | 1.0332 | -16.63 | 2.9639 | -1.9307 | -12.7184 | 0.16815 | 2.9884 | 2.6271 | 6.434 | 147.7253 | 0.17052 | 0.029075 | -0.058062 | 0.17052 | 0.17372 | -2.6467 | -4.5148 | -10.0637 | -2.6467 | -2.7963 | -2.0038 | -4.4171 | -10.2925 | -2.0038 | -2.1386 | 0.13757 | 2.4449 | 2.1493 | 5.2639 | 120.8587 | 0.13951 | 0.023787 | -0.047502 | 0.13951 | 0.14213 | -2.1653 | -3.6937 | -8.2334 | -2.1653 | -2.2877 | -1.6393 | -3.6138 | -8.4206 | -1.6393 | -1.7496
121 | 0.22 | 0.2 | Southern | FL | Jacksonville.Intl.AP.722060 | 2 | 5315428 | 18.9735 | 13.506 | 36.6459 | 18.9277 | 17.7181 | 811.25 | 2.6321 | 51.55 | 1.6755 | 0.95656 | 61.6358 | 1.7909 | 40.44 | 0.80607 | 0.98483 | 47.2833 | 1.2727 | 7.44 | 1.9011 | -0.6284 | 12.3419 | 2.6321 | 51.55 | 1.6755 | 0.95656 | 61.6358 | 2.6512 | 50.66 | 1.7657 | 0.8855 | 60.834 | 0.16815 | 3.1904 | 2.271 | 6.162 | 136.4106 | 0.44258 | 0.30114 | 0.214 | 0.44258 | 0.44579 | 8.6681 | 6.7999 | 1.251 | 8.6681 | 8.5184 | 10.364 | 7.9506 | 2.0753 | 10.364 | 10.2292 | 0.13757 | 2.6101 | 1.858 | 5.0413 | 111.6017 | 0.36209 | 0.24637 | 0.17508 | 0.36209 | 0.36471 | 7.0916 | 5.5632 | 1.0235 | 7.0916 | 6.9692 | 8.4791 | 6.5047 | 1.6978 | 8.4791 | 8.3688
122 | 0.22 | 0.25 | Southern | FL | Jacksonville.Intl.AP.722060 | 2 | 5315428 | 18.3993 | 14.2476 | 37.0426 | 18.3548 | 18.6878 | 832.2 | 2.2354 | 30.6 | 2.2484 | -0.013057 | 39.134 | 1.3942 | 19.49 | 1.379 | 0.015218 | 24.7815 | 0.87596 | -13.51 | 2.474 | -1.598 | -10.1599 | 2.2354 | 30.6 | 2.2484 | -0.013057 | 39.134 | 2.2544 | 29.71 | 2.3385 | -0.084117 | 38.3322 | 0.16815 | 3.0938 | 2.3957 | 6.2287 | 139.9333 | 0.37587 | 0.23443 | 0.14729 | 0.37587 | 0.37908 | 5.1453 | 3.2772 | -2.2717 | 5.1453 | 4.9957 | 6.5803 | 4.167 | -1.7084 | 6.5803 | 6.4455 | 0.13757 | 2.5311 | 1.96 | 5.0959 | 114.4838 | 0.30751 | 0.19179 | 0.1205 | 0.30751 | 0.31014 | 4.2096 | 2.6812 | -1.8585 | 4.2096 | 4.0871 | 5.3836 | 3.4091 | -1.3977 | 5.3836 | 5.2733
123 | 0.22 | 0.3 | Southern | FL | Jacksonville.Intl.AP.722060 | 2 | 5315428 | 17.9151 | 14.9698 | 37.5018 | 17.8719 | 19.6299 | 853.57 | 1.7761 | 9.23 | 2.7314 | -0.95524 | 15.9713 | 0.93495 | -1.88 | 1.8619 | -0.92696 | 1.6189 | 0.41673 | -34.88 | 2.9569 | -2.5402 | -33.3225 | 1.7761 | 9.23 | 2.7314 | -0.95524 | 15.9713 | 1.7952 | 8.34 | 2.8215 | -1.0263 | 15.1696 | 0.16815 | 3.0124 | 2.5171 | 6.3059 | 143.5266 | 0.29865 | 0.15721 | 0.070073 | 0.29865 | 0.30186 | 1.552 | -0.31612 | -5.865 | 1.552 | 1.4024 | 2.6856 | 0.27221 | -5.6031 | 2.6856 | 2.5507 | 0.13757 | 2.4645 | 2.0594 | 5.159 | 117.4236 | 0.24434 | 0.12862 | 0.057329 | 0.24434 | 0.24696 | 1.2697 | -0.25863 | -4.7984 | 1.2697 | 1.1473 | 2.1971 | 0.2227 | -4.5841 | 2.1971 | 2.0868
124 | 0.22 | 0.35 | Southern | FL | Jacksonville.Intl.AP.722060 | 2 | 5315428 | 17.4817 | 15.7225 | 38.0523 | 17.4395 | 20.6128 | 876.82 | 1.2257 | -14.02 | 3.1637 | -1.9381 | -9.4473 | 0.3845 | -25.13 | 2.2943 | -1.9098 | -23.7998 | -0.13372 | -58.13 | 3.3893 | -3.523 | -58.7412 | 1.2257 | -14.02 | 3.1637 | -1.9381 | -9.4473 | 1.2447 | -14.91 | 3.2539 | -2.0091 | -10.249 | 0.16815 | 2.9395 | 2.6437 | 6.3984 | 147.4361 | 0.2061 | 0.064653 | -0.022485 | 0.2061 | 0.2093 | -2.3574 | -4.2256 | -9.7745 | -2.3574 | -2.5071 | -1.5885 | -4.0019 | -9.8772 | -1.5885 | -1.7234 | 0.13757 | 2.4049 | 2.1629 | 5.2348 | 120.622 | 0.16861 | 0.052894 | -0.018396 | 0.16861 | 0.17124 | -1.9287 | -3.4571 | -7.9968 | -1.9287 | -2.0511 | -1.2996 | -3.2741 | -8.0809 | -1.2996 | -1.4099
125 | 0.22 | 0.4 | Southern | FL | Jacksonville.Intl.AP.722060 | 2 | 5315428 | 17.4117 | 15.6634 | 37.9333 | 17.3696 | 20.5636 | 874.4 | 1.3447 | -11.6 | 3.2336 | -1.8889 | -6.5663 | 0.50351 | -22.71 | 2.3642 | -1.8607 | -20.9188 | -0.014706 | -55.71 | 3.4592 | -3.4739 | -55.8602 | 1.3447 | -11.6 | 3.2336 | -1.8889 | -6.5663 | 1.3638 | -12.49 | 3.3237 | -1.96 | -7.3681 | 0.16815 | 2.9277 | 2.6338 | 6.3784 | 147.0291 | 0.22611 | 0.084665 | -0.0024728 | 0.22611 | 0.22931 | -1.9505 | -3.8187 | -9.3676 | -1.9505 | -2.1002 | -1.1041 | -3.5175 | -9.3928 | -1.1041 | -1.2389 | 0.13757 | 2.3953 | 2.1548 | 5.2184 | 120.2891 | 0.18499 | 0.069267 | -0.0020231 | 0.18499 | 0.18761 | -1.5958 | -3.1242 | -7.6639 | -1.5958 | -1.7182 | -0.90332 | -2.8778 | -7.6846 | -0.90332 | -1.0136
126 | 0.2 | 0.2 | Southern | FL | Jacksonville.Intl.AP.722060 | 2 | 5315428 | 18.5927 | 13.5172 | 36.2663 | 18.5478 | 17.7184 | 806.01 | 3.0117 | 56.79 | 2.0554 | 0.95626 | 68.312 | 2.1705 | 45.68 | 1.186 | 0.98453 | 53.9595 | 1.6523 | 12.68 | 2.281 | -0.6287 | 19.0181 | 3.0117 | 56.79 | 2.0554 | 0.95626 | 68.312 | 3.0307 | 55.9 | 2.1455 | 0.8852 | 67.5103 | 0.16815 | 3.1263 | 2.2729 | 6.0981 | 135.5295 | 0.50641 | 0.36497 | 0.27783 | 0.50641 | 0.50962 | 9.5492 | 7.681 | 2.1321 | 9.5492 | 9.3995 | 11.4866 | 9.0732 | 3.1979 | 11.4866 | 11.3518 | 0.13757 | 2.5578 | 1.8595 | 4.9891 | 110.8809 | 0.41431 | 0.29859 | 0.2273 | 0.41431 | 0.41693 | 7.8125 | 6.2841 | 1.7444 | 7.8125 | 7.69 | 9.3975 | 7.4231 | 2.6163 | 9.3975 | 9.2872
127 | 0.2 | 0.25 | Southern | FL | Jacksonville.Intl.AP.722060 | 2 | 5315428 | 18.019 | 14.2687 | 36.6742 | 17.9755 | 18.6987 | 827.28 | 2.6038 | 35.52 | 2.6278 | -0.023984 | 45.4436 | 1.7626 | 24.41 | 1.7583 | 0.0042909 | 31.0911 | 1.2444 | -8.59 | 2.8533 | -1.6089 | -3.8503 | 2.6038 | 35.52 | 2.6278 | -0.023984 | 45.4436 | 2.6229 | 34.63 | 2.7179 | -0.095044 | 44.6419 | 0.16815 | 3.0299 | 2.3993 | 6.1667 | 139.106 | 0.43782 | 0.29638 | 0.20924 | 0.43782 | 0.44103 | 5.9726 | 4.1045 | -1.4444 | 5.9726 | 5.823 | 7.6413 | 5.2279 | -0.64742 | 7.6413 | 7.5065 | 0.13757 | 2.4788 | 1.9629 | 5.0452 | 113.8069 | 0.3582 | 0.24248 | 0.17119 | 0.3582 | 0.36082 | 4.8864 | 3.358 | -1.1817 | 4.8864 | 4.764 | 6.2516 | 4.2771 | -0.52967 | 6.2516 | 6.1413
128 | 0.2 | 0.3 | Southern | FL | Jacksonville.Intl.AP.722060 | 2 | 5315428 | 17.535 | 15.0004 | 37.1424 | 17.4926 | 19.6498 | 848.88 | 2.1355 | 13.92 | 3.1106 | -0.9751 | 21.9789 | 1.2943 | 2.81 | 2.2412 | -0.94682 | 7.6265 | 0.77613 | -30.19 | 3.3362 | -2.5601 | -27.3149 | 2.1355 | 13.92 | 3.1106 | -0.9751 | 21.9789 | 2.1546 | 13.03 | 3.2007 | -1.0462 | 21.1772 | 0.16815 | 2.9485 | 2.5223 | 6.2454 | 142.738 | 0.35908 | 0.21764 | 0.1305 | 0.35908 | 0.36229 | 2.3406 | 0.4725 | -5.0764 | 2.3406 | 2.191 | 3.6957 | 1.2824 | -4.593 | 3.6957 | 3.5609 | 0.13757 | 2.4122 | 2.0636 | 5.1096 | 116.7784 | 0.29378 | 0.17806 | 0.10677 | 0.29378 | 0.2964 | 1.9149 | 0.38657 | -4.1532 | 1.9149 | 1.7925 | 3.0236 | 1.0492 | -3.7577 | 3.0236 | 2.9133
129 | 0.2 | 0.35 | Southern | FL | Jacksonville.Intl.AP.722060 | 2 | 5315428 | 17.1115 | 15.7535 | 37.7124 | 17.0702 | 20.6421 | 872.55 | 1.5656 | -9.75 | 3.533 | -1.9674 | -3.9344 | 0.72442 | -20.86 | 2.6636 | -1.9391 | -18.2869 | 0.20621 | -53.86 | 3.7586 | -3.5524 | -53.2283 | 1.5656 | -9.75 | 3.533 | -1.9674 | -3.9344 | 1.5847 | -10.64 | 3.6231 | -2.0385 | -4.7362 | 0.16815 | 2.8773 | 2.6489 | 6.3413 | 146.7181 | 0.26325 | 0.12181 | 0.034673 | 0.26325 | 0.26646 | -1.6394 | -3.5076 | -9.0565 | -1.6394 | -1.7891 | -0.66157 | -3.0749 | -8.9503 | -0.66157 | -0.79638 | 0.13757 | 2.354 | 2.1672 | 5.188 | 120.0346 | 0.21538 | 0.099657 | 0.028367 | 0.21538 | 0.218 | -1.3413 | -2.8697 | -7.4094 | -1.3413 | -1.4637 | -0.54125 | -2.5157 | -7.3225 | -0.54125 | -0.65154
130 | 0.2 | 0.4 | Southern | FL | Jacksonville.Intl.AP.722060 | 2 | 5315428 | 17.0508 | 15.6946 | 37.6033 | 17.0096 | 20.5937 | 870.28 | 1.6747 | -7.48 | 3.5937 | -1.919 | -1.2392 | 0.83351 | -18.59 | 2.7242 | -1.8907 | -15.5916 | 0.3153 | -51.59 | 3.8192 | -3.5039 | -50.533 | 1.6747 | -7.48 | 3.5937 | -1.919 | -1.2392 | 1.6938 | -8.37 | 3.6838 | -1.99 | -2.0409 | 0.16815 | 2.8671 | 2.639 | 6.3229 | 146.3364 | 0.2816 | 0.14015 | 0.053017 | 0.2816 | 0.2848 | -1.2578 | -3.1259 | -8.6748 | -1.2578 | -1.4074 | -0.20836 | -2.6217 | -8.4971 | -0.20836 | -0.34317 | 0.13757 | 2.3456 | 2.1591 | 5.173 | 119.7223 | 0.23038 | 0.11466 | 0.043374 | 0.23038 | 0.23301 | -1.029 | -2.5574 | -7.0971 | -1.029 | -1.1514 | -0.17047 | -2.1449 | -6.9517 | -0.17047 | -0.28076
Double | Double | Double | Southern | FL | Jacksonville.Intl.AP.722060 | 2 | 5315428 | 21.1305 | 17.425 | 44.165 | 21.08 | 23.085 | 1000.67 | -4.8871 | -137.87 | -0.47672 | -4.4103 | -156.6034 | -5.7282 | -148.98 | -1.3462 | -4.3821 | -170.9559 | -6.2464 | -181.98 | -0.25116 | -5.9953 | -205.8973 | -4.8871 | -137.87 | -0.47672 | -4.4103 | -156.6034 | -4.868 | -138.76 | -0.38659 | -4.4814 | -157.4051 | 0.16815 | 3.5531 | 2.93 | 7.4263 | 168.2613 | -0.82175 | -0.96319 | -1.0503 | -0.82175 | -0.81854 | -23.1826 | -25.0508 | -30.5997 | -23.1826 | -23.3323 | -26.3326 | -28.746 | -34.6213 | -26.3326 | -26.4674 | 0.13757 | 2.9069 | 2.3971 | 6.0757 | 137.6598 | -0.6723 | -0.78802 | -0.85931 | -0.6723 | -0.66968 | -18.9664 | -20.4948 | -25.0346 | -18.9664 | -19.0889 | -21.5436 | -23.518 | -28.3248 | -21.5436 | -21.6538
Single | Single | Single | Southern | FL | Jacksonville.Intl.AP.722060 | 2 | 5315428 | 26.5413 | 19.8495 | 53.0315 | 26.4784 | 26.5532 | 1176.96 | -13.7536 | -314.16 | -5.8751 | -7.8784 | -368.1661 | -14.5947 | -325.27 | -6.7446 | -7.8502 | -382.5186 | -15.113 | -358.27 | -5.6496 | -9.4634 | -417.46 | -13.7536 | -314.16 | -5.8751 | -7.8784 | -368.1661 | -13.7345 | -315.05 | -5.785 | -7.9495 | -368.9679 | 0.16815 | 4.4629 | 3.3377 | 8.9172 | 197.9042 | -2.3126 | -2.4541 | -2.5412 | -2.3126 | -2.3094 | -52.8256 | -54.6937 | -60.2426 | -52.8256 | -52.9752 | -61.9066 | -64.32 | -70.1953 | -61.9066 | -62.0414 | 0.13757 | 3.6512 | 2.7306 | 7.2954 | 161.9116 | -1.892 | -2.0078 | -2.0791 | -1.892 | -1.8894 | -43.2182 | -44.7466 | -49.2864 | -43.2182 | -43.3407 | -50.6477 | -52.6222 | -57.429 | -50.6477 | -50.758
1 | 0.35 | 0.47 | South/Central | AZ | Kingman.AWOS.723700 | 3 | 155032 | 37.907 | 16.8466 | 62.3177 | 37.7265 | 24.5912 | 1340.93 | 0.23294 | -70.19 | 3.7264 | -3.4935 | -92.0376 | -1.5371 | -94.89 | 2.0243 | -3.5614 | -116.7231 | -0.71277 | -123.39 | 4.7239 | -5.4367 | -157.1068 | 0.23294 | -70.19 | 3.7264 | -3.4935 | -92.0376 | 0.36181 | -71.68 | 4.0062 | -3.6443 | -94.4796 | 0.0021176 | 0.080271 | 0.035674 | 0.13196 | 2.8395 | 0.00049326 | -0.0032548 | -0.0015093 | 0.00049326 | 0.00076616 | -0.14863 | -0.20094 | -0.26129 | -0.14863 | -0.15179 | -0.1949 | -0.24717 | -0.33269 | -0.1949 | -0.20007 | 0.0021176 | 0.080271 | 0.035674 | 0.13196 | 2.8395 | 0.00049326 | -0.0032548 | -0.0015093 | 0.00049326 | 0.00076616 | -0.14863 | -0.20094 | -0.26129 | -0.14863 | -0.15179 | -0.1949 | -0.24717 | -0.33269 | -0.1949 | -0.20007
2 | 0.35 | 0.42 | South/Central | AZ | Kingman.AWOS.723700 | 3 | 155032 | 38.8847 | 15.9736 | 62.142 | 38.6995 | 23.4425 | 1314.58 | 0.40859 | -43.84 | 2.7534 | -2.3448 | -58.5211 | -1.3614 | -68.54 | 1.0513 | -2.4127 | -83.2067 | -0.53712 | -97.04 | 3.7509 | -4.288 | -123.5903 | 0.40859 | -43.84 | 2.7534 | -2.3448 | -58.5211 | 0.53746 | -45.33 | 3.0332 | -2.4957 | -60.9631 | 0.0021176 | 0.082341 | 0.033825 | 0.13159 | 2.7837 | 0.00086521 | -0.0028829 | -0.0011374 | 0.00086521 | 0.0011381 | -0.092835 | -0.14514 | -0.20549 | -0.092835 | -0.09599 | -0.12392 | -0.1762 | -0.26171 | -0.12392 | -0.12909 | 0.0021176 | 0.082341 | 0.033825 | 0.13159 | 2.7837 | 0.00086521 | -0.0028829 | -0.0011374 | 0.00086521 | 0.0011381 | -0.092835 | -0.14514 | -0.20549 | -0.092835 | -0.09599 | -0.12392 | -0.1762 | -0.26171 | -0.12392 | -0.12909
3 | 0.35 | 0.37 | South/Central | AZ | Kingman.AWOS.723700 | 3 | 155032 | 39.9227 | 15.2111 | 62.1868 | 39.7325 | 22.4542 | 1294.43 | 0.36385 | -23.69 | 1.7204 | -1.3565 | -32.2106 | -1.4061 | -48.39 | 0.018268 | -1.4244 | -56.8962 | -0.58185 | -76.89 | 2.7179 | -3.2997 | -97.2798 | 0.36385 | -23.69 | 1.7204 | -1.3565 | -32.2106 | 0.49273 | -25.18 | 2.0001 | -1.5074 | -34.6526 | 0.0021176 | 0.084539 | 0.032211 | 0.13169 | 2.7411 | 0.00077048 | -0.0029776 | -0.0012321 | 0.00077048 | 0.0010434 | -0.050165 | -0.10247 | -0.16282 | -0.050165 | -0.053321 | -0.068208 | -0.12048 | -0.206 | -0.068208 | -0.07338 | 0.0021176 | 0.084539 | 0.032211 | 0.13169 | 2.7411 | 0.00077048 | -0.0029776 | -0.0012321 | 0.00077048 | 0.0010434 | -0.050165 | -0.10247 | -0.16282 | -0.050165 | -0.053321 | -0.068208 | -0.12048 | -0.206 | -0.068208 | -0.07338
4 | 0.35 | 0.32 | South/Central | AZ | Kingman.AWOS.723700 | 3 | 155032 | 41.1304 | 14.4681 | 62.4254 | 40.9346 | 21.4909 | 1277.34 | 0.12521 | -6.6 | 0.51834 | -0.39313 | -9.0799 | -1.6448 | -31.3 | -1.1838 | -0.46102 | -33.7655 | -0.8205 | -59.8 | 1.5158 | -2.3363 | -74.1491 | 0.12521 | -6.6 | 0.51834 | -0.39313 | -9.0799 | 0.25408 | -8.09 | 0.7981 | -0.54401 | -11.5219 | 0.0021176 | 0.087097 | 0.030637 | 0.13219 | 2.7049 | 0.00026514 | -0.003483 | -0.0017375 | 0.00026514 | 0.00053804 | -0.013976 | -0.06628 | -0.12663 | -0.013976 | -0.017131 | -0.019227 | -0.071501 | -0.15702 | -0.019227 | -0.024399 | 0.0021176 | 0.087097 | 0.030637 | 0.13219 | 2.7049 | 0.00026514 | -0.003483 | -0.0017375 | 0.00026514 | 0.00053804 | -0.013976 | -0.06628 | -0.12663 | -0.013976 | -0.017131 | -0.019227 | -0.071501 | -0.15702 | -0.019227 | -0.024399
5 | 0.35 | 0.27 | South/Central | AZ | Kingman.AWOS.723700 | 3 | 155032 | 41.9723 | 14.0003 | 62.6295 | 41.7724 | 20.8571 | 1266.73 | -0.078898 | 4.01 | -0.31952 | 0.24062 | 5.5283 | -1.8489 | -20.69 | -2.0216 | 0.17273 | -19.1573 | -1.0246 | -49.19 | 0.67797 | -1.7026 | -59.5409 | -0.078898 | 4.01 | -0.31952 | 0.24062 | 5.5283 | 0.049976 | 2.52 | -0.039764 | 0.08974 | 3.0863 | 0.0021176 | 0.08888 | 0.029647 | 0.13262 | 2.6824 | -0.00016707 | -0.0039152 | -0.0021697 | -0.00016707 | 0.00010583 | 0.0084915 | -0.043813 | -0.10416 | 0.0084915 | 0.0053363 | 0.011707 | -0.040567 | -0.12608 | 0.011707 | 0.0065355 | 0.0021176 | 0.08888 | 0.029647 | 0.13262 | 2.6824 | -0.00016707 | -0.0039152 | -0.0021697 | -0.00016707 | 0.00010583 | 0.0084915 | -0.043813 | -0.10416 | 0.0084915 | 0.0053363 | 0.011707 | -0.040567 | -0.12608 | 0.011707 | 0.0065355
6 | 0.35 | 0.23 | South/Central | AZ | Kingman.AWOS.723700 | 3 | 155032 | 42.4988 | 13.7684 | 62.8238 | 42.2964 | 20.5273 | 1262.34 | -0.27314 | 8.4 | -0.84353 | 0.5704 | 11.9938 | -2.0431 | -16.3 | -2.5456 | 0.5025 | -12.6917 | -1.2188 | -44.8 | 0.15396 | -1.3728 | -53.0754 | -0.27314 | 8.4 | -0.84353 | 0.5704 | 11.9938 | -0.14426 | 6.91 | -0.56378 | 0.41951 | 9.5518 | 0.0021176 | 0.089995 | 0.029156 | 0.13303 | 2.6731 | -0.00057839 | -0.0043265 | -0.002581 | -0.00057839 | -0.00030549 | 0.017788 | -0.034517 | -0.094867 | 0.017788 | 0.014632 | 0.025398 | -0.026876 | -0.11239 | 0.025398 | 0.020227 | 0.0021176 | 0.089995 | 0.029156 | 0.13303 | 2.6731 | -0.00057839 | -0.0043265 | -0.002581 | -0.00057839 | -0.00030549 | 0.017788 | -0.034517 | -0.094867 | 0.017788 | 0.014632 | 0.025398 | -0.026876 | -0.11239 | 0.025398 | 0.020227
7 | 0.35 | 0.19 | South/Central | AZ | Kingman.AWOS.723700 | 3 | 155032 | 43.7274 | 13.1259 | 63.2041 | 43.5191 | 19.685 | 1249.69 | -0.65348 | 21.05 | -2.0662 | 1.4128 | 30.0035 | -2.4235 | -3.65 | -3.7683 | 1.3449 | 5.3179 | -1.5992 | -32.15 | -1.0687 | -0.53044 | -35.0657 | -0.65348 | 21.05 | -2.0662 | 1.4128 | 30.0035 | -0.5246 | 19.56 | -1.7865 | 1.2619 | 27.5615 | 0.0021176 | 0.092596 | 0.027795 | 0.13384 | 2.6463 | -0.0013838 | -0.0051319 | -0.0033864 | -0.0013838 | -0.0011109 | 0.044575 | -0.0077292 | -0.06808 | 0.044575 | 0.04142 | 0.063535 | 0.011261 | -0.074254 | 0.063535 | 0.058364 | 0.0021176 | 0.092596 | 0.027795 | 0.13384 | 2.6463 | -0.0013838 | -0.0051319 | -0.0033864 | -0.0013838 | -0.0011109 | 0.044575 | -0.0077292 | -0.06808 | 0.044575 | 0.04142 | 0.063535 | 0.011261 | -0.074254 | 0.063535 | 0.058364
8 | 0.35 | 0.17 | South/Central | AZ | Kingman.AWOS.723700 | 3 | 155032 | 44.3994 | 12.8047 | 63.4549 | 44.188 | 19.2669 | 1244.23 | -0.90429 | 26.51 | -2.7351 | 1.8308 | 38.1407 | -2.6743 | 1.81 | -4.4372 | 1.7629 | 13.4551 | -1.85 | -26.69 | -1.7376 | -0.11239 | -26.9285 | -0.90429 | 26.51 | -2.7351 | 1.8308 | 38.1407 | -0.77542 | 25.02 | -2.4553 | 1.6799 | 35.6986 | 0.0021176 | 0.094019 | 0.027115 | 0.13437 | 2.6348 | -0.0019149 | -0.005663 | -0.0039175 | -0.0019149 | -0.001642 | 0.056137 | 0.0038328 | -0.056518 | 0.056137 | 0.052982 | 0.080766 | 0.028492 | -0.057023 | 0.080766 | 0.075595 | 0.0021176 | 0.094019 | 0.027115 | 0.13437 | 2.6348 | -0.0019149 | -0.005663 | -0.0039175 | -0.0019149 | -0.001642 | 0.056137 | 0.0038328 | -0.056518 | 0.056137 | 0.052982 | 0.080766 | 0.028492 | -0.057023 | 0.080766 | 0.075595
9 | 0.33 | 0.47 | South/Central | AZ | Kingman.AWOS.723700 | 3 | 155032 | 37.2674 | 16.8623 | 61.6738 | 37.0899 | 24.5839 | 1332.32 | 0.87682 | -61.58 | 4.363 | -3.4862 | -83.5317 | -0.89318 | -86.28 | 2.6609 | -3.5541 | -108.2173 | -0.068886 | -114.78 | 5.3605 | -5.4294 | -148.6009 | 0.87682 | -61.58 | 4.363 | -3.4862 | -83.5317 | 1.0057 | -63.07 | 4.6428 | -3.6371 | -85.9737 | 0.0021176 | 0.078917 | 0.035707 | 0.1306 | 2.8213 | 0.0018567 | -0.0018914 | -0.00014587 | 0.0018567 | 0.0021296 | -0.1304 | -0.1827 | -0.24306 | -0.1304 | -0.13356 | -0.17688 | -0.22916 | -0.31467 | -0.17688 | -0.18206 | 0.0021176 | 0.078917 | 0.035707 | 0.1306 | 2.8213 | 0.0018567 | -0.0018914 | -0.00014587 | 0.0018567 | 0.0021296 | -0.1304 | -0.1827 | -0.24306 | -0.1304 | -0.13356 | -0.17688 | -0.22916 | -0.31467 | -0.17688 | -0.18206
10 | 0.33 | 0.42 | South/Central | AZ | Kingman.AWOS.723700 | 3 | 155032 | 38.2341 | 15.9836 | 61.4815 | 38.0519 | 23.4295 | 1305.6 | 1.0692 | -34.86 | 3.401 | -2.3318 | -49.6436 | -0.70083 | -59.56 | 1.6989 | -2.3997 | -74.3292 | 0.12346 | -88.06 | 4.3985 | -4.275 | -114.7128 | 1.0692 | -34.86 | 3.401 | -2.3318 | -49.6436 | 1.198 | -36.35 | 3.6807 | -2.4827 | -52.0856 | 0.0021176 | 0.080964 | 0.033846 | 0.13019 | 2.7647 | 0.002264 | -0.0014841 | 0.00026144 | 0.002264 | 0.0025369 | -0.073819 | -0.12612 | -0.18647 | -0.073819 | -0.076974 | -0.10512 | -0.1574 | -0.24291 | -0.10512 | -0.1103 | 0.0021176 | 0.080964 | 0.033846 | 0.13019 | 2.7647 | 0.002264 | -0.0014841 | 0.00026144 | 0.002264 | 0.0025369 | -0.073819 | -0.12612 | -0.18647 | -0.073819 | -0.076974 | -0.10512 | -0.1574 | -0.24291 | -0.10512 | -0.1103
11 | 0.33 | 0.37 | South/Central | AZ | Kingman.AWOS.723700 | 3 | 155032 | 39.2621 | 15.221 | 61.5109 | 39.075 | 22.4359 | 1285.14 | 1.0397 | -14.4 | 2.3779 | -1.3381 | -22.9896 | -0.73025 | -39.1 | 0.67578 | -1.406 | -47.6751 | 0.094035 | -67.6 | 3.3754 | -3.2813 | -88.0588 | 1.0397 | -14.4 | 2.3779 | -1.3381 | -22.9896 | 1.1686 | -15.89 | 2.6576 | -1.489 | -25.4316 | 0.0021176 | 0.083141 | 0.032232 | 0.13025 | 2.7214 | 0.0022017 | -0.0015464 | 0.00019913 | 0.0022017 | 0.0024746 | -0.030493 | -0.082797 | -0.14315 | -0.030493 | -0.033648 | -0.048682 | -0.10096 | -0.18647 | -0.048682 | -0.053853 | 0.0021176 | 0.083141 | 0.032232 | 0.13025 | 2.7214 | 0.0022017 | -0.0015464 | 0.00019913 | 0.0022017 | 0.0024746 | -0.030493 | -0.082797 | -0.14315 | -0.030493 | -0.033648 | -0.048682 | -0.10096 | -0.18647 | -0.048682 | -0.053853
12 | 0.33 | 0.32 | South/Central | AZ | Kingman.AWOS.723700 | 3 | 155032 | 40.4552 | 14.4728 | 61.7253 | 40.2624 | 21.4629 | 1267.57 | 0.82528 | 3.17 | 1.1905 | -0.36518 | 0.71363 | -0.94472 | -21.53 | -0.51165 | -0.43307 | -23.9719 | -0.12043 | -50.03 | 2.1879 | -2.3084 | -64.3556 | 0.82528 | 3.17 | 1.1905 | -0.36518 | 0.71363 | 0.95415 | 1.68 | 1.4702 | -0.51606 | -1.7284 | 0.0021176 | 0.085667 | 0.030647 | 0.13071 | 2.6842 | 0.0017476 | -0.0020005 | -0.00025502 | 0.0017476 | 0.0020205 | 0.0067127 | -0.045591 | -0.10594 | 0.0067127 | 0.0035575 | 0.0015112 | -0.050762 | -0.13628 | 0.0015112 | -0.00366 | 0.0021176 | 0.085667 | 0.030647 | 0.13071 | 2.6842 | 0.0017476 | -0.0020005 | -0.00025502 | 0.0017476 | 0.0020205 | 0.0067127 | -0.045591 | -0.10594 | 0.0067127 | 0.0035575 | 0.0015112 | -0.050762 | -0.13628 | 0.0015112 | -0.00366
13 | 0.33 | 0.27 | South/Central | AZ | Kingman.AWOS.723700 | 3 | 155032 | 41.2871 | 14.0006 | 61.9146 | 41.0904 | 20.8243 | 1256.64 | 0.63597 | 14.1 | 0.36254 | 0.27344 | 15.6452 | -1.134 | -10.6 | -1.3396 | 0.20555 | -9.0403 | -0.30973 | -39.1 | 1.36 | -1.6698 | -49.424 | 0.63597 | 14.1 | 0.36254 | 0.27344 | 15.6452 | 0.76485 | 12.61 | 0.64229 | 0.12256 | 13.2032 | 0.0021176 | 0.087429 | 0.029647 | 0.13111 | 2.661 | 0.0013467 | -0.0024014 | -0.00065588 | 0.0013467 | 0.0016196 | 0.029858 | -0.022446 | -0.082797 | 0.029858 | 0.026703 | 0.03313 | -0.019144 | -0.10466 | 0.03313 | 0.027959 | 0.0021176 | 0.087429 | 0.029647 | 0.13111 | 2.661 | 0.0013467 | -0.0024014 | -0.00065588 | 0.0013467 | 0.0016196 | 0.029858 | -0.022446 | -0.082797 | 0.029858 | 0.026703 | 0.03313 | -0.019144 | -0.10466 | 0.03313 | 0.027959
14 | 0.33 | 0.23 | South/Central | AZ | Kingman.AWOS.723700 | 3 | 155032 | 41.8093 | 13.7641 | 62.1004 | 41.6101 | 20.4903 | 1252.04 | 0.45021 | 18.7 | -0.15721 | 0.60742 | 22.3346 | -1.3198 | -6 | -1.8593 | 0.53953 | -2.351 | -0.4955 | -34.5 | 0.84028 | -1.3358 | -42.7346 | 0.45021 | 18.7 | -0.15721 | 0.60742 | 22.3346 | 0.57908 | 17.21 | 0.12254 | 0.45654 | 19.8926 | 0.0021176 | 0.088535 | 0.029147 | 0.1315 | 2.6513 | 0.00095335 | -0.0027948 | -0.0010493 | 0.00095335 | 0.0012263 | 0.039599 | -0.012705 | -0.073056 | 0.039599 | 0.036444 | 0.047295 | -0.0049784 | -0.090494 | 0.047295 | 0.042124 | 0.0021176 | 0.088535 | 0.029147 | 0.1315 | 2.6513 | 0.00095335 | -0.0027948 | -0.0010493 | 0.00095335 | 0.0012263 | 0.039599 | -0.012705 | -0.073056 | 0.039599 | 0.036444 | 0.047295 | -0.0049784 | -0.090494 | 0.047295 | 0.042124
15 | 0.33 | 0.19 | South/Central | AZ | Kingman.AWOS.723700 | 3 | 155032 | 43.0421 | 13.1116 | 62.4746 | 42.8371 | 19.6375 | 1239.11 | 0.076058 | 31.63 | -1.3842 | 1.4602 | 40.7085 | -1.6939 | 6.93 | -3.0863 | 1.3923 | 16.023 | -0.86965 | -21.57 | -0.38668 | -0.48296 | -24.3607 | 0.076058 | 31.63 | -1.3842 | 1.4602 | 40.7085 | 0.20493 | 30.14 | -1.1044 | 1.3094 | 38.2665 | 0.0021176 | 0.091145 | 0.027765 | 0.13229 | 2.6239 | 0.00016106 | -0.003587 | -0.0018415 | 0.00016106 | 0.00043396 | 0.066979 | 0.014675 | -0.045676 | 0.066979 | 0.063824 | 0.086203 | 0.03393 | -0.051586 | 0.086203 | 0.081032 | 0.0021176 | 0.091145 | 0.027765 | 0.13229 | 2.6239 | 0.00016106 | -0.003587 | -0.0018415 | 0.00016106 | 0.00043396 | 0.066979 | 0.014675 | -0.045676 | 0.066979 | 0.063824 | 0.086203 | 0.03393 | -0.051586 | 0.086203 | 0.081032
16 | 0.33 | 0.17 | South/Central | AZ | Kingman.AWOS.723700 | 3 | 155032 | 43.7089 | 12.7851 | 62.7148 | 43.5007 | 19.2142 | 1233.4 | -0.16421 | 37.34 | -2.0478 | 1.8835 | 49.1248 | -1.9342 | 12.64 | -3.7499 | 1.8157 | 24.4392 | -1.1099 | -15.86 | -1.0503 | -0.059655 | -15.9444 | -0.16421 | 37.34 | -2.0478 | 1.8835 | 49.1248 | -0.03534 | 35.85 | -1.768 | 1.7327 | 46.6828 | 0.0021176 | 0.092557 | 0.027074 | 0.1328 | 2.6118 | -0.00034774 | -0.0040958 | -0.0023503 | -0.00034774 | -7.4836e-05 | 0.07907 | 0.026766 | -0.033585 | 0.07907 | 0.075915 | 0.10403 | 0.051752 | -0.033764 | 0.10403 | 0.098854 | 0.0021176 | 0.092557 | 0.027074 | 0.1328 | 2.6118 | -0.00034774 | -0.0040958 | -0.0023503 | -0.00034774 | -7.4836e-05 | 0.07907 | 0.026766 | -0.033585 | 0.07907 | 0.075915 | 0.10403 | 0.051752 | -0.033764 | 0.10403 | 0.098854
17 | 0.3 | 0.47 | South/Central | AZ | Kingman.AWOS.723700 | 3 | 155032 | 36.2969 | 16.8926 | 60.7036 | 36.1238 | 24.5798 | 1319.43 | 1.847 | -48.69 | 5.3291 | -3.4821 | -70.9017 | 0.077006 | -73.39 | 3.627 | -3.55 | -95.5872 | 0.9013 | -101.89 | 6.3266 | -5.4253 | -135.9709 | 1.847 | -48.69 | 5.3291 | -3.4821 | -70.9017 | 1.9759 | -50.18 | 5.6089 | -3.633 | -73.3437 | 0.0021176 | 0.076861 | 0.035771 | 0.12854 | 2.794 | 0.0039112 | 0.00016307 | 0.0019086 | 0.0039112 | 0.0041841 | -0.1031 | -0.15541 | -0.21576 | -0.1031 | -0.10626 | -0.15014 | -0.20241 | -0.28793 | -0.15014 | -0.15531 | 0.0021176 | 0.076861 | 0.035771 | 0.12854 | 2.794 | 0.0039112 | 0.00016307 | 0.0019086 | 0.0039112 | 0.0041841 | -0.1031 | -0.15541 | -0.21576 | -0.1031 | -0.10626 | -0.15014 | -0.20241 | -0.28793 | -0.15014 | -0.15531
18 | 0.3 | 0.42 | South/Central | AZ | Kingman.AWOS.723700 | 3 | 155032 | 37.245 | 15.9997 | 60.478 | 37.0674 | 23.4106 | 1291.99 | 2.0726 | -21.25 | 4.3855 | -2.3129 | -36.1814 | 0.30263 | -45.95 | 2.6834 | -2.3808 | -60.8669 | 1.1269 | -74.45 | 5.383 | -4.2561 | -101.2505 | 2.0726 | -21.25 | 4.3855 | -2.3129 | -36.1814 | 2.2015 | -22.74 | 4.6653 | -2.4638 | -38.6234 | 0.0021176 | 0.078869 | 0.033881 | 0.12807 | 2.7359 | 0.0043889 | 0.00064085 | 0.0023863 | 0.0043889 | 0.0046619 | -0.044999 | -0.097303 | -0.15765 | -0.044999 | -0.048154 | -0.076617 | -0.12889 | -0.21441 | -0.076617 | -0.081788 | 0.0021176 | 0.078869 | 0.033881 | 0.12807 | 2.7359 | 0.0043889 | 0.00064085 | 0.0023863 | 0.0043889 | 0.0046619 | -0.044999 | -0.097303 | -0.15765 | -0.044999 | -0.048154 | -0.076617 | -0.12889 | -0.21441 | -0.076617 | -0.081788
19 | 0.3 | 0.37 | South/Central | AZ | Kingman.AWOS.723700 | 3 | 155032 | 38.2573 | 15.2371 | 60.4921 | 38.0748 | 22.4172 | 1271.35 | 2.0586 | -0.61 | 3.3781 | -1.3195 | -9.3359 | 0.28857 | -25.31 | 1.6759 | -1.3874 | -34.0214 | 1.1129 | -53.81 | 4.3755 | -3.2627 | -74.4051 | 2.0586 | -0.61 | 3.3781 | -1.3195 | -9.3359 | 2.1874 | -2.1 | 3.6578 | -1.4704 | -11.7779 | 0.0021176 | 0.081013 | 0.032266 | 0.1281 | 2.6922 | 0.0043592 | 0.00061107 | 0.0023566 | 0.0043592 | 0.0046321 | -0.0012917 | -0.053596 | -0.11395 | -0.0012917 | -0.0044469 | -0.019769 | -0.072043 | -0.15756 | -0.019769 | -0.024941 | 0.0021176 | 0.081013 | 0.032266 | 0.1281 | 2.6922 | 0.0043592 | 0.00061107 | 0.0023566 | 0.0043592 | 0.0046321 | -0.0012917 | -0.053596 | -0.11395 | -0.0012917 | -0.0044469 | -0.019769 | -0.072043 | -0.15756 | -0.019769 | -0.024941
20 | 0.3 | 0.32 | South/Central | AZ | Kingman.AWOS.723700 | 3 | 155032 | 39.4347 | 14.4785 | 60.6801 | 39.2467 | 21.4334 | 1253.18 | 1.8706 | 17.56 | 2.2062 | -0.33567 | 15.004 | 0.10057 | -7.14 | 0.50413 | -0.40356 | -9.6815 | 0.92486 | -35.64 | 3.2037 | -2.2789 | -50.0652 | 1.8706 | 17.56 | 2.2062 | -0.33567 | 15.004 | 1.9994 | 16.07 | 2.486 | -0.48655 | 12.562 | 0.0021176 | 0.083506 | 0.030659 | 0.12849 | 2.6537 | 0.0039611 | 0.00021297 | 0.0019585 | 0.0039611 | 0.004234 | 0.037185 | -0.01512 | -0.07547 | 0.037185 | 0.034029 | 0.031772 | -0.020501 | -0.10602 | 0.031772 | 0.026601 | 0.0021176 | 0.083506 | 0.030659 | 0.12849 | 2.6537 | 0.0039611 | 0.00021297 | 0.0019585 | 0.0039611 | 0.004234 | 0.037185 | -0.01512 | -0.07547 | 0.037185 | 0.034029 | 0.031772 | -0.020501 | -0.10602 | 0.031772 | 0.026601
21 | 0.3 | 0.27 | South/Central | AZ | Kingman.AWOS.723700 | 3 | 155032 | 40.2424 | 14.0059 | 60.8395 | 40.0504 | 20.789 | 1241.74 | 1.7112 | 29 | 1.4025 | 0.30869 | 30.4773 | -0.058844 | 4.3 | -0.29964 | 0.24079 | 5.7918 | 0.76545 | -24.2 | 2.4 | -1.6345 | -34.5919 | 1.7112 | 29 | 1.4025 | 0.30869 | 30.4773 | 1.84 | 27.51 | 1.6822 | 0.1578 | 28.0353 | 0.0021176 | 0.085216 | 0.029659 | 0.12883 | 2.6295 | 0.0036235 | -0.00012461 | 0.0016209 | 0.0036235 | 0.0038964 | 0.06141 | 0.0091056 | -0.051245 | 0.06141 | 0.058255 | 0.064538 | 0.012265 | -0.073251 | 0.064538 | 0.059367 | 0.0021176 | 0.085216 | 0.029659 | 0.12883 | 2.6295 | 0.0036235 | -0.00012461 | 0.0016209 | 0.0036235 | 0.0038964 | 0.06141 | 0.0091056 | -0.051245 | 0.06141 | 0.058255 | 0.064538 | 0.012265 | -0.073251 | 0.064538 | 0.059367
22 | 0.3 | 0.23 | South/Central | AZ | Kingman.AWOS.723700 | 3 | 155032 | 40.7589 | 13.7594 | 61.0095 | 40.5645 | 20.445 | 1236.74 | 1.5411 | 34 | 0.88839 | 0.65272 | 37.6433 | -0.22888 | 9.3 | -0.81371 | 0.58483 | 12.9577 | 0.59541 | -19.2 | 1.8859 | -1.2905 | -27.4259 | 1.5411 | 34 | 0.88839 | 0.65272 | 37.6433 | 1.67 | 32.51 | 1.1681 | 0.50184 | 35.2013 | 0.0021176 | 0.08631 | 0.029137 | 0.12919 | 2.6189 | 0.0032634 | -0.00048467 | 0.0012608 | 0.0032634 | 0.0035363 | 0.071998 | 0.019693 | -0.040657 | 0.071998 | 0.068842 | 0.079713 | 0.027439 | -0.058076 | 0.079713 | 0.074541 | 0.0021176 | 0.08631 | 0.029137 | 0.12919 | 2.6189 | 0.0032634 | -0.00048467 | 0.0012608 | 0.0032634 | 0.0035363 | 0.071998 | 0.019693 | -0.040657 | 0.071998 | 0.068842 | 0.079713 | 0.027439 | -0.058076 | 0.079713 | 0.074541
23 | 0.3 | 0.19 | South/Central | AZ | Kingman.AWOS.723700 | 3 | 155032 | 41.9874 | 13.1016 | 61.3698 | 41.7872 | 19.5825 | 1223.4 | 1.1809 | 47.34 | -0.33431 | 1.5152 | 56.4587 | -0.58913 | 22.64 | -2.0364 | 1.4473 | 31.7731 | 0.23516 | -5.86 | 0.66319 | -0.42803 | -8.6105 | 1.1809 | 47.34 | -0.33431 | 1.5152 | 56.4587 | 1.3097 | 45.85 | -0.05455 | 1.3643 | 54.0167 | 0.0021176 | 0.088912 | 0.027744 | 0.12996 | 2.5906 | 0.0025006 | -0.0012475 | 0.00049797 | 0.0025006 | 0.0027735 | 0.10025 | 0.047942 | -0.012409 | 0.10025 | 0.097091 | 0.11956 | 0.067282 | -0.018233 | 0.11956 | 0.11438 | 0.0021176 | 0.088912 | 0.027744 | 0.12996 | 2.5906 | 0.0025006 | -0.0012475 | 0.00049797 | 0.0025006 | 0.0027735 | 0.10025 | 0.047942 | -0.012409 | 0.10025 | 0.097091 | 0.11956 | 0.067282 | -0.018233 | 0.11956 | 0.11438
24 | 0.3 | 0.17 | South/Central | AZ | Kingman.AWOS.723700 | 3 | 155032 | 42.6537 | 12.7708 | 61.6049 | 42.4504 | 19.1545 | 1217.54 | 0.94571 | 53.2 | -0.99749 | 1.9432 | 65.0692 | -0.82429 | 28.5 | -2.6996 | 1.8753 | 40.3836 | 0 | 0 | 0 | 0 | 0 | 0.94571 | 53.2 | -0.99749 | 1.9432 | 65.0692 | 1.0746 | 51.71 | -0.71774 | 1.7923 | 62.6272 | 0.0021176 | 0.090323 | 0.027043 | 0.13045 | 2.5782 | 0.0020026 | -0.0017455 | 0 | 0.0020026 | 0.0022755 | 0.11266 | 0.060351 | 0 | 0.11266 | 0.1095 | 0.13779 | 0.085515 | 0 | 0.13779 | 0.13262 | 0.0021176 | 0.090323 | 0.027043 | 0.13045 | 2.5782 | 0.0020026 | -0.0017455 | 0 | 0.0020026 | 0.0022755 | 0.11266 | 0.060351 | 0 | 0.11266 | 0.1095 | 0.13779 | 0.085515 | 0 | 0.13779 | 0.13262
25 | 0.28 | 0.47 | South/Central | AZ | Kingman.AWOS.723700 | 3 | 155032 | 35.8071 | 16.7269 | 59.9782 | 35.6363 | 24.3419 | 1304.91 | 2.5725 | -34.17 | 5.8166 | -3.2441 | -55.067 | 0.80247 | -58.87 | 4.1145 | -3.312 | -79.7526 | 1.6268 | -87.37 | 6.8141 | -5.1873 | -120.1362 | 2.5725 | -34.17 | 5.8166 | -3.2441 | -55.067 | 2.7013 | -35.66 | 6.0964 | -3.395 | -57.509 | 0.0021176 | 0.075824 | 0.035421 | 0.12701 | 2.7632 | 0.0054474 | 0.0016993 | 0.0034448 | 0.0054474 | 0.0057203 | -0.072358 | -0.12466 | -0.18501 | -0.072358 | -0.075513 | -0.11661 | -0.16888 | -0.2544 | -0.11661 | -0.12178 | 0.0021176 | 0.075824 | 0.035421 | 0.12701 | 2.7632 | 0.0054474 | 0.0016993 | 0.0034448 | 0.0054474 | 0.0057203 | -0.072358 | -0.12466 | -0.18501 | -0.072358 | -0.075513 | -0.11661 | -0.16888 | -0.2544 | -0.11661 | -0.12178
26 | 0.28 | 0.42 | South/Central | AZ | Kingman.AWOS.723700 | 3 | 155032 | 36.6197 | 15.9797 | 59.7973 | 36.445 | 23.3524 | 1281.82 | 2.7533 | -11.08 | 5.0079 | -2.2547 | -25.8145 | 0.98328 | -35.78 | 3.3058 | -2.3226 | -50.5001 | 1.8076 | -64.28 | 6.0054 | -4.1979 | -90.8837 | 2.7533 | -11.08 | 5.0079 | -2.2547 | -25.8145 | 2.8821 | -12.57 | 5.2877 | -2.4055 | -28.2565 | 0.0021176 | 0.077545 | 0.033838 | 0.12663 | 2.7144 | 0.0058303 | 0.0020822 | 0.0038277 | 0.0058303 | 0.0061032 | -0.023463 | -0.075767 | -0.13612 | -0.023463 | -0.026618 | -0.054664 | -0.10694 | -0.19245 | -0.054664 | -0.059835 | 0.0021176 | 0.077545 | 0.033838 | 0.12663 | 2.7144 | 0.0058303 | 0.0020822 | 0.0038277 | 0.0058303 | 0.0061032 | -0.023463 | -0.075767 | -0.13612 | -0.023463 | -0.026618 | -0.054664 | -0.10694 | -0.19245 | -0.054664 | -0.059835
27 | 0.28 | 0.37 | South/Central | AZ | Kingman.AWOS.723700 | 3 | 155032 | 37.4669 | 15.3271 | 59.787 | 37.2881 | 22.4989 | 1263.78 | 2.7637 | 6.96 | 4.1648 | -1.4011 | -2.4596 | 0.99366 | -17.74 | 2.4627 | -1.469 | -27.1451 | 1.818 | -46.24 | 5.1623 | -3.3443 | -67.5288 | 2.7637 | 6.96 | 4.1648 | -1.4011 | -2.4596 | 2.8925 | 5.47 | 4.4446 | -1.552 | -4.9016 | 0.0021176 | 0.079339 | 0.032456 | 0.1266 | 2.6762 | 0.0058523 | 0.0021042 | 0.0038497 | 0.0058523 | 0.0061252 | 0.014738 | -0.037566 | -0.097917 | 0.014738 | 0.011583 | -0.0052083 | -0.057482 | -0.143 | -0.0052083 | -0.010379 | 0.0021176 | 0.079339 | 0.032456 | 0.1266 | 2.6762 | 0.0058523 | 0.0021042 | 0.0038497 | 0.0058523 | 0.0061252 | 0.014738 | -0.037566 | -0.097917 | 0.014738 | 0.011583 | -0.0052083 | -0.057482 | -0.143 | -0.0052083 | -0.010379
28 | 0.28 | 0.32 | South/Central | AZ | Kingman.AWOS.723700 | 3 | 155032 | 38.4991 | 14.6388 | 59.9152 | 38.3155 | 21.5998 | 1246.61 | 2.6354 | 24.13 | 3.1374 | -0.50204 | 20.3463 | 0.8654 | -0.57 | 1.4353 | -0.56994 | -4.3393 | 1.6897 | -29.07 | 4.1349 | -2.4452 | -44.7229 | 2.6354 | 24.13 | 3.1374 | -0.50204 | 20.3463 | 2.7643 | 22.64 | 3.4172 | -0.65293 | 17.9043 | 0.0021176 | 0.081525 | 0.030999 | 0.12688 | 2.6398 | 0.0055807 | 0.0018326 | 0.003578 | 0.0055807 | 0.0058536 | 0.051097 | -0.001207 | -0.061558 | 0.051097 | 0.047942 | 0.043085 | -0.0091887 | -0.094704 | 0.043085 | 0.037914 | 0.0021176 | 0.081525 | 0.030999 | 0.12688 | 2.6398 | 0.0055807 | 0.0018326 | 0.003578 | 0.0055807 | 0.0058536 | 0.051097 | -0.001207 | -0.061558 | 0.051097 | 0.047942 | 0.043085 | -0.0091887 | -0.094704 | 0.043085 | 0.037914
29 | 0.28 | 0.27 | South/Central | AZ | Kingman.AWOS.723700 | 3 | 155032 | 39.332 | 14.1463 | 60.0753 | 39.1444 | 20.9309 | 1234.67 | 2.4754 | 36.07 | 2.3085 | 0.16685 | 36.4793 | 0.70536 | 11.37 | 0.6064 | 0.098961 | 11.7937 | 1.5297 | -17.13 | 3.306 | -1.7763 | -28.5899 | 2.4754 | 36.07 | 2.3085 | 0.16685 | 36.4793 | 2.6042 | 34.58 | 2.5883 | 0.015971 | 34.0373 | 0.0021176 | 0.083289 | 0.029956 | 0.12721 | 2.6145 | 0.0052418 | 0.0014937 | 0.0032392 | 0.0052418 | 0.0055147 | 0.076381 | 0.024077 | -0.036274 | 0.076381 | 0.073226 | 0.077248 | 0.024974 | -0.060541 | 0.077248 | 0.072077 | 0.0021176 | 0.083289 | 0.029956 | 0.12721 | 2.6145 | 0.0052418 | 0.0014937 | 0.0032392 | 0.0052418 | 0.0055147 | 0.076381 | 0.024077 | -0.036274 | 0.076381 | 0.073226 | 0.077248 | 0.024974 | -0.060541 | 0.077248 | 0.072077
30 | 0.28 | 0.23 | South/Central | AZ | Kingman.AWOS.723700 | 3 | 155032 | 40.0441 | 13.7598 | 60.2651 | 39.853 | 20.4121 | 1226.25 | 2.2855 | 44.49 | 1.5999 | 0.68563 | 48.1437 | 0.51552 | 19.79 | -0.10223 | 0.61774 | 23.4581 | 1.3398 | -8.71 | 2.5974 | -1.2576 | -16.9255 | 2.2855 | 44.49 | 1.5999 | 0.68563 | 48.1437 | 2.4144 | 43 | 1.8796 | 0.53475 | 45.7017 | 0.0021176 | 0.084796 | 0.029137 | 0.12762 | 2.5967 | 0.0048398 | 0.0010916 | 0.0028371 | 0.0048398 | 0.0051127 | 0.094211 | 0.041907 | -0.018444 | 0.094211 | 0.091056 | 0.10195 | 0.049674 | -0.035841 | 0.10195 | 0.096777 | 0.0021176 | 0.084796 | 0.029137 | 0.12762 | 2.5967 | 0.0048398 | 0.0010916 | 0.0028371 | 0.0048398 | 0.0051127 | 0.094211 | 0.041907 | -0.018444 | 0.094211 | 0.091056 | 0.10195 | 0.049674 | -0.035841 | 0.10195 | 0.096777
31 | 0.28 | 0.19 | South/Central | AZ | Kingman.AWOS.723700 | 3 | 155032 | 41.2523 | 13.0973 | 60.6004 | 41.0554 | 19.5449 | 1212.49 | 1.9503 | 58.25 | 0.39745 | 1.5528 | 67.4099 | 0.18026 | 33.55 | -1.3046 | 1.4849 | 42.7244 | 1.0046 | 5.05 | 1.3949 | -0.3904 | 2.3407 | 1.9503 | 58.25 | 0.39745 | 1.5528 | 67.4099 | 2.0791 | 56.76 | 0.67721 | 1.4019 | 64.9679 | 0.0021176 | 0.087355 | 0.027735 | 0.12833 | 2.5675 | 0.0041298 | 0.00038172 | 0.0021272 | 0.0041298 | 0.0044027 | 0.12335 | 0.071045 | 0.010694 | 0.12335 | 0.12019 | 0.14275 | 0.090472 | 0.0049567 | 0.14275 | 0.13757 | 0.0021176 | 0.087355 | 0.027735 | 0.12833 | 2.5675 | 0.0041298 | 0.00038172 | 0.0021272 | 0.0041298 | 0.0044027 | 0.12335 | 0.071045 | 0.010694 | 0.12335 | 0.12019 | 0.14275 | 0.090472 | 0.0049567 | 0.14275 | 0.13757
32 | 0.28 | 0.17 | South/Central | AZ | Kingman.AWOS.723700 | 3 | 155032 | 41.909 | 12.7708 | 60.8306 | 41.7091 | 19.1215 | 1206.67 | 1.72 | 64.07 | -0.25619 | 1.9762 | 75.9579 | -0.049984 | 39.37 | -1.9583 | 1.9083 | 51.2723 | 0.77431 | 10.87 | 0.74131 | 0.032997 | 10.8887 | 1.72 | 64.07 | -0.25619 | 1.9762 | 75.9579 | 1.8489 | 62.58 | 0.02357 | 1.8253 | 73.5159 | 0.0021176 | 0.088746 | 0.027043 | 0.12881 | 2.5552 | 0.0036423 | -0.00010585 | 0.0016397 | 0.0036423 | 0.0039152 | 0.13567 | 0.083369 | 0.023018 | 0.13567 | 0.13252 | 0.16085 | 0.10857 | 0.023058 | 0.16085 | 0.15568 | 0.0021176 | 0.088746 | 0.027043 | 0.12881 | 2.5552 | 0.0036423 | -0.00010585 | 0.0016397 | 0.0036423 | 0.0039152 | 0.13567 | 0.083369 | 0.023018 | 0.13567 | 0.13252 | 0.16085 | 0.10857 | 0.023058 | 0.16085 | 0.15568
33 | 0.27 | 0.47 | South/Central | AZ | Kingman.AWOS.723700 | 3 | 155032 | 35.5118 | 16.7027 | 59.6482 | 35.3423 | 24.3059 | 1299.8 | 2.9024 | -29.06 | 6.1106 | -3.2081 | -49.8298 | 1.1324 | -53.76 | 4.4085 | -3.276 | -74.5154 | 1.9567 | -82.26 | 7.1081 | -5.1513 | -114.899 | 2.9024 | -29.06 | 6.1106 | -3.2081 | -49.8298 | 3.0313 | -30.55 | 6.3903 | -3.359 | -52.2718 | 0.0021176 | 0.075199 | 0.035369 | 0.12631 | 2.7524 | 0.0061461 | 0.002398 | 0.0041435 | 0.0061461 | 0.006419 | -0.061537 | -0.11384 | -0.17419 | -0.061537 | -0.064692 | -0.10552 | -0.15779 | -0.24331 | -0.10552 | -0.11069 | 0.0021176 | 0.075199 | 0.035369 | 0.12631 | 2.7524 | 0.0061461 | 0.002398 | 0.0041435 | 0.0061461 | 0.006419 | -0.061537 | -0.11384 | -0.17419 | -0.061537 | -0.064692 | -0.10552 | -0.15779 | -0.24331 | -0.10552 | -0.11069
34 | 0.27 | 0.42 | South/Central | AZ | Kingman.AWOS.723700 | 3 | 155032 | 36.2987 | 15.9697 | 59.4521 | 36.1254 | 23.3266 | 1276.73 | 3.0985 | -5.99 | 5.3275 | -2.2289 | -20.6588 | 1.3285 | -30.69 | 3.6254 | -2.2968 | -45.3444 | 2.1528 | -59.19 | 6.325 | -4.1721 | -85.728 | 3.0985 | -5.99 | 5.3275 | -2.2289 | -20.6588 | 3.2274 | -7.48 | 5.6072 | -2.3798 | -23.1008 | 0.0021176 | 0.076865 | 0.033817 | 0.12589 | 2.7036 | 0.0065614 | 0.0028133 | 0.0045588 | 0.0065614 | 0.0068343 | -0.012684 | -0.064988 | -0.12534 | -0.012684 | -0.015839 | -0.043747 | -0.09602 | -0.18154 | -0.043747 | -0.048918 | 0.0021176 | 0.076865 | 0.033817 | 0.12589 | 2.7036 | 0.0065614 | 0.0028133 | 0.0045588 | 0.0065614 | 0.0068343 | -0.012684 | -0.064988 | -0.12534 | -0.012684 | -0.015839 | -0.043747 | -0.09602 | -0.18154 | -0.043747 | -0.048918
35 | 0.27 | 0.37 | South/Central | AZ | Kingman.AWOS.723700 | 3 | 155032 | 37.016 | 15.4375 | 59.4669 | 36.8393 | 22.6275 | 1262.28 | 3.0837 | 8.46 | 4.6136 | -1.5298 | -1.8304 | 1.3137 | -16.24 | 2.9114 | -1.5977 | -26.516 | 2.138 | -44.74 | 5.611 | -3.473 | -66.8996 | 3.0837 | 8.46 | 4.6136 | -1.5298 | -1.8304 | 3.2126 | 6.97 | 4.8933 | -1.6807 | -4.2724 | 0.0021176 | 0.078384 | 0.03269 | 0.12593 | 2.673 | 0.00653 | 0.0027819 | 0.0045274 | 0.00653 | 0.0068029 | 0.017915 | -0.034389 | -0.09474 | 0.017915 | 0.01476 | -0.0038761 | -0.05615 | -0.14167 | -0.0038761 | -0.0090472 | 0.0021176 | 0.078384 | 0.03269 | 0.12593 | 2.673 | 0.00653 | 0.0027819 | 0.0045274 | 0.00653 | 0.0068029 | 0.017915 | -0.034389 | -0.09474 | 0.017915 | 0.01476 | -0.0038761 | -0.05615 | -0.14167 | -0.0038761 | -0.0090472
36 | 0.27 | 0.32 | South/Central | AZ | Kingman.AWOS.723700 | 3 | 155032 | 37.9384 | 14.805 | 59.5507 | 37.7574 | 21.7933 | 1245.85 | 3 | 24.89 | 3.6955 | -0.69557 | 19.7853 | 1.23 | 0.19 | 1.9934 | -0.76346 | -4.9003 | 2.0543 | -28.31 | 4.693 | -2.6388 | -45.2839 | 3 | 24.89 | 3.6955 | -0.69557 | 19.7853 | 3.1288 | 23.4 | 3.9753 | -0.84646 | 17.3433 | 0.0021176 | 0.080338 | 0.031351 | 0.1261 | 2.6382 | 0.0063527 | 0.0026046 | 0.0043501 | 0.0063527 | 0.0066256 | 0.052707 | 0.00040234 | -0.059949 | 0.052707 | 0.049551 | 0.041897 | -0.010377 | -0.095892 | 0.041897 | 0.036726 | 0.0021176 | 0.080338 | 0.031351 | 0.1261 | 2.6382 | 0.0063527 | 0.0026046 | 0.0043501 | 0.0063527 | 0.0066256 | 0.052707 | 0.00040234 | -0.059949 | 0.052707 | 0.049551 | 0.041897 | -0.010377 | -0.095892 | 0.041897 | 0.036726
37 | 0.27 | 0.27 | South/Central | AZ | Kingman.AWOS.723700 | 3 | 155032 | 38.8612 | 14.2324 | 59.7009 | 38.6758 | 21.0252 | 1231.71 | 2.8497 | 39.03 | 2.7771 | 0.072552 | 38.7438 | 1.0797 | 14.33 | 1.075 | 0.0046607 | 14.0583 | 1.904 | -14.17 | 3.7746 | -1.8706 | -26.3254 | 2.8497 | 39.03 | 2.7771 | 0.072552 | 38.7438 | 2.9786 | 37.54 | 3.0569 | -0.078329 | 36.3018 | 0.0021176 | 0.082292 | 0.030138 | 0.12642 | 2.6082 | 0.0060344 | 0.0022863 | 0.0040318 | 0.0060344 | 0.0063073 | 0.082649 | 0.030345 | -0.030006 | 0.082649 | 0.079494 | 0.082043 | 0.029769 | -0.055746 | 0.082043 | 0.076872 | 0.0021176 | 0.082292 | 0.030138 | 0.12642 | 2.6082 | 0.0060344 | 0.0022863 | 0.0040318 | 0.0060344 | 0.0063073 | 0.082649 | 0.030345 | -0.030006 | 0.082649 | 0.079494 | 0.082043 | 0.029769 | -0.055746 | 0.082043 | 0.076872
38 | 0.27 | 0.23 | South/Central | AZ | Kingman.AWOS.723700 | 3 | 155032 | 39.6841 | 13.7598 | 59.8951 | 39.4948 | 20.4004 | 1221.15 | 2.6555 | 49.59 | 1.9581 | 0.69733 | 53.2356 | 0.88548 | 24.89 | 0.25604 | 0.62944 | 28.55 | 1.7098 | -3.61 | 2.9556 | -1.2459 | -11.8336 | 2.6555 | 49.59 | 1.9581 | 0.69733 | 53.2356 | 2.7844 | 48.1 | 2.2379 | 0.54645 | 50.7935 | 0.0021176 | 0.084034 | 0.029137 | 0.12683 | 2.5859 | 0.0056232 | 0.0018751 | 0.0036206 | 0.0056232 | 0.0058961 | 0.10501 | 0.052707 | -0.0076445 | 0.10501 | 0.10186 | 0.11273 | 0.060457 | -0.025059 | 0.11273 | 0.10756 | 0.0021176 | 0.084034 | 0.029137 | 0.12683 | 2.5859 | 0.0056232 | 0.0018751 | 0.0036206 | 0.0056232 | 0.0058961 | 0.10501 | 0.052707 | -0.0076445 | 0.10501 | 0.10186 | 0.11273 | 0.060457 | -0.025059 | 0.11273 | 0.10756
39 | 0.27 | 0.19 | South/Central | AZ | Kingman.AWOS.723700 | 3 | 155032 | 40.8866 | 13.1016 | 60.229 | 40.6915 | 19.5375 | 1207.46 | 2.3217 | 63.28 | 0.7614 | 1.5603 | 72.4052 | 0.55166 | 38.58 | -0.94071 | 1.4924 | 47.7196 | 1.376 | 10.08 | 1.7589 | -0.38294 | 7.336 | 2.3217 | 63.28 | 0.7614 | 1.5603 | 72.4052 | 2.4505 | 61.79 | 1.0412 | 1.4094 | 69.9632 | 0.0021176 | 0.086581 | 0.027744 | 0.12754 | 2.5569 | 0.0049163 | 0.0011682 | 0.0029137 | 0.0049163 | 0.0051892 | 0.134 | 0.081696 | 0.021345 | 0.134 | 0.13085 | 0.15332 | 0.10105 | 0.015534 | 0.15332 | 0.14815 | 0.0021176 | 0.086581 | 0.027744 | 0.12754 | 2.5569 | 0.0049163 | 0.0011682 | 0.0029137 | 0.0049163 | 0.0051892 | 0.134 | 0.081696 | 0.021345 | 0.134 | 0.13085 | 0.15332 | 0.10105 | 0.015534 | 0.15332 | 0.14815
40 | 0.27 | 0.17 | South/Central | AZ | Kingman.AWOS.723700 | 3 | 155032 | 41.5386 | 12.7708 | 60.4503 | 41.3405 | 19.1098 | 1201.42 | 2.1004 | 69.32 | 0.11242 | 1.9879 | 81.1854 | 0.33037 | 44.62 | -1.5897 | 1.9201 | 56.4998 | 1.1547 | 16.12 | 1.1099 | 0.044748 | 16.1162 | 2.1004 | 69.32 | 0.11242 | 1.9879 | 81.1854 | 2.2292 | 67.83 | 0.39217 | 1.8371 | 78.7434 | 0.0021176 | 0.087961 | 0.027043 | 0.12801 | 2.5441 | 0.0044477 | 0.00069958 | 0.0024451 | 0.0044477 | 0.0047206 | 0.14679 | 0.094486 | 0.034135 | 0.14679 | 0.14364 | 0.17192 | 0.11964 | 0.034127 | 0.17192 | 0.16675 | 0.0021176 | 0.087961 | 0.027043 | 0.12801 | 2.5441 | 0.0044477 | 0.00069958 | 0.0024451 | 0.0044477 | 0.0047206 | 0.14679 | 0.094486 | 0.034135 | 0.14679 | 0.14364 | 0.17192 | 0.11964 | 0.034127 | 0.17192 | 0.16675
41 | 0.26 | 0.47 | South/Central | AZ | Kingman.AWOS.723700 | 3 | 155032 | 35.2222 | 16.6822 | 59.3181 | 35.054 | 24.2641 | 1294.58 | 3.2325 | -23.84 | 6.3989 | -3.1664 | -44.4349 | 1.4625 | -48.54 | 4.6967 | -3.2343 | -69.1205 | 2.2868 | -77.04 | 7.3963 | -5.1096 | -109.5041 | 3.2325 | -23.84 | 6.3989 | -3.1664 | -44.4349 | 3.3614 | -25.33 | 6.6786 | -3.3172 | -46.8769 | 0.0021176 | 0.074586 | 0.035326 | 0.12561 | 2.7414 | 0.006845 | 0.0030969 | 0.0048424 | 0.006845 | 0.0071179 | -0.050483 | -0.10279 | -0.16314 | -0.050483 | -0.053638 | -0.094094 | -0.14637 | -0.23188 | -0.094094 | -0.099266 | 0.0021176 | 0.074586 | 0.035326 | 0.12561 | 2.7414 | 0.006845 | 0.0030969 | 0.0048424 | 0.006845 | 0.0071179 | -0.050483 | -0.10279 | -0.16314 | -0.050483 | -0.053638 | -0.094094 | -0.14637 | -0.23188 | -0.094094 | -0.099266
42 | 0.26 | 0.42 | South/Central | AZ | Kingman.AWOS.723700 | 3 | 155032 | 35.9791 | 15.9601 | 59.1029 | 35.8073 | 23.2956 | 1271.49 | 3.4477 | -0.75 | 5.6456 | -2.1978 | -15.3078 | 1.6777 | -25.45 | 3.9435 | -2.2657 | -39.9934 | 2.502 | -53.95 | 6.6431 | -4.141 | -80.377 | 3.4477 | -0.75 | 5.6456 | -2.1978 | -15.3078 | 3.5766 | -2.24 | 5.9253 | -2.3487 | -17.7499 | 0.0021176 | 0.076188 | 0.033797 | 0.12515 | 2.6925 | 0.0073008 | 0.0035527 | 0.0052982 | 0.0073008 | 0.0075737 | -0.0015882 | -0.053892 | -0.11424 | -0.0015882 | -0.0047434 | -0.032416 | -0.084689 | -0.1702 | -0.032416 | -0.037587 | 0.0021176 | 0.076188 | 0.033797 | 0.12515 | 2.6925 | 0.0073008 | 0.0035527 | 0.0052982 | 0.0073008 | 0.0075737 | -0.0015882 | -0.053892 | -0.11424 | -0.0015882 | -0.0047434 | -0.032416 | -0.084689 | -0.1702 | -0.032416 | -0.037587
43 | 0.26 | 0.37 | South/Central | AZ | Kingman.AWOS.723700 | 3 | 155032 | 36.5705 | 15.5579 | 59.1617 | 36.3959 | 22.7658 | 1261.13 | 3.3889 | 9.61 | 5.057 | -1.6681 | -1.655 | 1.6189 | -15.09 | 3.3549 | -1.736 | -26.3406 | 2.4432 | -43.59 | 6.0545 | -3.6113 | -66.7242 | 3.3889 | 9.61 | 5.057 | -1.6681 | -1.655 | 3.5178 | 8.12 | 5.3368 | -1.819 | -4.097 | 0.0021176 | 0.077441 | 0.032945 | 0.12528 | 2.6705 | 0.0071763 | 0.0034282 | 0.0051737 | 0.0071763 | 0.0074492 | 0.02035 | -0.031954 | -0.092305 | 0.02035 | 0.017195 | -0.0035046 | -0.055778 | -0.14129 | -0.0035046 | -0.0086757 | 0.0021176 | 0.077441 | 0.032945 | 0.12528 | 2.6705 | 0.0071763 | 0.0034282 | 0.0051737 | 0.0071763 | 0.0074492 | 0.02035 | -0.031954 | -0.092305 | 0.02035 | 0.017195 | -0.0035046 | -0.055778 | -0.14129 | -0.0035046 | -0.0086757
44 | 0.26 | 0.32 | South/Central | AZ | Kingman.AWOS.723700 | 3 | 155032 | 37.3577 | 15.0206 | 59.2256 | 37.1794 | 22.0463 | 1246.89 | 3.325 | 23.85 | 4.2735 | -0.94853 | 17.0972 | 1.555 | -0.85 | 2.5714 | -1.0164 | -7.5883 | 2.3793 | -29.35 | 5.271 | -2.8917 | -47.972 | 3.325 | 23.85 | 4.2735 | -0.94853 | 17.0972 | 3.4539 | 22.36 | 4.5533 | -1.0994 | 14.6552 | 0.0021176 | 0.079108 | 0.031807 | 0.12541 | 2.6404 | 0.0070409 | 0.0032928 | 0.0050383 | 0.0070409 | 0.0073138 | 0.050504 | -0.0017999 | -0.062151 | 0.050504 | 0.047349 | 0.036205 | -0.016069 | -0.10158 | 0.036205 | 0.031034 | 0.0021176 | 0.079108 | 0.031807 | 0.12541 | 2.6404 | 0.0070409 | 0.0032928 | 0.0050383 | 0.0070409 | 0.0073138 | 0.050504 | -0.0017999 | -0.062151 | 0.050504 | 0.047349 | 0.036205 | -0.016069 | -0.10158 | 0.036205 | 0.031034
45 | 0.26 | 0.27 | South/Central | AZ | Kingman.AWOS.723700 | 3 | 155032 | 38.3804 | 14.3267 | 59.3286 | 38.1972 | 21.1315 | 1229.03 | 3.222 | 41.71 | 3.2557 | -0.033733 | 40.656 | 1.452 | 17.01 | 1.5536 | -0.10162 | 15.9704 | 2.2763 | -11.49 | 4.2532 | -1.9769 | -24.4132 | 3.222 | 41.71 | 3.2557 | -0.033733 | 40.656 | 3.3509 | 40.22 | 3.5355 | -0.18462 | 38.2139 | 0.0021176 | 0.081273 | 0.030338 | 0.12563 | 2.6026 | 0.0068228 | 0.0030747 | 0.0048202 | 0.0068228 | 0.0070957 | 0.088324 | 0.03602 | -0.024331 | 0.088324 | 0.085169 | 0.086092 | 0.033819 | -0.051697 | 0.086092 | 0.080921 | 0.0021176 | 0.081273 | 0.030338 | 0.12563 | 2.6026 | 0.0068228 | 0.0030747 | 0.0048202 | 0.0068228 | 0.0070957 | 0.088324 | 0.03602 | -0.024331 | 0.088324 | 0.085169 | 0.086092 | 0.033819 | -0.051697 | 0.086092 | 0.080921
46 | 0.26 | 0.23 | South/Central | AZ | Kingman.AWOS.723700 | 3 | 155032 | 39.3189 | 13.7598 | 59.5152 | 39.1312 | 20.384 | 1215.81 | 3.0354 | 54.93 | 2.3217 | 0.71371 | 58.5836 | 1.2654 | 30.23 | 0.61959 | 0.64582 | 33.898 | 2.0897 | 1.73 | 3.3192 | -1.2295 | -6.4856 | 3.0354 | 54.93 | 2.3217 | 0.71371 | 58.5836 | 3.1643 | 53.44 | 2.6015 | 0.56283 | 56.1416 | 0.0021176 | 0.083261 | 0.029137 | 0.12603 | 2.5746 | 0.0064277 | 0.0026796 | 0.0044251 | 0.0064277 | 0.0067006 | 0.11632 | 0.064014 | 0.0036634 | 0.11632 | 0.11316 | 0.12406 | 0.071782 | -0.013734 | 0.12406 | 0.11888 | 0.0021176 | 0.083261 | 0.029137 | 0.12603 | 2.5746 | 0.0064277 | 0.0026796 | 0.0044251 | 0.0064277 | 0.0067006 | 0.11632 | 0.064014 | 0.0036634 | 0.11632 | 0.11316 | 0.12406 | 0.071782 | -0.013734 | 0.12406 | 0.11888
47 | 0.26 | 0.19 | South/Central | AZ | Kingman.AWOS.723700 | 3 | 155032 | 40.5113 | 13.1016 | 59.8437 | 40.318 | 19.5257 | 1202.14 | 2.7069 | 68.6 | 1.1349 | 1.572 | 77.6956 | 0.9369 | 43.9 | -0.56722 | 1.5041 | 53.01 | 1.7612 | 15.4 | 2.1324 | -0.37119 | 12.6264 | 2.7069 | 68.6 | 1.1349 | 1.572 | 77.6956 | 2.8358 | 67.11 | 1.4146 | 1.4211 | 75.2536 | 0.0021176 | 0.085786 | 0.027744 | 0.12672 | 2.5456 | 0.0057321 | 0.001984 | 0.0037295 | 0.0057321 | 0.006005 | 0.14527 | 0.092962 | 0.032611 | 0.14527 | 0.14211 | 0.16453 | 0.11225 | 0.026737 | 0.16453 | 0.15936 | 0.0021176 | 0.085786 | 0.027744 | 0.12672 | 2.5456 | 0.0057321 | 0.001984 | 0.0037295 | 0.0057321 | 0.006005 | 0.14527 | 0.092962 | 0.032611 | 0.14527 | 0.14211 | 0.16453 | 0.11225 | 0.026737 | 0.16453 | 0.15936
48 | 0.26 | 0.17 | South/Central | AZ | Kingman.AWOS.723700 | 3 | 155032 | 41.1634 | 12.7754 | 60.0693 | 40.967 | 19.1023 | 1196.24 | 2.4813 | 74.5 | 0.48591 | 1.9954 | 86.3049 | 0.71135 | 49.8 | -1.2162 | 1.9275 | 61.6193 | 1.5356 | 21.3 | 1.4834 | 0.052236 | 21.2357 | 2.4813 | 74.5 | 0.48591 | 1.9954 | 86.3049 | 2.6102 | 73.01 | 0.76566 | 1.8446 | 83.8629 | 0.0021176 | 0.087167 | 0.027053 | 0.1272 | 2.5331 | 0.0052544 | 0.0015063 | 0.0032518 | 0.0052544 | 0.0055273 | 0.15776 | 0.10546 | 0.045104 | 0.15776 | 0.1546 | 0.18276 | 0.13048 | 0.044968 | 0.18276 | 0.17759 | 0.0021176 | 0.087167 | 0.027053 | 0.1272 | 2.5331 | 0.0052544 | 0.0015063 | 0.0032518 | 0.0052544 | 0.0055273 | 0.15776 | 0.10546 | 0.045104 | 0.15776 | 0.1546 | 0.18276 | 0.13048 | 0.044968 | 0.18276 | 0.17759
49 | 0.25 | 0.47 | South/Central | AZ | Kingman.AWOS.723700 | 3 | 155032 | 34.9321 | 16.6526 | 58.9789 | 34.7654 | 24.2136 | 1289.06 | 3.5717 | -18.32 | 6.6875 | -3.1158 | -38.6834 | 1.8017 | -43.02 | 4.9854 | -3.1837 | -63.3689 | 2.626 | -71.52 | 7.685 | -5.059 | -103.7526 | 3.5717 | -18.32 | 6.6875 | -3.1158 | -38.6834 | 3.7006 | -19.81 | 6.9673 | -3.2667 | -41.1254 | 0.0021176 | 0.073972 | 0.035263 | 0.12489 | 2.7297 | 0.0075633 | 0.0038152 | 0.0055607 | 0.0075633 | 0.0078362 | -0.038794 | -0.091098 | -0.15145 | -0.038794 | -0.041949 | -0.081915 | -0.13419 | -0.2197 | -0.081915 | -0.087086 | 0.0021176 | 0.073972 | 0.035263 | 0.12489 | 2.7297 | 0.0075633 | 0.0038152 | 0.0055607 | 0.0075633 | 0.0078362 | -0.038794 | -0.091098 | -0.15145 | -0.038794 | -0.041949 | -0.081915 | -0.13419 | -0.2197 | -0.081915 | -0.087086
50 | 0.25 | 0.42 | South/Central | AZ | Kingman.AWOS.723700 | 3 | 155032 | 35.6591 | 15.9501 | 58.7572 | 35.4888 | 23.2684 | 1266.37 | 3.7934 | 4.37 | 5.9641 | -2.1707 | -10.1087 | 2.0234 | -20.33 | 4.262 | -2.2386 | -34.7943 | 2.8477 | -48.83 | 6.9616 | -4.1139 | -75.1779 | 3.7934 | 4.37 | 5.9641 | -2.1707 | -10.1087 | 3.9223 | 2.88 | 6.2438 | -2.3216 | -12.5507 | 0.0021176 | 0.075511 | 0.033776 | 0.12442 | 2.6816 | 0.0080328 | 0.0042847 | 0.0060302 | 0.0080328 | 0.0083057 | 0.0092538 | -0.04305 | -0.1034 | 0.0092538 | 0.0060986 | -0.021406 | -0.07368 | -0.1592 | -0.021406 | -0.026577 | 0.0021176 | 0.075511 | 0.033776 | 0.12442 | 2.6816 | 0.0080328 | 0.0042847 | 0.0060302 | 0.0080328 | 0.0083057 | 0.0092538 | -0.04305 | -0.1034 | 0.0092538 | 0.0060986 | -0.021406 | -0.07368 | -0.1592 | -0.021406 | -0.026577
51 | 0.25 | 0.37 | South/Central | AZ | Kingman.AWOS.723700 | 3 | 155032 | 36.1196 | 15.6836 | 58.8565 | 35.9471 | 22.9094 | 1260.11 | 3.6941 | 10.63 | 5.5058 | -1.8117 | -1.6221 | 1.9241 | -14.07 | 3.8037 | -1.8795 | -26.3077 | 2.7484 | -42.57 | 6.5033 | -3.7549 | -66.6913 | 3.6941 | 10.63 | 5.5058 | -1.8117 | -1.6221 | 3.823 | 9.14 | 5.7855 | -1.9625 | -4.0641 | 0.0021176 | 0.076486 | 0.033211 | 0.12463 | 2.6684 | 0.0078226 | 0.0040745 | 0.00582 | 0.0078226 | 0.0080955 | 0.02251 | -0.029794 | -0.090145 | 0.02251 | 0.019355 | -0.0034349 | -0.055709 | -0.14122 | -0.0034349 | -0.0086061 | 0.0021176 | 0.076486 | 0.033211 | 0.12463 | 2.6684 | 0.0078226 | 0.0040745 | 0.00582 | 0.0078226 | 0.0080955 | 0.02251 | -0.029794 | -0.090145 | 0.02251 | 0.019355 | -0.0034349 | -0.055709 | -0.14122 | -0.0034349 | -0.0086061
52 | 0.25 | 0.32 | South/Central | AZ | Kingman.AWOS.723700 | 3 | 155032 | 36.7627 | 15.251 | 58.911 | 36.5872 | 22.3238 | 1248.54 | 3.6397 | 22.2 | 4.8657 | -1.2261 | 13.6069 | 1.8697 | -2.5 | 3.1636 | -1.294 | -11.0787 | 2.694 | -31 | 5.8632 | -3.1693 | -51.4623 | 3.6397 | 22.2 | 4.8657 | -1.2261 | 13.6069 | 3.7685 | 20.71 | 5.1455 | -1.3769 | 11.1649 | 0.0021176 | 0.077848 | 0.032295 | 0.12475 | 2.6439 | 0.0077073 | 0.0039592 | 0.0057047 | 0.0077073 | 0.0079802 | 0.04701 | -0.0052939 | -0.065645 | 0.04701 | 0.043855 | 0.028814 | -0.02346 | -0.10898 | 0.028814 | 0.023642 | 0.0021176 | 0.077848 | 0.032295 | 0.12475 | 2.6439 | 0.0077073 | 0.0039592 | 0.0057047 | 0.0077073 | 0.0079802 | 0.04701 | -0.0052939 | -0.065645 | 0.04701 | 0.043855 | 0.028814 | -0.02346 | -0.10898 | 0.028814 | 0.023642
53 | 0.25 | 0.27 | South/Central | AZ | Kingman.AWOS.723700 | 3 | 155032 | 37.901 | 14.4224 | 58.955 | 37.72 | 21.2349 | 1226.3 | 3.5957 | 44.44 | 3.7329 | -0.13722 | 42.6623 | 1.8257 | 19.74 | 2.0308 | -0.20511 | 17.9767 | 2.65 | -8.76 | 4.7304 | -2.0804 | -22.4069 | 3.5957 | 44.44 | 3.7329 | -0.13722 | 42.6623 | 3.7245 | 42.95 | 4.0126 | -0.2881 | 40.2203 | 0.0021176 | 0.080258 | 0.03054 | 0.12484 | 2.5968 | 0.0076141 | 0.003866 | 0.0056115 | 0.0076141 | 0.007887 | 0.094105 | 0.041801 | -0.01855 | 0.094105 | 0.09095 | 0.090341 | 0.038067 | -0.047448 | 0.090341 | 0.08517 | 0.0021176 | 0.080258 | 0.03054 | 0.12484 | 2.5968 | 0.0076141 | 0.003866 | 0.0056115 | 0.0076141 | 0.007887 | 0.094105 | 0.041801 | -0.01855 | 0.094105 | 0.09095 | 0.090341 | 0.038067 | -0.047448 | 0.090341 | 0.08517
54 | 0.25 | 0.23 | South/Central | AZ | Kingman.AWOS.723700 | 3 | 155032 | 38.9536 | 13.7598 | 59.1347 | 38.7676 | 20.367 | 1210.46 | 3.4159 | 60.28 | 2.6852 | 0.73069 | 63.9553 | 1.6459 | 35.58 | 0.98314 | 0.66279 | 39.2697 | 2.4702 | 7.08 | 3.6827 | -1.2125 | -1.1139 | 3.4159 | 60.28 | 2.6852 | 0.73069 | 63.9553 | 3.5448 | 58.79 | 2.965 | 0.5798 | 61.5133 | 0.0021176 | 0.082487 | 0.029138 | 0.12522 | 2.5632 | 0.0072335 | 0.0034854 | 0.0052309 | 0.0072335 | 0.0075064 | 0.12765 | 0.075343 | 0.014992 | 0.12765 | 0.12449 | 0.13543 | 0.083157 | -0.0023588 | 0.13543 | 0.13026 | 0.0021176 | 0.082487 | 0.029138 | 0.12522 | 2.5632 | 0.0072335 | 0.0034854 | 0.0052309 | 0.0072335 | 0.0075064 | 0.12765 | 0.075343 | 0.014992 | 0.12765 | 0.12449 | 0.13543 | 0.083157 | -0.0023588 | 0.13543 | 0.13026
55 | 0.25 | 0.19 | South/Central | AZ | Kingman.AWOS.723700 | 3 | 155032 | 40.1362 | 13.1072 | 59.4642 | 39.9445 | 19.5197 | 1197.01 | 3.0864 | 73.73 | 1.5084 | 1.578 | 82.7564 | 1.3164 | 49.03 | -0.19372 | 1.5101 | 58.0708 | 2.1407 | 20.53 | 2.5059 | -0.36517 | 17.6872 | 3.0864 | 73.73 | 1.5084 | 1.578 | 82.7564 | 3.2153 | 72.24 | 1.7881 | 1.4272 | 80.3144 | 0.0021176 | 0.084991 | 0.027756 | 0.12592 | 2.5348 | 0.0065357 | 0.0027876 | 0.0045331 | 0.0065357 | 0.0068086 | 0.15613 | 0.10382 | 0.043474 | 0.15613 | 0.15297 | 0.17524 | 0.12297 | 0.037454 | 0.17524 | 0.17007 | 0.0021176 | 0.084991 | 0.027756 | 0.12592 | 2.5348 | 0.0065357 | 0.0027876 | 0.0045331 | 0.0065357 | 0.0068086 | 0.15613 | 0.10382 | 0.043474 | 0.15613 | 0.15297 | 0.17524 | 0.12297 | 0.037454 | 0.17524 | 0.17007
56 | 0.25 | 0.17 | South/Central | AZ | Kingman.AWOS.723700 | 3 | 155032 | 40.7782 | 12.7808 | 59.6794 | 40.5836 | 19.0958 | 1190.97 | 2.8712 | 79.77 | 0.86934 | 2.0019 | 91.5118 | 1.1012 | 55.07 | -0.83276 | 1.934 | 66.8262 | 1.9255 | 26.57 | 1.8668 | 0.058703 | 26.4426 | 2.8712 | 79.77 | 0.86934 | 2.0019 | 91.5118 | 3.0001 | 78.28 | 1.1491 | 1.851 | 89.0698 | 0.0021176 | 0.086351 | 0.027064 | 0.12638 | 2.522 | 0.0060801 | 0.002332 | 0.0040775 | 0.0060801 | 0.006353 | 0.16892 | 0.11661 | 0.056264 | 0.16892 | 0.16576 | 0.19378 | 0.14151 | 0.055994 | 0.19378 | 0.18861 | 0.0021176 | 0.086351 | 0.027064 | 0.12638 | 2.522 | 0.0060801 | 0.002332 | 0.0040775 | 0.0060801 | 0.006353 | 0.16892 | 0.11661 | 0.056264 | 0.16892 | 0.16576 | 0.19378 | 0.14151 | 0.055994 | 0.19378 | 0.18861
57 | 0.24 | 0.47 | South/Central | AZ | Kingman.AWOS.723700 | 3 | 155032 | 34.5969 | 16.6626 | 58.6436 | 34.4316 | 24.212 | 1284.61 | 3.907 | -13.87 | 7.0213 | -3.1143 | -34.315 | 2.137 | -38.57 | 5.3192 | -3.1822 | -59.0006 | 2.9613 | -67.07 | 8.0188 | -5.0575 | -99.3842 | 3.907 | -13.87 | 7.0213 | -3.1143 | -34.315 | 4.0358 | -15.36 | 7.301 | -3.2652 | -36.757 | 0.0021176 | 0.073262 | 0.035284 | 0.12418 | 2.7203 | 0.0082733 | 0.0045252 | 0.0062707 | 0.0082733 | 0.0085462 | -0.029371 | -0.081675 | -0.14203 | -0.029371 | -0.032526 | -0.072665 | -0.12494 | -0.21045 | -0.072665 | -0.077836 | 0.0021176 | 0.073262 | 0.035284 | 0.12418 | 2.7203 | 0.0082733 | 0.0045252 | 0.0062707 | 0.0082733 | 0.0085462 | -0.029371 | -0.081675 | -0.14203 | -0.029371 | -0.032526 | -0.072665 | -0.12494 | -0.21045 | -0.072665 | -0.077836
58 | 0.24 | 0.42 | South/Central | AZ | Kingman.AWOS.723700 | 3 | 155032 | 35.3138 | 15.96 | 58.4119 | 35.1452 | 23.2668 | 1261.79 | 4.1387 | 8.95 | 6.3077 | -2.169 | -5.6088 | 2.3687 | -15.75 | 4.6056 | -2.2369 | -30.2944 | 3.193 | -44.25 | 7.3052 | -4.1122 | -70.678 | 4.1387 | 8.95 | 6.3077 | -2.169 | -5.6088 | 4.2676 | 7.46 | 6.5875 | -2.3199 | -8.0508 | 0.0021176 | 0.07478 | 0.033797 | 0.12369 | 2.6719 | 0.008764 | 0.0050159 | 0.0067614 | 0.008764 | 0.0090369 | 0.018952 | -0.033352 | -0.093703 | 0.018952 | 0.015797 | -0.011877 | -0.064151 | -0.14967 | -0.011877 | -0.017048 | 0.0021176 | 0.07478 | 0.033797 | 0.12369 | 2.6719 | 0.008764 | 0.0050159 | 0.0067614 | 0.008764 | 0.0090369 | 0.018952 | -0.033352 | -0.093703 | 0.018952 | 0.015797 | -0.011877 | -0.064151 | -0.14967 | -0.011877 | -0.017048
59 | 0.24 | 0.37 | South/Central | AZ | Kingman.AWOS.723700 | 3 | 155032 | 35.77 | 15.6936 | 58.507 | 35.5992 | 22.9078 | 1255.49 | 4.0437 | 15.25 | 5.8537 | -1.81 | 2.9319 | 2.2737 | -9.45 | 4.1516 | -1.8779 | -21.7537 | 3.098 | -37.95 | 6.8512 | -3.7532 | -62.1373 | 4.0437 | 15.25 | 5.8537 | -1.81 | 2.9319 | 4.1725 | 13.76 | 6.1335 | -1.9609 | 0.4899 | 0.0021176 | 0.075746 | 0.033232 | 0.12389 | 2.6586 | 0.0085628 | 0.0048147 | 0.0065602 | 0.0085628 | 0.0088357 | 0.032293 | -0.020011 | -0.080362 | 0.032293 | 0.029138 | 0.0062085 | -0.046065 | -0.13158 | 0.0062085 | 0.0010374 | 0.0021176 | 0.075746 | 0.033232 | 0.12389 | 2.6586 | 0.0085628 | 0.0048147 | 0.0065602 | 0.0085628 | 0.0088357 | 0.032293 | -0.020011 | -0.080362 | 0.032293 | 0.029138 | 0.0062085 | -0.046065 | -0.13158 | 0.0062085 | 0.0010374
60 | 0.24 | 0.32 | South/Central | AZ | Kingman.AWOS.723700 | 3 | 155032 | 36.4075 | 15.2557 | 58.5504 | 36.2336 | 22.3168 | 1243.66 | 4.0002 | 27.08 | 5.2193 | -1.2191 | 18.4494 | 2.2303 | 2.38 | 3.5172 | -1.287 | -6.2362 | 3.0545 | -26.12 | 6.2168 | -3.1623 | -46.6198 | 4.0002 | 27.08 | 5.2193 | -1.2191 | 18.4494 | 4.1291 | 25.59 | 5.4991 | -1.37 | 16.0074 | 0.0021176 | 0.077096 | 0.032305 | 0.12398 | 2.6335 | 0.0084708 | 0.0047227 | 0.0064682 | 0.0084708 | 0.0087437 | 0.057344 | 0.0050398 | -0.055311 | 0.057344 | 0.054189 | 0.039068 | -0.013206 | -0.098721 | 0.039068 | 0.033897 | 0.0021176 | 0.077096 | 0.032305 | 0.12398 | 2.6335 | 0.0084708 | 0.0047227 | 0.0064682 | 0.0084708 | 0.0087437 | 0.057344 | 0.0050398 | -0.055311 | 0.057344 | 0.054189 | 0.039068 | -0.013206 | -0.098721 | 0.039068 | 0.033897
61 | 0.24 | 0.27 | South/Central | AZ | Kingman.AWOS.723700 | 3 | 155032 | 37.5457 | 14.4228 | 58.5901 | 37.3664 | 21.2237 | 1221.25 | 3.9605 | 49.49 | 4.0865 | -0.12594 | 47.6771 | 2.1906 | 24.79 | 2.3844 | -0.19383 | 22.9916 | 3.0148 | -3.71 | 5.084 | -2.0691 | -17.3921 | 3.9605 | 49.49 | 4.0865 | -0.12594 | 47.6771 | 4.0894 | 48 | 4.3662 | -0.27683 | 45.2351 | 0.0021176 | 0.079506 | 0.030541 | 0.12407 | 2.5861 | 0.0083868 | 0.0046387 | 0.0063842 | 0.0083868 | 0.0086597 | 0.1048 | 0.052495 | -0.0078562 | 0.1048 | 0.10164 | 0.10096 | 0.048686 | -0.036829 | 0.10096 | 0.095789 | 0.0021176 | 0.079506 | 0.030541 | 0.12407 | 2.5861 | 0.0083868 | 0.0046387 | 0.0063842 | 0.0083868 | 0.0086597 | 0.1048 | 0.052495 | -0.0078562 | 0.1048 | 0.10164 | 0.10096 | 0.048686 | -0.036829 | 0.10096 | 0.095789
62 | 0.24 | 0.23 | South/Central | AZ | Kingman.AWOS.723700 | 3 | 155032 | 38.5884 | 13.7602 | 58.7598 | 38.4041 | 20.3557 | 1205.28 | 3.7908 | 65.46 | 3.0488 | 0.74199 | 69.0997 | 2.0208 | 40.76 | 1.3467 | 0.6741 | 44.4141 | 2.8451 | 12.26 | 4.0463 | -1.2012 | 4.0305 | 3.7908 | 65.46 | 3.0488 | 0.74199 | 69.0997 | 3.9197 | 63.97 | 3.3286 | 0.59111 | 66.6576 | 0.0021176 | 0.081714 | 0.029138 | 0.12443 | 2.5523 | 0.0080273 | 0.0042792 | 0.0060247 | 0.0080273 | 0.0083002 | 0.13862 | 0.086312 | 0.025962 | 0.13862 | 0.13546 | 0.14632 | 0.09405 | 0.0085348 | 0.14632 | 0.14115 | 0.0021176 | 0.081714 | 0.029138 | 0.12443 | 2.5523 | 0.0080273 | 0.0042792 | 0.0060247 | 0.0080273 | 0.0083002 | 0.13862 | 0.086312 | 0.025962 | 0.13862 | 0.13546 | 0.14632 | 0.09405 | 0.0085348 | 0.14632 | 0.14115
63 | 0.24 | 0.19 | South/Central | AZ | Kingman.AWOS.723700 | 3 | 155032 | 39.7719 | 13.0977 | 59.0704 | 39.582 | 19.4884 | 1191.18 | 3.4802 | 79.56 | 1.8709 | 1.6093 | 88.6894 | 1.7102 | 54.86 | 0.16881 | 1.5414 | 64.0039 | 2.5345 | 26.36 | 2.8684 | -0.33387 | 23.6203 | 3.4802 | 79.56 | 1.8709 | 1.6093 | 88.6894 | 3.6091 | 78.07 | 2.1507 | 1.4584 | 86.2474 | 0.0021176 | 0.08422 | 0.027735 | 0.12509 | 2.5224 | 0.0073697 | 0.0036216 | 0.0053671 | 0.0073697 | 0.0076426 | 0.16847 | 0.11617 | 0.055819 | 0.16847 | 0.16532 | 0.18781 | 0.13553 | 0.050018 | 0.18781 | 0.18264 | 0.0021176 | 0.08422 | 0.027735 | 0.12509 | 2.5224 | 0.0073697 | 0.0036216 | 0.0053671 | 0.0073697 | 0.0076426 | 0.16847 | 0.11617 | 0.055819 | 0.16847 | 0.16532 | 0.18781 | 0.13553 | 0.050018 | 0.18781 | 0.18264
64 | 0.24 | 0.17 | South/Central | AZ | Kingman.AWOS.723700 | 3 | 155032 | 40.4183 | 12.7712 | 59.2903 | 40.2253 | 19.065 | 1185.21 | 3.2603 | 85.53 | 1.2276 | 2.0327 | 97.371 | 1.4903 | 60.83 | -0.47449 | 1.9648 | 72.6855 | 2.3146 | 32.33 | 2.2251 | 0.089531 | 32.3019 | 3.2603 | 85.53 | 1.2276 | 2.0327 | 97.371 | 3.3892 | 84.04 | 1.5074 | 1.8818 | 94.929 | 0.0021176 | 0.085589 | 0.027044 | 0.12555 | 2.5098 | 0.006904 | 0.0031559 | 0.0049014 | 0.006904 | 0.0071769 | 0.18112 | 0.12881 | 0.068461 | 0.18112 | 0.17796 | 0.20619 | 0.15392 | 0.068402 | 0.20619 | 0.20102 | 0.0021176 | 0.085589 | 0.027044 | 0.12555 | 2.5098 | 0.006904 | 0.0031559 | 0.0049014 | 0.006904 | 0.0071769 | 0.18112 | 0.12881 | 0.068461 | 0.18112 | 0.17796 | 0.20619 | 0.15392 | 0.068402 | 0.20619 | 0.20102
65 | 0.22 | 0.47 | South/Central | AZ | Kingman.AWOS.723700 | 3 | 155032 | 33.9163 | 16.6883 | 57.9688 | 33.7542 | 24.2145 | 1275.77 | 4.5818 | -5.03 | 7.6987 | -3.1168 | -25.6756 | 2.8119 | -29.73 | 5.9966 | -3.1847 | -50.3611 | 3.6361 | -58.23 | 8.6961 | -5.06 | -90.7448 | 4.5818 | -5.03 | 7.6987 | -3.1168 | -25.6756 | 4.7107 | -6.52 | 7.9784 | -3.2677 | -28.1176 | 0.0021176 | 0.07182 | 0.035339 | 0.12275 | 2.7015 | 0.0097024 | 0.0059543 | 0.0076998 | 0.0097024 | 0.0099753 | -0.010651 | -0.062956 | -0.12331 | -0.010651 | -0.013807 | -0.05437 | -0.10664 | -0.19216 | -0.05437 | -0.059541 | 0.0021176 | 0.07182 | 0.035339 | 0.12275 | 2.7015 | 0.0097024 | 0.0059543 | 0.0076998 | 0.0097024 | 0.0099753 | -0.010651 | -0.062956 | -0.12331 | -0.010651 | -0.013807 | -0.05437 | -0.10664 | -0.19216 | -0.05437 | -0.059541
66 | 0.22 | 0.42 | South/Central | AZ | Kingman.AWOS.723700 | 3 | 155032 | 34.6233 | 15.9804 | 57.727 | 34.4578 | 23.2692 | 1252.81 | 4.8236 | 17.93 | 6.9951 | -2.1715 | 3.1613 | 3.0536 | -6.77 | 5.293 | -2.2394 | -21.5242 | 3.8779 | -35.27 | 7.9926 | -4.1147 | -61.9079 | 4.8236 | 17.93 | 6.9951 | -2.1715 | 3.1613 | 4.9524 | 16.44 | 7.2748 | -2.3224 | 0.71931 | 0.0021176 | 0.073317 | 0.03384 | 0.12224 | 2.6529 | 0.010214 | 0.0064662 | 0.0082117 | 0.010214 | 0.010487 | 0.037968 | -0.014336 | -0.074687 | 0.037968 | 0.034813 | 0.0066943 | -0.045579 | -0.13109 | 0.0066943 | 0.0015232 | 0.0021176 | 0.073317 | 0.03384 | 0.12224 | 2.6529 | 0.010214 | 0.0064662 | 0.0082117 | 0.010214 | 0.010487 | 0.037968 | -0.014336 | -0.074687 | 0.037968 | 0.034813 | 0.0066943 | -0.045579 | -0.13109 | 0.0066943 | 0.0015232
67 | 0.22 | 0.37 | South/Central | AZ | Kingman.AWOS.723700 | 3 | 155032 | 35.0695 | 15.7093 | 57.8021 | 34.9019 | 22.9002 | 1246.06 | 4.7485 | 24.68 | 6.551 | -1.8025 | 12.2313 | 2.9785 | -0.02 | 4.8489 | -1.8704 | -12.4543 | 3.8028 | -28.52 | 7.5485 | -3.7457 | -52.8379 | 4.7485 | 24.68 | 6.551 | -1.8025 | 12.2313 | 4.8774 | 23.19 | 6.8307 | -1.9534 | 9.7893 | 0.0021176 | 0.074262 | 0.033266 | 0.1224 | 2.6386 | 0.010055 | 0.0063072 | 0.0080527 | 0.010055 | 0.010328 | 0.052262 | -4.2352e-05 | -0.060393 | 0.052262 | 0.049107 | 0.025901 | -0.026373 | -0.11189 | 0.025901 | 0.02073 | 0.0021176 | 0.074262 | 0.033266 | 0.1224 | 2.6386 | 0.010055 | 0.0063072 | 0.0080527 | 0.010055 | 0.010328 | 0.052262 | -4.2352e-05 | -0.060393 | 0.052262 | 0.049107 | 0.025901 | -0.026373 | -0.11189 | 0.025901 | 0.02073
68 | 0.22 | 0.32 | South/Central | AZ | Kingman.AWOS.723700 | 3 | 155032 | 35.6969 | 15.2714 | 57.8356 | 35.5263 | 22.3092 | 1234.07 | 4.7151 | 36.67 | 5.9265 | -1.2115 | 27.8794 | 2.9451 | 11.97 | 4.2244 | -1.2794 | 3.1939 | 3.7694 | -16.53 | 6.924 | -3.1547 | -37.1898 | 4.7151 | 36.67 | 5.9265 | -1.2115 | 27.8794 | 4.8439 | 35.18 | 6.2063 | -1.3624 | 25.4374 | 0.0021176 | 0.075591 | 0.032338 | 0.12247 | 2.6132 | 0.0099845 | 0.0062364 | 0.0079819 | 0.0099845 | 0.010257 | 0.077652 | 0.025347 | -0.035004 | 0.077652 | 0.074496 | 0.059037 | 0.0067633 | -0.078752 | 0.059037 | 0.053866 | 0.0021176 | 0.075591 | 0.032338 | 0.12247 | 2.6132 | 0.0099845 | 0.0062364 | 0.0079819 | 0.0099845 | 0.010257 | 0.077652 | 0.025347 | -0.035004 | 0.077652 | 0.074496 | 0.059037 | 0.0067633 | -0.078752 | 0.059037 | 0.053866
69 | 0.22 | 0.27 | South/Central | AZ | Kingman.AWOS.723700 | 3 | 155032 | 36.8206 | 14.4327 | 57.8502 | 36.6446 | 21.2056 | 1211.13 | 4.7004 | 59.61 | 4.8083 | -0.10786 | 57.716 | 2.9305 | 34.91 | 3.1062 | -0.17576 | 33.0305 | 3.7547 | 6.41 | 5.8058 | -2.0511 | -7.3532 | 4.7004 | 59.61 | 4.8083 | -0.10786 | 57.716 | 4.8293 | 58.12 | 5.0881 | -0.25875 | 55.274 | 0.0021176 | 0.07797 | 0.030562 | 0.1225 | 2.5647 | 0.0099536 | 0.0062055 | 0.007951 | 0.0099536 | 0.010226 | 0.12623 | 0.073925 | 0.013574 | 0.12623 | 0.12307 | 0.12222 | 0.069945 | -0.015571 | 0.12222 | 0.11705 | 0.0021176 | 0.07797 | 0.030562 | 0.1225 | 2.5647 | 0.0099536 | 0.0062055 | 0.007951 | 0.0099536 | 0.010226 | 0.12623 | 0.073925 | 0.013574 | 0.12623 | 0.12307 | 0.12222 | 0.069945 | -0.015571 | 0.12222 | 0.11705
70 | 0.22 | 0.23 | South/Central | AZ | Kingman.AWOS.723700 | 3 | 155032 | 37.8532 | 13.7655 | 58.0052 | 37.6723 | 20.3329 | 1194.87 | 4.5454 | 75.87 | 3.7806 | 0.76484 | 79.4583 | 2.7754 | 51.17 | 2.0785 | 0.69695 | 54.7727 | 3.5997 | 22.67 | 4.7781 | -1.1784 | 14.3891 | 4.5454 | 75.87 | 3.7806 | 0.76484 | 79.4583 | 4.6743 | 74.38 | 4.0603 | 0.61396 | 77.0163 | 0.0021176 | 0.080157 | 0.029149 | 0.12283 | 2.5302 | 0.0096252 | 0.0058771 | 0.0076226 | 0.0096252 | 0.0098981 | 0.16066 | 0.10836 | 0.048005 | 0.16066 | 0.15751 | 0.16826 | 0.11599 | 0.03047 | 0.16826 | 0.16309 | 0.0021176 | 0.080157 | 0.029149 | 0.12283 | 2.5302 | 0.0096252 | 0.0058771 | 0.0076226 | 0.0096252 | 0.0098981 | 0.16066 | 0.10836 | 0.048005 | 0.16066 | 0.15751 | 0.16826 | 0.11599 | 0.03047 | 0.16826 | 0.16309
71 | 0.22 | 0.19 | South/Central | AZ | Kingman.AWOS.723700 | 3 | 155032 | 39.0314 | 13.0972 | 58.3048 | 38.8449 | 19.4598 | 1180.51 | 4.2459 | 90.23 | 2.608 | 1.6379 | 99.3454 | 2.4759 | 65.53 | 0.90585 | 1.57 | 74.6598 | 3.3001 | 37.03 | 3.6055 | -0.3053 | 34.2762 | 4.2459 | 90.23 | 2.608 | 1.6379 | 99.3454 | 4.3747 | 88.74 | 2.8877 | 1.487 | 96.9034 | 0.0021176 | 0.082652 | 0.027734 | 0.12346 | 2.4998 | 0.0089909 | 0.0052428 | 0.0069883 | 0.0089909 | 0.0092638 | 0.19107 | 0.13876 | 0.078414 | 0.19107 | 0.18791 | 0.21037 | 0.1581 | 0.072582 | 0.21037 | 0.2052 | 0.0021176 | 0.082652 | 0.027734 | 0.12346 | 2.4998 | 0.0089909 | 0.0052428 | 0.0069883 | 0.0089909 | 0.0092638 | 0.19107 | 0.13876 | 0.078414 | 0.19107 | 0.18791 | 0.21037 | 0.1581 | 0.072582 | 0.21037 | 0.2052
72 | 0.22 | 0.17 | South/Central | AZ | Kingman.AWOS.723700 | 3 | 155032 | 39.6732 | 12.7612 | 58.5052 | 39.4836 | 19.0216 | 1173.99 | 4.0455 | 96.75 | 1.9693 | 2.0761 | 108.6828 | 2.2755 | 72.05 | 0.26721 | 2.0083 | 83.9972 | 3.0998 | 43.55 | 2.9668 | 0.13295 | 43.6136 | 4.0455 | 96.75 | 1.9693 | 2.0761 | 108.6828 | 4.1743 | 95.26 | 2.2491 | 1.9253 | 106.2407 | 0.0021176 | 0.084011 | 0.027023 | 0.12389 | 2.486 | 0.0085666 | 0.0048185 | 0.006564 | 0.0085666 | 0.0088395 | 0.20488 | 0.15257 | 0.092221 | 0.20488 | 0.20172 | 0.23014 | 0.17787 | 0.092355 | 0.23014 | 0.22497 | 0.0021176 | 0.084011 | 0.027023 | 0.12389 | 2.486 | 0.0085666 | 0.0048185 | 0.006564 | 0.0085666 | 0.0088395 | 0.20488 | 0.15257 | 0.092221 | 0.20488 | 0.20172 | 0.23014 | 0.17787 | 0.092355 | 0.23014 | 0.22497
73 | 0.2 | 0.47 | South/Central | AZ | Kingman.AWOS.723700 | 3 | 155032 | 33.2258 | 16.7087 | 57.2787 | 33.0669 | 24.2118 | 1266.61 | 5.2719 | 4.13 | 8.386 | -3.114 | -16.696 | 3.5019 | -20.57 | 6.6839 | -3.1819 | -41.3816 | 4.3262 | -49.07 | 9.3835 | -5.0572 | -81.7652 | 5.2719 | 4.13 | 8.386 | -3.114 | -16.696 | 5.4008 | 2.64 | 8.6657 | -3.2649 | -19.138 | 0.0021176 | 0.070358 | 0.035382 | 0.12129 | 2.6821 | 0.011164 | 0.0074156 | 0.0091611 | 0.011164 | 0.011437 | 0.0087456 | -0.043559 | -0.10391 | 0.0087456 | 0.0055904 | -0.035355 | -0.087629 | -0.17314 | -0.035355 | -0.040526 | 0.0021176 | 0.070358 | 0.035382 | 0.12129 | 2.6821 | 0.011164 | 0.0074156 | 0.0091611 | 0.011164 | 0.011437 | 0.0087456 | -0.043559 | -0.10391 | 0.0087456 | 0.0055904 | -0.035355 | -0.087629 | -0.17314 | -0.035355 | -0.040526
74 | 0.2 | 0.42 | South/Central | AZ | Kingman.AWOS.723700 | 3 | 155032 | 33.9281 | 16.0019 | 57.0333 | 33.7658 | 23.2675 | 1243.63 | 5.5173 | 27.11 | 7.6871 | -2.1697 | 12.1614 | 3.7473 | 2.41 | 5.985 | -2.2376 | -12.5242 | 4.5716 | -26.09 | 8.6846 | -4.1129 | -52.9078 | 5.5173 | 27.11 | 7.6871 | -2.1697 | 12.1614 | 5.6462 | 25.62 | 7.9668 | -2.3206 | 9.7194 | 0.0021176 | 0.071845 | 0.033885 | 0.12077 | 2.6335 | 0.011683 | 0.0079353 | 0.0096808 | 0.011683 | 0.011956 | 0.057408 | 0.0051034 | -0.055248 | 0.057408 | 0.054252 | 0.025753 | -0.026521 | -0.11204 | 0.025753 | 0.020582 | 0.0021176 | 0.071845 | 0.033885 | 0.12077 | 2.6335 | 0.011683 | 0.0079353 | 0.0096808 | 0.011683 | 0.011956 | 0.057408 | 0.0051034 | -0.055248 | 0.057408 | 0.054252 | 0.025753 | -0.026521 | -0.11204 | 0.025753 | 0.020582
75 | 0.2 | 0.37 | South/Central | AZ | Kingman.AWOS.723700 | 3 | 155032 | 34.3643 | 15.7297 | 57.092 | 34.2 | 22.8921 | 1236.52 | 5.4586 | 34.22 | 7.2529 | -1.7943 | 21.6158 | 3.6886 | 9.52 | 5.5508 | -1.8622 | -3.0698 | 4.5129 | -18.98 | 8.2504 | -3.7375 | -43.4534 | 5.4586 | 34.22 | 7.2529 | -1.7943 | 21.6158 | 5.5874 | 32.73 | 7.5327 | -1.9452 | 19.1738 | 0.0021176 | 0.072769 | 0.033309 | 0.1209 | 2.6184 | 0.011559 | 0.0078109 | 0.0095564 | 0.011559 | 0.011832 | 0.072464 | 0.020159 | -0.040192 | 0.072464 | 0.069308 | 0.045773 | -0.0065006 | -0.092016 | 0.045773 | 0.040602 | 0.0021176 | 0.072769 | 0.033309 | 0.1209 | 2.6184 | 0.011559 | 0.0078109 | 0.0095564 | 0.011559 | 0.011832 | 0.072464 | 0.020159 | -0.040192 | 0.072464 | 0.069308 | 0.045773 | -0.0065006 | -0.092016 | 0.045773 | 0.040602
76 | 0.2 | 0.32 | South/Central | AZ | Kingman.AWOS.723700 | 3 | 155032 | 34.9718 | 15.2871 | 57.0966 | 34.8045 | 22.292 | 1223.99 | 5.4541 | 46.75 | 6.6484 | -1.1943 | 37.8821 | 3.6841 | 22.05 | 4.9463 | -1.2622 | 13.1965 | 4.5084 | -6.45 | 7.6459 | -3.1375 | -27.1871 | 5.4541 | 46.75 | 6.6484 | -1.1943 | 37.8821 | 5.5829 | 45.26 | 6.9281 | -1.3452 | 35.44 | 0.0021176 | 0.074055 | 0.032372 | 0.12091 | 2.5919 | 0.011549 | 0.0078013 | 0.0095468 | 0.011549 | 0.011822 | 0.098997 | 0.046693 | -0.013658 | 0.098997 | 0.095842 | 0.080218 | 0.027945 | -0.057571 | 0.080218 | 0.075047 | 0.0021176 | 0.074055 | 0.032372 | 0.12091 | 2.5919 | 0.011549 | 0.0078013 | 0.0095468 | 0.011549 | 0.011822 | 0.098997 | 0.046693 | -0.013658 | 0.098997 | 0.095842 | 0.080218 | 0.027945 | -0.057571 | 0.080218 | 0.075047
77 | 0.2 | 0.27 | South/Central | AZ | Kingman.AWOS.723700 | 3 | 155032 | 36.0854 | 14.4385 | 57.0912 | 35.9128 | 21.1783 | 1200.59 | 5.4595 | 70.15 | 5.5401 | -0.080603 | 68.2514 | 3.6895 | 45.45 | 3.838 | -0.14849 | 43.5659 | 4.5138 | 16.95 | 6.5376 | -2.0238 | 3.1822 | 5.4595 | 70.15 | 5.5401 | -0.080603 | 68.2514 | 5.5883 | 68.66 | 5.8198 | -0.23148 | 65.8094 | 0.0021176 | 0.076414 | 0.030575 | 0.12089 | 2.5423 | 0.011561 | 0.0078127 | 0.0095582 | 0.011561 | 0.011834 | 0.14855 | 0.096244 | 0.035893 | 0.14855 | 0.14539 | 0.14453 | 0.092254 | 0.0067387 | 0.14453 | 0.13936 | 0.0021176 | 0.076414 | 0.030575 | 0.12089 | 2.5423 | 0.011561 | 0.0078127 | 0.0095582 | 0.011561 | 0.011834 | 0.14855 | 0.096244 | 0.035893 | 0.14855 | 0.14539 | 0.14453 | 0.092254 | 0.0067387 | 0.14453 | 0.13936
78 | 0.2 | 0.23 | South/Central | AZ | Kingman.AWOS.723700 | 3 | 155032 | 37.1181 | 13.7659 | 57.2404 | 36.9406 | 20.2999 | 1184.11 | 5.3102 | 86.63 | 4.5123 | 0.79787 | 90.225 | 3.5402 | 61.93 | 2.8102 | 0.72998 | 65.5394 | 4.3645 | 33.43 | 5.5098 | -1.1453 | 25.1558 | 5.3102 | 86.63 | 4.5123 | 0.79787 | 90.225 | 5.4391 | 85.14 | 4.7921 | 0.64699 | 87.783 | 0.0021176 | 0.0786 | 0.02915 | 0.12121 | 2.5074 | 0.011245 | 0.0074966 | 0.0092421 | 0.011245 | 0.011518 | 0.18345 | 0.13114 | 0.070791 | 0.18345 | 0.18029 | 0.19106 | 0.13878 | 0.053269 | 0.19106 | 0.18589 | 0.0021176 | 0.0786 | 0.02915 | 0.12121 | 2.5074 | 0.011245 | 0.0074966 | 0.0092421 | 0.011245 | 0.011518 | 0.18345 | 0.13114 | 0.070791 | 0.18345 | 0.18029 | 0.19106 | 0.13878 | 0.053269 | 0.19106 | 0.18589
79 | 0.2 | 0.19 | South/Central | AZ | Kingman.AWOS.723700 | 3 | 155032 | 38.2859 | 13.0929 | 57.525 | 38.1028 | 19.4221 | 1169.47 | 5.0257 | 101.27 | 3.3501 | 1.6756 | 110.4334 | 3.2557 | 76.57 | 1.6479 | 1.6077 | 85.7479 | 4.08 | 48.07 | 4.3475 | -0.26759 | 45.3642 | 5.0257 | 101.27 | 3.3501 | 1.6756 | 110.4334 | 5.1545 | 99.78 | 3.6298 | 1.5247 | 107.9914 | 0.0021176 | 0.081073 | 0.027725 | 0.12181 | 2.4764 | 0.010642 | 0.0068941 | 0.0086396 | 0.010642 | 0.010915 | 0.21445 | 0.16214 | 0.10179 | 0.21445 | 0.21129 | 0.23385 | 0.18158 | 0.096062 | 0.23385 | 0.22868 | 0.0021176 | 0.081073 | 0.027725 | 0.12181 | 2.4764 | 0.010642 | 0.0068941 | 0.0086396 | 0.010642 | 0.010915 | 0.21445 | 0.16214 | 0.10179 | 0.21445 | 0.21129 | 0.23385 | 0.18158 | 0.096062 | 0.23385 | 0.22868
80 | 0.2 | 0.17 | South/Central | AZ | Kingman.AWOS.723700 | 3 | 155032 | 38.9227 | 12.7569 | 57.7204 | 38.7366 | 18.9838 | 1162.86 | 4.8302 | 107.88 | 2.7163 | 2.1139 | 119.8372 | 3.0602 | 83.18 | 1.0142 | 2.0461 | 95.1516 | 3.8845 | 54.68 | 3.7138 | 0.17075 | 54.768 | 4.8302 | 107.88 | 2.7163 | 2.1139 | 119.8372 | 4.9591 | 106.39 | 2.996 | 1.9631 | 117.3952 | 0.0021176 | 0.082422 | 0.027014 | 0.12223 | 2.4624 | 0.010228 | 0.0064803 | 0.0082258 | 0.010228 | 0.010501 | 0.22844 | 0.17614 | 0.11579 | 0.22844 | 0.22529 | 0.25376 | 0.20149 | 0.11598 | 0.25376 | 0.24859 | 0.0021176 | 0.082422 | 0.027014 | 0.12223 | 2.4624 | 0.010228 | 0.0064803 | 0.0082258 | 0.010228 | 0.010501 | 0.22844 | 0.17614 | 0.11579 | 0.22844 | 0.22529 | 0.25376 | 0.20149 | 0.11598 | 0.25376 | 0.24859
81 | 0.35 | 0.2 | South/Central | AZ | Kingman.AWOS.723700 | 3 | 155032 | 43.4116 | 13.2873 | 63.1001 | 43.2049 | 19.8952 | 1252.72 | -0.54949 | 18.02 | -1.752 | 1.2025 | 25.6251 | -2.3195 | -6.68 | -3.4541 | 1.1346 | 0.93955 | -1.4952 | -35.18 | -0.7545 | -0.7407 | -39.4441 | -0.54949 | 18.02 | -1.752 | 1.2025 | 25.6251 | -0.42062 | 16.53 | -1.4722 | 1.0516 | 23.1831 | 0.0021176 | 0.091927 | 0.028137 | 0.13362 | 2.6527 | -0.0011636 | -0.0049117 | -0.0031662 | -0.0011636 | -0.00089069 | 0.038159 | -0.014145 | -0.074496 | 0.038159 | 0.035004 | 0.054263 | 0.0019896 | -0.083526 | 0.054263 | 0.049092 | 0.0021176 | 0.091927 | 0.028137 | 0.13362 | 2.6527 | -0.0011636 | -0.0049117 | -0.0031662 | -0.0011636 | -0.00089069 | 0.038159 | -0.014145 | -0.074496 | 0.038159 | 0.035004 | 0.054263 | 0.0019896 | -0.083526 | 0.054263 | 0.049092
82 | 0.35 | 0.25 | South/Central | AZ | Kingman.AWOS.723700 | 3 | 155032 | 41.9323 | 14.0902 | 62.6795 | 41.7327 | 20.9468 | 1269.25 | -0.12887 | 1.49 | -0.27976 | 0.15088 | 2.442 | -1.8989 | -23.21 | -1.9819 | 0.08299 | -22.2436 | -1.0746 | -51.71 | 0.71774 | -1.7923 | -62.6272 | -0.12887 | 1.49 | -0.27976 | 0.15088 | 2.442 | 0 | 0 | 0 | 0 | 0 | 0.0021176 | 0.088795 | 0.029837 | 0.13273 | 2.6877 | -0.0002729 | -0.004021 | -0.0022755 | -0.0002729 | 0 | 0.0031552 | -0.049149 | -0.1095 | 0.0031552 | 0 | 0.0051711 | -0.047102 | -0.13262 | 0.0051711 | 0 | 0.0021176 | 0.088795 | 0.029837 | 0.13273 | 2.6877 | -0.0002729 | -0.004021 | -0.0022755 | -0.0002729 | 0 | 0.0031552 | -0.049149 | -0.1095 | 0.0031552 | 0 | 0.0051711 | -0.047102 | -0.13262 | 0.0051711 | 0
83 | 0.35 | 0.3 | South/Central | AZ | Kingman.AWOS.723700 | 3 | 155032 | 41.6513 | 14.172 | 62.5506 | 41.4529 | 21.0977 | 1270.74 | 0 | 0 | 0 | 0 | 0 | -1.77 | -24.7 | -1.7021 | -0.067892 | -24.6856 | -0.94571 | -53.2 | 0.99749 | -1.9432 | -65.0692 | 0 | 0 | 0 | 0 | 0 | 0.12887 | -1.49 | 0.27976 | -0.15088 | -2.442 | 0.0021176 | 0.0882 | 0.03001 | 0.13246 | 2.6909 | 0 | -0.0037481 | -0.0020026 | 0 | 0.0002729 | 0 | -0.052304 | -0.11266 | 0 | -0.0031552 | 0 | -0.052274 | -0.13779 | 0 | -0.0051711 | 0.0021176 | 0.0882 | 0.03001 | 0.13246 | 2.6909 | 0 | -0.0037481 | -0.0020026 | 0 | 0.0002729 | 0 | -0.052304 | -0.11266 | 0 | -0.0031552 | 0 | -0.052274 | -0.13779 | 0 | -0.0051711
84 | 0.35 | 0.35 | South/Central | AZ | Kingman.AWOS.723700 | 3 | 155032 | 40.3889 | 14.915 | 62.2615 | 40.1965 | 22.065 | 1287.25 | 0.2891 | -16.51 | 1.2564 | -0.9673 | -22.5861 | -1.4809 | -41.21 | -0.44571 | -1.0352 | -47.2717 | -0.65661 | -69.71 | 2.2539 | -2.9105 | -87.6553 | 0.2891 | -16.51 | 1.2564 | -0.9673 | -22.5861 | 0.41797 | -18 | 1.5362 | -1.1182 | -25.0281 | 0.0021176 | 0.085527 | 0.031584 | 0.13184 | 2.7259 | 0.00061218 | -0.0031359 | -0.0013904 | 0.00061218 | 0.00088508 | -0.034961 | -0.087265 | -0.14762 | -0.034961 | -0.038116 | -0.047828 | -0.1001 | -0.18562 | -0.047828 | -0.052999 | 0.0021176 | 0.085527 | 0.031584 | 0.13184 | 2.7259 | 0.00061218 | -0.0031359 | -0.0013904 | 0.00061218 | 0.00088508 | -0.034961 | -0.087265 | -0.14762 | -0.034961 | -0.038116 | -0.047828 | -0.1001 | -0.18562 | -0.047828 | -0.052999
85 | 0.35 | 0.4 | South/Central | AZ | Kingman.AWOS.723700 | 3 | 155032 | 39.2909 | 15.6575 | 62.1365 | 39.1038 | 23.0327 | 1305.9 | 0.4141 | -35.16 | 2.3491 | -1.935 | -47.2997 | -1.3559 | -59.86 | 0.64697 | -2.0029 | -71.9853 | -0.53161 | -88.36 | 3.3466 | -3.8782 | -112.3689 | 0.4141 | -35.16 | 2.3491 | -1.935 | -47.2997 | 0.54297 | -36.65 | 2.6288 | -2.0859 | -49.7417 | 0.0021176 | 0.083202 | 0.033156 | 0.13158 | 2.7653 | 0.00087689 | -0.0028712 | -0.0011257 | 0.00087689 | 0.0011498 | -0.074454 | -0.12676 | -0.18711 | -0.074454 | -0.077609 | -0.10016 | -0.15243 | -0.23795 | -0.10016 | -0.10533 | 0.0021176 | 0.083202 | 0.033156 | 0.13158 | 2.7653 | 0.00087689 | -0.0028712 | -0.0011257 | 0.00087689 | 0.0011498 | -0.074454 | -0.12676 | -0.18711 | -0.074454 | -0.077609 | -0.10016 | -0.15243 | -0.23795 | -0.10016 | -0.10533
86 | 0.33 | 0.2 | South/Central | AZ | Kingman.AWOS.723700 | 3 | 155032 | 42.7211 | 13.2773 | 62.3696 | 42.5176 | 19.852 | 1242.2 | 0.18103 | 28.54 | -1.0647 | 1.2457 | 36.226 | -1.589 | 3.84 | -2.7668 | 1.1778 | 11.5405 | -0.76467 | -24.66 | -0.067164 | -0.69751 | -28.8432 | 0.18103 | 28.54 | -1.0647 | 1.2457 | 36.226 | 0.3099 | 27.05 | -0.7849 | 1.0948 | 33.784 | 0.0021176 | 0.090465 | 0.028116 | 0.13207 | 2.6305 | 0.00038335 | -0.0033648 | -0.0016193 | 0.00038335 | 0.00065625 | 0.060436 | 0.0081315 | -0.052219 | 0.060436 | 0.05728 | 0.076711 | 0.024438 | -0.061078 | 0.076711 | 0.07154 | 0.0021176 | 0.090465 | 0.028116 | 0.13207 | 2.6305 | 0.00038335 | -0.0033648 | -0.0016193 | 0.00038335 | 0.00065625 | 0.060436 | 0.0081315 | -0.052219 | 0.060436 | 0.05728 | 0.076711 | 0.024438 | -0.061078 | 0.076711 | 0.07154
87 | 0.33 | 0.25 | South/Central | AZ | Kingman.AWOS.723700 | 3 | 155032 | 41.2471 | 14.0902 | 61.9685 | 41.0506 | 20.9179 | 1259.28 | 0.5821 | 11.46 | 0.4023 | 0.1798 | 12.4024 | -1.1879 | -13.24 | -1.2998 | 0.11191 | -12.2832 | -0.36361 | -41.74 | 1.3998 | -1.7634 | -52.6668 | 0.5821 | 11.46 | 0.4023 | 0.1798 | 12.4024 | 0.71097 | 9.97 | 0.68205 | 0.028915 | 9.9604 | 0.0021176 | 0.087344 | 0.029837 | 0.13122 | 2.6666 | 0.0012326 | -0.0025155 | -0.00076997 | 0.0012326 | 0.0015055 | 0.024267 | -0.028037 | -0.088388 | 0.024267 | 0.021112 | 0.026263 | -0.026011 | -0.11153 | 0.026263 | 0.021092 | 0.0021176 | 0.087344 | 0.029837 | 0.13122 | 2.6666 | 0.0012326 | -0.0025155 | -0.00076997 | 0.0012326 | 0.0015055 | 0.024267 | -0.028037 | -0.088388 | 0.024267 | 0.021112 | 0.026263 | -0.026011 | -0.11153 | 0.026263 | 0.021092
88 | 0.33 | 0.3 | South/Central | AZ | Kingman.AWOS.723700 | 3 | 155032 | 40.9718 | 14.172 | 61.8507 | 40.7765 | 21.0742 | 1261.04 | 0.6999 | 9.7 | 0.67638 | 0.023523 | 9.6709 | -1.0701 | -15 | -1.0257 | -0.044368 | -15.0146 | -0.2458 | -43.5 | 1.6739 | -1.9197 | -55.3983 | 0.6999 | 9.7 | 0.67638 | 0.023523 | 9.6709 | 0.82878 | 8.21 | 0.95614 | -0.12736 | 7.2289 | 0.0021176 | 0.086761 | 0.03001 | 0.13097 | 2.6703 | 0.0014821 | -0.002266 | -0.0005205 | 0.0014821 | 0.001755 | 0.020541 | -0.031764 | -0.092115 | 0.020541 | 0.017385 | 0.020479 | -0.031795 | -0.11731 | 0.020479 | 0.015308 | 0.0021176 | 0.086761 | 0.03001 | 0.13097 | 2.6703 | 0.0014821 | -0.002266 | -0.0005205 | 0.0014821 | 0.001755 | 0.020541 | -0.031764 | -0.092115 | 0.020541 | 0.017385 | 0.020479 | -0.031795 | -0.11731 | 0.020479 | 0.015308
89 | 0.33 | 0.35 | South/Central | AZ | Kingman.AWOS.723700 | 3 | 155032 | 39.7183 | 14.9249 | 61.581 | 39.529 | 22.0519 | 1278.01 | 0.96965 | -7.27 | 1.9239 | -0.9542 | -13.4485 | -0.80035 | -31.97 | 0.22175 | -1.0221 | -38.1341 | 0.023942 | -60.47 | 2.9213 | -2.8974 | -78.5177 | 0.96965 | -7.27 | 1.9239 | -0.9542 | -13.4485 | 1.0985 | -8.76 | 2.2036 | -1.1051 | -15.8905 | 0.0021176 | 0.084107 | 0.031605 | 0.1304 | 2.7063 | 0.0020533 | -0.0016948 | 5.07e-05 | 0.0020533 | 0.0023262 | -0.015395 | -0.067699 | -0.12805 | -0.015395 | -0.01855 | -0.028478 | -0.080752 | -0.16627 | -0.028478 | -0.033649 | 0.0021176 | 0.084107 | 0.031605 | 0.1304 | 2.7063 | 0.0020533 | -0.0016948 | 5.07e-05 | 0.0020533 | 0.0023262 | -0.015395 | -0.067699 | -0.12805 | -0.015395 | -0.01855 | -0.028478 | -0.080752 | -0.16627 | -0.028478 | -0.033649
90 | 0.33 | 0.4 | South/Central | AZ | Kingman.AWOS.723700 | 3 | 155032 | 38.6304 | 15.6679 | 61.4664 | 38.4463 | 23.0201 | 1296.81 | 1.0843 | -26.07 | 3.0066 | -1.9223 | -38.3085 | -0.68573 | -50.77 | 1.3045 | -1.9902 | -62.994 | 0.13856 | -79.27 | 4.0041 | -3.8655 | -103.3777 | 1.0843 | -26.07 | 3.0066 | -1.9223 | -38.3085 | 1.2131 | -27.56 | 3.2863 | -2.0732 | -40.7505 | 0.0021176 | 0.081803 | 0.033178 | 0.13016 | 2.7461 | 0.002296 | -0.0014521 | 0.0002934 | 0.002296 | 0.0025689 | -0.055205 | -0.10751 | -0.16786 | -0.055205 | -0.05836 | -0.081121 | -0.13339 | -0.21891 | -0.081121 | -0.086292 | 0.0021176 | 0.081803 | 0.033178 | 0.13016 | 2.7461 | 0.002296 | -0.0014521 | 0.0002934 | 0.002296 | 0.0025689 | -0.055205 | -0.10751 | -0.16786 | -0.055205 | -0.05836 | -0.081121 | -0.13339 | -0.21891 | -0.081121 | -0.086292
91 | 0.3 | 0.2 | South/Central | AZ | Kingman.AWOS.723700 | 3 | 155032 | 41.6664 | 13.2672 | 61.2644 | 41.4677 | 19.7967 | 1226.51 | 1.2862 | 44.23 | -0.014786 | 1.301 | 51.9907 | -0.48379 | 19.53 | -1.7169 | 1.2331 | 27.3051 | 0.3405 | -8.97 | 0.98271 | -0.64221 | -13.0785 | 1.2862 | 44.23 | -0.014786 | 1.301 | 51.9907 | 1.4151 | 42.74 | 0.26497 | 1.1501 | 49.5487 | 0.0021176 | 0.088232 | 0.028094 | 0.12973 | 2.5972 | 0.0027236 | -0.0010245 | 0.00072103 | 0.0027236 | 0.0029965 | 0.09366 | 0.041356 | -0.018995 | 0.09366 | 0.090505 | 0.11009 | 0.057821 | -0.027695 | 0.11009 | 0.10492 | 0.0021176 | 0.088232 | 0.028094 | 0.12973 | 2.5972 | 0.0027236 | -0.0010245 | 0.00072103 | 0.0027236 | 0.0029965 | 0.09366 | 0.041356 | -0.018995 | 0.09366 | 0.090505 | 0.11009 | 0.057821 | -0.027695 | 0.11009 | 0.10492
92 | 0.3 | 0.25 | South/Central | AZ | Kingman.AWOS.723700 | 3 | 155032 | 40.2024 | 14.0859 | 60.8795 | 40.0107 | 20.8689 | 1243.95 | 1.6711 | 26.79 | 1.4422 | 0.22886 | 27.7886 | -0.098906 | 2.09 | -0.25987 | 0.16097 | 3.1031 | 0.72538 | -26.41 | 2.4397 | -1.7143 | -37.2806 | 1.6711 | 26.79 | 1.4422 | 0.22886 | 27.7886 | 1.8 | 25.3 | 1.722 | 0.077977 | 25.3466 | 0.0021176 | 0.085132 | 0.029828 | 0.12892 | 2.6342 | 0.0035387 | -0.00020944 | 0.0015361 | 0.0035387 | 0.0038116 | 0.05673 | 0.0044257 | -0.055925 | 0.05673 | 0.053575 | 0.058845 | 0.006571 | -0.078944 | 0.058845 | 0.053673 | 0.0021176 | 0.085132 | 0.029828 | 0.12892 | 2.6342 | 0.0035387 | -0.00020944 | 0.0015361 | 0.0035387 | 0.0038116 | 0.05673 | 0.0044257 | -0.055925 | 0.05673 | 0.053575 | 0.058845 | 0.006571 | -0.078944 | 0.058845 | 0.053673
93 | 0.3 | 0.3 | South/Central | AZ | Kingman.AWOS.723700 | 3 | 155032 | 39.9413 | 14.1724 | 60.7806 | 39.7508 | 21.0298 | 1246.04 | 1.77 | 24.7 | 1.7021 | 0.067892 | 24.6856 | 0 | 0 | 0 | 0 | 0 | 0.82429 | -28.5 | 2.6996 | -1.8753 | -40.3836 | 1.77 | 24.7 | 1.7021 | 0.067892 | 24.6856 | 1.8989 | 23.21 | 1.9819 | -0.08299 | 22.2436 | 0.0021176 | 0.084579 | 0.030011 | 0.12871 | 2.6386 | 0.0037481 | 0 | 0.0017455 | 0.0037481 | 0.004021 | 0.052304 | 0 | -0.060351 | 0.052304 | 0.049149 | 0.052274 | 0 | -0.085515 | 0.052274 | 0.047102 | 0.0021176 | 0.084579 | 0.030011 | 0.12871 | 2.6386 | 0.0037481 | 0 | 0.0017455 | 0.0037481 | 0.004021 | 0.052304 | 0 | -0.060351 | 0.052304 | 0.049149 | 0.052274 | 0 | -0.085515 | 0.052274 | 0.047102
94 | 0.3 | 0.35 | South/Central | AZ | Kingman.AWOS.723700 | 3 | 155032 | 38.7078 | 14.9349 | 60.55 | 38.5232 | 22.0268 | 1263.92 | 2.0006 | 6.82 | 2.9297 | -0.92909 | 0.53747 | 0.23061 | -17.88 | 1.2276 | -0.99698 | -24.1481 | 1.0549 | -46.38 | 3.9272 | -2.8723 | -64.5317 | 2.0006 | 6.82 | 2.9297 | -0.92909 | 0.53747 | 2.1295 | 5.33 | 3.2094 | -1.08 | -1.9045 | 0.0021176 | 0.081967 | 0.031626 | 0.12822 | 2.6764 | 0.0042364 | 0.00048834 | 0.0022338 | 0.0042364 | 0.0045093 | 0.014442 | -0.037862 | -0.098213 | 0.014442 | 0.011287 | 0.0011381 | -0.051135 | -0.13665 | 0.0011381 | -0.004033 | 0.0021176 | 0.081967 | 0.031626 | 0.12822 | 2.6764 | 0.0042364 | 0.00048834 | 0.0022338 | 0.0042364 | 0.0045093 | 0.014442 | -0.037862 | -0.098213 | 0.014442 | 0.011287 | 0.0011381 | -0.051135 | -0.13665 | 0.0011381 | -0.004033
95 | 0.3 | 0.4 | South/Central | AZ | Kingman.AWOS.723700 | 3 | 155032 | 37.6355 | 15.6936 | 60.4672 | 37.4561 | 23.0111 | 1283.49 | 2.0834 | -12.75 | 3.9968 | -1.9134 | -25.174 | 0.3134 | -37.45 | 2.2947 | -1.9813 | -49.8596 | 1.1377 | -65.95 | 4.9943 | -3.8566 | -90.2432 | 2.0834 | -12.75 | 3.9968 | -1.9134 | -25.174 | 2.2123 | -14.24 | 4.2766 | -2.0643 | -27.616 | 0.0021176 | 0.079696 | 0.033232 | 0.12804 | 2.7179 | 0.0044118 | 0.00066366 | 0.0024092 | 0.0044118 | 0.0046847 | -0.026999 | -0.079303 | -0.13965 | -0.026999 | -0.030154 | -0.053308 | -0.10558 | -0.1911 | -0.053308 | -0.058479 | 0.0021176 | 0.079696 | 0.033232 | 0.12804 | 2.7179 | 0.0044118 | 0.00066366 | 0.0024092 | 0.0044118 | 0.0046847 | -0.026999 | -0.079303 | -0.13965 | -0.026999 | -0.030154 | -0.053308 | -0.10558 | -0.1911 | -0.053308 | -0.058479
96 | 0.28 | 0.2 | South/Central | AZ | Kingman.AWOS.723700 | 3 | 155032 | 40.9412 | 13.2672 | 60.5149 | 40.7459 | 19.769 | 1216.07 | 2.0357 | 54.67 | 0.70703 | 1.3287 | 62.415 | 0.26571 | 29.97 | -0.99507 | 1.2608 | 37.7294 | 1.09 | 1.47 | 1.7045 | -0.61452 | -2.6542 | 2.0357 | 54.67 | 0.70703 | 1.3287 | 62.415 | 2.1646 | 53.18 | 0.98679 | 1.1778 | 59.973 | 0.0021176 | 0.086696 | 0.028094 | 0.12815 | 2.5751 | 0.0043108 | 0.00056267 | 0.0023082 | 0.0043108 | 0.0045837 | 0.11577 | 0.063464 | 0.0031128 | 0.11577 | 0.11261 | 0.13217 | 0.079895 | -0.0056205 | 0.13217 | 0.127 | 0.0021176 | 0.086696 | 0.028094 | 0.12815 | 2.5751 | 0.0043108 | 0.00056267 | 0.0023082 | 0.0043108 | 0.0045837 | 0.11577 | 0.063464 | 0.0031128 | 0.11577 | 0.11261 | 0.13217 | 0.079895 | -0.0056205 | 0.13217 | 0.127
97 | 0.28 | 0.25 | South/Central | AZ | Kingman.AWOS.723700 | 3 | 155032 | 39.4976 | 14.0863 | 60.1508 | 39.3091 | 20.8417 | 1233.78 | 2.3998 | 36.96 | 2.1438 | 0.25607 | 37.9321 | 0.62985 | 12.26 | 0.44167 | 0.18818 | 13.2465 | 1.4541 | -16.24 | 3.1413 | -1.6871 | -27.1371 | 2.3998 | 36.96 | 2.1438 | 0.25607 | 37.9321 | 2.5287 | 35.47 | 2.4235 | 0.10519 | 35.4901 | 0.0021176 | 0.083639 | 0.029829 | 0.12737 | 2.6126 | 0.0050819 | 0.0013338 | 0.0030792 | 0.0050819 | 0.0053548 | 0.078266 | 0.025962 | -0.034389 | 0.078266 | 0.07511 | 0.080324 | 0.028051 | -0.057465 | 0.080324 | 0.075153 | 0.0021176 | 0.083639 | 0.029829 | 0.12737 | 2.6126 | 0.0050819 | 0.0013338 | 0.0030792 | 0.0050819 | 0.0053548 | 0.078266 | 0.025962 | -0.034389 | 0.078266 | 0.07511 | 0.080324 | 0.028051 | -0.057465 | 0.080324 | 0.075153
98 | 0.28 | 0.3 | South/Central | AZ | Kingman.AWOS.723700 | 3 | 155032 | 38.9654 | 14.3381 | 59.9808 | 38.7794 | 21.2013 | 1239.11 | 2.5699 | 31.63 | 2.6735 | -0.10359 | 30.341 | 0.79987 | 6.93 | 0.97136 | -0.17149 | 5.6555 | 1.6242 | -21.57 | 3.671 | -2.0468 | -34.7282 | 2.5699 | 31.63 | 2.6735 | -0.10359 | 30.341 | 2.6987 | 30.14 | 2.9532 | -0.25448 | 27.899 | 0.0021176 | 0.082512 | 0.030362 | 0.12701 | 2.6239 | 0.0054419 | 0.0016938 | 0.0034393 | 0.0054419 | 0.0057148 | 0.066979 | 0.014675 | -0.045676 | 0.066979 | 0.063824 | 0.064249 | 0.011976 | -0.07354 | 0.064249 | 0.059078 | 0.0021176 | 0.082512 | 0.030362 | 0.12701 | 2.6239 | 0.0054419 | 0.0016938 | 0.0034393 | 0.0054419 | 0.0057148 | 0.066979 | 0.014675 | -0.045676 | 0.066979 | 0.063824 | 0.064249 | 0.011976 | -0.07354 | 0.064249 | 0.059078
99 | 0.28 | 0.35 | South/Central | AZ | Kingman.AWOS.723700 | 3 | 155032 | 37.7975 | 15.121 | 59.8457 | 37.6172 | 22.2286 | 1258.89 | 2.7049 | 11.85 | 3.8357 | -1.1309 | 4.1354 | 0.93488 | -12.85 | 2.1336 | -1.1987 | -20.5502 | 1.7592 | -41.35 | 4.8332 | -3.0741 | -60.9338 | 2.7049 | 11.85 | 3.8357 | -1.1309 | 4.1354 | 2.8337 | 10.36 | 4.1155 | -1.2817 | 1.6934 | 0.0021176 | 0.080039 | 0.03202 | 0.12673 | 2.6658 | 0.0057278 | 0.0019797 | 0.0037252 | 0.0057278 | 0.0060007 | 0.025093 | -0.027211 | -0.087562 | 0.025093 | 0.021938 | 0.008757 | -0.043517 | -0.12903 | 0.008757 | 0.0035858 | 0.0021176 | 0.080039 | 0.03202 | 0.12673 | 2.6658 | 0.0057278 | 0.0019797 | 0.0037252 | 0.0057278 | 0.0060007 | 0.025093 | -0.027211 | -0.087562 | 0.025093 | 0.021938 | 0.008757 | -0.043517 | -0.12903 | 0.008757 | 0.0035858
100 | 0.28 | 0.4 | South/Central | AZ | Kingman.AWOS.723700 | 3 | 155032 | 36.945 | 15.7136 | 59.772 | 36.7687 | 23.0032 | 1274.16 | 2.7787 | -3.42 | 4.6842 | -1.9055 | -15.9871 | 1.0087 | -28.12 | 2.982 | -1.9734 | -40.6726 | 1.833 | -56.62 | 5.6816 | -3.8487 | -81.0563 | 2.7787 | -3.42 | 4.6842 | -1.9055 | -15.9871 | 2.9075 | -4.91 | 4.9639 | -2.0564 | -18.4291 | 0.0021176 | 0.078234 | 0.033275 | 0.12657 | 2.6981 | 0.005884 | 0.0021359 | 0.0038814 | 0.005884 | 0.0061569 | -0.0072421 | -0.059546 | -0.1199 | -0.0072421 | -0.010397 | -0.033854 | -0.086127 | -0.17164 | -0.033854 | -0.039025 | 0.0021176 | 0.078234 | 0.033275 | 0.12657 | 2.6981 | 0.005884 | 0.0021359 | 0.0038814 | 0.005884 | 0.0061569 | -0.0072421 | -0.059546 | -0.1199 | -0.0072421 | -0.010397 | -0.033854 | -0.086127 | -0.17164 | -0.033854 | -0.039025
101 | 0.27 | 0.2 | South/Central | AZ | Kingman.AWOS.723700 | 3 | 155032 | 40.5712 | 13.2677 | 60.1301 | 40.3777 | 19.7525 | 1210.65 | 2.4205 | 60.09 | 1.0752 | 1.3453 | 67.8311 | 0.65051 | 35.39 | -0.62686 | 1.2774 | 43.1456 | 1.4748 | 6.89 | 2.0727 | -0.59794 | 2.7619 | 2.4205 | 60.09 | 1.0752 | 1.3453 | 67.8311 | 2.5494 | 58.6 | 1.355 | 1.1944 | 65.3891 | 0.0021176 | 0.085913 | 0.028095 | 0.12733 | 2.5636 | 0.0051256 | 0.0013775 | 0.003123 | 0.0051256 | 0.0053985 | 0.12725 | 0.074941 | 0.01459 | 0.12725 | 0.12409 | 0.14364 | 0.091364 | 0.0058486 | 0.14364 | 0.13847 | 0.0021176 | 0.085913 | 0.028095 | 0.12733 | 2.5636 | 0.0051256 | 0.0013775 | 0.003123 | 0.0051256 | 0.0053985 | 0.12725 | 0.074941 | 0.01459 | 0.12725 | 0.12409 | 0.14364 | 0.091364 | 0.0058486 | 0.14364 | 0.13847
102 | 0.27 | 0.25 | South/Central | AZ | Kingman.AWOS.723700 | 3 | 155032 | 39.1323 | 14.0863 | 59.7703 | 38.9456 | 20.8247 | 1228.41 | 2.7804 | 42.33 | 2.5073 | 0.27304 | 43.3039 | 1.0104 | 17.63 | 0.80522 | 0.20515 | 18.6183 | 1.8347 | -10.87 | 3.5048 | -1.6702 | -21.7653 | 2.7804 | 42.33 | 2.5073 | 0.27304 | 43.3039 | 2.9092 | 40.84 | 2.7871 | 0.12216 | 40.8619 | 0.0021176 | 0.082866 | 0.029829 | 0.12657 | 2.6013 | 0.0058876 | 0.0021395 | 0.003885 | 0.0058876 | 0.0061605 | 0.089637 | 0.037333 | -0.023018 | 0.089637 | 0.086482 | 0.091699 | 0.039426 | -0.04609 | 0.091699 | 0.086528 | 0.0021176 | 0.082866 | 0.029829 | 0.12657 | 2.6013 | 0.0058876 | 0.0021395 | 0.003885 | 0.0058876 | 0.0061605 | 0.089637 | 0.037333 | -0.023018 | 0.089637 | 0.086482 | 0.091699 | 0.039426 | -0.04609 | 0.091699 | 0.086528
103 | 0.27 | 0.3 | South/Central | AZ | Kingman.AWOS.723700 | 3 | 155032 | 38.4346 | 14.4685 | 59.6004 | 38.2512 | 21.3492 | 1237.19 | 2.9503 | 33.55 | 3.2017 | -0.25147 | 31.2262 | 1.1803 | 8.85 | 1.4996 | -0.31936 | 6.5406 | 2.0046 | -19.65 | 4.1992 | -2.1947 | -33.843 | 2.9503 | 33.55 | 3.2017 | -0.25147 | 31.2262 | 3.0791 | 32.06 | 3.4815 | -0.40236 | 28.7842 | 0.0021176 | 0.081388 | 0.030638 | 0.12621 | 2.6198 | 0.0062474 | 0.0024993 | 0.0042448 | 0.0062474 | 0.0065203 | 0.071045 | 0.018741 | -0.04161 | 0.071045 | 0.06789 | 0.066124 | 0.01385 | -0.071665 | 0.066124 | 0.060953 | 0.0021176 | 0.081388 | 0.030638 | 0.12621 | 2.6198 | 0.0062474 | 0.0024993 | 0.0042448 | 0.0062474 | 0.0065203 | 0.071045 | 0.018741 | -0.04161 | 0.071045 | 0.06789 | 0.066124 | 0.01385 | -0.071665 | 0.066124 | 0.060953
104 | 0.27 | 0.35 | South/Central | AZ | Kingman.AWOS.723700 | 3 | 155032 | 37.2567 | 15.3114 | 59.5315 | 37.0789 | 22.4526 | 1259.42 | 3.0191 | 11.32 | 4.374 | -1.3548 | 2.0965 | 1.2491 | -13.38 | 2.6718 | -1.4227 | -22.5891 | 2.0734 | -41.88 | 5.3714 | -3.298 | -62.9727 | 3.0191 | 11.32 | 4.374 | -1.3548 | 2.0965 | 3.148 | 9.83 | 4.6537 | -1.5057 | -0.3455 | 0.0021176 | 0.078894 | 0.032423 | 0.12606 | 2.6669 | 0.0063932 | 0.0026451 | 0.0043906 | 0.0063932 | 0.0066661 | 0.023971 | -0.028333 | -0.088684 | 0.023971 | 0.020816 | 0.0044395 | -0.047834 | -0.13335 | 0.0044395 | -0.00073162 | 0.0021176 | 0.078894 | 0.032423 | 0.12606 | 2.6669 | 0.0063932 | 0.0026451 | 0.0043906 | 0.0063932 | 0.0066661 | 0.023971 | -0.028333 | -0.088684 | 0.023971 | 0.020816 | 0.0044395 | -0.047834 | -0.13335 | 0.0044395 | -0.00073162
105 | 0.27 | 0.4 | South/Central | AZ | Kingman.AWOS.723700 | 3 | 155032 | 36.5994 | 15.7193 | 59.422 | 36.4247 | 22.9973 | 1269.43 | 3.1286 | 1.31 | 5.0282 | -1.8996 | -11.3119 | 1.3586 | -23.39 | 3.3261 | -1.9675 | -35.9974 | 2.1829 | -51.89 | 6.0257 | -3.8428 | -76.3811 | 3.1286 | 1.31 | 5.0282 | -1.8996 | -11.3119 | 3.2575 | -0.18 | 5.308 | -2.0505 | -13.7539 | 0.0021176 | 0.077502 | 0.033287 | 0.12583 | 2.6881 | 0.0066251 | 0.002877 | 0.0046225 | 0.0066251 | 0.006898 | 0.002774 | -0.04953 | -0.10988 | 0.002774 | -0.00038116 | -0.023954 | -0.076227 | -0.16174 | -0.023954 | -0.029125 | 0.0021176 | 0.077502 | 0.033287 | 0.12583 | 2.6881 | 0.0066251 | 0.002877 | 0.0046225 | 0.0066251 | 0.006898 | 0.002774 | -0.04953 | -0.10988 | 0.002774 | -0.00038116 | -0.023954 | -0.076227 | -0.16174 | -0.023954 | -0.029125
106 | 0.26 | 0.2 | South/Central | AZ | Kingman.AWOS.723700 | 3 | 155032 | 40.2003 | 13.2677 | 59.7488 | 40.0084 | 19.7403 | 1205.38 | 2.8018 | 65.36 | 1.4445 | 1.3574 | 73.0814 | 1.0318 | 40.66 | -0.25764 | 1.2895 | 48.3958 | 1.8561 | 12.16 | 2.442 | -0.58582 | 8.0122 | 2.8018 | 65.36 | 1.4445 | 1.3574 | 73.0814 | 2.9307 | 63.87 | 1.7242 | 1.2065 | 70.6394 | 0.0021176 | 0.085127 | 0.028095 | 0.12652 | 2.5525 | 0.0059331 | 0.002185 | 0.0039305 | 0.0059331 | 0.006206 | 0.1384 | 0.086101 | 0.02575 | 0.1384 | 0.13525 | 0.15476 | 0.10248 | 0.016966 | 0.15476 | 0.14958 | 0.0021176 | 0.085127 | 0.028095 | 0.12652 | 2.5525 | 0.0059331 | 0.002185 | 0.0039305 | 0.0059331 | 0.006206 | 0.1384 | 0.086101 | 0.02575 | 0.1384 | 0.13525 | 0.15476 | 0.10248 | 0.016966 | 0.15476 | 0.14958
107 | 0.26 | 0.25 | South/Central | AZ | Kingman.AWOS.723700 | 3 | 155032 | 38.7724 | 14.0863 | 59.3999 | 38.5873 | 20.8126 | 1223.28 | 3.1507 | 47.46 | 2.8656 | 0.28513 | 48.4114 | 1.3807 | 22.76 | 1.1635 | 0.21724 | 23.7259 | 2.205 | -5.74 | 3.8631 | -1.6581 | -16.6578 | 3.1507 | 47.46 | 2.8656 | 0.28513 | 48.4114 | 3.2796 | 45.97 | 3.1453 | 0.13425 | 45.9694 | 0.0021176 | 0.082104 | 0.029829 | 0.12578 | 2.5904 | 0.0066719 | 0.0029238 | 0.0046693 | 0.0066719 | 0.0069448 | 0.1005 | 0.048196 | -0.012155 | 0.1005 | 0.097345 | 0.10251 | 0.050241 | -0.035274 | 0.10251 | 0.097344 | 0.0021176 | 0.082104 | 0.029829 | 0.12578 | 2.5904 | 0.0066719 | 0.0029238 | 0.0046693 | 0.0066719 | 0.0069448 | 0.1005 | 0.048196 | -0.012155 | 0.1005 | 0.097345 | 0.10251 | 0.050241 | -0.035274 | 0.10251 | 0.097344
108 | 0.26 | 0.3 | South/Central | AZ | Kingman.AWOS.723700 | 3 | 155032 | 37.8143 | 14.6888 | 59.25 | 37.6338 | 21.6162 | 1238.17 | 3.3006 | 32.57 | 3.8191 | -0.5185 | 28.4819 | 1.5306 | 7.87 | 2.117 | -0.58639 | 3.7964 | 2.3549 | -20.63 | 4.8166 | -2.4617 | -36.5873 | 3.3006 | 32.57 | 3.8191 | -0.5185 | 28.4819 | 3.4295 | 31.08 | 4.0989 | -0.66938 | 26.0399 | 0.0021176 | 0.080075 | 0.031105 | 0.12547 | 2.6219 | 0.0069893 | 0.0032412 | 0.0049867 | 0.0069893 | 0.0072622 | 0.068969 | 0.016665 | -0.043686 | 0.068969 | 0.065814 | 0.060313 | 0.0080391 | -0.077476 | 0.060313 | 0.055142 | 0.0021176 | 0.080075 | 0.031105 | 0.12547 | 2.6219 | 0.0069893 | 0.0032412 | 0.0049867 | 0.0069893 | 0.0072622 | 0.068969 | 0.016665 | -0.043686 | 0.068969 | 0.065814 | 0.060313 | 0.0080391 | -0.077476 | 0.060313 | 0.055142
109 | 0.26 | 0.35 | South/Central | AZ | Kingman.AWOS.723700 | 3 | 155032 | 36.716 | 15.5175 | 59.2412 | 36.5407 | 22.7004 | 1260.79 | 3.3095 | 9.95 | 4.9122 | -1.6027 | -0.90105 | 1.5395 | -14.75 | 3.2101 | -1.6706 | -25.5866 | 2.3638 | -43.25 | 5.9097 | -3.5459 | -65.9702 | 3.3095 | 9.95 | 4.9122 | -1.6027 | -0.90105 | 3.4383 | 8.46 | 5.1919 | -1.7536 | -3.3431 | 0.0021176 | 0.077749 | 0.03286 | 0.12545 | 2.6698 | 0.007008 | 0.0032599 | 0.0050054 | 0.007008 | 0.0072809 | 0.02107 | -0.031234 | -0.091585 | 0.02107 | 0.017915 | -0.001908 | -0.054182 | -0.1397 | -0.001908 | -0.0070792 | 0.0021176 | 0.077749 | 0.03286 | 0.12545 | 2.6698 | 0.007008 | 0.0032599 | 0.0050054 | 0.007008 | 0.0072809 | 0.02107 | -0.031234 | -0.091585 | 0.02107 | 0.017915 | -0.001908 | -0.054182 | -0.1397 | -0.001908 | -0.0070792
110 | 0.26 | 0.4 | South/Central | AZ | Kingman.AWOS.723700 | 3 | 155032 | 36.2498 | 15.7297 | 59.0729 | 36.0767 | 22.9961 | 1264.82 | 3.4778 | 5.92 | 5.3761 | -1.8984 | -6.7738 | 1.7078 | -18.78 | 3.674 | -1.9663 | -31.4594 | 2.532 | -47.28 | 6.3736 | -3.8416 | -71.843 | 3.4778 | 5.92 | 5.3761 | -1.8984 | -6.7738 | 3.6066 | 4.43 | 5.6559 | -2.0493 | -9.2158 | 0.0021176 | 0.076762 | 0.033309 | 0.12509 | 2.6784 | 0.0073644 | 0.0036163 | 0.0053618 | 0.0073644 | 0.0076373 | 0.012536 | -0.039768 | -0.10012 | 0.012536 | 0.0093809 | -0.014344 | -0.066618 | -0.15213 | -0.014344 | -0.019515 | 0.0021176 | 0.076762 | 0.033309 | 0.12509 | 2.6784 | 0.0073644 | 0.0036163 | 0.0053618 | 0.0073644 | 0.0076373 | 0.012536 | -0.039768 | -0.10012 | 0.012536 | 0.0093809 | -0.014344 | -0.066618 | -0.15213 | -0.014344 | -0.019515
111 | 0.25 | 0.2 | South/Central | AZ | Kingman.AWOS.723700 | 3 | 155032 | 39.8265 | 13.2677 | 59.365 | 39.6363 | 19.7286 | 1200.09 | 3.1856 | 70.65 | 1.8166 | 1.3691 | 78.3526 | 1.4157 | 45.95 | 0.11445 | 1.3012 | 53.667 | 2.2399 | 17.45 | 2.814 | -0.5741 | 13.2834 | 3.1856 | 70.65 | 1.8166 | 1.3691 | 78.3526 | 3.3145 | 69.16 | 2.0963 | 1.2182 | 75.9105 | 0.0021176 | 0.084336 | 0.028095 | 0.12571 | 2.5413 | 0.0067459 | 0.0029978 | 0.0047433 | 0.0067459 | 0.0070188 | 0.14961 | 0.097303 | 0.036952 | 0.14961 | 0.14645 | 0.16592 | 0.11364 | 0.028129 | 0.16592 | 0.16075 | 0.0021176 | 0.084336 | 0.028095 | 0.12571 | 2.5413 | 0.0067459 | 0.0029978 | 0.0047433 | 0.0067459 | 0.0070188 | 0.14961 | 0.097303 | 0.036952 | 0.14961 | 0.14645 | 0.16592 | 0.11364 | 0.028129 | 0.16592 | 0.16075
112 | 0.25 | 0.25 | South/Central | AZ | Kingman.AWOS.723700 | 3 | 155032 | 38.4075 | 14.0959 | 59.0303 | 38.2241 | 20.8062 | 1218.28 | 3.5203 | 52.46 | 3.2288 | 0.29154 | 53.3545 | 1.7503 | 27.76 | 1.5266 | 0.22365 | 28.669 | 2.5746 | -0.74 | 4.2262 | -1.6517 | -11.7147 | 3.5203 | 52.46 | 3.2288 | 0.29154 | 53.3545 | 3.6492 | 50.97 | 3.5085 | 0.14066 | 50.9125 | 0.0021176 | 0.081331 | 0.029849 | 0.125 | 2.5798 | 0.0074545 | 0.0037064 | 0.0054519 | 0.0074545 | 0.0077274 | 0.11109 | 0.058784 | -0.001567 | 0.11109 | 0.10793 | 0.11298 | 0.060709 | -0.024807 | 0.11298 | 0.10781 | 0.0021176 | 0.081331 | 0.029849 | 0.125 | 2.5798 | 0.0074545 | 0.0037064 | 0.0054519 | 0.0074545 | 0.0077274 | 0.11109 | 0.058784 | -0.001567 | 0.11109 | 0.10793 | 0.11298 | 0.060709 | -0.024807 | 0.11298 | 0.10781
113 | 0.25 | 0.3 | South/Central | AZ | Kingman.AWOS.723700 | 3 | 155032 | 37.1993 | 14.9192 | 58.9059 | 37.0217 | 21.8841 | 1239.26 | 3.6448 | 31.48 | 4.4312 | -0.78642 | 25.6336 | 1.8748 | 6.78 | 2.7291 | -0.85431 | 0.948 | 2.6991 | -21.72 | 5.4287 | -2.7296 | -39.4356 | 3.6448 | 31.48 | 4.4312 | -0.78642 | 25.6336 | 3.7736 | 29.99 | 4.7109 | -0.9373 | 23.1916 | 0.0021176 | 0.078772 | 0.031593 | 0.12474 | 2.6242 | 0.0077181 | 0.00397 | 0.0057155 | 0.0077181 | 0.007991 | 0.066661 | 0.014357 | -0.045994 | 0.066661 | 0.063506 | 0.054281 | 0.0020075 | -0.083508 | 0.054281 | 0.04911 | 0.0021176 | 0.078772 | 0.031593 | 0.12474 | 2.6242 | 0.0077181 | 0.00397 | 0.0057155 | 0.0077181 | 0.007991 | 0.066661 | 0.014357 | -0.045994 | 0.066661 | 0.063506 | 0.054281 | 0.0020075 | -0.083508 | 0.054281 | 0.04911
114 | 0.25 | 0.35 | South/Central | AZ | Kingman.AWOS.723700 | 3 | 155032 | 36.13 | 15.7879 | 58.9855 | 35.9575 | 23.0281 | 1264.28 | 3.5651 | 6.46 | 5.4954 | -1.9304 | -6.5167 | 1.7951 | -18.24 | 3.7933 | -1.9983 | -31.2023 | 2.6194 | -46.74 | 6.4929 | -3.8736 | -71.5859 | 3.5651 | 6.46 | 5.4954 | -1.9304 | -6.5167 | 3.694 | 4.97 | 5.7752 | -2.0812 | -8.9587 | 0.0021176 | 0.076508 | 0.033432 | 0.12491 | 2.6772 | 0.0075493 | 0.0038012 | 0.0055467 | 0.0075493 | 0.0078222 | 0.01368 | -0.038625 | -0.098976 | 0.01368 | 0.010524 | -0.0138 | -0.066073 | -0.15159 | -0.0138 | -0.018971 | 0.0021176 | 0.076508 | 0.033432 | 0.12491 | 2.6772 | 0.0075493 | 0.0038012 | 0.0055467 | 0.0075493 | 0.0078222 | 0.01368 | -0.038625 | -0.098976 | 0.01368 | 0.010524 | -0.0138 | -0.066073 | -0.15159 | -0.0138 | -0.018971
115 | 0.25 | 0.4 | South/Central | AZ | Kingman.AWOS.723700 | 3 | 155032 | 35.8946 | 15.7397 | 58.7176 | 35.7231 | 22.9945 | 1260.11 | 3.833 | 10.63 | 5.7298 | -1.8968 | -2.1456 | 2.063 | -14.07 | 4.0277 | -1.9647 | -26.8312 | 2.8873 | -42.57 | 6.7273 | -3.84 | -67.2148 | 3.833 | 10.63 | 5.7298 | -1.8968 | -2.1456 | 3.9619 | 9.14 | 6.0095 | -2.0476 | -4.5877 | 0.0021176 | 0.07601 | 0.03333 | 0.12434 | 2.6684 | 0.0081167 | 0.0043686 | 0.0061141 | 0.0081167 | 0.0083896 | 0.02251 | -0.029794 | -0.090145 | 0.02251 | 0.019355 | -0.0045436 | -0.056817 | -0.14233 | -0.0045436 | -0.0097147 | 0.0021176 | 0.07601 | 0.03333 | 0.12434 | 2.6684 | 0.0081167 | 0.0043686 | 0.0061141 | 0.0081167 | 0.0083896 | 0.02251 | -0.029794 | -0.090145 | 0.02251 | 0.019355 | -0.0045436 | -0.056817 | -0.14233 | -0.0045436 | -0.0097147
116 | 0.24 | 0.2 | South/Central | AZ | Kingman.AWOS.723700 | 3 | 155032 | 39.4613 | 13.2634 | 58.9807 | 39.2728 | 19.7079 | 1194.6 | 3.5699 | 76.14 | 2.1801 | 1.3898 | 83.8728 | 1.7999 | 51.44 | 0.478 | 1.3219 | 59.1873 | 2.6242 | 22.94 | 3.1776 | -0.55342 | 18.8037 | 3.5699 | 76.14 | 2.1801 | 1.3898 | 83.8728 | 3.6988 | 74.65 | 2.4599 | 1.2389 | 81.4308 | 0.0021176 | 0.083562 | 0.028086 | 0.1249 | 2.5297 | 0.0075595 | 0.0038114 | 0.0055569 | 0.0075595 | 0.0078324 | 0.16123 | 0.10893 | 0.048577 | 0.16123 | 0.15808 | 0.17761 | 0.12533 | 0.039818 | 0.17761 | 0.17244 | 0.0021176 | 0.083562 | 0.028086 | 0.1249 | 2.5297 | 0.0075595 | 0.0038114 | 0.0055569 | 0.0075595 | 0.0078324 | 0.16123 | 0.10893 | 0.048577 | 0.16123 | 0.15808 | 0.17761 | 0.12533 | 0.039818 | 0.17761 | 0.17244
117 | 0.24 | 0.25 | South/Central | AZ | Kingman.AWOS.723700 | 3 | 155032 | 38.0476 | 14.0963 | 58.6608 | 37.8659 | 20.7949 | 1213.18 | 3.8899 | 57.56 | 3.587 | 0.30285 | 58.4308 | 2.1199 | 32.86 | 1.8849 | 0.23496 | 33.7452 | 2.9442 | 4.36 | 4.5845 | -1.6404 | -6.6384 | 3.8899 | 57.56 | 3.587 | 0.30285 | 58.4308 | 4.0187 | 56.07 | 3.8668 | 0.15197 | 55.9888 | 0.0021176 | 0.080569 | 0.02985 | 0.12422 | 2.569 | 0.0082371 | 0.004489 | 0.0062345 | 0.0082371 | 0.00851 | 0.12189 | 0.069584 | 0.0092326 | 0.12189 | 0.11873 | 0.12373 | 0.071458 | -0.014057 | 0.12373 | 0.11856 | 0.0021176 | 0.080569 | 0.02985 | 0.12422 | 2.569 | 0.0082371 | 0.004489 | 0.0062345 | 0.0082371 | 0.00851 | 0.12189 | 0.069584 | 0.0092326 | 0.12189 | 0.11873 | 0.12373 | 0.071458 | -0.014057 | 0.12373 | 0.11856
118 | 0.24 | 0.3 | South/Central | AZ | Kingman.AWOS.723700 | 3 | 155032 | 36.8437 | 14.9249 | 58.5459 | 36.6677 | 21.8781 | 1234.39 | 4.0048 | 36.35 | 4.7852 | -0.78043 | 30.4417 | 2.2348 | 11.65 | 3.0831 | -0.84832 | 5.7561 | 3.059 | -16.85 | 5.7827 | -2.7236 | -34.6275 | 4.0048 | 36.35 | 4.7852 | -0.78043 | 30.4417 | 4.1336 | 34.86 | 5.0649 | -0.93131 | 27.9997 | 0.0021176 | 0.078019 | 0.031605 | 0.12398 | 2.6139 | 0.0084804 | 0.0047323 | 0.0064778 | 0.0084804 | 0.0087533 | 0.076974 | 0.02467 | -0.035681 | 0.076974 | 0.073819 | 0.064463 | 0.012189 | -0.073326 | 0.064463 | 0.059291 | 0.0021176 | 0.078019 | 0.031605 | 0.12398 | 2.6139 | 0.0084804 | 0.0047323 | 0.0064778 | 0.0084804 | 0.0087533 | 0.076974 | 0.02467 | -0.035681 | 0.076974 | 0.073819 | 0.064463 | 0.012189 | -0.073326 | 0.064463 | 0.059291
119 | 0.24 | 0.35 | South/Central | AZ | Kingman.AWOS.723700 | 3 | 155032 | 35.7804 | 15.7979 | 58.636 | 35.6095 | 23.0265 | 1259.65 | 3.9146 | 11.09 | 5.8434 | -1.9287 | -1.9617 | 2.1447 | -13.61 | 4.1413 | -1.9966 | -26.6473 | 2.9689 | -42.11 | 6.8409 | -3.8719 | -67.0309 | 3.9146 | 11.09 | 5.8434 | -1.9287 | -1.9617 | 4.0435 | 9.6 | 6.1231 | -2.0796 | -4.4037 | 0.0021176 | 0.075768 | 0.033453 | 0.12417 | 2.6674 | 0.0082896 | 0.0045415 | 0.006287 | 0.0082896 | 0.0085625 | 0.023484 | -0.02882 | -0.089171 | 0.023484 | 0.020329 | -0.0041541 | -0.056428 | -0.14194 | -0.0041541 | -0.0093252 | 0.0021176 | 0.075768 | 0.033453 | 0.12417 | 2.6674 | 0.0082896 | 0.0045415 | 0.006287 | 0.0082896 | 0.0085625 | 0.023484 | -0.02882 | -0.089171 | 0.023484 | 0.020329 | -0.0041541 | -0.056428 | -0.14194 | -0.0041541 | -0.0093252
120 | 0.24 | 0.4 | South/Central | AZ | Kingman.AWOS.723700 | 3 | 155032 | 35.5546 | 15.7497 | 58.3776 | 35.3848 | 22.9929 | 1255.6 | 4.173 | 15.14 | 6.0681 | -1.8952 | 2.2852 | 2.403 | -9.56 | 4.366 | -1.963 | -22.4004 | 3.2273 | -38.06 | 7.0656 | -3.8384 | -62.784 | 4.173 | 15.14 | 6.0681 | -1.8952 | 2.2852 | 4.3019 | 13.65 | 6.3479 | -2.046 | -0.15685 | 0.0021176 | 0.07529 | 0.033351 | 0.12362 | 2.6588 | 0.0088366 | 0.0050885 | 0.006834 | 0.0088366 | 0.0091095 | 0.03206 | -0.020244 | -0.080595 | 0.03206 | 0.028905 | 0.004839 | -0.047435 | -0.13295 | 0.004839 | -0.00033213 | 0.0021176 | 0.07529 | 0.033351 | 0.12362 | 2.6588 | 0.0088366 | 0.0050885 | 0.006834 | 0.0088366 | 0.0091095 | 0.03206 | -0.020244 | -0.080595 | 0.03206 | 0.028905 | 0.004839 | -0.047435 | -0.13295 | 0.004839 | -0.00033213
121 | 0.22 | 0.2 | South/Central | AZ | Kingman.AWOS.723700 | 3 | 155032 | 38.7257 | 13.2633 | 58.2198 | 38.5406 | 19.6792 | 1184 | 4.3308 | 86.74 | 2.9123 | 1.4185 | 94.4735 | 2.5608 | 62.04 | 1.2101 | 1.3506 | 69.7879 | 3.3851 | 33.54 | 3.9097 | -0.52466 | 29.4043 | 4.3308 | 86.74 | 2.9123 | 1.4185 | 94.4735 | 4.4597 | 85.25 | 3.192 | 1.2677 | 92.0315 | 0.0021176 | 0.082005 | 0.028086 | 0.12329 | 2.5072 | 0.0091708 | 0.0054227 | 0.0071682 | 0.0091708 | 0.0094437 | 0.18368 | 0.13137 | 0.071024 | 0.18368 | 0.18052 | 0.20005 | 0.14778 | 0.062266 | 0.20005 | 0.19488 | 0.0021176 | 0.082005 | 0.028086 | 0.12329 | 2.5072 | 0.0091708 | 0.0054227 | 0.0071682 | 0.0091708 | 0.0094437 | 0.18368 | 0.13137 | 0.071024 | 0.18368 | 0.18052 | 0.20005 | 0.14778 | 0.062266 | 0.20005 | 0.19488
122 | 0.22 | 0.25 | South/Central | AZ | Kingman.AWOS.723700 | 3 | 155032 | 37.3171 | 14.0967 | 57.905 | 37.1388 | 20.7662 | 1202.64 | 4.6456 | 68.1 | 4.3141 | 0.33148 | 68.9612 | 2.8756 | 43.4 | 2.612 | 0.26359 | 44.2757 | 3.6999 | 14.9 | 5.3116 | -1.6117 | 3.892 | 4.6456 | 68.1 | 4.3141 | 0.33148 | 68.9612 | 4.7745 | 66.61 | 4.5939 | 0.1806 | 66.5192 | 0.0021176 | 0.079022 | 0.029851 | 0.12262 | 2.5467 | 0.0098374 | 0.0060893 | 0.0078348 | 0.0098374 | 0.01011 | 0.14421 | 0.091903 | 0.031552 | 0.14421 | 0.14105 | 0.14603 | 0.093757 | 0.0082417 | 0.14603 | 0.14086 | 0.0021176 | 0.079022 | 0.029851 | 0.12262 | 2.5467 | 0.0098374 | 0.0060893 | 0.0078348 | 0.0098374 | 0.01011 | 0.14421 | 0.091903 | 0.031552 | 0.14421 | 0.14105 | 0.14603 | 0.093757 | 0.0082417 | 0.14603 | 0.14086
123 | 0.22 | 0.3 | South/Central | AZ | Kingman.AWOS.723700 | 3 | 155032 | 36.1232 | 14.9349 | 57.8154 | 35.9506 | 21.8648 | 1224.49 | 4.7353 | 46.25 | 5.5023 | -0.76707 | 40.2311 | 2.9653 | 21.55 | 3.8002 | -0.83496 | 15.5455 | 3.7896 | -6.95 | 6.4998 | -2.7103 | -24.8381 | 4.7353 | 46.25 | 5.5023 | -0.76707 | 40.2311 | 4.8641 | 44.76 | 5.7821 | -0.91795 | 37.789 | 0.0021176 | 0.076494 | 0.031626 | 0.12243 | 2.593 | 0.010027 | 0.0062792 | 0.0080247 | 0.010027 | 0.0103 | 0.097938 | 0.045634 | -0.014717 | 0.097938 | 0.094783 | 0.085192 | 0.032919 | -0.052597 | 0.085192 | 0.080021 | 0.0021176 | 0.076494 | 0.031626 | 0.12243 | 2.593 | 0.010027 | 0.0062792 | 0.0080247 | 0.010027 | 0.0103 | 0.097938 | 0.045634 | -0.014717 | 0.097938 | 0.094783 | 0.085192 | 0.032919 | -0.052597 | 0.085192 | 0.080021
124 | 0.22 | 0.35 | South/Central | AZ | Kingman.AWOS.723700 | 3 | 155032 | 35.0699 | 15.8179 | 57.9255 | 34.9023 | 23.0232 | 1250.21 | 4.6252 | 20.53 | 6.5506 | -1.9254 | 7.2961 | 2.8552 | -4.17 | 4.8485 | -1.9933 | -17.3895 | 3.6795 | -32.67 | 7.5481 | -3.8686 | -57.7731 | 4.6252 | 20.53 | 6.5506 | -1.9254 | 7.2961 | 4.754 | 19.04 | 6.8304 | -2.0763 | 4.8541 | 0.0021176 | 0.074263 | 0.033496 | 0.12266 | 2.6474 | 0.0097942 | 0.006046 | 0.0077915 | 0.0097942 | 0.010067 | 0.043474 | -0.0088303 | -0.069181 | 0.043474 | 0.040319 | 0.01545 | -0.036824 | -0.12234 | 0.01545 | 0.010279 | 0.0021176 | 0.074263 | 0.033496 | 0.12266 | 2.6474 | 0.0097942 | 0.006046 | 0.0077915 | 0.0097942 | 0.010067 | 0.043474 | -0.0088303 | -0.069181 | 0.043474 | 0.040319 | 0.01545 | -0.036824 | -0.12234 | 0.01545 | 0.010279
125 | 0.22 | 0.4 | South/Central | AZ | Kingman.AWOS.723700 | 3 | 155032 | 34.8641 | 15.7701 | 57.6875 | 34.6974 | 22.9901 | 1246.45 | 4.8631 | 24.29 | 6.7555 | -1.8923 | 11.267 | 3.0931 | -0.41 | 5.0534 | -1.9602 | -13.4186 | 3.9174 | -28.91 | 7.753 | -3.8355 | -53.8022 | 4.8631 | 24.29 | 6.7555 | -1.8923 | 11.267 | 4.992 | 22.8 | 7.0352 | -2.0432 | 8.825 | 0.0021176 | 0.073827 | 0.033394 | 0.12216 | 2.6395 | 0.010298 | 0.00655 | 0.0082955 | 0.010298 | 0.010571 | 0.051436 | -0.00086821 | -0.061219 | 0.051436 | 0.048281 | 0.023859 | -0.028415 | -0.11393 | 0.023859 | 0.018688 | 0.0021176 | 0.073827 | 0.033394 | 0.12216 | 2.6395 | 0.010298 | 0.00655 | 0.0082955 | 0.010298 | 0.010571 | 0.051436 | -0.00086821 | -0.061219 | 0.051436 | 0.048281 | 0.023859 | -0.028415 | -0.11393 | 0.023859 | 0.018688
126 | 0.2 | 0.2 | South/Central | AZ | Kingman.AWOS.723700 | 3 | 155032 | 37.9848 | 13.259 | 57.4446 | 37.8032 | 19.6414 | 1173 | 5.106 | 97.74 | 3.6497 | 1.4563 | 105.5035 | 3.336 | 73.04 | 1.9476 | 1.3884 | 80.818 | 4.1603 | 44.54 | 4.6472 | -0.4869 | 40.4343 | 5.106 | 97.74 | 3.6497 | 1.4563 | 105.5035 | 5.2349 | 96.25 | 3.9294 | 1.3054 | 103.0615 | 0.0021176 | 0.080436 | 0.028077 | 0.12164 | 2.4839 | 0.010812 | 0.0070642 | 0.0088097 | 0.010812 | 0.011085 | 0.20697 | 0.15467 | 0.094317 | 0.20697 | 0.20382 | 0.22341 | 0.17114 | 0.085623 | 0.22341 | 0.21824 | 0.0021176 | 0.080436 | 0.028077 | 0.12164 | 2.4839 | 0.010812 | 0.0070642 | 0.0088097 | 0.010812 | 0.011085 | 0.20697 | 0.15467 | 0.094317 | 0.20697 | 0.20382 | 0.22341 | 0.17114 | 0.085623 | 0.22341 | 0.21824
127 | 0.2 | 0.25 | South/Central | AZ | Kingman.AWOS.723700 | 3 | 155032 | 36.5862 | 14.1024 | 57.1498 | 36.4113 | 20.7385 | 1192.14 | 5.4008 | 78.6 | 5.0416 | 0.35923 | 79.461 | 3.6308 | 53.9 | 3.3395 | 0.29134 | 54.7754 | 4.4551 | 25.4 | 6.0391 | -1.584 | 14.3918 | 5.4008 | 78.6 | 5.0416 | 0.35923 | 79.461 | 5.5297 | 77.11 | 5.3214 | 0.20835 | 77.0189 | 0.0021176 | 0.077474 | 0.029863 | 0.12102 | 2.5244 | 0.011437 | 0.0076886 | 0.0094341 | 0.011437 | 0.01171 | 0.16644 | 0.11414 | 0.053786 | 0.16644 | 0.16329 | 0.16826 | 0.11599 | 0.030476 | 0.16826 | 0.16309 | 0.0021176 | 0.077474 | 0.029863 | 0.12102 | 2.5244 | 0.011437 | 0.0076886 | 0.0094341 | 0.011437 | 0.01171 | 0.16644 | 0.11414 | 0.053786 | 0.16644 | 0.16329 | 0.16826 | 0.11599 | 0.030476 | 0.16826 | 0.16309
128 | 0.2 | 0.3 | South/Central | AZ | Kingman.AWOS.723700 | 3 | 155032 | 35.398 | 14.9506 | 57.0759 | 35.2287 | 21.8472 | 1214.4 | 5.4747 | 56.34 | 6.2242 | -0.74947 | 50.2507 | 3.7047 | 31.64 | 4.5221 | -0.81736 | 25.5651 | 4.529 | 3.14 | 7.2217 | -2.6927 | -14.8185 | 5.4747 | 56.34 | 6.2242 | -0.74947 | 50.2507 | 5.6036 | 54.85 | 6.5039 | -0.90035 | 47.8087 | 0.0021176 | 0.074958 | 0.031659 | 0.12086 | 2.5716 | 0.011593 | 0.007845 | 0.0095905 | 0.011593 | 0.011866 | 0.1193 | 0.067 | 0.0066492 | 0.1193 | 0.11615 | 0.10641 | 0.054136 | -0.031379 | 0.10641 | 0.10124 | 0.0021176 | 0.074958 | 0.031659 | 0.12086 | 2.5716 | 0.011593 | 0.007845 | 0.0095905 | 0.011593 | 0.011866 | 0.1193 | 0.067 | 0.0066492 | 0.1193 | 0.11615 | 0.10641 | 0.054136 | -0.031379 | 0.10641 | 0.10124
129 | 0.2 | 0.35 | South/Central | AZ | Kingman.AWOS.723700 | 3 | 155032 | 34.3547 | 15.8393 | 57.2116 | 34.1904 | 23.0212 | 1240.78 | 5.339 | 29.96 | 7.2625 | -1.9235 | 16.5599 | 3.569 | 5.26 | 5.5604 | -1.9914 | -8.1256 | 4.3933 | -23.24 | 8.26 | -3.8667 | -48.5093 | 5.339 | 29.96 | 7.2625 | -1.9235 | 16.5599 | 5.4679 | 28.47 | 7.5422 | -2.0744 | 14.1179 | 0.0021176 | 0.072749 | 0.033541 | 0.12115 | 2.6274 | 0.011306 | 0.0075576 | 0.0093031 | 0.011306 | 0.011579 | 0.063443 | 0.011138 | -0.049213 | 0.063443 | 0.060287 | 0.035067 | -0.017207 | -0.10272 | 0.035067 | 0.029896 | 0.0021176 | 0.072749 | 0.033541 | 0.12115 | 2.6274 | 0.011306 | 0.0075576 | 0.0093031 | 0.011306 | 0.011579 | 0.063443 | 0.011138 | -0.049213 | 0.063443 | 0.060287 | 0.035067 | -0.017207 | -0.10272 | 0.035067 | 0.029896
130 | 0.2 | 0.4 | South/Central | AZ | Kingman.AWOS.723700 | 3 | 155032 | 34.1635 | 15.7958 | 56.9926 | 34.0001 | 22.9925 | 1237.35 | 5.558 | 33.39 | 7.4528 | -1.8948 | 20.1665 | 3.788 | 8.69 | 5.7507 | -1.9627 | -4.519 | 4.6123 | -19.81 | 8.4503 | -3.838 | -44.9027 | 5.558 | 33.39 | 7.4528 | -1.8948 | 20.1665 | 5.6869 | 31.9 | 7.7325 | -2.0457 | 17.7245 | 0.0021176 | 0.072344 | 0.033449 | 0.12069 | 2.6202 | 0.011769 | 0.0080214 | 0.0097669 | 0.011769 | 0.012042 | 0.070706 | 0.018402 | -0.041949 | 0.070706 | 0.067551 | 0.042704 | -0.0095694 | -0.095085 | 0.042704 | 0.037533 | 0.0021176 | 0.072344 | 0.033449 | 0.12069 | 2.6202 | 0.011769 | 0.0080214 | 0.0097669 | 0.011769 | 0.012042 | 0.070706 | 0.018402 | -0.041949 | 0.070706 | 0.067551 | 0.042704 | -0.0095694 | -0.095085 | 0.042704 | 0.037533
Double | Double | Double | South/Central | AZ | Kingman.AWOS.723700 | 3 | 155032 | 41.5988 | 18.1335 | 67.9568 | 41.4013 | 26.5554 | 1456.34 | -5.4061 | -185.6 | 0.051551 | -5.4577 | -218.2381 | -7.1761 | -210.3 | -1.6506 | -5.5256 | -242.9237 | -6.3518 | -238.8 | 1.049 | -7.4009 | -283.3073 | -5.4061 | -185.6 | 0.051551 | -5.4577 | -218.2381 | -5.2773 | -187.09 | 0.33131 | -5.6086 | -220.6802 | 0.0021176 | 0.088089 | 0.038399 | 0.1439 | 3.0839 | -0.011448 | -0.015196 | -0.013451 | -0.011448 | -0.011175 | -0.39302 | -0.44533 | -0.50568 | -0.39302 | -0.39618 | -0.46214 | -0.51441 | -0.59993 | -0.46214 | -0.46731 | 0.0021176 | 0.088089 | 0.038399 | 0.1439 | 3.0839 | -0.011448 | -0.015196 | -0.013451 | -0.011448 | -0.011175 | -0.39302 | -0.44533 | -0.50568 | -0.39302 | -0.39618 | -0.46214 | -0.51441 | -0.59993 | -0.46214 | -0.46731
Single | Single | Single | South/Central | AZ | Kingman.AWOS.723700 | 3 | 155032 | 52.1407 | 21.1861 | 83.0982 | 51.895 | 31.2032 | 1753.07 | -20.5476 | -482.33 | -10.4421 | -10.1055 | -540.057 | -22.3176 | -507.03 | -12.1442 | -10.1734 | -564.7426 | -21.4933 | -535.53 | -9.4446 | -12.0487 | -605.1262 | -20.5476 | -482.33 | -10.4421 | -10.1055 | -540.057 | -20.4187 | -483.82 | -10.1623 | -10.2563 | -542.499 | 0.0021176 | 0.11041 | 0.044863 | 0.17597 | 3.7123 | -0.043511 | -0.047259 | -0.045514 | -0.043511 | -0.043238 | -1.0214 | -1.0737 | -1.134 | -1.0214 | -1.0245 | -1.1436 | -1.1959 | -1.2814 | -1.1436 | -1.1488 | 0.0021176 | 0.11041 | 0.044863 | 0.17597 | 3.7123 | -0.043511 | -0.047259 | -0.045514 | -0.043511 | -0.043238 | -1.0214 | -1.0737 | -1.134 | -1.0214 | -1.0245 | -1.1436 | -1.1959 | -1.2814 | -1.1436 | -1.1488
1 | 0.35 | 0.47 | Southern | LA | Lake.Charle.APs.722400 | 2 | 687049 | 24.3497 | 16.4689 | 46.2484 | 24.3088 | 21.9395 | 784.26 | -0.8609 | -51.35 | 2.0457 | -2.9066 | -61.6737 | -1.8804 | -60.92 | 1.0079 | -2.8883 | -79.3236 | -2.1409 | -87.26 | 2.3551 | -4.496 | -109.642 | -0.8609 | -51.35 | 2.0457 | -2.9066 | -61.6737 | -0.8709 | -53.2 | 2.1555 | -3.0264 | -63.7668 | 0.021734 | 0.52922 | 0.35794 | 1.0052 | 17.0452 | -0.018711 | -0.040869 | -0.046531 | -0.018711 | -0.018928 | -1.116 | -1.324 | -1.8965 | -1.116 | -1.1563 | -1.3404 | -1.724 | -2.383 | -1.3404 | -1.3859 | 0.017781 | 0.43297 | 0.29284 | 0.82236 | 13.9452 | -0.015308 | -0.033436 | -0.038069 | -0.015308 | -0.015486 | -0.91307 | -1.0832 | -1.5516 | -0.91307 | -0.94597 | -1.0966 | -1.4105 | -1.9496 | -1.0966 | -1.1339
2 | 0.35 | 0.42 | Southern | LA | Lake.Charle.APs.722400 | 2 | 687049 | 24.9095 | 15.7589 | 45.8782 | 24.8677 | 21.0105 | 766.94 | -0.4907 | -34.03 | 1.4869 | -1.9776 | -40.2885 | -1.5102 | -43.6 | 0.44906 | -1.9592 | -57.9384 | -1.7707 | -69.94 | 1.7962 | -3.567 | -88.2568 | -0.4907 | -34.03 | 1.4869 | -1.9776 | -40.2885 | -0.5007 | -35.88 | 1.5966 | -2.0973 | -42.3816 | 0.021734 | 0.54139 | 0.34251 | 0.99712 | 16.6688 | -0.010665 | -0.032823 | -0.038485 | -0.010665 | -0.010882 | -0.73961 | -0.94761 | -1.5201 | -0.73961 | -0.77982 | -0.87564 | -1.2592 | -1.9182 | -0.87564 | -0.92113 | 0.017781 | 0.44293 | 0.28022 | 0.81578 | 13.6373 | -0.0087252 | -0.026853 | -0.031486 | -0.0087252 | -0.0089031 | -0.6051 | -0.77527 | -1.2436 | -0.6051 | -0.638 | -0.71639 | -1.0302 | -1.5693 | -0.71639 | -0.7536
3 | 0.35 | 0.37 | Southern | LA | Lake.Charle.APs.722400 | 2 | 687049 | 25.4792 | 15.1289 | 45.6279 | 25.4365 | 20.1914 | 752.4 | -0.24043 | -19.49 | 0.91807 | -1.1585 | -22.774 | -1.2599 | -29.06 | -0.11975 | -1.1402 | -40.424 | -1.5205 | -55.4 | 1.2274 | -2.7479 | -70.7423 | -0.24043 | -19.49 | 0.91807 | -1.1585 | -22.774 | -0.25043 | -21.34 | 1.0278 | -1.2783 | -24.8672 | 0.021734 | 0.55377 | 0.32881 | 0.99168 | 16.3528 | -0.0052255 | -0.027383 | -0.033046 | -0.0052255 | -0.0054429 | -0.4236 | -0.63159 | -1.2041 | -0.4236 | -0.46381 | -0.49497 | -0.87858 | -1.5375 | -0.49497 | -0.54047 | 0.017781 | 0.45306 | 0.26901 | 0.81133 | 13.3787 | -0.0042752 | -0.022403 | -0.027036 | -0.0042752 | -0.004453 | -0.34656 | -0.51673 | -0.98509 | -0.34656 | -0.37945 | -0.40495 | -0.71879 | -1.2579 | -0.40495 | -0.44217
4 | 0.35 | 0.32 | Southern | LA | Lake.Charle.APs.722400 | 2 | 687049 | 26.119 | 14.5089 | 45.4476 | 26.0751 | 19.3725 | 738.52 | -0.06014 | -5.61 | 0.27941 | -0.33955 | -6.4932 | -1.0796 | -15.18 | -0.75841 | -0.32122 | -24.1431 | -1.3402 | -41.52 | 0.58877 | -1.9289 | -54.4615 | -0.06014 | -5.61 | 0.27941 | -0.33955 | -6.4932 | -0.070144 | -7.46 | 0.38918 | -0.45933 | -8.5863 | 0.021734 | 0.56767 | 0.31534 | 0.98777 | 16.0511 | -0.0013071 | -0.023465 | -0.029128 | -0.0013071 | -0.0015245 | -0.12193 | -0.32992 | -0.9024 | -0.12193 | -0.16214 | -0.14112 | -0.52473 | -1.1837 | -0.14112 | -0.18662 | 0.017781 | 0.46443 | 0.25799 | 0.80812 | 13.1319 | -0.0010694 | -0.019197 | -0.02383 | -0.0010694 | -0.0012473 | -0.099754 | -0.26992 | -0.73828 | -0.099754 | -0.13265 | -0.11546 | -0.4293 | -0.9684 | -0.11546 | -0.15268
5 | 0.35 | 0.27 | Southern | LA | Lake.Charle.APs.722400 | 2 | 687049 | 26.5388 | 14.1189 | 45.3275 | 26.4943 | 18.8332 | 729.36 | 0.060006 | 3.55 | -0.13971 | 0.19971 | 4.2527 | -0.95948 | -6.02 | -1.1775 | 0.21804 | -13.3973 | -1.22 | -32.36 | 0.16965 | -1.3897 | -43.7156 | 0.060006 | 3.55 | -0.13971 | 0.19971 | 4.2527 | 0.050002 | 1.7 | -0.029938 | 0.07994 | 2.1595 | 0.021734 | 0.5768 | 0.30686 | 0.98515 | 15.852 | 0.0013042 | -0.020854 | -0.026516 | 0.0013042 | 0.0010868 | 0.077156 | -0.13084 | -0.70332 | 0.077156 | 0.036948 | 0.092428 | -0.29118 | -0.95012 | 0.092428 | 0.046936 | 0.017781 | 0.4719 | 0.25105 | 0.80599 | 12.969 | 0.001067 | -0.017061 | -0.021694 | 0.001067 | 0.00088911 | 0.063124 | -0.10704 | -0.57541 | 0.063124 | 0.030228 | 0.075618 | -0.23822 | -0.77732 | 0.075618 | 0.0384
6 | 0.35 | 0.23 | Southern | LA | Lake.Charle.APs.722400 | 2 | 687049 | 26.7986 | 13.9289 | 45.3173 | 26.7537 | 18.5636 | 725.29 | 0.070148 | 7.62 | -0.39916 | 0.46931 | 8.7462 | -0.94934 | -1.95 | -1.437 | 0.48764 | -8.9037 | -1.2099 | -28.29 | -0.089808 | -1.1201 | -39.2221 | 0.070148 | 7.62 | -0.39916 | 0.46931 | 8.7462 | 0.060144 | 5.77 | -0.28939 | 0.34954 | 6.6531 | 0.021734 | 0.58245 | 0.30273 | 0.98493 | 15.7636 | 0.0015246 | -0.020633 | -0.026296 | 0.0015246 | 0.0013072 | 0.16561 | -0.042382 | -0.61486 | 0.16561 | 0.12541 | 0.19009 | -0.19351 | -0.85246 | 0.19009 | 0.1446 | 0.017781 | 0.47652 | 0.24768 | 0.8058 | 12.8967 | 0.0012473 | -0.016881 | -0.021514 | 0.0012473 | 0.0010694 | 0.13549 | -0.034674 | -0.50304 | 0.13549 | 0.1026 | 0.15552 | -0.15832 | -0.69742 | 0.15552 | 0.1183
7 | 0.35 | 0.19 | Southern | LA | Lake.Charle.APs.722400 | 2 | 687049 | 27.4184 | 13.3689 | 45.1971 | 27.3724 | 17.8246 | 713.16 | 0.19041 | 19.75 | -1.0179 | 1.2083 | 22.6904 | -0.82908 | 10.18 | -2.0557 | 1.2266 | 5.0404 | -1.0896 | -16.16 | -0.70851 | -0.38112 | -25.2779 | 0.19041 | 19.75 | -1.0179 | 1.2083 | 22.6904 | 0.18041 | 17.9 | -0.90809 | 1.0885 | 20.5972 | 0.021734 | 0.59592 | 0.29056 | 0.98232 | 15.4999 | 0.0041384 | -0.018019 | -0.023682 | 0.0041384 | 0.003921 | 0.42925 | 0.22125 | -0.35122 | 0.42925 | 0.38904 | 0.49316 | 0.10955 | -0.54939 | 0.49316 | 0.44766 | 0.017781 | 0.48754 | 0.23772 | 0.80367 | 12.681 | 0.0033858 | -0.014742 | -0.019375 | 0.0033858 | 0.0032079 | 0.35118 | 0.18101 | -0.28735 | 0.35118 | 0.31829 | 0.40347 | 0.089626 | -0.44948 | 0.40347 | 0.36625
8 | 0.35 | 0.17 | Southern | LA | Lake.Charle.APs.722400 | 2 | 687049 | 27.7482 | 13.0889 | 45.1569 | 27.7017 | 17.4552 | 707.29 | 0.23055 | 25.62 | -1.3472 | 1.5777 | 29.3101 | -0.78893 | 16.05 | -2.385 | 1.5961 | 11.6602 | -1.0495 | -10.29 | -1.0378 | -0.011671 | -18.6582 | 0.23055 | 25.62 | -1.3472 | 1.5777 | 29.3101 | 0.22055 | 23.77 | -1.2374 | 1.458 | 27.217 | 0.021734 | 0.60308 | 0.28448 | 0.98145 | 15.3723 | 0.0050109 | -0.017147 | -0.02281 | 0.0050109 | 0.0047934 | 0.55683 | 0.34883 | -0.22364 | 0.55683 | 0.51662 | 0.63703 | 0.25342 | -0.40552 | 0.63703 | 0.59154 | 0.017781 | 0.4934 | 0.23274 | 0.80295 | 12.5766 | 0.0040995 | -0.014028 | -0.018661 | 0.0040995 | 0.0039217 | 0.45556 | 0.28539 | -0.18297 | 0.45556 | 0.42266 | 0.52117 | 0.20733 | -0.33177 | 0.52117 | 0.48396
9 | 0.33 | 0.47 | Southern | LA | Lake.Charle.APs.722400 | 2 | 687049 | 23.9499 | 16.4989 | 45.8786 | 23.9097 | 21.9689 | 781.11 | -0.4911 | -48.2 | 2.4449 | -2.936 | -55.6353 | -1.5106 | -57.77 | 1.407 | -2.9176 | -73.2852 | -1.7711 | -84.11 | 2.7542 | -4.5254 | -103.6036 | -0.4911 | -48.2 | 2.4449 | -2.936 | -55.6353 | -0.50111 | -50.05 | 2.5546 | -3.0557 | -57.7284 | 0.021734 | 0.52053 | 0.35859 | 0.99713 | 16.9768 | -0.010674 | -0.032831 | -0.038494 | -0.010674 | -0.010891 | -1.0476 | -1.2556 | -1.8281 | -1.0476 | -1.0878 | -1.2092 | -1.5928 | -2.2517 | -1.2092 | -1.2547 | 0.017781 | 0.42586 | 0.29337 | 0.81578 | 13.8892 | -0.0087325 | -0.02686 | -0.031493 | -0.0087325 | -0.0089104 | -0.85706 | -1.0272 | -1.4956 | -0.85706 | -0.88996 | -0.98927 | -1.3031 | -1.8422 | -0.98927 | -1.0265
10 | 0.33 | 0.42 | Southern | LA | Lake.Charle.APs.722400 | 2 | 687049 | 24.5097 | 15.7789 | 45.4983 | 24.4685 | 21.0298 | 763.55 | -0.11086 | -30.64 | 1.886 | -1.9969 | -33.9127 | -1.1303 | -40.21 | 0.84822 | -1.9786 | -51.5626 | -1.3909 | -66.55 | 2.1954 | -3.5863 | -81.881 | -0.11086 | -30.64 | 1.886 | -1.9969 | -33.9127 | -0.12087 | -32.49 | 1.9958 | -2.1167 | -36.0058 | 0.021734 | 0.5327 | 0.34294 | 0.98887 | 16.5951 | -0.0024095 | -0.024567 | -0.03023 | -0.0024095 | -0.0026269 | -0.66593 | -0.87393 | -1.4464 | -0.66593 | -0.70614 | -0.73706 | -1.1207 | -1.7796 | -0.73706 | -0.78256 | 0.017781 | 0.43582 | 0.28057 | 0.80902 | 13.577 | -0.0019713 | -0.020099 | -0.024732 | -0.0019713 | -0.0021492 | -0.54482 | -0.71499 | -1.1834 | -0.54482 | -0.57772 | -0.60301 | -0.91685 | -1.456 | -0.60301 | -0.64023
11 | 0.33 | 0.37 | Southern | LA | Lake.Charle.APs.722400 | 2 | 687049 | 25.0794 | 15.1489 | 45.2381 | 25.0373 | 20.2008 | 748.77 | 0.14938 | -15.86 | 1.3172 | -1.1679 | -16.0629 | -0.87011 | -25.43 | 0.27942 | -1.1495 | -33.7128 | -1.1307 | -51.77 | 1.6266 | -2.7572 | -64.0312 | 0.14938 | -15.86 | 1.3172 | -1.1679 | -16.0629 | 0.13938 | -17.71 | 1.427 | -1.2876 | -18.156 | 0.021734 | 0.54508 | 0.32925 | 0.98321 | 16.2739 | 0.0032467 | -0.018911 | -0.024574 | 0.0032467 | 0.0030293 | -0.3447 | -0.5527 | -1.1252 | -0.3447 | -0.38491 | -0.34911 | -0.73272 | -1.3917 | -0.34911 | -0.39461 | 0.017781 | 0.44595 | 0.26937 | 0.8044 | 13.3142 | 0.0026562 | -0.015472 | -0.020105 | 0.0026562 | 0.0024783 | -0.28201 | -0.45218 | -0.92054 | -0.28201 | -0.31491 | -0.28562 | -0.59946 | -1.1386 | -0.28562 | -0.32284
12 | 0.33 | 0.32 | Southern | LA | Lake.Charle.APs.722400 | 2 | 687049 | 25.7092 | 14.5189 | 45.0378 | 25.666 | 19.3718 | 734.56 | 0.34965 | -1.65 | 0.68855 | -0.3389 | 0.72957 | -0.66984 | -11.22 | -0.34927 | -0.32057 | -16.9203 | -0.93039 | -37.56 | 0.99791 | -1.9283 | -47.2387 | 0.34965 | -1.65 | 0.68855 | -0.3389 | 0.72957 | 0.33964 | -3.5 | 0.79832 | -0.45868 | -1.3635 | 0.021734 | 0.55877 | 0.31556 | 0.97886 | 15.965 | 0.0075993 | -0.014558 | -0.020221 | 0.0075993 | 0.0073819 | -0.035861 | -0.24386 | -0.81633 | -0.035861 | -0.07607 | 0.015857 | -0.36775 | -1.0267 | 0.015857 | -0.029636 | 0.017781 | 0.45714 | 0.25817 | 0.80083 | 13.0615 | 0.0062172 | -0.011911 | -0.016544 | 0.0062172 | 0.0060393 | -0.029339 | -0.19951 | -0.66787 | -0.029339 | -0.062235 | 0.012973 | -0.30087 | -0.83997 | 0.012973 | -0.024246
13 | 0.33 | 0.27 | Southern | LA | Lake.Charle.APs.722400 | 2 | 687049 | 26.129 | 14.1389 | 44.9376 | 26.0851 | 18.8525 | 725.9 | 0.44984 | 7.01 | 0.26943 | 0.18041 | 10.8049 | -0.56965 | -2.56 | -0.76838 | 0.19874 | -6.845 | -0.8302 | -28.9 | 0.57879 | -1.409 | -37.1634 | 0.44984 | 7.01 | 0.26943 | 0.18041 | 10.8049 | 0.43984 | 5.16 | 0.3792 | 0.060634 | 8.7118 | 0.021734 | 0.56789 | 0.3073 | 0.97668 | 15.7768 | 0.0097769 | -0.012381 | -0.018044 | 0.0097769 | 0.0095595 | 0.15236 | -0.055639 | -0.62812 | 0.15236 | 0.11215 | 0.23483 | -0.14877 | -0.80772 | 0.23483 | 0.18934 | 0.017781 | 0.46461 | 0.25141 | 0.79905 | 12.9075 | 0.0079988 | -0.010129 | -0.014762 | 0.0079988 | 0.0078209 | 0.12465 | -0.04552 | -0.51388 | 0.12465 | 0.091752 | 0.19213 | -0.12171 | -0.66082 | 0.19213 | 0.15491
14 | 0.33 | 0.23 | Southern | LA | Lake.Charle.APs.722400 | 2 | 687049 | 26.3888 | 13.9489 | 44.9175 | 26.3446 | 18.5729 | 721.58 | 0.46998 | 11.33 | 0.009978 | 0.46 | 15.6344 | -0.54951 | 1.76 | -1.0278 | 0.47833 | -2.0155 | -0.81006 | -24.58 | 0.31933 | -1.1294 | -32.3339 | 0.46998 | 11.33 | 0.009978 | 0.46 | 15.6344 | 0.45998 | 9.48 | 0.11975 | 0.34023 | 13.5413 | 0.021734 | 0.57354 | 0.30317 | 0.97624 | 15.6829 | 0.010215 | -0.011943 | -0.017606 | 0.010215 | 0.0099972 | 0.24625 | 0.038252 | -0.53423 | 0.24625 | 0.20604 | 0.3398 | -0.043805 | -0.70275 | 0.3398 | 0.29431 | 0.017781 | 0.46923 | 0.24803 | 0.7987 | 12.8307 | 0.0083569 | -0.009771 | -0.014404 | 0.0083569 | 0.008179 | 0.20146 | 0.031295 | -0.43707 | 0.20146 | 0.16857 | 0.278 | -0.035838 | -0.57494 | 0.278 | 0.24078
15 | 0.33 | 0.19 | Southern | LA | Lake.Charle.APs.722400 | 2 | 687049 | 27.0086 | 13.3789 | 44.7872 | 26.9633 | 17.824 | 709.2 | 0.60023 | 23.71 | -0.60872 | 1.2089 | 29.914 | -0.41926 | 14.14 | -1.6465 | 1.2273 | 12.2641 | -0.67982 | -12.2 | -0.29937 | -0.38045 | -18.0543 | 0.60023 | 23.71 | -0.60872 | 1.2089 | 29.914 | 0.59022 | 21.86 | -0.49895 | 1.0892 | 27.8209 | 0.021734 | 0.58701 | 0.29078 | 0.97341 | 15.4139 | 0.013045 | -0.0091123 | -0.014775 | 0.013045 | 0.012828 | 0.51532 | 0.30732 | -0.26516 | 0.51532 | 0.47511 | 0.65016 | 0.26655 | -0.39239 | 0.65016 | 0.60466 | 0.017781 | 0.48025 | 0.2379 | 0.79638 | 12.6106 | 0.010673 | -0.0074551 | -0.012088 | 0.010673 | 0.010495 | 0.4216 | 0.25143 | -0.21693 | 0.4216 | 0.3887 | 0.53191 | 0.21807 | -0.32103 | 0.53191 | 0.49469
16 | 0.33 | 0.17 | Southern | LA | Lake.Charle.APs.722400 | 2 | 687049 | 27.3384 | 13.0989 | 44.7471 | 27.2926 | 17.4545 | 703.32 | 0.64037 | 29.59 | -0.93803 | 1.5784 | 36.5338 | -0.37912 | 20.02 | -1.9759 | 1.5967 | 18.8838 | -0.63968 | -6.32 | -0.62868 | -0.010998 | -11.4345 | 0.64037 | 29.59 | -0.93803 | 1.5784 | 36.5338 | 0.63036 | 27.74 | -0.82826 | 1.4586 | 34.4406 | 0.021734 | 0.59418 | 0.28469 | 0.97254 | 15.2861 | 0.013918 | -0.0082399 | -0.013903 | 0.013918 | 0.0137 | 0.64311 | 0.43512 | -0.13736 | 0.64311 | 0.60291 | 0.79403 | 0.41042 | -0.24852 | 0.79403 | 0.74854 | 0.017781 | 0.48612 | 0.23292 | 0.79567 | 12.506 | 0.011387 | -0.0067413 | -0.011374 | 0.011387 | 0.011209 | 0.52615 | 0.35598 | -0.11238 | 0.52615 | 0.49326 | 0.64962 | 0.33578 | -0.20332 | 0.64962 | 0.6124
17 | 0.3 | 0.47 | Southern | LA | Lake.Charle.APs.722400 | 2 | 687049 | 23.3402 | 16.5389 | 45.2989 | 23.301 | 21.9979 | 775.92 | 0.088612 | -43.01 | 3.0536 | -2.965 | -45.8964 | -0.93088 | -52.58 | 2.0158 | -2.9466 | -63.5463 | -1.1914 | -78.92 | 3.3629 | -4.5544 | -93.8647 | 0.088612 | -43.01 | 3.0536 | -2.965 | -45.8964 | 0.078608 | -44.86 | 3.1634 | -3.0847 | -47.9895 | 0.021734 | 0.50728 | 0.35946 | 0.98453 | 16.864 | 0.0019259 | -0.020232 | -0.025895 | 0.0019259 | 0.0017085 | -0.93479 | -1.1428 | -1.7153 | -0.93479 | -0.97499 | -0.99752 | -1.3811 | -2.0401 | -0.99752 | -1.043 | 0.017781 | 0.41502 | 0.29408 | 0.80548 | 13.7969 | 0.0015756 | -0.016552 | -0.021185 | 0.0015756 | 0.0013978 | -0.76478 | -0.93495 | -1.4033 | -0.76478 | -0.79767 | -0.8161 | -1.1299 | -1.669 | -0.8161 | -0.85332
18 | 0.3 | 0.42 | Southern | LA | Lake.Charle.APs.722400 | 2 | 687049 | 23.9 | 15.8089 | 44.9087 | 23.8598 | 21.0489 | 758.12 | 0.47881 | -25.21 | 2.4948 | -2.0159 | -23.8391 | -0.54068 | -34.78 | 1.4569 | -1.9976 | -41.489 | -0.80123 | -61.12 | 2.8041 | -3.6053 | -71.8073 | 0.47881 | -25.21 | 2.4948 | -2.0159 | -23.8391 | 0.46881 | -27.06 | 2.6045 | -2.1357 | -25.9322 | 0.021734 | 0.51945 | 0.34359 | 0.97605 | 16.4771 | 0.010407 | -0.011751 | -0.017414 | 0.010407 | 0.010189 | -0.54792 | -0.75591 | -1.3284 | -0.54792 | -0.58813 | -0.51812 | -0.90173 | -1.5607 | -0.51812 | -0.56361 | 0.017781 | 0.42497 | 0.2811 | 0.79854 | 13.4804 | 0.0085139 | -0.009614 | -0.014247 | 0.0085139 | 0.0083361 | -0.44827 | -0.61844 | -1.0868 | -0.44827 | -0.48116 | -0.42389 | -0.73773 | -1.2768 | -0.42389 | -0.46111
19 | 0.3 | 0.37 | Southern | LA | Lake.Charle.APs.722400 | 2 | 687049 | 24.4597 | 15.1789 | 44.6384 | 24.4186 | 20.2198 | 743.25 | 0.74908 | -10.34 | 1.9359 | -1.1869 | -5.8122 | -0.27041 | -19.91 | 0.89811 | -1.1685 | -23.4622 | -0.53097 | -46.25 | 2.2453 | -2.7763 | -53.7805 | 0.74908 | -10.34 | 1.9359 | -1.1869 | -5.8122 | 0.73907 | -12.19 | 2.0457 | -1.3066 | -7.9054 | 0.021734 | 0.53161 | 0.3299 | 0.97018 | 16.1539 | 0.016281 | -0.0058771 | -0.01154 | 0.016281 | 0.016063 | -0.22473 | -0.43273 | -1.0052 | -0.22473 | -0.26494 | -0.12632 | -0.50993 | -1.1689 | -0.12632 | -0.17182 | 0.017781 | 0.43493 | 0.2699 | 0.79373 | 13.216 | 0.01332 | -0.0048083 | -0.0094413 | 0.01332 | 0.013142 | -0.18386 | -0.35403 | -0.82239 | -0.18386 | -0.21676 | -0.10335 | -0.41719 | -0.95629 | -0.10335 | -0.14057
20 | 0.3 | 0.32 | Southern | LA | Lake.Charle.APs.722400 | 2 | 687049 | 25.0894 | 14.5489 | 44.4381 | 25.0473 | 19.3908 | 729.05 | 0.94936 | 3.86 | 1.3073 | -0.35789 | 10.981 | -0.070122 | -5.71 | 0.26943 | -0.33956 | -6.6689 | -0.33068 | -32.05 | 1.6166 | -1.9473 | -36.9873 | 0.94936 | 3.86 | 1.3073 | -0.35789 | 10.981 | 0.93936 | 2.01 | 1.417 | -0.47766 | 8.8879 | 0.021734 | 0.5453 | 0.31621 | 0.96582 | 15.8453 | 0.020634 | -0.001524 | -0.007187 | 0.020634 | 0.020416 | 0.083894 | -0.1241 | -0.69658 | 0.083894 | 0.043686 | 0.23866 | -0.14494 | -0.80389 | 0.23866 | 0.19317 | 0.017781 | 0.44613 | 0.2587 | 0.79017 | 12.9635 | 0.016881 | -0.0012469 | -0.0058799 | 0.016881 | 0.016703 | 0.068636 | -0.10153 | -0.56989 | 0.068636 | 0.035741 | 0.19526 | -0.11858 | -0.65769 | 0.19526 | 0.15804
21 | 0.3 | 0.27 | Southern | LA | Lake.Charle.APs.722400 | 2 | 687049 | 25.4993 | 14.1589 | 44.308 | 25.4564 | 18.8515 | 719.8 | 1.0795 | 13.11 | 0.89811 | 0.18138 | 21.9025 | 0.060006 | 3.54 | -0.13971 | 0.19971 | 4.2526 | -0.20055 | -22.8 | 1.2075 | -1.408 | -26.0657 | 1.0795 | 13.11 | 0.89811 | 0.18138 | 21.9025 | 1.0695 | 11.26 | 1.0079 | 0.061608 | 19.8094 | 0.021734 | 0.55421 | 0.30773 | 0.963 | 15.6442 | 0.023462 | 0.0013042 | -0.0043588 | 0.023462 | 0.023244 | 0.28493 | 0.076939 | -0.49554 | 0.28493 | 0.24473 | 0.47603 | 0.092427 | -0.56652 | 0.47603 | 0.43054 | 0.017781 | 0.45341 | 0.25177 | 0.78786 | 12.799 | 0.019195 | 0.001067 | -0.003566 | 0.019195 | 0.019017 | 0.23311 | 0.062946 | -0.40542 | 0.23311 | 0.20022 | 0.38946 | 0.075618 | -0.46349 | 0.38946 | 0.35224
22 | 0.3 | 0.23 | Southern | LA | Lake.Charle.APs.722400 | 2 | 687049 | 25.7591 | 13.9589 | 44.2878 | 25.7159 | 18.5719 | 715.48 | 1.0997 | 17.43 | 0.63866 | 0.46102 | 26.7335 | 0.080187 | 7.86 | -0.39916 | 0.47935 | 9.0835 | -0.18037 | -18.48 | 0.94801 | -1.1284 | -21.2348 | 1.0997 | 17.43 | 0.63866 | 0.46102 | 26.7335 | 1.0897 | 15.58 | 0.74843 | 0.34124 | 24.6403 | 0.021734 | 0.55985 | 0.30338 | 0.96256 | 15.5504 | 0.0239 | 0.0017428 | -0.0039201 | 0.0239 | 0.023683 | 0.37883 | 0.17083 | -0.40165 | 0.37883 | 0.33862 | 0.58103 | 0.19742 | -0.46152 | 0.58103 | 0.53554 | 0.017781 | 0.45803 | 0.24821 | 0.7875 | 12.7222 | 0.019554 | 0.0014258 | -0.0032072 | 0.019554 | 0.019376 | 0.30993 | 0.13976 | -0.3286 | 0.30993 | 0.27703 | 0.47536 | 0.16152 | -0.37758 | 0.47536 | 0.43814
23 | 0.3 | 0.19 | Southern | LA | Lake.Charle.APs.722400 | 2 | 687049 | 26.3789 | 13.3889 | 44.1476 | 26.3346 | 17.813 | 702.87 | 1.2399 | 30.04 | 0.019954 | 1.2199 | 41.3484 | 0.22041 | 20.47 | -1.0179 | 1.2383 | 23.6985 | -0.040145 | -5.87 | 0.32931 | -0.36945 | -6.6199 | 1.2399 | 30.04 | 0.019954 | 1.2199 | 41.3484 | 1.2299 | 28.19 | 0.12972 | 1.1002 | 39.2553 | 0.021734 | 0.57332 | 0.291 | 0.95951 | 15.2763 | 0.026948 | 0.0047904 | -0.00087252 | 0.026948 | 0.026731 | 0.65289 | 0.4449 | -0.12758 | 0.65289 | 0.61269 | 0.89867 | 0.51507 | -0.14388 | 0.89867 | 0.85318 | 0.017781 | 0.46905 | 0.23807 | 0.78501 | 12.498 | 0.022047 | 0.0039192 | -0.00071383 | 0.022047 | 0.021869 | 0.53415 | 0.36399 | -0.10438 | 0.53415 | 0.50126 | 0.73523 | 0.42139 | -0.11771 | 0.73523 | 0.69801
24 | 0.3 | 0.17 | Southern | LA | Lake.Charle.APs.722400 | 2 | 687049 | 26.7087 | 13.1089 | 44.1074 | 26.6639 | 17.4435 | 697 | 1.28 | 35.91 | -0.30935 | 1.5894 | 47.9683 | 0.26056 | 26.34 | -1.3472 | 1.6077 | 30.3184 | 0 | 0 | 0 | 0 | 0 | 1.28 | 35.91 | -0.30935 | 1.5894 | 47.9683 | 1.27 | 34.06 | -0.19958 | 1.4696 | 45.8752 | 0.021734 | 0.58049 | 0.28491 | 0.95864 | 15.1487 | 0.027821 | 0.0056629 | 0 | 0.027821 | 0.027603 | 0.78047 | 0.57248 | 0 | 0.78047 | 0.74027 | 1.0426 | 0.65894 | 0 | 1.0426 | 0.99706 | 0.017781 | 0.47492 | 0.23309 | 0.78429 | 12.3936 | 0.022761 | 0.004633 | 0 | 0.022761 | 0.022583 | 0.63853 | 0.46836 | 0 | 0.63853 | 0.60563 | 0.85294 | 0.5391 | 0 | 0.85294 | 0.81572
25 | 0.28 | 0.47 | Southern | LA | Lake.Charle.APs.722400 | 2 | 687049 | 23.0504 | 16.4189 | 44.849 | 23.0116 | 21.8374 | 769.18 | 0.53847 | -36.27 | 3.343 | -2.8045 | -35.4102 | -0.48101 | -45.84 | 2.3052 | -2.7862 | -53.0602 | -0.74157 | -72.18 | 3.6523 | -4.3939 | -83.3785 | 0.53847 | -36.27 | 3.343 | -2.8045 | -35.4102 | 0.52847 | -38.12 | 3.4527 | -2.9243 | -37.5034 | 0.021734 | 0.50098 | 0.35685 | 0.97475 | 16.7175 | 0.011703 | -0.010454 | -0.016117 | 0.011703 | 0.011486 | -0.7883 | -0.99629 | -1.5688 | -0.7883 | -0.82851 | -0.76961 | -1.1532 | -1.8122 | -0.76961 | -0.8151 | 0.017781 | 0.40987 | 0.29195 | 0.79748 | 13.6771 | 0.0095748 | -0.0085531 | -0.013186 | 0.0095748 | 0.0093969 | -0.64493 | -0.8151 | -1.2835 | -0.64493 | -0.67783 | -0.62964 | -0.94348 | -1.4826 | -0.62964 | -0.66686
26 | 0.28 | 0.42 | Southern | LA | Lake.Charle.APs.722400 | 2 | 687049 | 23.5102 | 15.8189 | 44.5088 | 23.4706 | 21.0382 | 754.08 | 0.87867 | -21.17 | 2.8839 | -2.0053 | -16.6307 | -0.14082 | -30.74 | 1.8461 | -1.9869 | -34.2806 | -0.40138 | -57.08 | 3.1933 | -3.5947 | -64.599 | 0.87867 | -21.17 | 2.8839 | -2.0053 | -16.6307 | 0.86866 | -23.02 | 2.9937 | -2.125 | -18.7238 | 0.021734 | 0.51097 | 0.34381 | 0.96736 | 16.3893 | 0.019097 | -0.0030606 | -0.0087236 | 0.019097 | 0.01888 | -0.46011 | -0.66811 | -1.2406 | -0.46011 | -0.50032 | -0.36145 | -0.74506 | -1.404 | -0.36145 | -0.40695 | 0.017781 | 0.41804 | 0.28128 | 0.79143 | 13.4086 | 0.015624 | -0.002504 | -0.007137 | 0.015624 | 0.015446 | -0.37643 | -0.5466 | -1.015 | -0.37643 | -0.40933 | -0.29572 | -0.60956 | -1.1487 | -0.29572 | -0.33293
27 | 0.28 | 0.37 | Southern | LA | Lake.Charle.APs.722400 | 2 | 687049 | 23.9799 | 15.2789 | 44.2686 | 23.9396 | 20.329 | 741.28 | 1.1189 | -8.37 | 2.4149 | -1.296 | -1.0511 | 0.099396 | -17.94 | 1.3771 | -1.2777 | -18.7011 | -0.16116 | -44.28 | 2.7243 | -2.8854 | -49.0194 | 1.1189 | -8.37 | 2.4149 | -1.296 | -1.0511 | 1.1089 | -10.22 | 2.5247 | -1.4158 | -3.1443 | 0.021734 | 0.52118 | 0.33207 | 0.96214 | 16.1111 | 0.024318 | 0.0021603 | -0.0035027 | 0.024318 | 0.024101 | -0.18191 | -0.38991 | -0.96239 | -0.18191 | -0.22212 | -0.022846 | -0.40645 | -1.0654 | -0.022846 | -0.068338 | 0.017781 | 0.4264 | 0.27168 | 0.78716 | 13.181 | 0.019895 | 0.0017674 | -0.0028656 | 0.019895 | 0.019717 | -0.14883 | -0.319 | -0.78736 | -0.14883 | -0.18173 | -0.018691 | -0.33253 | -0.87163 | -0.018691 | -0.055909
28 | 0.28 | 0.32 | Southern | LA | Lake.Charle.APs.722400 | 2 | 687049 | 24.5297 | 14.7189 | 44.0784 | 24.4885 | 19.5899 | 728.51 | 1.3091 | 4.4 | 1.8661 | -0.55697 | 14.1261 | 0.28962 | -5.17 | 0.82826 | -0.53864 | -3.5238 | 0.029064 | -31.51 | 2.1754 | -2.1464 | -33.8422 | 1.3091 | 4.4 | 1.8661 | -0.55697 | 14.1261 | 1.2991 | 2.55 | 1.9758 | -0.67675 | 12.033 | 0.021734 | 0.53313 | 0.3199 | 0.95801 | 15.8335 | 0.028452 | 0.0062946 | 0.00063168 | 0.028452 | 0.028235 | 0.09563 | -0.11237 | -0.68484 | 0.09563 | 0.055422 | 0.30702 | -0.076588 | -0.73553 | 0.30702 | 0.26153 | 0.017781 | 0.43617 | 0.26172 | 0.78377 | 12.9539 | 0.023278 | 0.0051498 | 0.0005168 | 0.023278 | 0.0231 | 0.078238 | -0.09193 | -0.56029 | 0.078238 | 0.045343 | 0.25118 | -0.062659 | -0.60176 | 0.25118 | 0.21396
29 | 0.28 | 0.27 | Southern | LA | Lake.Charle.APs.722400 | 2 | 687049 | 24.9595 | 14.2989 | 43.9382 | 24.9176 | 19.0206 | 718.74 | 1.4493 | 14.17 | 1.437 | 0.012277 | 25.7039 | 0.42977 | 4.6 | 0.39916 | 0.030608 | 8.054 | 0.16921 | -21.74 | 1.7463 | -1.5771 | -22.2644 | 1.4493 | 14.17 | 1.437 | 0.012277 | 25.7039 | 1.4393 | 12.32 | 1.5467 | -0.1075 | 23.6108 | 0.021734 | 0.54247 | 0.31077 | 0.95496 | 15.6212 | 0.031498 | 0.0093406 | 0.0036777 | 0.031498 | 0.031281 | 0.30797 | 0.099977 | -0.4725 | 0.30797 | 0.26776 | 0.55865 | 0.17505 | -0.4839 | 0.55865 | 0.51316 | 0.017781 | 0.44382 | 0.25425 | 0.78128 | 12.7802 | 0.02577 | 0.0076419 | 0.0030088 | 0.02577 | 0.025592 | 0.25196 | 0.081794 | -0.38657 | 0.25196 | 0.21907 | 0.45705 | 0.14321 | -0.39589 | 0.45705 | 0.41983
30 | 0.28 | 0.23 | Southern | LA | Lake.Charle.APs.722400 | 2 | 687049 | 25.3194 | 13.9789 | 43.858 | 25.2768 | 18.5812 | 711.47 | 1.5294 | 21.44 | 1.0777 | 0.45171 | 34.1486 | 0.50996 | 11.87 | 0.039914 | 0.47004 | 16.4987 | 0.2494 | -14.47 | 1.3871 | -1.1377 | -13.8197 | 1.5294 | 21.44 | 1.0777 | 0.45171 | 34.1486 | 1.5194 | 19.59 | 1.1875 | 0.33194 | 32.0555 | 0.021734 | 0.5503 | 0.30382 | 0.95322 | 15.4632 | 0.033241 | 0.011083 | 0.0054205 | 0.033241 | 0.033024 | 0.46598 | 0.25798 | -0.31449 | 0.46598 | 0.42577 | 0.74219 | 0.35859 | -0.30036 | 0.74219 | 0.6967 | 0.017781 | 0.45021 | 0.24856 | 0.77986 | 12.6509 | 0.027196 | 0.0090677 | 0.0044347 | 0.027196 | 0.027018 | 0.38123 | 0.21107 | -0.2573 | 0.38123 | 0.34834 | 0.60721 | 0.29337 | -0.24573 | 0.60721 | 0.56999
31 | 0.28 | 0.19 | Southern | LA | Lake.Charle.APs.722400 | 2 | 687049 | 25.9391 | 13.4089 | 43.7178 | 25.8955 | 17.8223 | 698.86 | 1.6697 | 34.05 | 0.45903 | 1.2107 | 48.7642 | 0.6502 | 24.48 | -0.57879 | 1.229 | 31.1142 | 0.38964 | -1.86 | 0.76839 | -0.37874 | 0.79587 | 1.6697 | 34.05 | 0.45903 | 1.2107 | 48.7642 | 1.6597 | 32.2 | 0.5688 | 1.0909 | 46.671 | 0.021734 | 0.56376 | 0.29143 | 0.95017 | 15.1891 | 0.036289 | 0.014132 | 0.0084686 | 0.036289 | 0.036072 | 0.74005 | 0.53205 | -0.040426 | 0.74005 | 0.69984 | 1.0598 | 0.67624 | 0.017297 | 1.0598 | 1.0144 | 0.017781 | 0.46123 | 0.23843 | 0.77736 | 12.4267 | 0.029689 | 0.011561 | 0.0069284 | 0.029689 | 0.029511 | 0.60546 | 0.43529 | -0.033073 | 0.60546 | 0.57256 | 0.86709 | 0.55325 | 0.014152 | 0.86709 | 0.82988
32 | 0.28 | 0.17 | Southern | LA | Lake.Charle.APs.722400 | 2 | 687049 | 26.2689 | 13.1289 | 43.6876 | 26.2248 | 17.4628 | 693.23 | 1.6999 | 39.68 | 0.12972 | 1.5701 | 55.0494 | 0.68039 | 30.11 | -0.9081 | 1.5885 | 37.3995 | 0.41983 | 3.77 | 0.43908 | -0.019247 | 7.0811 | 1.6999 | 39.68 | 0.12972 | 1.5701 | 55.0494 | 1.6899 | 37.83 | 0.23949 | 1.4504 | 52.9563 | 0.021734 | 0.57093 | 0.28535 | 0.94951 | 15.0668 | 0.036945 | 0.014788 | 0.0091246 | 0.036945 | 0.036728 | 0.86241 | 0.65442 | 0.081938 | 0.86241 | 0.8222 | 1.1965 | 0.81285 | 0.1539 | 1.1965 | 1.151 | 0.017781 | 0.4671 | 0.23345 | 0.77683 | 12.3266 | 0.030226 | 0.012098 | 0.0074652 | 0.030226 | 0.030048 | 0.70557 | 0.5354 | 0.067036 | 0.70557 | 0.67267 | 0.97885 | 0.66501 | 0.12591 | 0.97885 | 0.94164
33 | 0.27 | 0.47 | Southern | LA | Lake.Charle.APs.722400 | 2 | 687049 | 22.8704 | 16.4089 | 44.6491 | 22.8319 | 21.8171 | 766.94 | 0.7384 | -34.03 | 3.5226 | -2.7842 | -31.5665 | -0.28109 | -43.6 | 2.4848 | -2.7659 | -49.2164 | -0.54164 | -69.94 | 3.832 | -4.3736 | -79.5348 | 0.7384 | -34.03 | 3.5226 | -2.7842 | -31.5665 | 0.7284 | -35.88 | 3.6324 | -2.904 | -33.6596 | 0.021734 | 0.49707 | 0.35663 | 0.97041 | 16.6688 | 0.016049 | -0.0061092 | -0.011772 | 0.016049 | 0.015831 | -0.73961 | -0.94761 | -1.5201 | -0.73961 | -0.77982 | -0.68607 | -1.0697 | -1.7286 | -0.68607 | -0.73156 | 0.017781 | 0.40667 | 0.29177 | 0.79392 | 13.6373 | 0.01313 | -0.0049981 | -0.0096311 | 0.01313 | 0.012952 | -0.6051 | -0.77527 | -1.2436 | -0.6051 | -0.638 | -0.5613 | -0.87514 | -1.4142 | -0.5613 | -0.59851
34 | 0.27 | 0.42 | Southern | LA | Lake.Charle.APs.722400 | 2 | 687049 | 23.3203 | 15.8189 | 44.3089 | 23.281 | 21.0279 | 751.99 | 1.0786 | -19.08 | 3.0735 | -1.995 | -12.9479 | 0.059067 | -28.65 | 2.0357 | -1.9767 | -30.5978 | -0.20149 | -54.99 | 3.3829 | -3.5844 | -60.9162 | 1.0786 | -19.08 | 3.0735 | -1.995 | -12.9479 | 1.0685 | -20.93 | 3.1833 | -2.1148 | -15.0411 | 0.021734 | 0.50685 | 0.34381 | 0.96302 | 16.3439 | 0.023441 | 0.0012838 | -0.0043792 | 0.023441 | 0.023224 | -0.41469 | -0.62268 | -1.1952 | -0.41469 | -0.4549 | -0.28141 | -0.66502 | -1.324 | -0.28141 | -0.3269 | 0.017781 | 0.41467 | 0.28128 | 0.78787 | 13.3714 | 0.019178 | 0.0010503 | -0.0035827 | 0.019178 | 0.019 | -0.33927 | -0.50944 | -0.9778 | -0.33927 | -0.37216 | -0.23023 | -0.54407 | -1.0832 | -0.23023 | -0.26745
35 | 0.27 | 0.37 | Southern | LA | Lake.Charle.APs.722400 | 2 | 687049 | 23.7001 | 15.3789 | 44.1087 | 23.6602 | 20.4485 | 741.5 | 1.2787 | -8.59 | 2.6943 | -1.4156 | -0.15109 | 0.25925 | -18.16 | 1.6565 | -1.3973 | -17.801 | -0.0013 | -44.5 | 3.0037 | -3.005 | -48.1194 | 1.2787 | -8.59 | 2.6943 | -1.4156 | -0.15109 | 1.2687 | -10.44 | 2.8041 | -1.5354 | -2.2442 | 0.021734 | 0.5151 | 0.33425 | 0.95867 | 16.1159 | 0.027792 | 0.0056347 | -2.8255e-05 | 0.027792 | 0.027575 | -0.1867 | -0.39469 | -0.96717 | -0.1867 | -0.2269 | -0.0032837 | -0.38689 | -1.0458 | -0.0032837 | -0.048776 | 0.017781 | 0.42142 | 0.27346 | 0.78431 | 13.1849 | 0.022738 | 0.0046099 | -2.3116e-05 | 0.022738 | 0.02256 | -0.15274 | -0.32291 | -0.79127 | -0.15274 | -0.18564 | -0.0026865 | -0.31653 | -0.85563 | -0.0026865 | -0.039905
36 | 0.27 | 0.32 | Southern | LA | Lake.Charle.APs.722400 | 2 | 687049 | 24.1999 | 14.8689 | 43.9285 | 24.1592 | 19.7693 | 729.72 | 1.459 | 3.19 | 2.1954 | -0.73642 | 13.8913 | 0.43947 | -6.38 | 1.1576 | -0.71809 | -3.7586 | 0.17892 | -32.72 | 2.5047 | -2.3258 | -34.077 | 1.459 | 3.19 | 2.1954 | -0.73642 | 13.8913 | 1.449 | 1.34 | 2.3052 | -0.8562 | 11.7982 | 0.021734 | 0.52596 | 0.32316 | 0.95475 | 15.8598 | 0.031709 | 0.0095516 | 0.0038887 | 0.031709 | 0.031492 | 0.069332 | -0.13866 | -0.71114 | 0.069332 | 0.029124 | 0.30192 | -0.08169 | -0.74063 | 0.30192 | 0.25642 | 0.017781 | 0.43031 | 0.26439 | 0.78111 | 12.9754 | 0.025942 | 0.0078145 | 0.0031814 | 0.025942 | 0.025764 | 0.056723 | -0.11345 | -0.58181 | 0.056723 | 0.023827 | 0.24701 | -0.066833 | -0.60594 | 0.24701 | 0.20979
37 | 0.27 | 0.27 | Southern | LA | Lake.Charle.APs.722400 | 2 | 687049 | 24.6896 | 14.3889 | 43.7683 | 24.6481 | 19.1202 | 718.57 | 1.6192 | 14.34 | 1.7064 | -0.087256 | 27.1011 | 0.59967 | 4.77 | 0.66859 | -0.068925 | 9.4512 | 0.33911 | -21.57 | 2.0158 | -1.6767 | -20.8672 | 1.6192 | 14.34 | 1.7064 | -0.087256 | 27.1011 | 1.6092 | 12.49 | 1.8162 | -0.20703 | 25.008 | 0.021734 | 0.53661 | 0.31273 | 0.95127 | 15.6175 | 0.035191 | 0.013033 | 0.0073704 | 0.035191 | 0.034974 | 0.31167 | 0.10367 | -0.46881 | 0.31167 | 0.27146 | 0.58902 | 0.20541 | -0.45353 | 0.58902 | 0.54353 | 0.017781 | 0.43902 | 0.25585 | 0.77826 | 12.7772 | 0.028791 | 0.010663 | 0.0060299 | 0.028791 | 0.028613 | 0.25499 | 0.084817 | -0.38354 | 0.25499 | 0.22209 | 0.4819 | 0.16806 | -0.37105 | 0.4819 | 0.44468
38 | 0.27 | 0.23 | Southern | LA | Lake.Charle.APs.722400 | 2 | 687049 | 25.1095 | 13.9889 | 43.6581 | 25.0673 | 18.5909 | 709.68 | 1.7293 | 23.23 | 1.2873 | 0.44206 | 37.5125 | 0.70986 | 13.66 | 0.24947 | 0.46039 | 19.8626 | 0.44931 | -12.68 | 1.5966 | -1.1473 | -10.4558 | 1.7293 | 23.23 | 1.2873 | 0.44206 | 37.5125 | 1.7193 | 21.38 | 1.3971 | 0.32228 | 35.4194 | 0.021734 | 0.54573 | 0.30404 | 0.94887 | 15.4243 | 0.037586 | 0.015428 | 0.0097653 | 0.037586 | 0.037369 | 0.50488 | 0.29689 | -0.27559 | 0.50488 | 0.46468 | 0.8153 | 0.4317 | -0.22725 | 0.8153 | 0.76981 | 0.017781 | 0.44648 | 0.24874 | 0.7763 | 12.6191 | 0.03075 | 0.012622 | 0.0079893 | 0.03075 | 0.030572 | 0.41306 | 0.24289 | -0.22547 | 0.41306 | 0.38017 | 0.66702 | 0.35318 | -0.18592 | 0.66702 | 0.62981
39 | 0.27 | 0.19 | Southern | LA | Lake.Charle.APs.722400 | 2 | 687049 | 25.7192 | 13.4189 | 43.5079 | 25.676 | 17.8319 | 696.98 | 1.8796 | 35.93 | 0.67857 | 1.201 | 52.3037 | 0.86008 | 26.36 | -0.35925 | 1.2193 | 34.6538 | 0.59953 | 0.02 | 0.98792 | -0.3884 | 4.3354 | 1.8796 | 35.93 | 0.67857 | 1.201 | 52.3037 | 1.8696 | 34.08 | 0.78834 | 1.0812 | 50.2106 | 0.021734 | 0.55898 | 0.29165 | 0.94561 | 15.1483 | 0.040851 | 0.018693 | 0.01303 | 0.040851 | 0.040633 | 0.78091 | 0.57291 | 0.00043468 | 0.78091 | 0.7407 | 1.1368 | 0.75317 | 0.094227 | 1.1368 | 1.0913 | 0.017781 | 0.45732 | 0.23861 | 0.77363 | 12.3933 | 0.033421 | 0.015293 | 0.01066 | 0.033421 | 0.033243 | 0.63889 | 0.46872 | 0.00035563 | 0.63889 | 0.60599 | 0.93003 | 0.61619 | 0.07709 | 0.93003 | 0.89281
40 | 0.27 | 0.17 | Southern | LA | Lake.Charle.APs.722400 | 2 | 687049 | 26.0391 | 13.1389 | 43.4577 | 25.9953 | 17.4624 | 691.01 | 1.9298 | 41.9 | 0.35924 | 1.5705 | 59.1012 | 0.91027 | 32.33 | -0.67858 | 1.5888 | 41.4513 | 0.64971 | 5.99 | 0.66859 | -0.018882 | 11.1329 | 1.9298 | 41.9 | 0.35924 | 1.5705 | 59.1012 | 1.9198 | 40.05 | 0.46901 | 1.4507 | 57.0081 | 0.021734 | 0.56594 | 0.28556 | 0.94452 | 15.0185 | 0.041942 | 0.019784 | 0.014121 | 0.041942 | 0.041724 | 0.91066 | 0.70267 | 0.13019 | 0.91066 | 0.87045 | 1.2845 | 0.90091 | 0.24196 | 1.2845 | 1.239 | 0.017781 | 0.46301 | 0.23363 | 0.77274 | 12.2871 | 0.034314 | 0.016186 | 0.011553 | 0.034314 | 0.034136 | 0.74504 | 0.57487 | 0.10651 | 0.74504 | 0.71214 | 1.0509 | 0.73706 | 0.19796 | 1.0509 | 1.0137
41 | 0.26 | 0.47 | Southern | LA | Lake.Charle.APs.722400 | 2 | 687049 | 22.6905 | 16.3889 | 44.4392 | 22.6523 | 21.7869 | 764.45 | 0.94829 | -31.54 | 3.7022 | -2.7539 | -27.388 | -0.0712 | -41.11 | 2.6644 | -2.7356 | -45.0379 | -0.33176 | -67.45 | 4.0116 | -4.3433 | -75.3563 | 0.94829 | -31.54 | 3.7022 | -2.7539 | -27.388 | 0.93828 | -33.39 | 3.812 | -2.8737 | -29.4811 | 0.021734 | 0.49316 | 0.3562 | 0.96585 | 16.6147 | 0.02061 | -0.0015475 | -0.0072104 | 0.02061 | 0.020393 | -0.6855 | -0.89349 | -1.466 | -0.6855 | -0.7257 | -0.59526 | -0.97886 | -1.6378 | -0.59526 | -0.64075 | 0.017781 | 0.40347 | 0.29142 | 0.79019 | 13.593 | 0.016862 | -0.001266 | -0.0058991 | 0.016862 | 0.016684 | -0.56083 | -0.73099 | -1.1994 | -0.56083 | -0.59372 | -0.487 | -0.80084 | -1.3399 | -0.487 | -0.52422
42 | 0.26 | 0.42 | Southern | LA | Lake.Charle.APs.722400 | 2 | 687049 | 23.1203 | 15.8189 | 44.099 | 23.0814 | 21.0176 | 749.8 | 1.2885 | -16.89 | 3.2731 | -1.9847 | -9.0883 | 0.26897 | -26.46 | 2.2353 | -1.9663 | -26.7382 | 0.008417 | -52.8 | 3.5825 | -3.5741 | -57.0566 | 1.2885 | -16.89 | 3.2731 | -1.9847 | -9.0883 | 1.2785 | -18.74 | 3.3829 | -2.1044 | -11.1814 | 0.021734 | 0.5025 | 0.34381 | 0.95845 | 16.2963 | 0.028004 | 0.0058459 | 0.00018294 | 0.028004 | 0.027786 | -0.36709 | -0.57509 | -1.1476 | -0.36709 | -0.4073 | -0.19753 | -0.58113 | -1.2401 | -0.19753 | -0.24302 | 0.017781 | 0.41111 | 0.28128 | 0.78414 | 13.3325 | 0.022911 | 0.0047827 | 0.00014967 | 0.022911 | 0.022733 | -0.30033 | -0.4705 | -0.93886 | -0.30033 | -0.33322 | -0.1616 | -0.47544 | -1.0145 | -0.1616 | -0.19882
43 | 0.26 | 0.37 | Southern | LA | Lake.Charle.APs.722400 | 2 | 687049 | 23.4302 | 15.4889 | 43.9688 | 23.3908 | 20.5781 | 742.06 | 1.4186 | -9.15 | 2.9638 | -1.5451 | 0.2373 | 0.39914 | -18.72 | 1.926 | -1.5268 | -17.4126 | 0.13858 | -45.06 | 3.2731 | -3.1345 | -47.731 | 1.4186 | -9.15 | 2.9638 | -1.5451 | 0.2373 | 1.4086 | -11 | 3.0735 | -1.6649 | -1.8558 | 0.021734 | 0.50924 | 0.33664 | 0.95563 | 16.128 | 0.030833 | 0.0086749 | 0.0030119 | 0.030833 | 0.030615 | -0.19887 | -0.40686 | -0.97934 | -0.19887 | -0.23908 | 0.0051576 | -0.37845 | -1.0374 | 0.0051576 | -0.040335 | 0.017781 | 0.41662 | 0.27541 | 0.78183 | 13.1949 | 0.025225 | 0.0070972 | 0.0024642 | 0.025225 | 0.025047 | -0.1627 | -0.33287 | -0.80123 | -0.1627 | -0.1956 | 0.0042196 | -0.30962 | -0.84872 | 0.0042196 | -0.032999
44 | 0.26 | 0.32 | Southern | LA | Lake.Charle.APs.722400 | 2 | 687049 | 23.85 | 15.0589 | 43.8087 | 23.8099 | 19.9988 | 731.96 | 1.5788 | 0.95 | 2.5447 | -0.96586 | 12.3282 | 0.55931 | -8.62 | 1.5068 | -0.94753 | -5.3217 | 0.29875 | -34.96 | 2.854 | -2.5553 | -35.6401 | 1.5788 | 0.95 | 2.5447 | -0.96586 | 12.3282 | 1.5688 | -0.9 | 2.6544 | -1.0856 | 10.2351 | 0.021734 | 0.51836 | 0.32729 | 0.95214 | 15.9085 | 0.034314 | 0.012156 | 0.0064931 | 0.034314 | 0.034096 | 0.020647 | -0.18735 | -0.75983 | 0.020647 | -0.019561 | 0.26794 | -0.11566 | -0.77461 | 0.26794 | 0.22245 | 0.017781 | 0.42409 | 0.26777 | 0.77898 | 13.0153 | 0.028073 | 0.0099453 | 0.0053122 | 0.028073 | 0.027895 | 0.016892 | -0.15328 | -0.62164 | 0.016892 | -0.016003 | 0.21921 | -0.094627 | -0.63373 | 0.21921 | 0.18199
45 | 0.26 | 0.27 | Southern | LA | Lake.Charle.APs.722400 | 2 | 687049 | 24.3998 | 14.4789 | 43.5884 | 24.3587 | 19.2297 | 718.46 | 1.799 | 14.45 | 1.9958 | -0.19679 | 28.5136 | 0.77953 | 4.88 | 0.95799 | -0.17846 | 10.8637 | 0.51897 | -21.46 | 2.3052 | -1.7862 | -19.4547 | 1.799 | 14.45 | 1.9958 | -0.19679 | 28.5136 | 1.789 | 12.6 | 2.1056 | -0.31656 | 26.4205 | 0.021734 | 0.53031 | 0.31469 | 0.94736 | 15.6151 | 0.0391 | 0.016942 | 0.011279 | 0.0391 | 0.038883 | 0.31406 | 0.10606 | -0.46641 | 0.31406 | 0.27385 | 0.61972 | 0.23611 | -0.42283 | 0.61972 | 0.57423 | 0.017781 | 0.43386 | 0.25745 | 0.77506 | 12.7752 | 0.031989 | 0.013861 | 0.0092281 | 0.031989 | 0.031811 | 0.25694 | 0.086773 | -0.38159 | 0.25694 | 0.22405 | 0.50701 | 0.19317 | -0.34593 | 0.50701 | 0.46979
46 | 0.26 | 0.23 | Southern | LA | Lake.Charle.APs.722400 | 2 | 687049 | 24.8896 | 13.9989 | 43.4382 | 24.8477 | 18.5905 | 707.55 | 1.9492 | 25.36 | 1.5068 | 0.4424 | 41.388 | 0.92975 | 15.79 | 0.46901 | 0.46073 | 23.7381 | 0.66919 | -10.55 | 1.8162 | -1.147 | -6.5803 | 1.9492 | 25.36 | 1.5068 | 0.4424 | 41.388 | 1.9392 | 23.51 | 1.6166 | 0.32263 | 39.2949 | 0.021734 | 0.54095 | 0.30425 | 0.94409 | 15.378 | 0.042365 | 0.020207 | 0.014544 | 0.042365 | 0.042147 | 0.55118 | 0.34318 | -0.2293 | 0.55118 | 0.51097 | 0.89953 | 0.51593 | -0.14302 | 0.89953 | 0.85404 | 0.017781 | 0.44257 | 0.24892 | 0.77239 | 12.5812 | 0.03466 | 0.016532 | 0.011899 | 0.03466 | 0.034482 | 0.45094 | 0.28077 | -0.18759 | 0.45094 | 0.41804 | 0.73594 | 0.4221 | -0.11701 | 0.73594 | 0.69872
47 | 0.26 | 0.19 | Southern | LA | Lake.Charle.APs.722400 | 2 | 687049 | 25.4893 | 13.4289 | 43.288 | 25.4465 | 17.8415 | 694.99 | 2.0995 | 37.92 | 0.90809 | 1.1914 | 56.0202 | 1.08 | 28.35 | -0.12973 | 1.2097 | 38.3703 | 0.81943 | 2.01 | 1.2174 | -0.39801 | 8.052 | 2.0995 | 37.92 | 0.90809 | 1.1914 | 56.0202 | 2.0895 | 36.07 | 1.0179 | 1.0716 | 53.9271 | 0.021734 | 0.55399 | 0.29187 | 0.94083 | 15.105 | 0.04563 | 0.023473 | 0.01781 | 0.04563 | 0.045413 | 0.82416 | 0.61616 | 0.043686 | 0.82416 | 0.78395 | 1.2176 | 0.83395 | 0.175 | 1.2176 | 1.1721 | 0.017781 | 0.45324 | 0.23878 | 0.76972 | 12.3579 | 0.037332 | 0.019204 | 0.014571 | 0.037332 | 0.037154 | 0.67427 | 0.5041 | 0.035741 | 0.67427 | 0.64137 | 0.99612 | 0.68228 | 0.14317 | 0.99612 | 0.9589
48 | 0.26 | 0.17 | Southern | LA | Lake.Charle.APs.722400 | 2 | 687049 | 25.8192 | 13.1489 | 43.2478 | 25.7758 | 17.472 | 689.12 | 2.1397 | 43.79 | 0.57878 | 1.5609 | 62.6414 | 1.1202 | 34.22 | -0.45904 | 1.5792 | 44.9915 | 0.85962 | 7.88 | 0.88813 | -0.028516 | 14.6731 | 2.1397 | 43.79 | 0.57878 | 1.5609 | 62.6414 | 2.1297 | 41.94 | 0.68855 | 1.4411 | 60.5483 | 0.021734 | 0.56116 | 0.28578 | 0.93995 | 14.9774 | 0.046504 | 0.024346 | 0.018683 | 0.046504 | 0.046286 | 0.95174 | 0.74374 | 0.17127 | 0.95174 | 0.91153 | 1.3615 | 0.97785 | 0.31891 | 1.3615 | 1.316 | 0.017781 | 0.4591 | 0.23381 | 0.76901 | 12.2535 | 0.038046 | 0.019918 | 0.015285 | 0.038046 | 0.037868 | 0.77865 | 0.60848 | 0.14012 | 0.77865 | 0.74575 | 1.1139 | 0.80001 | 0.26091 | 1.1139 | 1.0766
49 | 0.25 | 0.47 | Southern | LA | Lake.Charle.APs.722400 | 2 | 687049 | 22.5106 | 16.3689 | 44.2292 | 22.4727 | 21.7566 | 761.96 | 1.1582 | -29.05 | 3.8818 | -2.7236 | -23.2082 | 0.13873 | -38.62 | 2.844 | -2.7053 | -40.8581 | -0.12183 | -64.96 | 4.1912 | -4.313 | -71.1765 | 1.1582 | -29.05 | 3.8818 | -2.7236 | -23.2082 | 1.1482 | -30.9 | 3.9916 | -2.8434 | -25.3013 | 0.021734 | 0.48925 | 0.35576 | 0.96129 | 16.5606 | 0.025173 | 0.0030151 | -0.0026479 | 0.025173 | 0.024955 | -0.63138 | -0.83937 | -1.4119 | -0.63138 | -0.67159 | -0.50441 | -0.88802 | -1.547 | -0.50441 | -0.5499 | 0.017781 | 0.40027 | 0.29106 | 0.78646 | 13.5487 | 0.020595 | 0.0024667 | -0.0021663 | 0.020595 | 0.020417 | -0.51655 | -0.68672 | -1.1551 | -0.51655 | -0.54944 | -0.41267 | -0.72651 | -1.2656 | -0.41267 | -0.44989
50 | 0.25 | 0.42 | Southern | LA | Lake.Charle.APs.722400 | 2 | 687049 | 22.9304 | 15.8189 | 43.9091 | 22.8918 | 21.0173 | 747.95 | 1.4784 | -15.04 | 3.4627 | -1.9843 | -5.7402 | 0.4589 | -24.61 | 2.4249 | -1.966 | -23.3902 | 0.19835 | -50.95 | 3.7721 | -3.5737 | -53.7085 | 1.4784 | -15.04 | 3.4627 | -1.9843 | -5.7402 | 1.4684 | -16.89 | 3.5725 | -2.1041 | -7.8334 | 0.021734 | 0.49837 | 0.34381 | 0.95433 | 16.2561 | 0.032132 | 0.0099738 | 0.0043109 | 0.032132 | 0.031914 | -0.32688 | -0.53488 | -1.1074 | -0.32688 | -0.36709 | -0.12476 | -0.50837 | -1.1673 | -0.12476 | -0.17025 | 0.017781 | 0.40774 | 0.28128 | 0.78076 | 13.2996 | 0.026288 | 0.0081599 | 0.0035269 | 0.026288 | 0.02611 | -0.26743 | -0.4376 | -0.90596 | -0.26743 | -0.30033 | -0.10207 | -0.41591 | -0.95501 | -0.10207 | -0.13929
51 | 0.25 | 0.37 | Southern | LA | Lake.Charle.APs.722400 | 2 | 687049 | 23.1503 | 15.6089 | 43.829 | 23.1114 | 20.7176 | 742.77 | 1.5585 | -9.86 | 3.2432 | -1.6847 | 0.46597 | 0.53902 | -19.43 | 2.2054 | -1.6664 | -17.1839 | 0.27846 | -45.77 | 3.5525 | -3.2741 | -47.5023 | 1.5585 | -9.86 | 3.2432 | -1.6847 | 0.46597 | 1.5485 | -11.71 | 3.353 | -1.8045 | -1.6271 | 0.021734 | 0.50315 | 0.33925 | 0.95259 | 16.1435 | 0.033873 | 0.011715 | 0.0060521 | 0.033873 | 0.033655 | -0.2143 | -0.42229 | -0.99477 | -0.2143 | -0.25451 | 0.010128 | -0.37348 | -1.0324 | 0.010128 | -0.035365 | 0.017781 | 0.41165 | 0.27755 | 0.77934 | 13.2075 | 0.027712 | 0.0095845 | 0.0049514 | 0.027712 | 0.027534 | -0.17532 | -0.34549 | -0.81385 | -0.17532 | -0.20822 | 0.0082856 | -0.30555 | -0.84466 | 0.0082856 | -0.028933
52 | 0.25 | 0.32 | Southern | LA | Lake.Charle.APs.722400 | 2 | 687049 | 23.5002 | 15.2589 | 43.6988 | 23.4606 | 20.2382 | 734.44 | 1.6886 | -1.53 | 2.8939 | -1.2053 | 10.4292 | 0.66914 | -11.1 | 1.8561 | -1.187 | -7.2208 | 0.40859 | -37.44 | 3.2033 | -2.7947 | -37.5391 | 1.6886 | -1.53 | 2.8939 | -1.2053 | 10.4292 | 1.6786 | -3.38 | 3.0037 | -1.3251 | 8.336 | 0.021734 | 0.51076 | 0.33164 | 0.94976 | 15.9624 | 0.036701 | 0.014543 | 0.0088803 | 0.036701 | 0.036483 | -0.033253 | -0.24125 | -0.81373 | -0.033253 | -0.073461 | 0.22667 | -0.15694 | -0.81588 | 0.22667 | 0.18118 | 0.017781 | 0.41787 | 0.27132 | 0.77703 | 13.0594 | 0.030026 | 0.011898 | 0.0072652 | 0.030026 | 0.029848 | -0.027206 | -0.19737 | -0.66574 | -0.027206 | -0.060101 | 0.18544 | -0.1284 | -0.6675 | 0.18544 | 0.14823
53 | 0.25 | 0.27 | Southern | LA | Lake.Charle.APs.722400 | 2 | 687049 | 24.1199 | 14.5689 | 43.4086 | 24.0793 | 19.3293 | 718.19 | 1.9789 | 14.72 | 2.2752 | -0.29634 | 30.0857 | 0.95939 | 5.15 | 1.2374 | -0.27801 | 12.4358 | 0.69883 | -21.19 | 2.5846 | -1.8857 | -17.8825 | 1.9789 | 14.72 | 2.2752 | -0.29634 | 30.0857 | 1.9689 | 12.87 | 2.385 | -0.41612 | 27.9926 | 0.021734 | 0.52423 | 0.31664 | 0.94345 | 15.6093 | 0.043009 | 0.020851 | 0.015189 | 0.043009 | 0.042792 | 0.31993 | 0.11193 | -0.46055 | 0.31993 | 0.27972 | 0.65389 | 0.27028 | -0.38866 | 0.65389 | 0.6084 | 0.017781 | 0.42889 | 0.25906 | 0.77187 | 12.7704 | 0.035187 | 0.017059 | 0.012426 | 0.035187 | 0.035009 | 0.26174 | 0.091574 | -0.37679 | 0.26174 | 0.22885 | 0.53497 | 0.22113 | -0.31798 | 0.53497 | 0.49775
54 | 0.25 | 0.23 | Southern | LA | Lake.Charle.APs.722400 | 2 | 687049 | 24.6697 | 14.0089 | 43.2283 | 24.6282 | 18.6001 | 705.66 | 2.1592 | 27.25 | 1.7264 | 0.43279 | 44.9289 | 1.1397 | 17.68 | 0.68855 | 0.45112 | 27.279 | 0.87912 | -8.66 | 2.0357 | -1.1566 | -3.0394 | 2.1592 | 27.25 | 1.7264 | 0.43279 | 44.9289 | 2.1492 | 25.4 | 1.8361 | 0.31302 | 42.8358 | 0.021734 | 0.53617 | 0.30447 | 0.93953 | 15.3369 | 0.046927 | 0.02477 | 0.019107 | 0.046927 | 0.04671 | 0.59226 | 0.38426 | -0.18822 | 0.59226 | 0.55205 | 0.97649 | 0.59289 | -0.066058 | 0.97649 | 0.931 | 0.017781 | 0.43866 | 0.2491 | 0.76866 | 12.5476 | 0.038393 | 0.020265 | 0.015632 | 0.038393 | 0.038215 | 0.48454 | 0.31437 | -0.15399 | 0.48454 | 0.45165 | 0.7989 | 0.48506 | -0.054044 | 0.7989 | 0.76168
55 | 0.25 | 0.19 | Southern | LA | Lake.Charle.APs.722400 | 2 | 687049 | 25.2694 | 13.4389 | 43.0681 | 25.2269 | 17.8412 | 692.86 | 2.3194 | 40.05 | 1.1276 | 1.1917 | 59.8957 | 1.2999 | 30.48 | 0.089808 | 1.2101 | 42.2458 | 1.0393 | 4.14 | 1.437 | -0.39767 | 11.9274 | 2.3194 | 40.05 | 1.1276 | 1.1917 | 59.8957 | 2.3094 | 38.2 | 1.2374 | 1.072 | 57.8026 | 0.021734 | 0.54921 | 0.29208 | 0.93605 | 15.0587 | 0.050409 | 0.028252 | 0.022589 | 0.050409 | 0.050192 | 0.87045 | 0.66246 | 0.089979 | 0.87045 | 0.83024 | 1.3018 | 0.91818 | 0.25923 | 1.3018 | 1.2563 | 0.017781 | 0.44933 | 0.23896 | 0.76581 | 12.32 | 0.041241 | 0.023113 | 0.01848 | 0.041241 | 0.041064 | 0.71214 | 0.54198 | 0.073615 | 0.71214 | 0.67925 | 1.065 | 0.75119 | 0.21209 | 1.065 | 1.0278
56 | 0.25 | 0.17 | Southern | LA | Lake.Charle.APs.722400 | 2 | 687049 | 25.5893 | 13.1589 | 43.018 | 25.5462 | 17.4717 | 686.9 | 2.3695 | 46.01 | 0.8083 | 1.5612 | 66.692 | 1.35 | 36.44 | -0.22952 | 1.5795 | 49.042 | 1.0895 | 10.1 | 1.1176 | -0.02819 | 18.7237 | 2.3695 | 46.01 | 0.8083 | 1.5612 | 66.692 | 2.3595 | 44.16 | 0.91807 | 1.4414 | 64.5988 | 0.021734 | 0.55616 | 0.286 | 0.93496 | 14.9292 | 0.051499 | 0.029341 | 0.023678 | 0.051499 | 0.051282 | 0.99999 | 0.79199 | 0.21951 | 0.99999 | 0.95978 | 1.4495 | 1.0659 | 0.40694 | 1.4495 | 1.404 | 0.017781 | 0.45501 | 0.23398 | 0.76492 | 12.214 | 0.042133 | 0.024005 | 0.019372 | 0.042133 | 0.041955 | 0.81812 | 0.64795 | 0.17959 | 0.81812 | 0.78523 | 1.1859 | 0.87204 | 0.33293 | 1.1859 | 1.1487
57 | 0.24 | 0.47 | Southern | LA | Lake.Charle.APs.722400 | 2 | 687049 | 22.3007 | 16.3889 | 44.0393 | 22.2631 | 21.7762 | 760.4 | 1.3481 | -27.49 | 4.0914 | -2.7433 | -20.1803 | 0.32863 | -37.06 | 3.0536 | -2.725 | -37.8302 | 0.068079 | -63.4 | 4.4008 | -4.3327 | -68.1486 | 1.3481 | -27.49 | 4.0914 | -2.7433 | -20.1803 | 1.3381 | -29.34 | 4.2012 | -2.8631 | -22.2734 | 0.021734 | 0.48469 | 0.3562 | 0.95716 | 16.5267 | 0.0293 | 0.0071426 | 0.0014796 | 0.0293 | 0.029083 | -0.59747 | -0.80547 | -1.3779 | -0.59747 | -0.63768 | -0.4386 | -0.82221 | -1.4812 | -0.4386 | -0.48409 | 0.017781 | 0.39654 | 0.29142 | 0.78308 | 13.521 | 0.023971 | 0.0058436 | 0.0012105 | 0.023971 | 0.023794 | -0.48881 | -0.65898 | -1.1273 | -0.48881 | -0.52171 | -0.35883 | -0.67267 | -1.2118 | -0.35883 | -0.39605
58 | 0.24 | 0.42 | Southern | LA | Lake.Charle.APs.722400 | 2 | 687049 | 22.7205 | 15.8289 | 43.6992 | 22.6823 | 21.0169 | 745.9 | 1.6883 | -12.99 | 3.6723 | -1.984 | -2.0411 | 0.66878 | -22.56 | 2.6345 | -1.9657 | -19.691 | 0.40823 | -48.9 | 3.9816 | -3.5734 | -50.0094 | 1.6883 | -12.99 | 3.6723 | -1.984 | -2.0411 | 1.6783 | -14.84 | 3.7821 | -2.1038 | -4.1342 | 0.021734 | 0.49381 | 0.34403 | 0.94976 | 16.2115 | 0.036693 | 0.014535 | 0.0088725 | 0.036693 | 0.036476 | -0.28233 | -0.49032 | -1.0628 | -0.28233 | -0.32253 | -0.044361 | -0.42797 | -1.0869 | -0.044361 | -0.089853 | 0.017781 | 0.404 | 0.28146 | 0.77703 | 13.2631 | 0.03002 | 0.011892 | 0.0072589 | 0.03002 | 0.029842 | -0.23098 | -0.40115 | -0.86951 | -0.23098 | -0.26388 | -0.036293 | -0.35013 | -0.88924 | -0.036293 | -0.073512
59 | 0.24 | 0.37 | Southern | LA | Lake.Charle.APs.722400 | 2 | 687049 | 22.9404 | 15.6189 | 43.6291 | 22.9018 | 20.7273 | 740.98 | 1.7584 | -8.07 | 3.4527 | -1.6944 | 3.8292 | 0.7389 | -17.64 | 2.4149 | -1.676 | -13.8208 | 0.47835 | -43.98 | 3.7621 | -3.2838 | -44.1391 | 1.7584 | -8.07 | 3.4527 | -1.6944 | 3.8292 | 1.7484 | -9.92 | 3.5625 | -1.8141 | 1.736 | 0.021734 | 0.49859 | 0.33946 | 0.94824 | 16.1046 | 0.038217 | 0.016059 | 0.010396 | 0.038217 | 0.038 | -0.17539 | -0.38339 | -0.95587 | -0.17539 | -0.2156 | 0.083224 | -0.30038 | -0.95933 | 0.083224 | 0.037731 | 0.017781 | 0.40791 | 0.27773 | 0.77579 | 13.1757 | 0.031267 | 0.013139 | 0.0085057 | 0.031267 | 0.031089 | -0.1435 | -0.31366 | -0.78203 | -0.1435 | -0.17639 | 0.068088 | -0.24575 | -0.78486 | 0.068088 | 0.030869
60 | 0.24 | 0.32 | Southern | LA | Lake.Charle.APs.722400 | 2 | 687049 | 23.2903 | 15.2689 | 43.4989 | 23.2511 | 20.2479 | 732.64 | 1.8885 | 0.27 | 3.1035 | -1.2149 | 13.793 | 0.86905 | -9.3 | 2.0657 | -1.1966 | -3.8569 | 0.60849 | -35.64 | 3.4128 | -2.8043 | -34.1752 | 1.8885 | 0.27 | 3.1035 | -1.2149 | 13.793 | 1.8785 | -1.58 | 3.2132 | -1.3347 | 11.6999 | 0.021734 | 0.50619 | 0.33186 | 0.94541 | 15.9233 | 0.041046 | 0.018888 | 0.013225 | 0.041046 | 0.040828 | 0.0058682 | -0.20213 | -0.77461 | 0.0058682 | -0.03434 | 0.29978 | -0.083826 | -0.74277 | 0.29978 | 0.25429 | 0.017781 | 0.41413 | 0.2715 | 0.77347 | 13.0274 | 0.033581 | 0.015453 | 0.01082 | 0.033581 | 0.033403 | 0.004801 | -0.16537 | -0.63373 | 0.004801 | -0.028095 | 0.24526 | -0.06858 | -0.60768 | 0.24526 | 0.20804
61 | 0.24 | 0.27 | Southern | LA | Lake.Charle.APs.722400 | 2 | 687049 | 23.9 | 14.5789 | 43.1987 | 23.8598 | 19.3389 | 716.3 | 2.1888 | 16.61 | 2.4948 | -0.30598 | 33.6259 | 1.1693 | 7.04 | 1.4569 | -0.28764 | 15.976 | 0.90874 | -19.3 | 2.8041 | -1.8954 | -14.3424 | 2.1888 | 16.61 | 2.4948 | -0.30598 | 33.6259 | 2.1788 | 14.76 | 2.6045 | -0.42575 | 31.5328 | 0.021734 | 0.51945 | 0.31686 | 0.93889 | 15.5682 | 0.047571 | 0.025414 | 0.019751 | 0.047571 | 0.047354 | 0.361 | 0.15301 | -0.41947 | 0.361 | 0.3208 | 0.73083 | 0.34723 | -0.31172 | 0.73083 | 0.68534 | 0.017781 | 0.42498 | 0.25923 | 0.76813 | 12.7368 | 0.03892 | 0.020792 | 0.016159 | 0.03892 | 0.038742 | 0.29535 | 0.12518 | -0.34318 | 0.29535 | 0.26245 | 0.59792 | 0.28408 | -0.25503 | 0.59792 | 0.5607
62 | 0.24 | 0.23 | Southern | LA | Lake.Charle.APs.722400 | 2 | 687049 | 24.4498 | 14.0189 | 43.0084 | 24.4086 | 18.5998 | 703.52 | 2.379 | 29.39 | 1.9459 | 0.43313 | 48.8044 | 1.3596 | 19.82 | 0.90809 | 0.45147 | 31.1545 | 1.099 | -6.52 | 2.2553 | -1.1563 | 0.83615 | 2.379 | 29.39 | 1.9459 | 0.43313 | 48.8044 | 2.369 | 27.54 | 2.0557 | 0.31336 | 46.7113 | 0.021734 | 0.5314 | 0.30469 | 0.93475 | 15.2904 | 0.051706 | 0.029549 | 0.023886 | 0.051706 | 0.051489 | 0.63877 | 0.43077 | -0.14171 | 0.63877 | 0.59856 | 1.0607 | 0.67712 | 0.018173 | 1.0607 | 1.0152 | 0.017781 | 0.43475 | 0.24927 | 0.76475 | 12.5096 | 0.042303 | 0.024175 | 0.019542 | 0.042303 | 0.042125 | 0.5226 | 0.35243 | -0.11593 | 0.5226 | 0.4897 | 0.86781 | 0.55397 | 0.014868 | 0.86781 | 0.83059
63 | 0.24 | 0.19 | Southern | LA | Lake.Charle.APs.722400 | 2 | 687049 | 25.0495 | 13.4489 | 42.8582 | 25.0074 | 17.8508 | 690.98 | 2.5293 | 41.93 | 1.3472 | 1.1821 | 63.4367 | 1.5098 | 32.36 | 0.30935 | 1.2005 | 45.7868 | 1.2492 | 6.02 | 1.6565 | -0.40728 | 15.4684 | 2.5293 | 41.93 | 1.3472 | 1.1821 | 63.4367 | 2.5193 | 40.08 | 1.4569 | 1.0623 | 61.3436 | 0.021734 | 0.54443 | 0.2923 | 0.93149 | 15.0179 | 0.054972 | 0.032814 | 0.027151 | 0.054972 | 0.054754 | 0.91131 | 0.70332 | 0.13084 | 0.91131 | 0.8711 | 1.3787 | 0.99514 | 0.33619 | 1.3787 | 1.3333 | 0.017781 | 0.44542 | 0.23914 | 0.76208 | 12.2866 | 0.044974 | 0.026846 | 0.022213 | 0.044974 | 0.044796 | 0.74557 | 0.57541 | 0.10704 | 0.74557 | 0.71268 | 1.128 | 0.81415 | 0.27505 | 1.128 | 1.0908
64 | 0.24 | 0.17 | Southern | LA | Lake.Charle.APs.722400 | 2 | 687049 | 25.3694 | 13.1689 | 42.808 | 25.3267 | 17.4813 | 685.01 | 2.5794 | 47.9 | 1.0278 | 1.5516 | 70.2329 | 1.5599 | 38.33 | -0.009984 | 1.5699 | 52.583 | 1.2994 | 11.99 | 1.3372 | -0.037803 | 22.2646 | 2.5794 | 47.9 | 1.0278 | 1.5516 | 70.2329 | 2.5694 | 46.05 | 1.1376 | 1.4318 | 68.1397 | 0.021734 | 0.55138 | 0.28621 | 0.9304 | 14.8881 | 0.056062 | 0.033904 | 0.028241 | 0.056062 | 0.055844 | 1.0411 | 0.83307 | 0.26059 | 1.0411 | 1.0009 | 1.5265 | 1.1428 | 0.4839 | 1.5265 | 1.481 | 0.017781 | 0.4511 | 0.23416 | 0.76119 | 12.1804 | 0.045866 | 0.027738 | 0.023105 | 0.045866 | 0.045688 | 0.85173 | 0.68156 | 0.2132 | 0.85173 | 0.81883 | 1.2488 | 0.935 | 0.39589 | 1.2488 | 1.2116
65 | 0.22 | 0.47 | Southern | LA | Lake.Charle.APs.722400 | 2 | 687049 | 21.8809 | 16.4189 | 43.6396 | 21.844 | 21.7955 | 756.79 | 1.7479 | -23.88 | 4.5105 | -2.7626 | -13.4533 | 0.72842 | -33.45 | 3.4727 | -2.7443 | -31.1032 | 0.46787 | -59.79 | 4.8199 | -4.352 | -61.4216 | 1.7479 | -23.88 | 4.5105 | -2.7626 | -13.4533 | 1.7379 | -25.73 | 4.6203 | -2.8824 | -15.5464 | 0.021734 | 0.47556 | 0.35685 | 0.94847 | 16.4482 | 0.037989 | 0.015832 | 0.010169 | 0.037989 | 0.037772 | -0.51901 | -0.72701 | -1.2995 | -0.51901 | -0.55922 | -0.2924 | -0.676 | -1.3349 | -0.2924 | -0.33789 | 0.017781 | 0.38907 | 0.29195 | 0.77597 | 13.4568 | 0.03108 | 0.012952 | 0.0083193 | 0.03108 | 0.030902 | -0.42462 | -0.59479 | -1.0631 | -0.42462 | -0.45752 | -0.23922 | -0.55306 | -1.0922 | -0.23922 | -0.27644
66 | 0.22 | 0.42 | Southern | LA | Lake.Charle.APs.722400 | 2 | 687049 | 22.2907 | 15.8589 | 43.2994 | 22.2532 | 21.0462 | 742.45 | 2.0881 | -9.54 | 4.1014 | -2.0133 | 4.5269 | 1.0686 | -19.11 | 3.0636 | -1.995 | -13.123 | 0.80804 | -45.45 | 4.4107 | -3.6027 | -43.4414 | 2.0881 | -9.54 | 4.1014 | -2.0133 | 4.5269 | 2.0781 | -11.39 | 4.2112 | -2.1331 | 2.4338 | 0.021734 | 0.48447 | 0.34468 | 0.94108 | 16.1365 | 0.045383 | 0.023225 | 0.017562 | 0.045383 | 0.045165 | -0.20734 | -0.41534 | -0.98782 | -0.20734 | -0.24755 | 0.098389 | -0.28522 | -0.94416 | 0.098389 | 0.052897 | 0.017781 | 0.39636 | 0.28199 | 0.76992 | 13.2018 | 0.037129 | 0.019001 | 0.014368 | 0.037129 | 0.036951 | -0.16963 | -0.3398 | -0.80816 | -0.16963 | -0.20253 | 0.080495 | -0.23334 | -0.77245 | 0.080495 | 0.043277
67 | 0.22 | 0.37 | Southern | LA | Lake.Charle.APs.722400 | 2 | 687049 | 22.5106 | 15.6489 | 43.2193 | 22.4727 | 20.7466 | 737.28 | 2.1682 | -4.37 | 3.8818 | -1.7137 | 10.7325 | 1.1487 | -13.94 | 2.844 | -1.6953 | -6.9174 | 0.88813 | -40.28 | 4.1912 | -3.3031 | -37.2358 | 2.1682 | -4.37 | 3.8818 | -1.7137 | 10.7325 | 2.1582 | -6.22 | 3.9916 | -1.8334 | 8.6393 | 0.021734 | 0.48925 | 0.34012 | 0.93933 | 16.0242 | 0.047123 | 0.024966 | 0.019303 | 0.047123 | 0.046906 | -0.094978 | -0.30297 | -0.87545 | -0.094978 | -0.13519 | 0.23326 | -0.15034 | -0.80929 | 0.23326 | 0.18777 | 0.017781 | 0.40027 | 0.27826 | 0.7685 | 13.1099 | 0.038553 | 0.020425 | 0.015792 | 0.038553 | 0.038375 | -0.077705 | -0.24787 | -0.71623 | -0.077705 | -0.1106 | 0.19084 | -0.123 | -0.6621 | 0.19084 | 0.15362
68 | 0.22 | 0.32 | Southern | LA | Lake.Charle.APs.722400 | 2 | 687049 | 22.8505 | 15.2989 | 43.0791 | 22.812 | 20.2671 | 728.85 | 2.3083 | 4.06 | 3.5426 | -1.2342 | 20.8728 | 1.2888 | -5.51 | 2.5047 | -1.2159 | 3.2228 | 1.0283 | -31.85 | 3.8519 | -2.8236 | -27.0955 | 2.3083 | 4.06 | 3.5426 | -1.2342 | 20.8728 | 2.2983 | 2.21 | 3.6523 | -1.354 | 18.7796 | 0.021734 | 0.49664 | 0.33251 | 0.93629 | 15.8409 | 0.050169 | 0.028012 | 0.022349 | 0.050169 | 0.049952 | 0.088241 | -0.11976 | -0.69223 | 0.088241 | 0.048032 | 0.45365 | 0.070046 | -0.5889 | 0.45365 | 0.40816 | 0.017781 | 0.40631 | 0.27204 | 0.76601 | 12.96 | 0.041045 | 0.022917 | 0.018284 | 0.041045 | 0.040867 | 0.072192 | -0.097975 | -0.56634 | 0.072192 | 0.039297 | 0.37115 | 0.057307 | -0.4818 | 0.37115 | 0.33393
69 | 0.22 | 0.27 | Southern | LA | Lake.Charle.APs.722400 | 2 | 687049 | 23.4702 | 14.5989 | 42.7789 | 23.4307 | 19.3482 | 712.37 | 2.6086 | 20.54 | 2.9239 | -0.31526 | 40.8661 | 1.5891 | 10.97 | 1.886 | -0.29693 | 23.2161 | 1.3285 | -15.37 | 3.2332 | -1.9047 | -7.1022 | 2.6086 | 20.54 | 2.9239 | -0.31526 | 40.8661 | 2.5986 | 18.69 | 3.0336 | -0.43504 | 38.7729 | 0.021734 | 0.51011 | 0.31729 | 0.92976 | 15.4828 | 0.056695 | 0.034538 | 0.028875 | 0.056695 | 0.056478 | 0.44642 | 0.23842 | -0.33405 | 0.44642 | 0.40621 | 0.88819 | 0.50458 | -0.15436 | 0.88819 | 0.8427 | 0.017781 | 0.41733 | 0.25959 | 0.76067 | 12.6669 | 0.046384 | 0.028256 | 0.023623 | 0.046384 | 0.046206 | 0.36523 | 0.19506 | -0.2733 | 0.36523 | 0.33233 | 0.72666 | 0.41282 | -0.12629 | 0.72666 | 0.68944
70 | 0.22 | 0.23 | Southern | LA | Lake.Charle.APs.722400 | 2 | 687049 | 24.01 | 14.0389 | 42.5787 | 23.9696 | 18.6091 | 699.5 | 2.8088 | 33.41 | 2.385 | 0.42383 | 56.2195 | 1.7893 | 23.84 | 1.3472 | 0.44216 | 38.5696 | 1.5288 | -2.5 | 2.6943 | -1.1656 | 8.2512 | 2.8088 | 33.41 | 2.385 | 0.42383 | 56.2195 | 2.7988 | 31.56 | 2.4948 | 0.30405 | 54.1264 | 0.021734 | 0.52184 | 0.30512 | 0.92541 | 15.203 | 0.061047 | 0.038889 | 0.033226 | 0.061047 | 0.06083 | 0.72614 | 0.51814 | -0.054335 | 0.72614 | 0.68593 | 1.2219 | 0.83828 | 0.17933 | 1.2219 | 1.1764 | 0.017781 | 0.42693 | 0.24963 | 0.75711 | 12.4381 | 0.049945 | 0.031817 | 0.027184 | 0.049945 | 0.049767 | 0.59408 | 0.42391 | -0.044453 | 0.59408 | 0.56118 | 0.99966 | 0.68582 | 0.14672 | 0.99966 | 0.96244
71 | 0.22 | 0.19 | Southern | LA | Lake.Charle.APs.722400 | 2 | 687049 | 24.6097 | 13.4589 | 42.4184 | 24.5683 | 17.8501 | 686.72 | 2.9691 | 46.19 | 1.7862 | 1.1829 | 71.1892 | 1.9496 | 36.62 | 0.74842 | 1.2012 | 53.5392 | 1.689 | 10.28 | 2.0956 | -0.40655 | 23.2209 | 2.9691 | 46.19 | 1.7862 | 1.1829 | 71.1892 | 2.9591 | 44.34 | 1.896 | 1.0631 | 69.096 | 0.021734 | 0.53487 | 0.29252 | 0.92193 | 14.9253 | 0.064531 | 0.042373 | 0.03671 | 0.064531 | 0.064313 | 1.0039 | 0.7959 | 0.22343 | 1.0039 | 0.96369 | 1.5472 | 1.1636 | 0.50469 | 1.5472 | 1.5017 | 0.017781 | 0.43759 | 0.23932 | 0.75426 | 12.2108 | 0.052795 | 0.034667 | 0.030034 | 0.052795 | 0.052617 | 0.82132 | 0.65115 | 0.18279 | 0.82132 | 0.78843 | 1.2658 | 0.952 | 0.4129 | 1.2658 | 1.2286
72 | 0.22 | 0.17 | Southern | LA | Lake.Charle.APs.722400 | 2 | 687049 | 24.9296 | 13.1789 | 42.3682 | 24.8876 | 17.4806 | 680.76 | 3.0192 | 52.15 | 1.4669 | 1.5523 | 77.9847 | 1.9997 | 42.58 | 0.42909 | 1.5706 | 60.3347 | 1.7392 | 16.24 | 1.7763 | -0.037092 | 30.0164 | 3.0192 | 52.15 | 1.4669 | 1.5523 | 77.9847 | 3.0092 | 50.3 | 1.5767 | 1.4325 | 75.8915 | 0.021734 | 0.54182 | 0.28643 | 0.92084 | 14.7957 | 0.06562 | 0.043462 | 0.037799 | 0.06562 | 0.065403 | 1.1334 | 0.92544 | 0.35296 | 1.1334 | 1.0932 | 1.6949 | 1.3113 | 0.65238 | 1.6949 | 1.6494 | 0.017781 | 0.44328 | 0.23434 | 0.75337 | 12.1049 | 0.053686 | 0.035558 | 0.030925 | 0.053686 | 0.053508 | 0.9273 | 0.75713 | 0.28877 | 0.9273 | 0.8944 | 1.3867 | 1.0728 | 0.53373 | 1.3867 | 1.3495
73 | 0.2 | 0.47 | Southern | LA | Lake.Charle.APs.722400 | 2 | 687049 | 21.4511 | 16.4589 | 43.2497 | 21.4149 | 21.8348 | 753.57 | 2.1377 | -20.66 | 4.9396 | -2.8019 | -7.2214 | 1.1182 | -30.23 | 3.9018 | -2.7836 | -24.8713 | 0.85768 | -56.57 | 5.249 | -4.3913 | -55.1897 | 2.1377 | -20.66 | 4.9396 | -2.8019 | -7.2214 | 2.1277 | -22.51 | 5.0494 | -2.9217 | -9.3145 | 0.021734 | 0.46622 | 0.35772 | 0.94 | 16.3782 | 0.046462 | 0.024304 | 0.018641 | 0.046462 | 0.046244 | -0.44903 | -0.65702 | -1.2295 | -0.44903 | -0.48924 | -0.15695 | -0.54056 | -1.1995 | -0.15695 | -0.20244 | 0.017781 | 0.38143 | 0.29266 | 0.76904 | 13.3995 | 0.038012 | 0.019884 | 0.015251 | 0.038012 | 0.037834 | -0.36736 | -0.53753 | -1.0059 | -0.36736 | -0.40026 | -0.12841 | -0.44225 | -0.98135 | -0.12841 | -0.16562
74 | 0.2 | 0.42 | Southern | LA | Lake.Charle.APs.722400 | 2 | 687049 | 21.8609 | 15.8989 | 42.8996 | 21.8241 | 21.0755 | 738.99 | 2.4879 | -6.08 | 4.5305 | -2.0426 | 11.0949 | 1.4684 | -15.65 | 3.4927 | -2.0243 | -6.555 | 1.2078 | -41.99 | 4.8398 | -3.632 | -36.8734 | 2.4879 | -6.08 | 4.5305 | -2.0426 | 11.0949 | 2.4779 | -7.93 | 4.6403 | -2.1624 | 9.0018 | 0.021734 | 0.47513 | 0.34555 | 0.93239 | 16.0613 | 0.054072 | 0.031914 | 0.026252 | 0.054072 | 0.053855 | -0.13214 | -0.34014 | -0.91262 | -0.13214 | -0.17235 | 0.24114 | -0.14247 | -0.80141 | 0.24114 | 0.19565 | 0.017781 | 0.38872 | 0.2827 | 0.76281 | 13.1403 | 0.044238 | 0.02611 | 0.021477 | 0.044238 | 0.04406 | -0.10811 | -0.27828 | -0.74664 | -0.10811 | -0.14101 | 0.19728 | -0.11656 | -0.65566 | 0.19728 | 0.16006
75 | 0.2 | 0.37 | Southern | LA | Lake.Charle.APs.722400 | 2 | 687049 | 22.0808 | 15.6789 | 42.8195 | 22.0436 | 20.7759 | 733.81 | 2.568 | -0.9 | 4.3109 | -1.743 | 17.3005 | 1.5485 | -10.47 | 3.2731 | -1.7246 | -0.34943 | 1.2879 | -36.81 | 4.6203 | -3.3324 | -30.6678 | 2.568 | -0.9 | 4.3109 | -1.743 | 17.3005 | 2.558 | -2.75 | 4.4207 | -1.8627 | 15.2074 | 0.021734 | 0.47991 | 0.34077 | 0.93065 | 15.9487 | 0.055813 | 0.033655 | 0.027992 | 0.055813 | 0.055596 | -0.019561 | -0.22756 | -0.80003 | -0.019561 | -0.059769 | 0.37601 | -0.0075945 | -0.66654 | 0.37601 | 0.33052 | 0.017781 | 0.39263 | 0.27879 | 0.76139 | 13.0482 | 0.045662 | 0.027534 | 0.022901 | 0.045662 | 0.045484 | -0.016003 | -0.18617 | -0.65453 | -0.016003 | -0.048899 | 0.30763 | -0.0062133 | -0.54532 | 0.30763 | 0.27041
76 | 0.2 | 0.32 | Southern | LA | Lake.Charle.APs.722400 | 2 | 687049 | 22.4107 | 15.3289 | 42.6594 | 22.3729 | 20.2865 | 725.06 | 2.7281 | 7.85 | 3.9816 | -1.2535 | 27.9517 | 1.7086 | -1.72 | 2.9438 | -1.2352 | 10.3018 | 1.448 | -28.06 | 4.291 | -2.8429 | -20.0166 | 2.7281 | 7.85 | 3.9816 | -1.2535 | 27.9517 | 2.7181 | 6 | 4.0914 | -1.3733 | 25.8586 | 0.021734 | 0.48708 | 0.33316 | 0.92717 | 15.7586 | 0.059293 | 0.037135 | 0.031472 | 0.059293 | 0.059075 | 0.17061 | -0.037383 | -0.60986 | 0.17061 | 0.1304 | 0.60751 | 0.2239 | -0.43504 | 0.60751 | 0.56202 | 0.017781 | 0.39849 | 0.27257 | 0.75854 | 12.8926 | 0.048509 | 0.030381 | 0.025748 | 0.048509 | 0.048331 | 0.13958 | -0.030584 | -0.49895 | 0.13958 | 0.10669 | 0.49702 | 0.18318 | -0.35592 | 0.49702 | 0.4598
77 | 0.2 | 0.27 | Southern | LA | Lake.Charle.APs.722400 | 2 | 687049 | 23.0205 | 14.6189 | 42.3391 | 22.9816 | 19.3575 | 708.24 | 3.0484 | 24.67 | 3.3729 | -0.32455 | 48.4574 | 2.0289 | 15.1 | 2.3351 | -0.30622 | 30.8075 | 1.7683 | -11.24 | 3.6823 | -1.914 | 0.48913 | 3.0484 | 24.67 | 3.3729 | -0.32455 | 48.4574 | 3.0384 | 22.82 | 3.4827 | -0.44433 | 46.3643 | 0.021734 | 0.50033 | 0.31773 | 0.9202 | 15.393 | 0.066253 | 0.044096 | 0.038433 | 0.066253 | 0.066036 | 0.53618 | 0.32819 | -0.24429 | 0.53618 | 0.49597 | 1.0532 | 0.66958 | 0.010631 | 1.0532 | 1.0077 | 0.017781 | 0.40934 | 0.25994 | 0.75285 | 12.5935 | 0.054204 | 0.036076 | 0.031443 | 0.054204 | 0.054026 | 0.43867 | 0.2685 | -0.19986 | 0.43867 | 0.40577 | 0.86164 | 0.5478 | 0.0086974 | 0.86164 | 0.82442
78 | 0.2 | 0.23 | Southern | LA | Lake.Charle.APs.722400 | 2 | 687049 | 23.5602 | 14.0589 | 42.1389 | 23.5205 | 18.6184 | 695.38 | 3.2486 | 37.53 | 2.834 | 0.41456 | 63.8116 | 2.2291 | 27.96 | 1.7962 | 0.43289 | 46.1617 | 1.9686 | 1.62 | 3.1434 | -1.1748 | 15.8433 | 3.2486 | 37.53 | 2.834 | 0.41456 | 63.8116 | 3.2386 | 35.68 | 2.9438 | 0.29478 | 61.7185 | 0.021734 | 0.51206 | 0.30556 | 0.91585 | 15.1135 | 0.070606 | 0.048448 | 0.042785 | 0.070606 | 0.070388 | 0.81568 | 0.60769 | 0.035209 | 0.81568 | 0.77547 | 1.3869 | 1.0033 | 0.34434 | 1.3869 | 1.3414 | 0.017781 | 0.41893 | 0.24999 | 0.74929 | 12.3648 | 0.057765 | 0.039637 | 0.035004 | 0.057765 | 0.057587 | 0.66734 | 0.49717 | 0.028806 | 0.66734 | 0.63444 | 1.1347 | 0.82082 | 0.28172 | 1.1347 | 1.0974
79 | 0.2 | 0.19 | Southern | LA | Lake.Charle.APs.722400 | 2 | 687049 | 24.1599 | 13.4789 | 41.9786 | 24.1192 | 17.8594 | 682.61 | 3.4089 | 50.3 | 2.2353 | 1.1736 | 78.7806 | 2.3894 | 40.73 | 1.1975 | 1.1919 | 61.1307 | 2.1288 | 14.39 | 2.5447 | -0.41583 | 30.8123 | 3.4089 | 50.3 | 2.2353 | 1.1736 | 78.7806 | 3.3989 | 48.45 | 2.3451 | 1.0538 | 76.6875 | 0.021734 | 0.5251 | 0.29295 | 0.91237 | 14.836 | 0.074089 | 0.051931 | 0.046268 | 0.074089 | 0.073871 | 1.0932 | 0.88523 | 0.31275 | 1.0932 | 1.053 | 1.7122 | 1.3286 | 0.66968 | 1.7122 | 1.6667 | 0.017781 | 0.4296 | 0.23967 | 0.74644 | 12.1378 | 0.060614 | 0.042486 | 0.037853 | 0.060614 | 0.060436 | 0.8944 | 0.72424 | 0.25587 | 0.8944 | 0.86151 | 1.4008 | 1.087 | 0.54789 | 1.4008 | 1.3636
80 | 0.2 | 0.17 | Southern | LA | Lake.Charle.APs.722400 | 2 | 687049 | 24.4798 | 13.1889 | 41.9185 | 24.4386 | 17.4799 | 676.4 | 3.469 | 56.51 | 1.916 | 1.553 | 85.9128 | 2.4495 | 46.94 | 0.87815 | 1.5714 | 68.2629 | 2.189 | 20.6 | 2.2253 | -0.03636 | 37.9445 | 3.469 | 56.51 | 1.916 | 1.553 | 85.9128 | 3.459 | 54.66 | 2.0257 | 1.4333 | 83.8197 | 0.021734 | 0.53205 | 0.28665 | 0.91106 | 14.701 | 0.075396 | 0.053238 | 0.047575 | 0.075396 | 0.075178 | 1.2282 | 1.0202 | 0.44772 | 1.2282 | 1.188 | 1.8672 | 1.4836 | 0.82469 | 1.8672 | 1.8217 | 0.017781 | 0.43528 | 0.23452 | 0.74537 | 12.0273 | 0.061684 | 0.043556 | 0.038923 | 0.061684 | 0.061506 | 1.0048 | 0.83466 | 0.3663 | 1.0048 | 0.97193 | 1.5276 | 1.2138 | 0.67471 | 1.5276 | 1.4904
81 | 0.35 | 0.2 | Southern | LA | Lake.Charle.APs.722400 | 2 | 687049 | 27.2584 | 13.5089 | 45.2171 | 27.2127 | 18.0044 | 716.02 | 0.17032 | 16.89 | -0.8582 | 1.0285 | 19.4596 | -0.84917 | 7.32 | -1.896 | 1.0468 | 1.8097 | -1.1097 | -19.02 | -0.54885 | -0.56088 | -28.5087 | 0.17032 | 16.89 | -0.8582 | 1.0285 | 19.4596 | 0.16031 | 15.04 | -0.74843 | 0.90874 | 17.3665 | 0.021734 | 0.59244 | 0.2936 | 0.98276 | 15.5621 | 0.0037017 | -0.018456 | -0.024119 | 0.0037017 | 0.0034843 | 0.36709 | 0.15909 | -0.41338 | 0.36709 | 0.32688 | 0.42294 | 0.039332 | -0.61961 | 0.42294 | 0.37745 | 0.017781 | 0.48469 | 0.24021 | 0.80402 | 12.7318 | 0.0030285 | -0.015099 | -0.019732 | 0.0030285 | 0.0028506 | 0.30033 | 0.13016 | -0.3382 | 0.30033 | 0.26743 | 0.34602 | 0.032179 | -0.50692 | 0.34602 | 0.3088
82 | 0.35 | 0.25 | Southern | LA | Lake.Charle.APs.722400 | 2 | 687049 | 26.5088 | 14.1989 | 45.3775 | 26.4643 | 18.9131 | 731.06 | 0.010004 | 1.85 | -0.10977 | 0.11977 | 2.0931 | -1.0095 | -7.72 | -1.1476 | 0.1381 | -15.5568 | -1.27 | -34.06 | 0.19958 | -1.4696 | -45.8752 | 0.010004 | 1.85 | -0.10977 | 0.11977 | 2.0931 | 0 | 0 | 0 | 0 | 0 | 0.021734 | 0.57615 | 0.3086 | 0.98624 | 15.889 | 0.00021743 | -0.02194 | -0.027603 | 0.00021743 | 0 | 0.040208 | -0.16779 | -0.74027 | 0.040208 | 0 | 0.045492 | -0.33811 | -0.99706 | 0.045492 | 0 | 0.017781 | 0.47136 | 0.25248 | 0.80687 | 12.9993 | 0.00017789 | -0.01795 | -0.022583 | 0.00017789 | 0 | 0.032896 | -0.13727 | -0.60563 | 0.032896 | 0 | 0.037219 | -0.27662 | -0.81572 | 0.037219 | 0
83 | 0.35 | 0.3 | Southern | LA | Lake.Charle.APs.722400 | 2 | 687049 | 26.3988 | 14.2489 | 45.3875 | 26.3545 | 19.0329 | 732.91 | 0 | 0 | 0 | 0 | 0 | -1.0195 | -9.57 | -1.0378 | 0.018331 | -17.6499 | -1.28 | -35.91 | 0.30935 | -1.5894 | -47.9683 | 0 | 0 | 0 | 0 | 0 | -0.010004 | -1.85 | 0.10977 | -0.11977 | -2.0931 | 0.021734 | 0.57376 | 0.30969 | 0.98646 | 15.9292 | 0 | -0.022158 | -0.027821 | 0 | -0.00021743 | 0 | -0.208 | -0.78047 | 0 | -0.040208 | 0 | -0.38361 | -1.0426 | 0 | -0.045492 | 0.017781 | 0.46941 | 0.25336 | 0.80705 | 13.0322 | 0 | -0.018128 | -0.022761 | 0 | -0.00017789 | 0 | -0.17017 | -0.63853 | 0 | -0.032896 | 0 | -0.31384 | -0.85294 | 0 | -0.037219
84 | 0.35 | 0.35 | Southern | LA | Lake.Charle.APs.722400 | 2 | 687049 | 25.7291 | 14.8789 | 45.5478 | 25.6859 | 19.8618 | 746.74 | -0.16031 | -13.83 | 0.6686 | -0.82891 | -16.0886 | -1.1798 | -23.4 | -0.36922 | -0.81058 | -33.7385 | -1.4404 | -49.74 | 0.97795 | -2.4183 | -64.0569 | -0.16031 | -13.83 | 0.6686 | -0.82891 | -16.0886 | -0.17032 | -15.68 | 0.77837 | -0.94868 | -18.1817 | 0.021734 | 0.5592 | 0.32338 | 0.98994 | 16.2298 | -0.0034842 | -0.025642 | -0.031305 | -0.0034842 | -0.0037017 | -0.30058 | -0.50858 | -1.0811 | -0.30058 | -0.34079 | -0.34967 | -0.73328 | -1.3922 | -0.34967 | -0.39516 | 0.017781 | 0.4575 | 0.26457 | 0.8099 | 13.2781 | -0.0028506 | -0.020978 | -0.025611 | -0.0028506 | -0.0030284 | -0.24592 | -0.41608 | -0.88445 | -0.24592 | -0.27881 | -0.28608 | -0.59992 | -1.139 | -0.28608 | -0.3233
85 | 0.35 | 0.4 | Southern | LA | Lake.Charle.APs.722400 | 2 | 687049 | 25.1394 | 15.5089 | 45.778 | 25.0972 | 20.6809 | 761.1 | -0.39057 | -28.19 | 1.2574 | -1.6479 | -33.2503 | -1.4101 | -37.76 | 0.21954 | -1.6296 | -50.9002 | -1.6706 | -64.1 | 1.5667 | -3.2373 | -81.2186 | -0.39057 | -28.19 | 1.2574 | -1.6479 | -33.2503 | -0.40058 | -30.04 | 1.3671 | -1.7677 | -35.3434 | 0.021734 | 0.54638 | 0.33707 | 0.99495 | 16.5419 | -0.0084888 | -0.030646 | -0.036309 | -0.0084888 | -0.0087062 | -0.61269 | -0.82068 | -1.3932 | -0.61269 | -0.65289 | -0.72267 | -1.1063 | -1.7652 | -0.72267 | -0.76816 | 0.017781 | 0.44701 | 0.27577 | 0.814 | 13.5334 | -0.0069449 | -0.025073 | -0.029706 | -0.0069449 | -0.0071228 | -0.50126 | -0.67143 | -1.1398 | -0.50126 | -0.53415 | -0.59124 | -0.90508 | -1.4442 | -0.59124 | -0.62845
86 | 0.33 | 0.2 | Southern | LA | Lake.Charle.APs.722400 | 2 | 687049 | 26.8486 | 13.5189 | 44.8073 | 26.8036 | 18.0037 | 712.06 | 0.58015 | 20.85 | -0.44906 | 1.0292 | 26.6839 | -0.43934 | 11.28 | -1.4869 | 1.0475 | 9.034 | -0.69989 | -15.06 | -0.1397 | -0.56019 | -21.2844 | 0.58015 | 20.85 | -0.44906 | 1.0292 | 26.6839 | 0.57015 | 19 | -0.33929 | 0.90944 | 24.5908 | 0.021734 | 0.58353 | 0.29382 | 0.97385 | 15.476 | 0.012609 | -0.0095486 | -0.015212 | 0.012609 | 0.012392 | 0.45316 | 0.24516 | -0.32732 | 0.45316 | 0.41295 | 0.57995 | 0.19635 | -0.4626 | 0.57995 | 0.53446 | 0.017781 | 0.47741 | 0.24038 | 0.79674 | 12.6614 | 0.010316 | -0.007812 | -0.012445 | 0.010316 | 0.010138 | 0.37074 | 0.20057 | -0.26779 | 0.37074 | 0.33785 | 0.47448 | 0.16064 | -0.37847 | 0.47448 | 0.43726
87 | 0.33 | 0.25 | Southern | LA | Lake.Charle.APs.722400 | 2 | 687049 | 26.089 | 14.2189 | 44.9677 | 26.0452 | 18.9225 | 727.24 | 0.41978 | 5.67 | 0.30935 | 0.11043 | 9.1556 | -0.59971 | -3.9 | -0.72847 | 0.12876 | -8.4943 | -0.86027 | -30.24 | 0.6187 | -1.479 | -38.8127 | 0.41978 | 5.67 | 0.30935 | 0.11043 | 9.1556 | 0.40977 | 3.82 | 0.41912 | -0.009347 | 7.0625 | 0.021734 | 0.56702 | 0.30904 | 0.97733 | 15.8059 | 0.0091235 | -0.013034 | -0.018697 | 0.0091235 | 0.008906 | 0.12323 | -0.084763 | -0.65724 | 0.12323 | 0.083024 | 0.19899 | -0.18462 | -0.84356 | 0.19899 | 0.1535 | 0.017781 | 0.4639 | 0.25283 | 0.79959 | 12.9313 | 0.0074642 | -0.010664 | -0.015297 | 0.0074642 | 0.0072863 | 0.10082 | -0.069347 | -0.53771 | 0.10082 | 0.067925 | 0.1628 | -0.15104 | -0.69014 | 0.1628 | 0.12558
88 | 0.33 | 0.3 | Southern | LA | Lake.Charle.APs.722400 | 2 | 687049 | 25.989 | 14.2689 | 44.9877 | 25.9454 | 19.0422 | 729.19 | 0.39981 | 3.72 | 0.40914 | -0.009328 | 6.8875 | -0.61968 | -5.85 | -0.62868 | 0.009003 | -10.7624 | -0.88023 | -32.19 | 0.71849 | -1.5987 | -41.0808 | 0.39981 | 3.72 | 0.40914 | -0.009328 | 6.8875 | 0.38981 | 1.87 | 0.51891 | -0.1291 | 4.7944 | 0.021734 | 0.56485 | 0.31012 | 0.97777 | 15.8483 | 0.0086896 | -0.013468 | -0.019131 | 0.0086896 | 0.0084721 | 0.080851 | -0.12714 | -0.69962 | 0.080851 | 0.040643 | 0.14969 | -0.23391 | -0.89286 | 0.14969 | 0.1042 | 0.017781 | 0.46212 | 0.25372 | 0.79994 | 12.966 | 0.0071092 | -0.011019 | -0.015652 | 0.0071092 | 0.0069313 | 0.066147 | -0.10402 | -0.57238 | 0.066147 | 0.033251 | 0.12247 | -0.19137 | -0.73047 | 0.12247 | 0.085251
89 | 0.33 | 0.35 | Southern | LA | Lake.Charle.APs.722400 | 2 | 687049 | 25.3193 | 14.8989 | 45.148 | 25.2768 | 19.8712 | 743.02 | 0.2395 | -10.11 | 1.0777 | -0.83824 | -9.2012 | -0.77999 | -19.68 | 0.039918 | -0.81991 | -26.8511 | -1.0405 | -46.02 | 1.3871 | -2.4276 | -57.1695 | 0.2395 | -10.11 | 1.0777 | -0.83824 | -9.2012 | 0.22949 | -11.96 | 1.1875 | -0.95801 | -11.2943 | 0.021734 | 0.55029 | 0.32381 | 0.98125 | 16.1489 | 0.0052053 | -0.016952 | -0.022615 | 0.0052053 | 0.0049879 | -0.21973 | -0.42773 | -1.0002 | -0.21973 | -0.25994 | -0.19998 | -0.58359 | -1.2425 | -0.19998 | -0.24547 | 0.017781 | 0.45021 | 0.26492 | 0.80279 | 13.2119 | 0.0042586 | -0.013869 | -0.018502 | 0.0042586 | 0.0040807 | -0.17977 | -0.34994 | -0.8183 | -0.17977 | -0.21267 | -0.16361 | -0.47745 | -1.0166 | -0.16361 | -0.20083
90 | 0.33 | 0.4 | Southern | LA | Lake.Charle.APs.722400 | 2 | 687049 | 24.7296 | 15.5289 | 45.3882 | 24.688 | 20.7002 | 757.6 | -0.000784 | -24.69 | 1.6665 | -1.6673 | -26.6996 | -1.0203 | -34.26 | 0.62868 | -1.649 | -44.3495 | -1.2808 | -60.6 | 1.9759 | -3.2567 | -74.6678 | -0.000784 | -24.69 | 1.6665 | -1.6673 | -26.6996 | -0.010788 | -26.54 | 1.7763 | -1.7871 | -28.7927 | 0.021734 | 0.53748 | 0.33751 | 0.98648 | 16.4658 | -1.704e-05 | -0.022175 | -0.027838 | -1.704e-05 | -0.00023447 | -0.53662 | -0.74461 | -1.3171 | -0.53662 | -0.57682 | -0.58029 | -0.9639 | -1.6228 | -0.58029 | -0.62578 | 0.017781 | 0.43973 | 0.27613 | 0.80707 | 13.4712 | -1.3941e-05 | -0.018142 | -0.022775 | -1.3941e-05 | -0.00019183 | -0.43902 | -0.60919 | -1.0776 | -0.43902 | -0.47192 | -0.47476 | -0.7886 | -1.3277 | -0.47476 | -0.51197
91 | 0.3 | 0.2 | Southern | LA | Lake.Charle.APs.722400 | 2 | 687049 | 26.209 | 13.5289 | 44.1676 | 26.1649 | 18.0027 | 705.87 | 1.2198 | 27.04 | 0.1896 | 1.0302 | 37.9593 | 0.20036 | 17.47 | -0.84822 | 1.0486 | 20.3094 | -0.060197 | -8.87 | 0.49895 | -0.55915 | -10.009 | 1.2198 | 27.04 | 0.1896 | 1.0302 | 37.9593 | 1.2098 | 25.19 | 0.29937 | 0.91047 | 35.8662 | 0.021734 | 0.56963 | 0.29404 | 0.95995 | 15.3415 | 0.026512 | 0.0043546 | -0.0013083 | 0.026512 | 0.026295 | 0.58769 | 0.3797 | -0.19278 | 0.58769 | 0.54748 | 0.82501 | 0.44141 | -0.21754 | 0.82501 | 0.77952 | 0.017781 | 0.46603 | 0.24056 | 0.78536 | 12.5513 | 0.021691 | 0.0035626 | -0.0010704 | 0.021691 | 0.021513 | 0.48081 | 0.31064 | -0.15772 | 0.48081 | 0.44791 | 0.67497 | 0.36113 | -0.17797 | 0.67497 | 0.63775
92 | 0.3 | 0.25 | Southern | LA | Lake.Charle.APs.722400 | 2 | 687049 | 25.4693 | 14.2389 | 44.358 | 25.4265 | 18.9315 | 721.49 | 1.0295 | 11.42 | 0.92805 | 0.10144 | 19.7431 | 0.010005 | 1.85 | -0.10977 | 0.11978 | 2.0932 | -0.25055 | -24.49 | 1.2374 | -1.488 | -28.2252 | 1.0295 | 11.42 | 0.92805 | 0.10144 | 19.7431 | 1.0195 | 9.57 | 1.0378 | -0.01833 | 17.6499 | 0.021734 | 0.55355 | 0.30947 | 0.96408 | 15.681 | 0.022375 | 0.00021745 | -0.0054455 | 0.022375 | 0.022158 | 0.2482 | 0.040208 | -0.53227 | 0.2482 | 0.208 | 0.4291 | 0.045493 | -0.61345 | 0.4291 | 0.38361 | 0.017781 | 0.45288 | 0.25319 | 0.78875 | 12.8291 | 0.018306 | 0.0001779 | -0.0044551 | 0.018306 | 0.018128 | 0.20306 | 0.032896 | -0.43547 | 0.20306 | 0.17017 | 0.35106 | 0.037219 | -0.50188 | 0.35106 | 0.31384
93 | 0.3 | 0.3 | Southern | LA | Lake.Charle.APs.722400 | 2 | 687049 | 25.3593 | 14.2889 | 44.368 | 25.3167 | 19.0512 | 723.34 | 1.0195 | 9.57 | 1.0378 | -0.018331 | 17.6499 | 0 | 0 | 0 | 0 | 0 | -0.26056 | -26.34 | 1.3472 | -1.6077 | -30.3184 | 1.0195 | 9.57 | 1.0378 | -0.018331 | 17.6499 | 1.0095 | 7.72 | 1.1476 | -0.1381 | 15.5568 | 0.021734 | 0.55116 | 0.31056 | 0.9643 | 15.7212 | 0.022158 | 0 | -0.0056629 | 0.022158 | 0.02194 | 0.208 | 0 | -0.57248 | 0.208 | 0.16779 | 0.38361 | 0 | -0.65894 | 0.38361 | 0.33811 | 0.017781 | 0.45092 | 0.25408 | 0.78892 | 12.862 | 0.018128 | 0 | -0.004633 | 0.018128 | 0.01795 | 0.17017 | 0 | -0.46836 | 0.17017 | 0.13727 | 0.31384 | 0 | -0.5391 | 0.31384 | 0.27662
94 | 0.3 | 0.35 | Southern | LA | Lake.Charle.APs.722400 | 2 | 687049 | 24.7096 | 14.9289 | 44.5583 | 24.6681 | 19.8902 | 737.6 | 0.8292 | -4.69 | 1.6865 | -0.85726 | 0.87325 | -0.19029 | -14.26 | 0.64864 | -0.83893 | -16.7767 | -0.45085 | -40.6 | 1.9958 | -2.4467 | -47.095 | 0.8292 | -4.69 | 1.6865 | -0.85726 | 0.87325 | 0.81919 | -6.54 | 1.7962 | -0.97703 | -1.2199 | 0.021734 | 0.53704 | 0.32447 | 0.96844 | 16.0311 | 0.018022 | -0.0041358 | -0.0097987 | 0.018022 | 0.017804 | -0.10193 | -0.30993 | -0.88241 | -0.10193 | -0.14214 | 0.018979 | -0.36463 | -1.0236 | 0.018979 | -0.026513 | 0.017781 | 0.43937 | 0.26546 | 0.79231 | 13.1156 | 0.014744 | -0.0033836 | -0.0080167 | 0.014744 | 0.014566 | -0.083395 | -0.25356 | -0.72192 | -0.083395 | -0.11629 | 0.015528 | -0.29831 | -0.83742 | 0.015528 | -0.021691
95 | 0.3 | 0.4 | Southern | LA | Lake.Charle.APs.722400 | 2 | 687049 | 24.1199 | 15.5689 | 44.8085 | 24.0793 | 20.7292 | 752.42 | 0.57895 | -19.51 | 2.2752 | -1.6963 | -16.9599 | -0.44053 | -29.08 | 1.2374 | -1.6779 | -34.6098 | -0.70109 | -55.42 | 2.5846 | -3.2857 | -64.9282 | 0.57895 | -19.51 | 2.2752 | -1.6963 | -16.9599 | 0.56895 | -21.36 | 2.385 | -1.816 | -19.053 | 0.021734 | 0.52423 | 0.33838 | 0.97388 | 16.3532 | 0.012583 | -0.0095746 | -0.015238 | 0.012583 | 0.012366 | -0.42403 | -0.63203 | -1.2045 | -0.42403 | -0.46424 | -0.36861 | -0.75221 | -1.4112 | -0.36861 | -0.4141 | 0.017781 | 0.42888 | 0.27684 | 0.79676 | 13.3791 | 0.010295 | -0.0078333 | -0.012466 | 0.010295 | 0.010117 | -0.34691 | -0.51708 | -0.98544 | -0.34691 | -0.37981 | -0.30157 | -0.61541 | -1.1545 | -0.30157 | -0.33879
96 | 0.28 | 0.2 | Southern | LA | Lake.Charle.APs.722400 | 2 | 687049 | 25.7792 | 13.5489 | 43.7478 | 25.7358 | 18.012 | 701.96 | 1.6397 | 30.95 | 0.6187 | 1.021 | 45.1994 | 0.62017 | 21.38 | -0.41912 | 1.0393 | 27.5495 | 0.35961 | -4.96 | 0.92805 | -0.56844 | -2.7689 | 1.6397 | 30.95 | 0.6187 | 1.021 | 45.1994 | 1.6296 | 29.1 | 0.72847 | 0.90118 | 43.1063 | 0.021734 | 0.56029 | 0.29447 | 0.95082 | 15.2565 | 0.035636 | 0.013479 | 0.0078159 | 0.035636 | 0.035419 | 0.67267 | 0.46468 | -0.1078 | 0.67267 | 0.63246 | 0.98237 | 0.59877 | -0.060179 | 0.98237 | 0.93688 | 0.017781 | 0.45839 | 0.24092 | 0.7779 | 12.4818 | 0.029155 | 0.011027 | 0.0063944 | 0.029155 | 0.028977 | 0.55033 | 0.38017 | -0.088196 | 0.55033 | 0.51744 | 0.80371 | 0.48987 | -0.049234 | 0.80371 | 0.76649
97 | 0.28 | 0.25 | Southern | LA | Lake.Charle.APs.722400 | 2 | 687049 | 25.0395 | 14.2589 | 43.9382 | 24.9974 | 18.9408 | 717.57 | 1.4493 | 15.34 | 1.3571 | 0.092156 | 26.9832 | 0.42981 | 5.77 | 0.31933 | 0.11049 | 9.3333 | 0.16926 | -20.57 | 1.6665 | -1.4972 | -20.9851 | 1.4493 | 15.34 | 1.3571 | 0.092156 | 26.9832 | 1.4393 | 13.49 | 1.4669 | -0.027618 | 24.8901 | 0.021734 | 0.54421 | 0.3099 | 0.95496 | 15.5958 | 0.031499 | 0.0093417 | 0.0036787 | 0.031499 | 0.031282 | 0.3334 | 0.12541 | -0.44707 | 0.3334 | 0.29319 | 0.58646 | 0.20285 | -0.45609 | 0.58646 | 0.54096 | 0.017781 | 0.44524 | 0.25354 | 0.78128 | 12.7594 | 0.025771 | 0.0076427 | 0.0030097 | 0.025771 | 0.025593 | 0.27277 | 0.1026 | -0.36576 | 0.27277 | 0.23987 | 0.4798 | 0.16596 | -0.37314 | 0.4798 | 0.44258
98 | 0.28 | 0.3 | Southern | LA | Lake.Charle.APs.722400 | 2 | 687049 | 24.7796 | 14.4589 | 43.9783 | 24.7379 | 19.2403 | 722.37 | 1.4092 | 10.54 | 1.6166 | -0.20742 | 21.4822 | 0.38969 | 0.97 | 0.57878 | -0.18909 | 3.8323 | 0.12914 | -25.37 | 1.926 | -1.7968 | -26.4861 | 1.4092 | 10.54 | 1.6166 | -0.20742 | 21.4822 | 1.3992 | 8.69 | 1.7264 | -0.32719 | 19.3891 | 0.021734 | 0.53856 | 0.31425 | 0.95583 | 15.7001 | 0.030627 | 0.0084697 | 0.0028067 | 0.030627 | 0.03041 | 0.22908 | 0.021082 | -0.5514 | 0.22908 | 0.18887 | 0.4669 | 0.083292 | -0.57565 | 0.4669 | 0.42141 | 0.017781 | 0.44062 | 0.2571 | 0.78199 | 12.8447 | 0.025057 | 0.0069293 | 0.0022963 | 0.025057 | 0.024879 | 0.18742 | 0.017248 | -0.45111 | 0.18742 | 0.15452 | 0.38198 | 0.068144 | -0.47096 | 0.38198 | 0.34477
99 | 0.28 | 0.35 | Southern | LA | Lake.Charle.APs.722400 | 2 | 687049 | 24.1499 | 15.1089 | 44.2085 | 24.1093 | 20.0993 | 737.31 | 1.1789 | -4.4 | 2.2453 | -1.0664 | 3.6815 | 0.15943 | -13.97 | 1.2075 | -1.048 | -13.9684 | -0.10113 | -40.31 | 2.5546 | -2.6558 | -44.2868 | 1.1789 | -4.4 | 2.2453 | -1.0664 | 3.6815 | 1.1689 | -6.25 | 2.3551 | -1.1861 | 1.5883 | 0.021734 | 0.52488 | 0.32838 | 0.96084 | 16.0248 | 0.025623 | 0.003465 | -0.002198 | 0.025623 | 0.025405 | -0.09563 | -0.30363 | -0.8761 | -0.09563 | -0.13584 | 0.080014 | -0.30359 | -0.96254 | 0.080014 | 0.034521 | 0.017781 | 0.42942 | 0.26866 | 0.78609 | 13.1104 | 0.020963 | 0.0028348 | -0.0017982 | 0.020963 | 0.020785 | -0.078238 | -0.24841 | -0.71677 | -0.078238 | -0.11113 | 0.065462 | -0.24838 | -0.78748 | 0.065462 | 0.028243
100 | 0.28 | 0.4 | Southern | LA | Lake.Charle.APs.722400 | 2 | 687049 | 23.6901 | 15.5989 | 44.3987 | 23.6502 | 20.7485 | 748.73 | 0.98872 | -15.82 | 2.7043 | -1.7156 | -10.0572 | -0.030767 | -25.39 | 1.6665 | -1.6973 | -27.7072 | -0.29132 | -51.73 | 3.0137 | -3.305 | -58.0255 | 0.98872 | -15.82 | 2.7043 | -1.7156 | -10.0572 | 0.97872 | -17.67 | 2.8141 | -1.8354 | -12.1504 | 0.021734 | 0.51488 | 0.33903 | 0.96497 | 16.273 | 0.021489 | -0.00066869 | -0.0063316 | 0.021489 | 0.021272 | -0.34383 | -0.55183 | -1.1243 | -0.34383 | -0.38404 | -0.21859 | -0.60219 | -1.2611 | -0.21859 | -0.26408 | 0.017781 | 0.42124 | 0.27737 | 0.78947 | 13.3135 | 0.017581 | -0.00054708 | -0.0051801 | 0.017581 | 0.017403 | -0.2813 | -0.45147 | -0.91983 | -0.2813 | -0.3142 | -0.17883 | -0.49267 | -1.0318 | -0.17883 | -0.21605
101 | 0.27 | 0.2 | Southern | LA | Lake.Charle.APs.722400 | 2 | 687049 | 25.5593 | 13.5589 | 43.5379 | 25.5163 | 18.0216 | 700.07 | 1.8495 | 32.84 | 0.83824 | 1.0113 | 48.7383 | 0.83003 | 23.27 | -0.19958 | 1.0296 | 31.0884 | 0.56948 | -3.07 | 1.1476 | -0.57811 | 0.77002 | 1.8495 | 32.84 | 0.83824 | 1.0113 | 48.7383 | 1.8395 | 30.99 | 0.94801 | 0.89151 | 46.6452 | 0.021734 | 0.55551 | 0.29469 | 0.94626 | 15.2154 | 0.040198 | 0.01804 | 0.012377 | 0.040198 | 0.03998 | 0.71375 | 0.50575 | -0.066724 | 0.71375 | 0.67354 | 1.0593 | 0.67568 | 0.016736 | 1.0593 | 1.0138 | 0.017781 | 0.45448 | 0.2411 | 0.77417 | 12.4482 | 0.032887 | 0.014759 | 0.010126 | 0.032887 | 0.032709 | 0.58394 | 0.41377 | -0.054589 | 0.58394 | 0.55105 | 0.86663 | 0.55279 | 0.013692 | 0.86663 | 0.82942
102 | 0.27 | 0.25 | Southern | LA | Lake.Charle.APs.722400 | 2 | 687049 | 24.8196 | 14.2789 | 43.7382 | 24.7779 | 18.9604 | 715.92 | 1.6492 | 16.99 | 1.5767 | 0.072543 | 30.188 | 0.62974 | 7.42 | 0.53887 | 0.090874 | 12.5381 | 0.36918 | -18.92 | 1.886 | -1.5169 | -17.7803 | 1.6492 | 16.99 | 1.5767 | 0.072543 | 30.188 | 1.6392 | 15.14 | 1.6865 | -0.047231 | 28.0949 | 0.021734 | 0.53943 | 0.31034 | 0.95061 | 15.5599 | 0.035845 | 0.013687 | 0.0080239 | 0.035845 | 0.035627 | 0.36926 | 0.16127 | -0.41121 | 0.36926 | 0.32906 | 0.65611 | 0.27251 | -0.38644 | 0.65611 | 0.61062 | 0.017781 | 0.44133 | 0.2539 | 0.77773 | 12.7301 | 0.029326 | 0.011198 | 0.0065646 | 0.029326 | 0.029148 | 0.30211 | 0.13194 | -0.33642 | 0.30211 | 0.26921 | 0.53679 | 0.22295 | -0.31616 | 0.53679 | 0.49957
103 | 0.27 | 0.3 | Southern | LA | Lake.Charle.APs.722400 | 2 | 687049 | 24.4697 | 14.5889 | 43.8284 | 24.4286 | 19.3998 | 723.29 | 1.5591 | 9.62 | 1.926 | -0.36687 | 21.5684 | 0.53959 | 0.05 | 0.88813 | -0.34854 | 3.9185 | 0.27904 | -26.29 | 2.2353 | -1.9563 | -26.3999 | 1.5591 | 9.62 | 1.926 | -0.36687 | 21.5684 | 1.5491 | 7.77 | 2.0357 | -0.48664 | 19.4753 | 0.021734 | 0.53183 | 0.31708 | 0.95257 | 15.7201 | 0.033885 | 0.011728 | 0.0060647 | 0.033885 | 0.033668 | 0.20908 | 0.0010867 | -0.57139 | 0.20908 | 0.16887 | 0.46877 | 0.085165 | -0.57378 | 0.46877 | 0.42328 | 0.017781 | 0.43511 | 0.25941 | 0.77933 | 12.8611 | 0.027723 | 0.0095947 | 0.0049617 | 0.027723 | 0.027545 | 0.17106 | 0.00088907 | -0.46747 | 0.17106 | 0.13816 | 0.38352 | 0.069676 | -0.46943 | 0.38352 | 0.3463
104 | 0.27 | 0.35 | Southern | LA | Lake.Charle.APs.722400 | 2 | 687049 | 23.82 | 15.2789 | 44.0887 | 23.78 | 20.3087 | 739.25 | 1.2988 | -6.34 | 2.5746 | -1.2758 | 2.4393 | 0.2793 | -15.91 | 1.5368 | -1.2575 | -15.2106 | 0.018748 | -42.25 | 2.8839 | -2.8652 | -45.529 | 1.2988 | -6.34 | 2.5746 | -1.2758 | 2.4393 | 1.2888 | -8.19 | 2.6844 | -1.3956 | 0.34617 | 0.021734 | 0.51771 | 0.33207 | 0.95823 | 16.067 | 0.028228 | 0.0060704 | 0.00040747 | 0.028228 | 0.028011 | -0.13779 | -0.34579 | -0.91827 | -0.13779 | -0.178 | 0.053016 | -0.33059 | -0.98953 | 0.053016 | 0.0075237 | 0.017781 | 0.42355 | 0.27168 | 0.78396 | 13.1449 | 0.023094 | 0.0049664 | 0.00033337 | 0.023094 | 0.022916 | -0.11273 | -0.2829 | -0.75126 | -0.11273 | -0.14563 | 0.043374 | -0.27047 | -0.80957 | 0.043374 | 0.0061554
105 | 0.27 | 0.4 | Southern | LA | Lake.Charle.APs.722400 | 2 | 687049 | 23.4802 | 15.6189 | 44.2088 | 23.4407 | 20.7681 | 747.18 | 1.1786 | -14.27 | 2.9139 | -1.7352 | -7.0287 | 0.15916 | -23.84 | 1.8761 | -1.7169 | -24.6786 | -0.1014 | -50.18 | 3.2232 | -3.3246 | -54.997 | 1.1786 | -14.27 | 2.9139 | -1.7352 | -7.0287 | 1.1686 | -16.12 | 3.0236 | -1.855 | -9.1218 | 0.021734 | 0.51032 | 0.33946 | 0.96084 | 16.2393 | 0.025617 | 0.0034592 | -0.0022037 | 0.025617 | 0.025399 | -0.31015 | -0.51814 | -1.0906 | -0.31015 | -0.35035 | -0.15276 | -0.53637 | -1.1953 | -0.15276 | -0.19826 | 0.017781 | 0.41751 | 0.27773 | 0.78609 | 13.2859 | 0.020958 | 0.0028301 | -0.0018029 | 0.020958 | 0.02078 | -0.25374 | -0.42391 | -0.89227 | -0.25374 | -0.28664 | -0.12498 | -0.43882 | -0.97792 | -0.12498 | -0.1622
106 | 0.26 | 0.2 | Southern | LA | Lake.Charle.APs.722400 | 2 | 687049 | 25.3394 | 13.5689 | 43.3181 | 25.2968 | 18.0213 | 697.96 | 2.0694 | 34.95 | 1.0578 | 1.0116 | 52.6139 | 1.0499 | 25.38 | 0.019955 | 1.03 | 34.964 | 0.78936 | -0.96 | 1.3671 | -0.57777 | 4.6456 | 2.0694 | 34.95 | 1.0578 | 1.0116 | 52.6139 | 2.0594 | 33.1 | 1.1675 | 0.89186 | 50.5208 | 0.021734 | 0.55073 | 0.29491 | 0.94148 | 15.1696 | 0.044977 | 0.022819 | 0.017156 | 0.044977 | 0.044759 | 0.75961 | 0.55161 | -0.020865 | 0.75961 | 0.7194 | 1.1435 | 0.75991 | 0.10097 | 1.1435 | 1.098 | 0.017781 | 0.45057 | 0.24127 | 0.77026 | 12.4107 | 0.036797 | 0.018669 | 0.014036 | 0.036797 | 0.036619 | 0.62146 | 0.45129 | -0.01707 | 0.62146 | 0.58856 | 0.93555 | 0.62171 | 0.082605 | 0.93555 | 0.89833
107 | 0.26 | 0.25 | Southern | LA | Lake.Charle.APs.722400 | 2 | 687049 | 24.6097 | 14.2689 | 43.5184 | 24.5683 | 18.9501 | 713.65 | 1.8691 | 19.26 | 1.7862 | 0.082844 | 34.2225 | 0.8496 | 9.69 | 0.74843 | 0.10118 | 16.5726 | 0.58905 | -16.65 | 2.0956 | -1.5066 | -13.7458 | 1.8691 | 19.26 | 1.7862 | 0.082844 | 34.2225 | 1.8591 | 17.41 | 1.896 | -0.03693 | 32.1294 | 0.021734 | 0.53487 | 0.31012 | 0.94584 | 15.5106 | 0.040623 | 0.018465 | 0.012802 | 0.040623 | 0.040406 | 0.4186 | 0.2106 | -0.36187 | 0.4186 | 0.37839 | 0.7438 | 0.36019 | -0.29875 | 0.7438 | 0.69831 | 0.017781 | 0.43759 | 0.25372 | 0.77382 | 12.6897 | 0.033235 | 0.015107 | 0.010474 | 0.033235 | 0.033057 | 0.34247 | 0.1723 | -0.29606 | 0.34247 | 0.30957 | 0.60852 | 0.29468 | -0.24442 | 0.60852 | 0.57131
108 | 0.26 | 0.3 | Southern | LA | Lake.Charle.APs.722400 | 2 | 687049 | 24.1099 | 14.7789 | 43.6985 | 24.0693 | 19.6292 | 725.43 | 1.6889 | 7.48 | 2.2852 | -0.59628 | 20.1816 | 0.66943 | -2.09 | 1.2474 | -0.57795 | 2.5317 | 0.40887 | -28.43 | 2.5946 | -2.1857 | -27.7867 | 1.6889 | 7.48 | 2.2852 | -0.59628 | 20.1816 | 1.6789 | 5.63 | 2.395 | -0.71606 | 18.0885 | 0.021734 | 0.52401 | 0.32121 | 0.94975 | 15.7666 | 0.036707 | 0.014549 | 0.0088865 | 0.036707 | 0.03649 | 0.16257 | -0.045424 | -0.6179 | 0.16257 | 0.12236 | 0.43863 | 0.055025 | -0.60392 | 0.43863 | 0.39314 | 0.017781 | 0.42871 | 0.26279 | 0.77702 | 12.8992 | 0.030031 | 0.011903 | 0.0072703 | 0.030031 | 0.029853 | 0.133 | -0.037163 | -0.50552 | 0.133 | 0.10011 | 0.35886 | 0.045018 | -0.49409 | 0.35886 | 0.32164
109 | 0.26 | 0.35 | Southern | LA | Lake.Charle.APs.722400 | 2 | 687049 | 23.5002 | 15.4589 | 43.9888 | 23.4606 | 20.5282 | 741.53 | 1.3986 | -8.62 | 2.8939 | -1.4953 | 0.68406 | 0.37916 | -18.19 | 1.8561 | -1.4769 | -16.9659 | 0.11861 | -44.53 | 3.2033 | -3.0847 | -47.2842 | 1.3986 | -8.62 | 2.8939 | -1.4953 | 0.68406 | 1.3886 | -10.47 | 3.0037 | -1.615 | -1.4091 | 0.021734 | 0.51076 | 0.33599 | 0.95606 | 16.1165 | 0.030398 | 0.0082407 | 0.0025778 | 0.030398 | 0.030181 | -0.18735 | -0.39534 | -0.96782 | -0.18735 | -0.22756 | 0.014867 | -0.36874 | -1.0277 | 0.014867 | -0.030625 | 0.017781 | 0.41787 | 0.27488 | 0.78218 | 13.1854 | 0.02487 | 0.006742 | 0.002109 | 0.02487 | 0.024692 | -0.15328 | -0.32344 | -0.79181 | -0.15328 | -0.18617 | 0.012164 | -0.30168 | -0.84078 | 0.012164 | -0.025055
110 | 0.26 | 0.4 | Southern | LA | Lake.Charle.APs.722400 | 2 | 687049 | 23.2703 | 15.6289 | 43.9989 | 23.2311 | 20.7678 | 745.15 | 1.3885 | -12.24 | 3.1234 | -1.7349 | -3.3296 | 0.36904 | -21.81 | 2.0856 | -1.7166 | -20.9795 | 0.10849 | -48.15 | 3.4328 | -3.3243 | -51.2978 | 1.3885 | -12.24 | 3.1234 | -1.7349 | -3.3296 | 1.3785 | -14.09 | 3.2332 | -1.8547 | -5.4227 | 0.021734 | 0.50576 | 0.33968 | 0.95628 | 16.1952 | 0.030179 | 0.0080208 | 0.0023579 | 0.030179 | 0.029961 | -0.26603 | -0.47402 | -1.0465 | -0.26603 | -0.30623 | -0.072365 | -0.45597 | -1.1149 | -0.072365 | -0.11786 | 0.017781 | 0.41378 | 0.2779 | 0.78236 | 13.2498 | 0.02469 | 0.0065621 | 0.001929 | 0.02469 | 0.024512 | -0.21764 | -0.38781 | -0.85617 | -0.21764 | -0.25054 | -0.059204 | -0.37304 | -0.91215 | -0.059204 | -0.096423
111 | 0.25 | 0.2 | Southern | LA | Lake.Charle.APs.722400 | 2 | 687049 | 25.1195 | 13.5789 | 43.1081 | 25.0772 | 18.0309 | 696.07 | 2.2793 | 36.84 | 1.2773 | 1.002 | 56.1547 | 1.2598 | 27.27 | 0.23949 | 1.0203 | 38.5048 | 0.99929 | 0.93 | 1.5867 | -0.58738 | 8.1864 | 2.2793 | 36.84 | 1.2773 | 1.002 | 56.1547 | 2.2693 | 34.99 | 1.3871 | 0.88224 | 54.0616 | 0.021734 | 0.54595 | 0.29513 | 0.93692 | 15.1285 | 0.049539 | 0.027382 | 0.021719 | 0.049539 | 0.049322 | 0.80069 | 0.59269 | 0.020213 | 0.80069 | 0.76048 | 1.2205 | 0.83687 | 0.17793 | 1.2205 | 1.175 | 0.017781 | 0.44666 | 0.24145 | 0.76652 | 12.3771 | 0.04053 | 0.022402 | 0.017769 | 0.04053 | 0.040352 | 0.65507 | 0.4849 | 0.016537 | 0.65507 | 0.62217 | 0.99851 | 0.68467 | 0.14557 | 0.99851 | 0.96129
112 | 0.25 | 0.25 | Southern | LA | Lake.Charle.APs.722400 | 2 | 687049 | 24.3898 | 14.2789 | 43.2985 | 24.3488 | 18.9497 | 711.51 | 2.089 | 21.4 | 2.0058 | 0.083189 | 38.0981 | 1.0695 | 11.83 | 0.96796 | 0.10152 | 20.4482 | 0.80893 | -14.51 | 2.3151 | -1.5062 | -9.8702 | 2.089 | 21.4 | 2.0058 | 0.083189 | 38.0981 | 2.079 | 19.55 | 2.1156 | -0.036585 | 36.005 | 0.021734 | 0.53009 | 0.31034 | 0.94106 | 15.4641 | 0.045402 | 0.023244 | 0.017581 | 0.045402 | 0.045185 | 0.46511 | 0.25712 | -0.31536 | 0.46511 | 0.4249 | 0.82803 | 0.44442 | -0.21452 | 0.82803 | 0.78254 | 0.017781 | 0.43368 | 0.2539 | 0.76991 | 12.6516 | 0.037145 | 0.019017 | 0.014384 | 0.037145 | 0.036967 | 0.38052 | 0.21035 | -0.25801 | 0.38052 | 0.34763 | 0.67744 | 0.3636 | -0.17551 | 0.67744 | 0.64022
113 | 0.25 | 0.3 | Southern | LA | Lake.Charle.APs.722400 | 2 | 687049 | 23.7401 | 14.9789 | 43.5687 | 23.7001 | 19.8686 | 727.72 | 1.8187 | 5.19 | 2.6544 | -0.83569 | 18.6345 | 0.79924 | -4.38 | 1.6166 | -0.81736 | 0.98457 | 0.53868 | -30.72 | 2.9638 | -2.4251 | -29.3338 | 1.8187 | 5.19 | 2.6544 | -0.83569 | 18.6345 | 1.8087 | 3.34 | 2.7642 | -0.95547 | 16.5414 | 0.021734 | 0.51597 | 0.32555 | 0.94693 | 15.8164 | 0.039528 | 0.017371 | 0.011708 | 0.039528 | 0.039311 | 0.1128 | -0.095196 | -0.66767 | 0.1128 | 0.072592 | 0.405 | 0.021399 | -0.63755 | 0.405 | 0.35951 | 0.017781 | 0.42213 | 0.26635 | 0.77471 | 12.9399 | 0.032339 | 0.014212 | 0.0095786 | 0.032339 | 0.032162 | 0.092285 | -0.077882 | -0.54624 | 0.092285 | 0.05939 | 0.33135 | 0.017507 | -0.5216 | 0.33135 | 0.29413
114 | 0.25 | 0.35 | Southern | LA | Lake.Charle.APs.722400 | 2 | 687049 | 23.1503 | 15.6989 | 43.929 | 23.1114 | 20.8176 | 745.24 | 1.4585 | -12.33 | 3.2432 | -1.7847 | -2.8953 | 0.439 | -21.9 | 2.2054 | -1.7664 | -20.5452 | 0.17844 | -48.24 | 3.5525 | -3.3741 | -50.8636 | 1.4585 | -12.33 | 3.2432 | -1.7847 | -2.8953 | 1.4485 | -14.18 | 3.353 | -1.9045 | -4.9884 | 0.021734 | 0.50315 | 0.3412 | 0.95476 | 16.1972 | 0.031699 | 0.0095412 | 0.0038783 | 0.031699 | 0.031481 | -0.26798 | -0.47598 | -1.0485 | -0.26798 | -0.30819 | -0.062927 | -0.44653 | -1.1055 | -0.062927 | -0.10842 | 0.017781 | 0.41164 | 0.27915 | 0.78112 | 13.2514 | 0.025934 | 0.007806 | 0.0031729 | 0.025934 | 0.025756 | -0.21924 | -0.38941 | -0.85777 | -0.21924 | -0.25214 | -0.051483 | -0.36532 | -0.90443 | -0.051483 | -0.088701
115 | 0.25 | 0.4 | Southern | LA | Lake.Charle.APs.722400 | 2 | 687049 | 23.0504 | 15.6489 | 43.799 | 23.0116 | 20.7875 | 743.5 | 1.5884 | -10.59 | 3.343 | -1.7545 | -0.12536 | 0.56895 | -20.16 | 2.3052 | -1.7362 | -17.7753 | 0.30839 | -46.5 | 3.6523 | -3.3439 | -48.0937 | 1.5884 | -10.59 | 3.343 | -1.7545 | -0.12536 | 1.5784 | -12.44 | 3.4527 | -1.8743 | -2.2185 | 0.021734 | 0.50098 | 0.34012 | 0.95193 | 16.1593 | 0.034523 | 0.012366 | 0.0067027 | 0.034523 | 0.034306 | -0.23016 | -0.43816 | -1.0106 | -0.23016 | -0.27037 | -0.0027246 | -0.38633 | -1.0453 | -0.0027246 | -0.048217 | 0.017781 | 0.40987 | 0.27826 | 0.77881 | 13.2205 | 0.028245 | 0.010117 | 0.0054837 | 0.028245 | 0.028067 | -0.1883 | -0.35847 | -0.82683 | -0.1883 | -0.2212 | -0.0022291 | -0.31607 | -0.85517 | -0.0022291 | -0.039448
116 | 0.24 | 0.2 | Southern | LA | Lake.Charle.APs.722400 | 2 | 687049 | 24.8996 | 13.5889 | 42.8883 | 24.8577 | 18.0306 | 693.94 | 2.4992 | 38.97 | 1.4968 | 1.0023 | 60.0297 | 1.4797 | 29.4 | 0.45903 | 1.0207 | 42.3797 | 1.2192 | 3.06 | 1.8062 | -0.58705 | 12.0614 | 2.4992 | 38.97 | 1.4968 | 1.0023 | 60.0297 | 2.4892 | 37.12 | 1.6066 | 0.88257 | 57.9365 | 0.021734 | 0.54117 | 0.29534 | 0.93214 | 15.0822 | 0.054318 | 0.03216 | 0.026497 | 0.054318 | 0.0541 | 0.84698 | 0.63898 | 0.066507 | 0.84698 | 0.80677 | 1.3047 | 0.92109 | 0.26214 | 1.3047 | 1.2592 | 0.017781 | 0.44275 | 0.24163 | 0.76261 | 12.3392 | 0.044439 | 0.026311 | 0.021678 | 0.044439 | 0.044261 | 0.69294 | 0.52277 | 0.054411 | 0.69294 | 0.66005 | 1.0674 | 0.75357 | 0.21447 | 1.0674 | 1.0302
117 | 0.24 | 0.25 | Southern | LA | Lake.Charle.APs.722400 | 2 | 687049 | 24.1699 | 14.2889 | 43.0886 | 24.1292 | 18.9594 | 709.62 | 2.2989 | 23.29 | 2.2253 | 0.073537 | 41.6377 | 1.2794 | 13.72 | 1.1875 | 0.091868 | 23.9878 | 1.0188 | -12.62 | 2.5347 | -1.5159 | -6.3306 | 2.2989 | 23.29 | 2.2253 | 0.073537 | 41.6377 | 2.2889 | 21.44 | 2.3351 | -0.046237 | 39.5445 | 0.021734 | 0.52531 | 0.31056 | 0.93649 | 15.423 | 0.049964 | 0.027806 | 0.022143 | 0.049964 | 0.049746 | 0.50619 | 0.29819 | -0.27429 | 0.50619 | 0.46598 | 0.90496 | 0.52135 | -0.13759 | 0.90496 | 0.85947 | 0.017781 | 0.42977 | 0.25408 | 0.76618 | 12.618 | 0.040877 | 0.022749 | 0.018116 | 0.040877 | 0.040699 | 0.41413 | 0.24396 | -0.2244 | 0.41413 | 0.38123 | 0.74038 | 0.42654 | -0.11257 | 0.74038 | 0.70316
118 | 0.24 | 0.3 | Southern | LA | Lake.Charle.APs.722400 | 2 | 687049 | 23.5302 | 14.9989 | 43.3788 | 23.4906 | 19.8882 | 726.17 | 2.0087 | 6.74 | 2.864 | -0.85533 | 21.663 | 0.98917 | -2.83 | 1.8262 | -0.837 | 4.0131 | 0.72861 | -29.17 | 3.1733 | -2.4447 | -26.3053 | 2.0087 | 6.74 | 2.864 | -0.85533 | 21.663 | 1.9986 | 4.89 | 2.9738 | -0.9751 | 19.5699 | 0.021734 | 0.51141 | 0.32599 | 0.9428 | 15.7827 | 0.043656 | 0.021499 | 0.015836 | 0.043656 | 0.043439 | 0.14649 | -0.061508 | -0.63399 | 0.14649 | 0.10628 | 0.47083 | 0.087222 | -0.57172 | 0.47083 | 0.42534 | 0.017781 | 0.4184 | 0.2667 | 0.77134 | 12.9123 | 0.035717 | 0.017589 | 0.012956 | 0.035717 | 0.035539 | 0.11985 | -0.050321 | -0.51868 | 0.11985 | 0.086951 | 0.3852 | 0.071359 | -0.46774 | 0.3852 | 0.34798
119 | 0.24 | 0.35 | Southern | LA | Lake.Charle.APs.722400 | 2 | 687049 | 22.9304 | 15.7089 | 43.7191 | 22.8918 | 20.8273 | 743.33 | 1.6684 | -10.42 | 3.4627 | -1.7943 | 0.64483 | 0.6489 | -19.99 | 2.4249 | -1.776 | -17.0051 | 0.38834 | -46.33 | 3.7721 | -3.3837 | -47.3235 | 1.6684 | -10.42 | 3.4627 | -1.7943 | 0.64483 | 1.6584 | -12.27 | 3.5725 | -1.9141 | -1.4483 | 0.021734 | 0.49837 | 0.34142 | 0.9502 | 16.1556 | 0.036261 | 0.014103 | 0.0084403 | 0.036261 | 0.036044 | -0.22647 | -0.43447 | -1.0069 | -0.22647 | -0.26668 | 0.014015 | -0.36959 | -1.0285 | 0.014015 | -0.031477 | 0.017781 | 0.40774 | 0.27933 | 0.77739 | 13.2174 | 0.029666 | 0.011538 | 0.0069053 | 0.029666 | 0.029488 | -0.18528 | -0.35545 | -0.82381 | -0.18528 | -0.21818 | 0.011466 | -0.30237 | -0.84148 | 0.011466 | -0.025753
120 | 0.24 | 0.4 | Southern | LA | Lake.Charle.APs.722400 | 2 | 687049 | 22.8405 | 15.6689 | 43.6091 | 22.802 | 20.8071 | 741.94 | 1.7784 | -9.03 | 3.5525 | -1.7742 | 2.9031 | 0.75887 | -18.6 | 2.5147 | -1.7558 | -14.7468 | 0.49832 | -44.94 | 3.8619 | -3.3636 | -45.0652 | 1.7784 | -9.03 | 3.5525 | -1.7742 | 2.9031 | 1.7684 | -10.88 | 3.6623 | -1.8939 | 0.80999 | 0.021734 | 0.49642 | 0.34055 | 0.94781 | 16.1254 | 0.038651 | 0.016493 | 0.010831 | 0.038651 | 0.038434 | -0.19626 | -0.40426 | -0.97673 | -0.19626 | -0.23647 | 0.063097 | -0.32051 | -0.97945 | 0.063097 | 0.017605 | 0.017781 | 0.40614 | 0.27861 | 0.77543 | 13.1927 | 0.031622 | 0.013494 | 0.0088608 | 0.031622 | 0.031444 | -0.16057 | -0.33073 | -0.7991 | -0.16057 | -0.19346 | 0.051621 | -0.26222 | -0.80132 | 0.051621 | 0.014403
121 | 0.22 | 0.2 | Southern | LA | Lake.Charle.APs.722400 | 2 | 687049 | 24.4498 | 13.6089 | 42.4485 | 24.4086 | 18.0398 | 689.82 | 2.939 | 43.09 | 1.9459 | 0.99308 | 67.6217 | 1.9195 | 33.52 | 0.90809 | 1.0114 | 49.9718 | 1.6589 | 7.18 | 2.2553 | -0.59632 | 19.6534 | 2.939 | 43.09 | 1.9459 | 0.99308 | 67.6217 | 2.929 | 41.24 | 2.0557 | 0.8733 | 65.5286 | 0.021734 | 0.5314 | 0.29578 | 0.92258 | 14.9927 | 0.063876 | 0.041719 | 0.036056 | 0.063876 | 0.063659 | 0.93652 | 0.72853 | 0.15605 | 0.93652 | 0.89632 | 1.4697 | 1.0861 | 0.42715 | 1.4697 | 1.4242 | 0.017781 | 0.43475 | 0.24198 | 0.75479 | 12.266 | 0.052259 | 0.034131 | 0.029498 | 0.052259 | 0.052081 | 0.7662 | 0.59603 | 0.12767 | 0.7662 | 0.7333 | 1.2024 | 0.88857 | 0.34947 | 1.2024 | 1.1652
122 | 0.22 | 0.25 | Southern | LA | Lake.Charle.APs.722400 | 2 | 687049 | 23.7301 | 14.3089 | 42.6588 | 23.6901 | 18.9687 | 705.6 | 2.7286 | 27.31 | 2.6644 | 0.064247 | 49.0534 | 1.7092 | 17.74 | 1.6266 | 0.082578 | 31.4035 | 1.4486 | -8.6 | 2.9738 | -1.5251 | 1.0851 | 2.7286 | 27.31 | 2.6644 | 0.064247 | 49.0534 | 2.7186 | 25.46 | 2.7742 | -0.055527 | 46.9602 | 0.021734 | 0.51575 | 0.31099 | 0.92715 | 15.3356 | 0.059305 | 0.037147 | 0.031484 | 0.059305 | 0.059087 | 0.59356 | 0.38556 | -0.18691 | 0.59356 | 0.55335 | 1.0661 | 0.68253 | 0.023583 | 1.0661 | 1.0206 | 0.017781 | 0.42195 | 0.25443 | 0.75853 | 12.5465 | 0.048519 | 0.030391 | 0.025758 | 0.048519 | 0.048341 | 0.48561 | 0.31544 | -0.15292 | 0.48561 | 0.45271 | 0.87224 | 0.5584 | 0.019294 | 0.87224 | 0.83502
123 | 0.22 | 0.3 | Southern | LA | Lake.Charle.APs.722400 | 2 | 687049 | 23.0904 | 15.0189 | 42.949 | 23.0515 | 19.8975 | 722.14 | 2.4384 | 10.77 | 3.3031 | -0.86462 | 29.0787 | 1.419 | 1.2 | 2.2652 | -0.84629 | 11.4288 | 1.1584 | -25.14 | 3.6124 | -2.454 | -18.8896 | 2.4384 | 10.77 | 3.3031 | -0.86462 | 29.0787 | 2.4284 | 8.92 | 3.4128 | -0.98439 | 26.9856 | 0.021734 | 0.50185 | 0.32642 | 0.93346 | 15.6951 | 0.052997 | 0.03084 | 0.025177 | 0.052997 | 0.05278 | 0.23408 | 0.026081 | -0.5464 | 0.23408 | 0.19387 | 0.632 | 0.24839 | -0.41055 | 0.632 | 0.58651 | 0.017781 | 0.41058 | 0.26706 | 0.76369 | 12.8407 | 0.043359 | 0.025231 | 0.020598 | 0.043359 | 0.043181 | 0.19151 | 0.021338 | -0.44702 | 0.19151 | 0.15861 | 0.51706 | 0.20322 | -0.33588 | 0.51706 | 0.47984
124 | 0.22 | 0.35 | Southern | LA | Lake.Charle.APs.722400 | 2 | 687049 | 22.5007 | 15.7389 | 43.3093 | 22.4627 | 20.8466 | 739.63 | 2.0782 | -6.72 | 3.8918 | -1.8137 | 7.5475 | 1.0587 | -16.29 | 2.854 | -1.7953 | -10.1024 | 0.79811 | -42.63 | 4.2012 | -3.4031 | -40.4208 | 2.0782 | -6.72 | 3.8918 | -1.8137 | 7.5475 | 2.0681 | -8.57 | 4.0016 | -1.9334 | 5.4544 | 0.021734 | 0.48903 | 0.34207 | 0.94129 | 16.0752 | 0.045167 | 0.023009 | 0.017346 | 0.045167 | 0.044949 | -0.14605 | -0.35405 | -0.92653 | -0.14605 | -0.18626 | 0.16404 | -0.21957 | -0.87851 | 0.16404 | 0.11855 | 0.017781 | 0.40009 | 0.27986 | 0.7701 | 13.1516 | 0.036952 | 0.018825 | 0.014192 | 0.036952 | 0.036775 | -0.11949 | -0.28966 | -0.75802 | -0.11949 | -0.15239 | 0.1342 | -0.17963 | -0.71874 | 0.1342 | 0.096986
125 | 0.22 | 0.4 | Southern | LA | Lake.Charle.APs.722400 | 2 | 687049 | 22.4107 | 15.6989 | 43.1993 | 22.3729 | 20.8264 | 738.23 | 2.1881 | -5.32 | 3.9816 | -1.7935 | 9.8065 | 1.1687 | -14.89 | 2.9438 | -1.7752 | -7.8434 | 0.90811 | -41.23 | 4.291 | -3.3829 | -38.1618 | 2.1881 | -5.32 | 3.9816 | -1.7935 | 9.8065 | 2.1781 | -7.17 | 4.0914 | -1.9133 | 7.7134 | 0.021734 | 0.48708 | 0.3412 | 0.9389 | 16.0448 | 0.047558 | 0.0254 | 0.019737 | 0.047558 | 0.04734 | -0.11563 | -0.32362 | -0.8961 | -0.11563 | -0.15583 | 0.21314 | -0.17047 | -0.82941 | 0.21314 | 0.16764 | 0.017781 | 0.39849 | 0.27915 | 0.76814 | 13.1268 | 0.038908 | 0.02078 | 0.016147 | 0.038908 | 0.03873 | -0.094597 | -0.26476 | -0.73313 | -0.094597 | -0.12749 | 0.17437 | -0.13947 | -0.67857 | 0.17437 | 0.13715
126 | 0.2 | 0.2 | Southern | LA | Lake.Charle.APs.722400 | 2 | 687049 | 24.01 | 13.6189 | 42.0087 | 23.9696 | 18.0391 | 685.56 | 3.3788 | 47.35 | 2.385 | 0.99381 | 75.3742 | 2.3593 | 37.78 | 1.3472 | 1.0121 | 57.7243 | 2.0987 | 11.44 | 2.6943 | -0.59559 | 27.406 | 3.3788 | 47.35 | 2.385 | 0.99381 | 75.3742 | 3.3688 | 45.5 | 2.4948 | 0.87403 | 73.2811 | 0.021734 | 0.52184 | 0.29599 | 0.91302 | 14.9001 | 0.073435 | 0.051277 | 0.045615 | 0.073435 | 0.073218 | 1.0291 | 0.82112 | 0.24864 | 1.0291 | 0.9889 | 1.6382 | 1.2546 | 0.59565 | 1.6382 | 1.5927 | 0.017781 | 0.42693 | 0.24216 | 0.74697 | 12.1902 | 0.06008 | 0.041952 | 0.037319 | 0.06008 | 0.059902 | 0.84195 | 0.67178 | 0.20342 | 0.84195 | 0.80905 | 1.3403 | 1.0264 | 0.48732 | 1.3403 | 1.303
127 | 0.2 | 0.25 | Southern | LA | Lake.Charle.APs.722400 | 2 | 687049 | 23.2903 | 14.3489 | 42.2589 | 23.2511 | 19.0079 | 702.3 | 3.1285 | 30.61 | 3.1035 | 0.025044 | 55.4638 | 2.109 | 21.04 | 2.0657 | 0.043375 | 37.8139 | 1.8485 | -5.3 | 3.4128 | -1.5644 | 7.4955 | 3.1285 | 30.61 | 3.1035 | 0.025044 | 55.4638 | 3.1185 | 28.76 | 3.2132 | -0.09473 | 53.3707 | 0.021734 | 0.5062 | 0.31186 | 0.91846 | 15.2639 | 0.067996 | 0.045838 | 0.040175 | 0.067996 | 0.067778 | 0.66528 | 0.45729 | -0.11519 | 0.66528 | 0.62507 | 1.2055 | 0.82185 | 0.16291 | 1.2055 | 1.16 | 0.017781 | 0.41413 | 0.25514 | 0.75142 | 12.4879 | 0.055629 | 0.037502 | 0.032869 | 0.055629 | 0.055452 | 0.54429 | 0.37412 | -0.094241 | 0.54429 | 0.51139 | 0.98622 | 0.67238 | 0.13328 | 0.98622 | 0.94901
128 | 0.2 | 0.3 | Southern | LA | Lake.Charle.APs.722400 | 2 | 687049 | 22.6506 | 15.0489 | 42.5293 | 22.6124 | 19.9168 | 718.34 | 2.8582 | 14.57 | 3.7421 | -0.88392 | 36.1578 | 1.8387 | 5 | 2.7043 | -0.86559 | 18.5079 | 1.5782 | -21.34 | 4.0515 | -2.4733 | -11.8105 | 2.8582 | 14.57 | 3.7421 | -0.88392 | 36.1578 | 2.8482 | 12.72 | 3.8519 | -1.0037 | 34.0646 | 0.021734 | 0.49229 | 0.32707 | 0.92434 | 15.6125 | 0.062121 | 0.039963 | 0.0343 | 0.062121 | 0.061903 | 0.31667 | 0.10867 | -0.46381 | 0.31667 | 0.27646 | 0.78586 | 0.40225 | -0.25669 | 0.78586 | 0.74037 | 0.017781 | 0.40276 | 0.26759 | 0.75623 | 12.7731 | 0.050823 | 0.032695 | 0.028062 | 0.050823 | 0.050645 | 0.25907 | 0.088907 | -0.37945 | 0.25907 | 0.22618 | 0.64294 | 0.3291 | -0.21001 | 0.64294 | 0.60572
129 | 0.2 | 0.35 | Southern | LA | Lake.Charle.APs.722400 | 2 | 687049 | 22.0609 | 15.7689 | 42.8995 | 22.0236 | 20.8759 | 736.07 | 2.488 | -3.16 | 4.3309 | -1.8429 | 14.2919 | 1.4685 | -12.73 | 3.2931 | -1.8246 | -3.358 | 1.2079 | -39.07 | 4.6403 | -3.4323 | -33.6764 | 2.488 | -3.16 | 4.3309 | -1.8429 | 14.2919 | 2.478 | -5.01 | 4.4407 | -1.9627 | 12.1988 | 0.021734 | 0.47947 | 0.34272 | 0.93238 | 15.9979 | 0.054074 | 0.031916 | 0.026253 | 0.054074 | 0.053856 | -0.06868 | -0.27668 | -0.84915 | -0.06868 | -0.10889 | 0.31062 | -0.072984 | -0.73193 | 0.31062 | 0.26513 | 0.017781 | 0.39227 | 0.28039 | 0.76281 | 13.0883 | 0.044239 | 0.026112 | 0.021479 | 0.044239 | 0.044062 | -0.056189 | -0.22636 | -0.69472 | -0.056189 | -0.089085 | 0.25413 | -0.05971 | -0.59881 | 0.25413 | 0.21691
130 | 0.2 | 0.4 | Southern | LA | Lake.Charle.APs.722400 | 2 | 687049 | 21.9809 | 15.7289 | 42.7995 | 21.9438 | 20.8557 | 734.78 | 2.588 | -1.87 | 4.4107 | -1.8228 | 16.3745 | 1.5685 | -11.44 | 3.3729 | -1.8044 | -1.2754 | 1.3079 | -37.78 | 4.7201 | -3.4122 | -31.5938 | 2.588 | -1.87 | 4.4107 | -1.8228 | 16.3745 | 2.578 | -3.72 | 4.5205 | -1.9425 | 14.2814 | 0.021734 | 0.47774 | 0.34185 | 0.93021 | 15.9698 | 0.056247 | 0.034089 | 0.028426 | 0.056247 | 0.05603 | -0.040643 | -0.24864 | -0.82112 | -0.040643 | -0.080851 | 0.35589 | -0.02772 | -0.68666 | 0.35589 | 0.31039 | 0.017781 | 0.39085 | 0.27968 | 0.76103 | 13.0654 | 0.046018 | 0.02789 | 0.023257 | 0.046018 | 0.04584 | -0.033251 | -0.20342 | -0.67178 | -0.033251 | -0.066147 | 0.29116 | -0.022679 | -0.56178 | 0.29116 | 0.25394
Double | Double | Double | Southern | LA | Lake.Charle.APs.722400 | 2 | 687049 | 26.6886 | 17.3889 | 49.9473 | 26.6439 | 23.3033 | 840.19 | -4.5598 | -107.28 | -0.28938 | -4.2704 | -148.6047 | -5.5793 | -116.85 | -1.3272 | -4.2521 | -166.2546 | -5.8399 | -143.19 | 0.019972 | -5.8598 | -196.573 | -4.5598 | -107.28 | -0.28938 | -4.2704 | -148.6047 | -4.5698 | -109.13 | -0.17961 | -4.3902 | -150.6978 | 0.021734 | 0.58005 | 0.37793 | 1.0856 | 18.2608 | -0.099104 | -0.12126 | -0.12692 | -0.099104 | -0.099321 | -2.3316 | -2.5396 | -3.1121 | -2.3316 | -2.3718 | -3.2298 | -3.6134 | -4.2723 | -3.2298 | -3.2753 | 0.017781 | 0.47456 | 0.3092 | 0.88813 | 14.9397 | -0.08108 | -0.099208 | -0.10384 | -0.08108 | -0.081258 | -1.9076 | -2.0778 | -2.5461 | -1.9076 | -1.9405 | -2.6424 | -2.9562 | -3.4953 | -2.6424 | -2.6796
Single | Single | Single | Southern | LA | Lake.Charle.APs.722400 | 2 | 687049 | 33.0654 | 19.6389 | 59.5941 | 33.0105 | 26.5836 | 981.66 | -14.2066 | -248.75 | -6.656 | -7.5506 | -370.8932 | -15.2261 | -258.32 | -7.6938 | -7.5323 | -388.5431 | -15.4867 | -284.66 | -6.3466 | -9.14 | -418.8615 | -14.2066 | -248.75 | -6.656 | -7.5506 | -370.8932 | -14.2166 | -250.6 | -6.5462 | -7.6704 | -372.9863 | 0.021734 | 0.71865 | 0.42684 | 1.2952 | 21.3355 | -0.30877 | -0.33093 | -0.33659 | -0.30877 | -0.30899 | -5.4064 | -5.6144 | -6.1868 | -5.4064 | -5.4466 | -8.061 | -8.4447 | -9.1036 | -8.061 | -8.1065 | 0.017781 | 0.58795 | 0.34921 | 1.0597 | 17.4553 | -0.25261 | -0.27074 | -0.27537 | -0.25261 | -0.25279 | -4.4231 | -4.5933 | -5.0617 | -4.4231 | -4.456 | -6.595 | -6.9088 | -7.4479 | -6.595 | -6.6322
1 | 0.35 | 0.47 | South/Central | NV | Las.Vegas-McCarran.Intl.AP.723860 | 3 | 1413386 | 28.601 | 20.2581 | 57.1544 | 28.464 | 28.6904 | 1203.5 | -0.71452 | -98.69 | 2.9082 | -3.6227 | -107.7791 | -2.1742 | -113.66 | 1.5786 | -3.7528 | -130.1534 | -2.0001 | -162.26 | 3.7006 | -5.7006 | -180.8989 | -0.71452 | -98.69 | 2.9082 | -3.6227 | -107.7791 | -0.62983 | -101.25 | 3.1188 | -3.7486 | -110.1106 | 0.019305 | 0.55215 | 0.39109 | 1.1034 | 23.234 | -0.013794 | -0.041975 | -0.038612 | -0.013794 | -0.012159 | -1.9052 | -2.1943 | -3.1325 | -1.9052 | -1.9547 | -2.0807 | -2.5127 | -3.4923 | -2.0807 | -2.1257 | 0.019305 | 0.55215 | 0.39109 | 1.1034 | 23.234 | -0.013794 | -0.041975 | -0.038612 | -0.013794 | -0.012159 | -1.9052 | -2.1943 | -3.1325 | -1.9052 | -1.9547 | -2.0807 | -2.5127 | -3.4923 | -2.0807 | -2.1257
2 | 0.35 | 0.42 | South/Central | NV | Las.Vegas-McCarran.Intl.AP.723860 | 3 | 1413386 | 29.3583 | 19.3455 | 56.7288 | 29.2177 | 27.5111 | 1169.84 | -0.2889 | -65.03 | 2.1545 | -2.4434 | -70.2036 | -1.7486 | -80 | 0.8249 | -2.5735 | -92.5779 | -1.5745 | -128.6 | 2.9469 | -4.5214 | -143.3233 | -0.2889 | -65.03 | 2.1545 | -2.4434 | -70.2036 | -0.20421 | -67.59 | 2.3651 | -2.5693 | -72.5351 | 0.019305 | 0.56677 | 0.37347 | 1.0952 | 22.5842 | -0.0055774 | -0.033758 | -0.030396 | -0.0055774 | -0.0039423 | -1.2554 | -1.5444 | -2.4827 | -1.2554 | -1.3049 | -1.3553 | -1.7873 | -2.7669 | -1.3553 | -1.4003 | 0.019305 | 0.56677 | 0.37347 | 1.0952 | 22.5842 | -0.0055774 | -0.033758 | -0.030396 | -0.0055774 | -0.0039423 | -1.2554 | -1.5444 | -2.4827 | -1.2554 | -1.3049 | -1.3553 | -1.7873 | -2.7669 | -1.3553 | -1.4003
3 | 0.35 | 0.37 | South/Central | NV | Las.Vegas-McCarran.Intl.AP.723860 | 3 | 1413386 | 30.1751 | 18.543 | 56.5127 | 30.0306 | 26.4821 | 1141.7 | -0.07281 | -36.89 | 1.3416 | -1.4144 | -39.4198 | -1.5325 | -51.86 | 0.011971 | -1.5445 | -61.7942 | -1.3584 | -100.46 | 2.134 | -3.4923 | -112.5396 | -0.07281 | -36.89 | 1.3416 | -1.4144 | -39.4198 | 0.011884 | -39.45 | 1.5522 | -1.5403 | -41.7513 | 0.019305 | 0.58254 | 0.35798 | 1.091 | 22.041 | -0.0014056 | -0.029586 | -0.026224 | -0.0014056 | 0.00022943 | -0.71218 | -1.0012 | -1.9394 | -0.71218 | -0.7616 | -0.76102 | -1.193 | -2.1726 | -0.76102 | -0.80603 | 0.019305 | 0.58254 | 0.35798 | 1.091 | 22.041 | -0.0014056 | -0.029586 | -0.026224 | -0.0014056 | 0.00022943 | -0.71218 | -1.0012 | -1.9394 | -0.71218 | -0.7616 | -0.76102 | -1.193 | -2.1726 | -0.76102 | -0.80603
4 | 0.35 | 0.32 | South/Central | NV | Las.Vegas-McCarran.Intl.AP.723860 | 3 | 1413386 | 31.1126 | 17.7543 | 56.4354 | 30.9636 | 25.4718 | 1115.15 | 0.0044509 | -10.34 | 0.4086 | -0.40415 | -10.9377 | -1.4553 | -25.31 | -0.92103 | -0.53424 | -33.3121 | -1.2811 | -73.91 | 1.201 | -2.4821 | -84.0575 | 0.0044509 | -10.34 | 0.4086 | -0.40415 | -10.9377 | 0.089145 | -12.9 | 0.61916 | -0.53001 | -13.2692 | 0.019305 | 0.60064 | 0.34275 | 1.0895 | 21.5284 | 8.5927e-05 | -0.028095 | -0.024732 | 8.5927e-05 | 0.001721 | -0.19962 | -0.48862 | -1.4269 | -0.19962 | -0.24904 | -0.21116 | -0.6431 | -1.6228 | -0.21116 | -0.25617 | 0.019305 | 0.60064 | 0.34275 | 1.0895 | 21.5284 | 8.5927e-05 | -0.028095 | -0.024732 | 8.5927e-05 | 0.001721 | -0.19962 | -0.48862 | -1.4269 | -0.19962 | -0.24904 | -0.21116 | -0.6431 | -1.6228 | -0.21116 | -0.25617
5 | 0.35 | 0.27 | South/Central | NV | Las.Vegas-McCarran.Intl.AP.723860 | 3 | 1413386 | 31.7743 | 17.2621 | 56.4449 | 31.6221 | 24.8228 | 1098.57 | -0.0050616 | 6.24 | -0.24993 | 0.24487 | 6.5966 | -1.4648 | -8.73 | -1.5796 | 0.11478 | -15.7777 | -1.2906 | -57.33 | 0.54244 | -1.8331 | -66.5232 | -0.0050616 | 6.24 | -0.24993 | 0.24487 | 6.5966 | 0.079633 | 3.68 | -0.039371 | 0.119 | 4.2651 | 0.019305 | 0.61342 | 0.33325 | 1.0897 | 21.2083 | -9.7716e-05 | -0.028278 | -0.024916 | -9.7716e-05 | 0.0015373 | 0.12047 | -0.16854 | -1.1068 | 0.12047 | 0.071044 | 0.12735 | -0.30459 | -1.2843 | 0.12735 | 0.08234 | 0.019305 | 0.61342 | 0.33325 | 1.0897 | 21.2083 | -9.7716e-05 | -0.028278 | -0.024916 | -9.7716e-05 | 0.0015373 | 0.12047 | -0.16854 | -1.1068 | 0.12047 | 0.071044 | 0.12735 | -0.30459 | -1.2843 | 0.12735 | 0.08234
6 | 0.35 | 0.23 | South/Central | NV | Las.Vegas-McCarran.Intl.AP.723860 | 3 | 1413386 | 32.1814 | 17.0256 | 56.5251 | 32.0273 | 24.4978 | 1090.85 | -0.085219 | 13.96 | -0.65505 | 0.56983 | 14.4031 | -1.5449 | -1.01 | -1.9847 | 0.43973 | -7.9712 | -1.3708 | -49.61 | 0.13733 | -1.5081 | -58.7166 | -0.085219 | 13.96 | -0.65505 | 0.56983 | 14.4031 | -0.00052468 | 11.4 | -0.44449 | 0.44396 | 12.0716 | 0.019305 | 0.62127 | 0.32869 | 1.0912 | 21.0593 | -0.0016452 | -0.029826 | -0.026463 | -0.0016452 | -1.0129e-05 | 0.2695 | -0.019498 | -0.95774 | 0.2695 | 0.22008 | 0.27806 | -0.15389 | -1.1335 | 0.27806 | 0.23305 | 0.019305 | 0.62127 | 0.32869 | 1.0912 | 21.0593 | -0.0016452 | -0.029826 | -0.026463 | -0.0016452 | -1.0129e-05 | 0.2695 | -0.019498 | -0.95774 | 0.2695 | 0.22008 | 0.27806 | -0.15389 | -1.1335 | 0.27806 | 0.23305
7 | 0.35 | 0.19 | South/Central | NV | Las.Vegas-McCarran.Intl.AP.723860 | 3 | 1413386 | 33.1492 | 16.3374 | 56.6086 | 32.9905 | 23.6181 | 1068.93 | -0.16871 | 35.88 | -1.6183 | 1.4496 | 37.2597 | -1.6284 | 20.91 | -2.9479 | 1.3195 | 14.8854 | -1.4543 | -27.69 | -0.82589 | -0.62837 | -35.8601 | -0.16871 | 35.88 | -1.6183 | 1.4496 | 37.2597 | -0.084014 | 33.32 | -1.4077 | 1.3237 | 34.9282 | 0.019305 | 0.63996 | 0.3154 | 1.0929 | 20.6361 | -0.003257 | -0.031437 | -0.028075 | -0.003257 | -0.0016219 | 0.69268 | 0.40368 | -0.53457 | 0.69268 | 0.64326 | 0.71931 | 0.28737 | -0.69229 | 0.71931 | 0.6743 | 0.019305 | 0.63996 | 0.3154 | 1.0929 | 20.6361 | -0.003257 | -0.031437 | -0.028075 | -0.003257 | -0.0016219 | 0.69268 | 0.40368 | -0.53457 | 0.69268 | 0.64326 | 0.71931 | 0.28737 | -0.69229 | 0.71931 | 0.6743
8 | 0.35 | 0.17 | South/Central | NV | Las.Vegas-McCarran.Intl.AP.723860 | 3 | 1413386 | 33.6857 | 15.9913 | 56.699 | 33.5244 | 23.1746 | 1058.28 | -0.25913 | 46.53 | -2.1522 | 1.8931 | 48.1597 | -1.7189 | 31.56 | -3.4818 | 1.763 | 25.7853 | -1.5447 | -17.04 | -1.3598 | -0.18484 | -24.9601 | -0.25913 | 46.53 | -2.1522 | 1.8931 | 48.1597 | -0.17444 | 43.97 | -1.9417 | 1.7672 | 45.8282 | 0.019305 | 0.65032 | 0.30872 | 1.0946 | 20.4305 | -0.0050027 | -0.033183 | -0.029821 | -0.0050027 | -0.0033676 | 0.89828 | 0.60928 | -0.32896 | 0.89828 | 0.84886 | 0.92974 | 0.4978 | -0.48187 | 0.92974 | 0.88473 | 0.019305 | 0.65032 | 0.30872 | 1.0946 | 20.4305 | -0.0050027 | -0.033183 | -0.029821 | -0.0050027 | -0.0033676 | 0.89828 | 0.60928 | -0.32896 | 0.89828 | 0.84886 | 0.92974 | 0.4978 | -0.48187 | 0.92974 | 0.88473
9 | 0.33 | 0.47 | South/Central | NV | Las.Vegas-McCarran.Intl.AP.723860 | 3 | 1413386 | 28.1059 | 20.2585 | 56.6354 | 27.9712 | 28.6641 | 1198.68 | -0.1955 | -93.87 | 3.401 | -3.5965 | -100.3682 | -1.6552 | -108.84 | 2.0714 | -3.7266 | -122.7426 | -1.4811 | -157.44 | 4.1934 | -5.6744 | -173.488 | -0.1955 | -93.87 | 3.401 | -3.5965 | -100.3682 | -0.11081 | -96.43 | 3.6115 | -3.7223 | -102.6998 | 0.019305 | 0.54259 | 0.3911 | 1.0934 | 23.141 | -0.0037742 | -0.031955 | -0.028592 | -0.0037742 | -0.0021391 | -1.8122 | -2.1012 | -3.0394 | -1.8122 | -1.8616 | -1.9376 | -2.3696 | -3.3493 | -1.9376 | -1.9827 | 0.019305 | 0.54259 | 0.3911 | 1.0934 | 23.141 | -0.0037742 | -0.031955 | -0.028592 | -0.0037742 | -0.0021391 | -1.8122 | -2.1012 | -3.0394 | -1.8122 | -1.8616 | -1.9376 | -2.3696 | -3.3493 | -1.9376 | -1.9827
10 | 0.33 | 0.42 | South/Central | NV | Las.Vegas-McCarran.Intl.AP.723860 | 3 | 1413386 | 28.8528 | 19.3355 | 56.1886 | 28.7146 | 27.474 | 1164.58 | 0.25126 | -59.77 | 2.6576 | -2.4064 | -62.2257 | -1.2085 | -74.74 | 1.328 | -2.5365 | -84.6001 | -1.0343 | -123.34 | 3.45 | -4.4843 | -135.3455 | 0.25126 | -59.77 | 2.6576 | -2.4064 | -62.2257 | 0.33596 | -62.33 | 2.8682 | -2.5322 | -64.5572 | 0.019305 | 0.55701 | 0.37328 | 1.0847 | 22.4827 | 0.0048507 | -0.02333 | -0.019967 | 0.0048507 | 0.0064858 | -1.1539 | -1.4429 | -2.3811 | -1.1539 | -1.2033 | -1.2013 | -1.6332 | -2.6129 | -1.2013 | -1.2463 | 0.019305 | 0.55701 | 0.37328 | 1.0847 | 22.4827 | 0.0048507 | -0.02333 | -0.019967 | 0.0048507 | 0.0064858 | -1.1539 | -1.4429 | -2.3811 | -1.1539 | -1.2033 | -1.2013 | -1.6332 | -2.6129 | -1.2013 | -1.2463
11 | 0.33 | 0.37 | South/Central | NV | Las.Vegas-McCarran.Intl.AP.723860 | 3 | 1413386 | 29.6601 | 18.5329 | 55.9576 | 29.5179 | 26.4396 | 1136.19 | 0.48227 | -31.38 | 1.8543 | -1.372 | -31.1035 | -0.97745 | -46.35 | 0.52464 | -1.5021 | -53.4779 | -0.80328 | -94.95 | 2.6466 | -3.4499 | -104.2233 | 0.48227 | -31.38 | 1.8543 | -1.372 | -31.1035 | 0.56697 | -33.94 | 2.0648 | -1.4979 | -33.4351 | 0.019305 | 0.5726 | 0.35779 | 1.0803 | 21.9346 | 0.0093105 | -0.01887 | -0.015508 | 0.0093105 | 0.010946 | -0.6058 | -0.89481 | -1.833 | -0.6058 | -0.65523 | -0.60047 | -1.0324 | -2.0121 | -0.60047 | -0.64548 | 0.019305 | 0.5726 | 0.35779 | 1.0803 | 21.9346 | 0.0093105 | -0.01887 | -0.015508 | 0.0093105 | 0.010946 | -0.6058 | -0.89481 | -1.833 | -0.6058 | -0.65523 | -0.60047 | -1.0324 | -2.0121 | -0.60047 | -0.64548
12 | 0.33 | 0.32 | South/Central | NV | Las.Vegas-McCarran.Intl.AP.723860 | 3 | 1413386 | 30.5872 | 17.74 | 55.8614 | 30.4406 | 25.4208 | 1109.27 | 0.57849 | -4.46 | 0.93159 | -0.3531 | -2.1421 | -0.88123 | -19.43 | -0.39803 | -0.4832 | -24.5164 | -0.70706 | -68.03 | 1.724 | -2.431 | -75.2619 | 0.57849 | -4.46 | 0.93159 | -0.3531 | -2.1421 | 0.66319 | -7.02 | 1.1422 | -0.47897 | -4.4736 | 0.019305 | 0.5905 | 0.34248 | 1.0784 | 21.4149 | 0.011168 | -0.017012 | -0.01365 | 0.011168 | 0.012803 | -0.086102 | -0.3751 | -1.3133 | -0.086102 | -0.13552 | -0.041354 | -0.4733 | -1.453 | -0.041354 | -0.086365 | 0.019305 | 0.5905 | 0.34248 | 1.0784 | 21.4149 | 0.011168 | -0.017012 | -0.01365 | 0.011168 | 0.012803 | -0.086102 | -0.3751 | -1.3133 | -0.086102 | -0.13552 | -0.041354 | -0.4733 | -1.453 | -0.041354 | -0.086365
13 | 0.33 | 0.27 | South/Central | NV | Las.Vegas-McCarran.Intl.AP.723860 | 3 | 1413386 | 31.2393 | 17.2478 | 55.8652 | 31.0896 | 24.7756 | 1092.74 | 0.57469 | 12.07 | 0.28261 | 0.29207 | 15.3615 | -0.88503 | -2.9 | -1.047 | 0.16198 | -7.0129 | -0.71086 | -51.5 | 1.075 | -1.7859 | -57.7583 | 0.57469 | 12.07 | 0.28261 | 0.29207 | 15.3615 | 0.65938 | 9.51 | 0.49318 | 0.16621 | 13.03 | 0.019305 | 0.60309 | 0.33298 | 1.0785 | 21.0958 | 0.011095 | -0.017086 | -0.013724 | 0.011095 | 0.01273 | 0.23302 | -0.055986 | -0.99423 | 0.23302 | 0.18359 | 0.29656 | -0.13539 | -1.115 | 0.29656 | 0.25155 | 0.019305 | 0.60309 | 0.33298 | 1.0785 | 21.0958 | 0.011095 | -0.017086 | -0.013724 | 0.011095 | 0.01273 | 0.23302 | -0.055986 | -0.99423 | 0.23302 | 0.18359 | 0.29656 | -0.13539 | -1.115 | 0.29656 | 0.25155
14 | 0.33 | 0.23 | South/Central | NV | Las.Vegas-McCarran.Intl.AP.723860 | 3 | 1413386 | 31.6459 | 16.9961 | 55.9258 | 31.4943 | 24.4315 | 1084.38 | 0.51406 | 20.43 | -0.12211 | 0.63617 | 23.9405 | -0.94566 | 5.46 | -1.4517 | 0.50607 | 1.5661 | -0.7715 | -43.14 | 0.67027 | -1.4418 | -49.1793 | 0.51406 | 20.43 | -0.12211 | 0.63617 | 23.9405 | 0.59875 | 17.87 | 0.088454 | 0.5103 | 21.6089 | 0.019305 | 0.61094 | 0.32812 | 1.0797 | 20.9344 | 0.0099241 | -0.018256 | -0.014894 | 0.0099241 | 0.011559 | 0.39441 | 0.10541 | -0.83283 | 0.39441 | 0.34499 | 0.46218 | 0.030235 | -0.94943 | 0.46218 | 0.41717 | 0.019305 | 0.61094 | 0.32812 | 1.0797 | 20.9344 | 0.0099241 | -0.018256 | -0.014894 | 0.0099241 | 0.011559 | 0.39441 | 0.10541 | -0.83283 | 0.39441 | 0.34499 | 0.46218 | 0.030235 | -0.94943 | 0.46218 | 0.41717
15 | 0.33 | 0.19 | South/Central | NV | Las.Vegas-McCarran.Intl.AP.723860 | 3 | 1413386 | 32.6134 | 16.3031 | 56.0042 | 32.4571 | 23.547 | 1062.3 | 0.43569 | 42.51 | -1.0849 | 1.5206 | 46.9919 | -1.024 | 27.54 | -2.4146 | 1.3905 | 24.6176 | -0.84986 | -21.06 | -0.29256 | -0.5573 | -26.1279 | 0.43569 | 42.51 | -1.0849 | 1.5206 | 46.9919 | 0.52039 | 39.95 | -0.87437 | 1.3948 | 44.6604 | 0.019305 | 0.62961 | 0.31474 | 1.0812 | 20.5081 | 0.0084112 | -0.019769 | -0.016407 | 0.0084112 | 0.010046 | 0.82067 | 0.53167 | -0.40657 | 0.82067 | 0.77125 | 0.9072 | 0.47525 | -0.50441 | 0.9072 | 0.86219 | 0.019305 | 0.62961 | 0.31474 | 1.0812 | 20.5081 | 0.0084112 | -0.019769 | -0.016407 | 0.0084112 | 0.010046 | 0.82067 | 0.53167 | -0.40657 | 0.82067 | 0.77125 | 0.9072 | 0.47525 | -0.50441 | 0.9072 | 0.86219
16 | 0.33 | 0.17 | South/Central | NV | Las.Vegas-McCarran.Intl.AP.723860 | 3 | 1413386 | 33.1403 | 15.957 | 56.085 | 32.9815 | 23.1035 | 1051.57 | 0.35482 | 53.24 | -1.6093 | 1.9642 | 58.0151 | -1.1049 | 38.27 | -2.939 | 1.8341 | 35.6407 | -0.93074 | -10.33 | -0.81696 | -0.11377 | -15.1047 | 0.35482 | 53.24 | -1.6093 | 1.9642 | 58.0151 | 0.43951 | 50.68 | -1.3988 | 1.8383 | 55.6835 | 0.019305 | 0.63979 | 0.30806 | 1.0827 | 20.301 | 0.0068499 | -0.021331 | -0.017968 | 0.0068499 | 0.0084849 | 1.0278 | 0.73882 | -0.19942 | 1.0278 | 0.9784 | 1.12 | 0.68806 | -0.2916 | 1.12 | 1.075 | 0.019305 | 0.63979 | 0.30806 | 1.0827 | 20.301 | 0.0068499 | -0.021331 | -0.017968 | 0.0068499 | 0.0084849 | 1.0278 | 0.73882 | -0.19942 | 1.0278 | 0.9784 | 1.12 | 0.68806 | -0.2916 | 1.12 | 1.075
17 | 0.3 | 0.47 | South/Central | NV | Las.Vegas-McCarran.Intl.AP.723860 | 3 | 1413386 | 27.355 | 20.2595 | 55.8455 | 27.2238 | 28.6216 | 1191.28 | 0.59439 | -86.47 | 4.1484 | -3.554 | -89.0194 | -0.86533 | -101.44 | 2.8187 | -3.6841 | -111.3938 | -0.69116 | -150.04 | 4.9407 | -5.6319 | -162.1392 | 0.59439 | -86.47 | 4.1484 | -3.554 | -89.0194 | 0.67909 | -89.03 | 4.3589 | -3.6798 | -91.3509 | 0.019305 | 0.5281 | 0.39112 | 1.0781 | 22.9981 | 0.011475 | -0.016706 | -0.013343 | 0.011475 | 0.01311 | -1.6693 | -1.9583 | -2.8966 | -1.6693 | -1.7188 | -1.7186 | -2.1505 | -3.1302 | -1.7186 | -1.7636 | 0.019305 | 0.5281 | 0.39112 | 1.0781 | 22.9981 | 0.011475 | -0.016706 | -0.013343 | 0.011475 | 0.01311 | -1.6693 | -1.9583 | -2.8966 | -1.6693 | -1.7188 | -1.7186 | -2.1505 | -3.1302 | -1.7186 | -1.7636
18 | 0.3 | 0.42 | South/Central | NV | Las.Vegas-McCarran.Intl.AP.723860 | 3 | 1413386 | 28.0919 | 19.3312 | 55.378 | 27.9572 | 27.4208 | 1156.74 | 1.0618 | -51.93 | 3.415 | -2.3531 | -50.3179 | -0.39788 | -66.9 | 2.0853 | -2.4832 | -72.6922 | -0.22372 | -115.5 | 4.2073 | -4.4311 | -123.4377 | 1.0618 | -51.93 | 3.415 | -2.3531 | -50.3179 | 1.1465 | -54.49 | 3.6255 | -2.479 | -52.6494 | 0.019305 | 0.54233 | 0.3732 | 1.0691 | 22.3313 | 0.020499 | -0.0076813 | -0.0043189 | 0.020499 | 0.022134 | -1.0025 | -1.2915 | -2.2298 | -1.0025 | -1.052 | -0.97141 | -1.4034 | -2.383 | -0.97141 | -1.0164 | 0.019305 | 0.54233 | 0.3732 | 1.0691 | 22.3313 | 0.020499 | -0.0076813 | -0.0043189 | 0.020499 | 0.022134 | -1.0025 | -1.2915 | -2.2298 | -1.0025 | -1.052 | -0.97141 | -1.4034 | -2.383 | -0.97141 | -1.0164
19 | 0.3 | 0.37 | South/Central | NV | Las.Vegas-McCarran.Intl.AP.723860 | 3 | 1413386 | 28.8792 | 18.5233 | 55.1228 | 28.7407 | 26.3821 | 1128.05 | 1.317 | -23.24 | 2.6315 | -1.3144 | -18.7667 | -0.14269 | -38.21 | 1.3018 | -1.4445 | -41.141 | 0.031474 | -86.81 | 3.4238 | -3.3924 | -91.8865 | 1.317 | -23.24 | 2.6315 | -1.3144 | -18.7667 | 1.4017 | -25.8 | 2.842 | -1.4403 | -21.0982 | 0.019305 | 0.55753 | 0.3576 | 1.0642 | 21.7775 | 0.025426 | -0.0027548 | 0.00060761 | 0.025426 | 0.027061 | -0.44866 | -0.73766 | -1.6759 | -0.44866 | -0.49808 | -0.3623 | -0.79424 | -1.7739 | -0.3623 | -0.40731 | 0.019305 | 0.55753 | 0.3576 | 1.0642 | 21.7775 | 0.025426 | -0.0027548 | 0.00060761 | 0.025426 | 0.027061 | -0.44866 | -0.73766 | -1.6759 | -0.44866 | -0.49808 | -0.3623 | -0.79424 | -1.7739 | -0.3623 | -0.40731
20 | 0.3 | 0.32 | South/Central | NV | Las.Vegas-McCarran.Intl.AP.723860 | 3 | 1413386 | 29.7868 | 17.7204 | 54.9957 | 29.6439 | 25.3517 | 1100.59 | 1.4442 | 4.22 | 1.7283 | -0.28408 | 10.9061 | -0.015518 | -10.75 | 0.39865 | -0.41417 | -11.4682 | 0.15865 | -59.35 | 2.5207 | -2.362 | -62.2137 | 1.4442 | 4.22 | 1.7283 | -0.28408 | 10.9061 | 1.5289 | 1.66 | 1.9388 | -0.40995 | 8.5746 | 0.019305 | 0.57505 | 0.3421 | 1.0617 | 21.2473 | 0.027881 | -0.00029958 | 0.0030628 | 0.027881 | 0.029516 | 0.081469 | -0.20753 | -1.1458 | 0.081469 | 0.032047 | 0.21055 | -0.2214 | -1.2011 | 0.21055 | 0.16554 | 0.019305 | 0.57505 | 0.3421 | 1.0617 | 21.2473 | 0.027881 | -0.00029958 | 0.0030628 | 0.027881 | 0.029516 | 0.081469 | -0.20753 | -1.1458 | 0.081469 | 0.032047 | 0.21055 | -0.2214 | -1.2011 | 0.21055 | 0.16554
21 | 0.3 | 0.27 | South/Central | NV | Las.Vegas-McCarran.Intl.AP.723860 | 3 | 1413386 | 30.4285 | 17.2225 | 54.979 | 30.2826 | 24.6965 | 1083.65 | 1.4608 | 21.16 | 1.0896 | 0.37118 | 28.9474 | 0.0010943 | 6.19 | -0.23999 | 0.24109 | 6.5731 | 0.17526 | -42.41 | 1.882 | -1.7068 | -44.1724 | 1.4608 | 21.16 | 1.0896 | 0.37118 | 28.9474 | 1.5455 | 18.6 | 1.3002 | 0.24531 | 26.6159 | 0.019305 | 0.58743 | 0.33249 | 1.0614 | 20.9203 | 0.028202 | 2.1126e-05 | 0.0033835 | 0.028202 | 0.029837 | 0.4085 | 0.1195 | -0.81874 | 0.4085 | 0.35908 | 0.55884 | 0.1269 | -0.85276 | 0.55884 | 0.51383 | 0.019305 | 0.58743 | 0.33249 | 1.0614 | 20.9203 | 0.028202 | 2.1126e-05 | 0.0033835 | 0.028202 | 0.029837 | 0.4085 | 0.1195 | -0.81874 | 0.4085 | 0.35908 | 0.55884 | 0.1269 | -0.85276 | 0.55884 | 0.51383
22 | 0.3 | 0.23 | South/Central | NV | Las.Vegas-McCarran.Intl.AP.723860 | 3 | 1413386 | 30.8298 | 16.966 | 55.0239 | 30.682 | 24.3419 | 1074.9 | 1.4159 | 29.91 | 0.6902 | 0.72572 | 38.0137 | -0.043807 | 14.94 | -0.63943 | 0.59563 | 15.6393 | 0.13036 | -33.66 | 1.4826 | -1.3522 | -35.1061 | 1.4159 | 29.91 | 0.6902 | 0.72572 | 38.0137 | 1.5006 | 27.35 | 0.90076 | 0.59985 | 35.6821 | 0.019305 | 0.59518 | 0.32754 | 1.0623 | 20.7514 | 0.027335 | -0.0008457 | 0.0025167 | 0.027335 | 0.02897 | 0.57742 | 0.28842 | -0.64982 | 0.57742 | 0.528 | 0.73387 | 0.30192 | -0.67774 | 0.73387 | 0.68886 | 0.019305 | 0.59518 | 0.32754 | 1.0623 | 20.7514 | 0.027335 | -0.0008457 | 0.0025167 | 0.027335 | 0.02897 | 0.57742 | 0.28842 | -0.64982 | 0.57742 | 0.528 | 0.73387 | 0.30192 | -0.67774 | 0.73387 | 0.68886
23 | 0.3 | 0.19 | South/Central | NV | Las.Vegas-McCarran.Intl.AP.723860 | 3 | 1413386 | 31.793 | 16.2631 | 55.0838 | 31.6406 | 23.4432 | 1052.31 | 1.3561 | 52.5 | -0.26836 | 1.6244 | 61.6916 | -0.10366 | 37.53 | -1.598 | 1.4943 | 39.3173 | 0.070511 | -11.07 | 0.52401 | -0.4535 | -11.4282 | 1.3561 | 52.5 | -0.26836 | 1.6244 | 61.6916 | 1.4408 | 49.94 | -0.057802 | 1.4986 | 59.3601 | 0.019305 | 0.61378 | 0.31397 | 1.0634 | 20.3153 | 0.026179 | -0.0020012 | 0.0013612 | 0.026179 | 0.027814 | 1.0135 | 0.72453 | -0.21371 | 1.0135 | 0.96411 | 1.191 | 0.75904 | -0.22063 | 1.191 | 1.146 | 0.019305 | 0.61378 | 0.31397 | 1.0634 | 20.3153 | 0.026179 | -0.0020012 | 0.0013612 | 0.026179 | 0.027814 | 1.0135 | 0.72453 | -0.21371 | 1.0135 | 0.96411 | 1.191 | 0.75904 | -0.22063 | 1.191 | 1.146
24 | 0.3 | 0.17 | South/Central | NV | Las.Vegas-McCarran.Intl.AP.723860 | 3 | 1413386 | 32.3195 | 15.907 | 55.1543 | 32.1646 | 22.9897 | 1041.24 | 1.2856 | 63.57 | -0.79238 | 2.0779 | 73.1198 | -0.17417 | 48.6 | -2.122 | 1.9478 | 50.7455 | 0 | 0 | 0 | 0 | 0 | 1.2856 | 63.57 | -0.79238 | 2.0779 | 73.1198 | 1.3702 | 61.01 | -0.58182 | 1.9521 | 70.7883 | 0.019305 | 0.62394 | 0.30709 | 1.0648 | 20.1016 | 0.024818 | -0.0033624 | 0 | 0.024818 | 0.026453 | 1.2272 | 0.93824 | 0 | 1.2272 | 1.1778 | 1.4116 | 0.97966 | 0 | 1.4116 | 1.3666 | 0.019305 | 0.62394 | 0.30709 | 1.0648 | 20.1016 | 0.024818 | -0.0033624 | 0 | 0.024818 | 0.026453 | 1.2272 | 0.93824 | 0 | 1.2272 | 1.1778 | 1.4116 | 0.97966 | 0 | 1.4116 | 1.3666
25 | 0.28 | 0.47 | South/Central | NV | Las.Vegas-McCarran.Intl.AP.723860 | 3 | 1413386 | 26.9855 | 20.0537 | 55.1802 | 26.856 | 28.3242 | 1178.33 | 1.2596 | -73.52 | 4.5162 | -3.2565 | -72.3439 | -0.20009 | -88.49 | 3.1865 | -3.3866 | -94.7183 | -0.025917 | -137.09 | 5.3085 | -5.3345 | -145.4637 | 1.2596 | -73.52 | 4.5162 | -3.2565 | -72.3439 | 1.3443 | -76.08 | 4.7267 | -3.3824 | -74.6754 | 0.019305 | 0.52097 | 0.38715 | 1.0653 | 22.7481 | 0.024318 | -0.0038627 | -0.00050034 | 0.024318 | 0.025953 | -1.4193 | -1.7083 | -2.6466 | -1.4193 | -1.4688 | -1.3966 | -1.8286 | -2.8082 | -1.3966 | -1.4416 | 0.019305 | 0.52097 | 0.38715 | 1.0653 | 22.7481 | 0.024318 | -0.0038627 | -0.00050034 | 0.024318 | 0.025953 | -1.4193 | -1.7083 | -2.6466 | -1.4193 | -1.4688 | -1.3966 | -1.8286 | -2.8082 | -1.3966 | -1.4416
26 | 0.28 | 0.42 | South/Central | NV | Las.Vegas-McCarran.Intl.AP.723860 | 3 | 1413386 | 27.6068 | 19.2816 | 54.7991 | 27.4744 | 27.3247 | 1149.65 | 1.6408 | -44.84 | 3.8978 | -2.257 | -40.2336 | 0.18105 | -59.81 | 2.5682 | -2.3871 | -62.608 | 0.35522 | -108.41 | 4.6902 | -4.335 | -113.3534 | 1.6408 | -44.84 | 3.8978 | -2.257 | -40.2336 | 1.7255 | -47.4 | 4.1084 | -2.3829 | -42.5651 | 0.019305 | 0.53296 | 0.37224 | 1.0579 | 22.1945 | 0.031676 | 0.0034952 | 0.0068576 | 0.031676 | 0.033311 | -0.86565 | -1.1547 | -2.0929 | -0.86565 | -0.91508 | -0.77673 | -1.2087 | -2.1883 | -0.77673 | -0.82174 | 0.019305 | 0.53296 | 0.37224 | 1.0579 | 22.1945 | 0.031676 | 0.0034952 | 0.0068576 | 0.031676 | 0.033311 | -0.86565 | -1.1547 | -2.0929 | -0.86565 | -0.91508 | -0.77673 | -1.2087 | -2.1883 | -0.77673 | -0.82174
27 | 0.28 | 0.37 | South/Central | NV | Las.Vegas-McCarran.Intl.AP.723860 | 3 | 1413386 | 28.2643 | 18.6033 | 54.5726 | 28.1287 | 26.4439 | 1125.24 | 1.8673 | -20.43 | 3.2435 | -1.3762 | -13.3479 | 0.40758 | -35.4 | 1.9139 | -1.5063 | -35.7223 | 0.58174 | -84 | 4.0359 | -3.4542 | -86.4677 | 1.8673 | -20.43 | 3.2435 | -1.3762 | -13.3479 | 1.952 | -22.99 | 3.4541 | -1.5021 | -15.6795 | 0.019305 | 0.54565 | 0.35914 | 1.0535 | 21.7232 | 0.036049 | 0.0078684 | 0.011231 | 0.036049 | 0.037684 | -0.39441 | -0.68341 | -1.6217 | -0.39441 | -0.44383 | -0.25769 | -0.68963 | -1.6693 | -0.25769 | -0.3027 | 0.019305 | 0.54565 | 0.35914 | 1.0535 | 21.7232 | 0.036049 | 0.0078684 | 0.011231 | 0.036049 | 0.037684 | -0.39441 | -0.68341 | -1.6217 | -0.39441 | -0.44383 | -0.25769 | -0.68963 | -1.6693 | -0.25769 | -0.3027
28 | 0.28 | 0.32 | South/Central | NV | Las.Vegas-McCarran.Intl.AP.723860 | 3 | 1413386 | 29.0658 | 17.8761 | 54.4361 | 28.9264 | 25.5097 | 1100.18 | 2.0038 | 4.63 | 2.4458 | -0.44208 | 13.8276 | 0.54403 | -10.34 | 1.1162 | -0.57217 | -8.5468 | 0.7182 | -58.94 | 3.2382 | -2.52 | -59.2922 | 2.0038 | 4.63 | 2.4458 | -0.44208 | 13.8276 | 2.0884 | 2.07 | 2.6564 | -0.56795 | 11.496 | 0.019305 | 0.56113 | 0.3451 | 1.0509 | 21.2394 | 0.038683 | 0.010503 | 0.013865 | 0.038683 | 0.040318 | 0.089384 | -0.19962 | -1.1379 | 0.089384 | 0.039962 | 0.26695 | -0.165 | -1.1447 | 0.26695 | 0.22194 | 0.019305 | 0.56113 | 0.3451 | 1.0509 | 21.2394 | 0.038683 | 0.010503 | 0.013865 | 0.038683 | 0.040318 | 0.089384 | -0.19962 | -1.1379 | 0.089384 | 0.039962 | 0.26695 | -0.165 | -1.1447 | 0.26695 | 0.22194
29 | 0.28 | 0.27 | South/Central | NV | Las.Vegas-McCarran.Intl.AP.723860 | 3 | 1413386 | 29.7179 | 17.3582 | 54.4046 | 29.5753 | 24.8293 | 1082.47 | 2.0352 | 22.34 | 1.7969 | 0.23838 | 32.7463 | 0.57551 | 7.37 | 0.46723 | 0.10829 | 10.372 | 0.74968 | -41.23 | 2.5892 | -1.8395 | -40.3735 | 2.0352 | 22.34 | 1.7969 | 0.23838 | 32.7463 | 2.1199 | 19.78 | 2.0074 | 0.11251 | 30.4148 | 0.019305 | 0.57372 | 0.33511 | 1.0503 | 20.8975 | 0.039291 | 0.011111 | 0.014473 | 0.039291 | 0.040926 | 0.43128 | 0.14228 | -0.79596 | 0.43128 | 0.38186 | 0.63218 | 0.20024 | -0.77943 | 0.63218 | 0.58717 | 0.019305 | 0.57372 | 0.33511 | 1.0503 | 20.8975 | 0.039291 | 0.011111 | 0.014473 | 0.039291 | 0.040926 | 0.43128 | 0.14228 | -0.79596 | 0.43128 | 0.38186 | 0.63218 | 0.20024 | -0.77943 | 0.63218 | 0.58717
30 | 0.28 | 0.23 | South/Central | NV | Las.Vegas-McCarran.Intl.AP.723860 | 3 | 1413386 | 30.2702 | 16.946 | 54.4143 | 30.1249 | 24.2894 | 1068.69 | 2.0255 | 36.12 | 1.2473 | 0.77826 | 47.3092 | 0.56582 | 21.15 | -0.082343 | 0.64817 | 24.9348 | 0.73999 | -27.45 | 2.0397 | -1.2997 | -25.8106 | 2.0255 | 36.12 | 1.2473 | 0.77826 | 47.3092 | 2.1102 | 33.56 | 1.4578 | 0.65239 | 44.9777 | 0.019305 | 0.58438 | 0.32715 | 1.0505 | 20.6315 | 0.039104 | 0.010923 | 0.014286 | 0.039104 | 0.040739 | 0.69731 | 0.40831 | -0.52993 | 0.69731 | 0.64789 | 0.91332 | 0.48138 | -0.49828 | 0.91332 | 0.86831 | 0.019305 | 0.58438 | 0.32715 | 1.0505 | 20.6315 | 0.039104 | 0.010923 | 0.014286 | 0.039104 | 0.040739 | 0.69731 | 0.40831 | -0.52993 | 0.69731 | 0.64789 | 0.91332 | 0.48138 | -0.49828 | 0.91332 | 0.86831
31 | 0.28 | 0.19 | South/Central | NV | Las.Vegas-McCarran.Intl.AP.723860 | 3 | 1413386 | 31.2176 | 16.2435 | 54.4588 | 31.0679 | 23.3909 | 1045.99 | 1.9811 | 58.82 | 0.30434 | 1.6767 | 71.1786 | 0.52134 | 43.85 | -1.0253 | 1.5466 | 48.8042 | 0.6955 | -4.75 | 1.0967 | -0.40121 | -1.9412 | 1.9811 | 58.82 | 0.30434 | 1.6767 | 71.1786 | 2.0658 | 56.26 | 0.5149 | 1.5508 | 68.847 | 0.019305 | 0.60267 | 0.31359 | 1.0513 | 20.1933 | 0.038245 | 0.010065 | 0.013427 | 0.038245 | 0.03988 | 1.1355 | 0.84654 | -0.091701 | 1.1355 | 1.0861 | 1.3741 | 0.94219 | -0.037476 | 1.3741 | 1.3291 | 0.019305 | 0.60267 | 0.31359 | 1.0513 | 20.1933 | 0.038245 | 0.010065 | 0.013427 | 0.038245 | 0.03988 | 1.1355 | 0.84654 | -0.091701 | 1.1355 | 1.0861 | 1.3741 | 0.94219 | -0.037476 | 1.3741 | 1.3291
32 | 0.28 | 0.17 | South/Central | NV | Las.Vegas-McCarran.Intl.AP.723860 | 3 | 1413386 | 31.7346 | 15.897 | 54.5293 | 31.5823 | 22.947 | 1035.17 | 1.9106 | 69.64 | -0.21012 | 2.1207 | 82.348 | 0.45085 | 54.67 | -1.5398 | 1.9906 | 59.9737 | 0.62502 | 6.07 | 0.58225 | 0.042767 | 9.2282 | 1.9106 | 69.64 | -0.21012 | 2.1207 | 82.348 | 1.9953 | 67.08 | 0.00043641 | 1.9948 | 80.0165 | 0.019305 | 0.61265 | 0.3069 | 1.0527 | 19.9844 | 0.036884 | 0.0087039 | 0.012066 | 0.036884 | 0.038519 | 1.3444 | 1.0554 | 0.11718 | 1.3444 | 1.295 | 1.5898 | 1.1578 | 0.17815 | 1.5898 | 1.5448 | 0.019305 | 0.61265 | 0.3069 | 1.0527 | 19.9844 | 0.036884 | 0.0087039 | 0.012066 | 0.036884 | 0.038519 | 1.3444 | 1.0554 | 0.11718 | 1.3444 | 1.295 | 1.5898 | 1.1578 | 0.17815 | 1.5898 | 1.5448
33 | 0.27 | 0.47 | South/Central | NV | Las.Vegas-McCarran.Intl.AP.723860 | 3 | 1413386 | 26.7654 | 20.0141 | 54.8948 | 26.6369 | 28.2579 | 1174.34 | 1.545 | -69.53 | 4.7353 | -3.1902 | -66.8575 | 0.085314 | -84.5 | 3.4056 | -3.3203 | -89.2318 | 0.25948 | -133.1 | 5.5276 | -5.2682 | -139.9773 | 1.545 | -69.53 | 4.7353 | -3.1902 | -66.8575 | 1.6297 | -72.09 | 4.9458 | -3.3161 | -69.189 | 0.019305 | 0.51672 | 0.38638 | 1.0598 | 22.6711 | 0.029828 | 0.001647 | 0.0050094 | 0.029828 | 0.031463 | -1.3423 | -1.6313 | -2.5695 | -1.3423 | -1.3917 | -1.2907 | -1.7227 | -2.7023 | -1.2907 | -1.3357 | 0.019305 | 0.51672 | 0.38638 | 1.0598 | 22.6711 | 0.029828 | 0.001647 | 0.0050094 | 0.029828 | 0.031463 | -1.3423 | -1.6313 | -2.5695 | -1.3423 | -1.3917 | -1.2907 | -1.7227 | -2.7023 | -1.2907 | -1.3357
34 | 0.27 | 0.42 | South/Central | NV | Las.Vegas-McCarran.Intl.AP.723860 | 3 | 1413386 | 27.3572 | 19.2616 | 54.5094 | 27.2259 | 27.2835 | 1146.28 | 1.9305 | -41.47 | 4.1463 | -2.2159 | -35.3757 | 0.47074 | -56.44 | 2.8167 | -2.346 | -57.7501 | 0.64491 | -105.04 | 4.9387 | -4.2938 | -108.4955 | 1.9305 | -41.47 | 4.1463 | -2.2159 | -35.3757 | 2.0152 | -44.03 | 4.3569 | -2.3417 | -37.7072 | 0.019305 | 0.52814 | 0.37185 | 1.0523 | 22.1294 | 0.037268 | 0.0090878 | 0.01245 | 0.037268 | 0.038903 | -0.80059 | -1.0896 | -2.0278 | -0.80059 | -0.85002 | -0.68294 | -1.1149 | -2.0945 | -0.68294 | -0.72795 | 0.019305 | 0.52814 | 0.37185 | 1.0523 | 22.1294 | 0.037268 | 0.0090878 | 0.01245 | 0.037268 | 0.038903 | -0.80059 | -1.0896 | -2.0278 | -0.80059 | -0.85002 | -0.68294 | -1.1149 | -2.0945 | -0.68294 | -0.72795
35 | 0.27 | 0.37 | South/Central | NV | Las.Vegas-McCarran.Intl.AP.723860 | 3 | 1413386 | 27.9137 | 18.7147 | 54.353 | 27.7797 | 26.5732 | 1126.81 | 2.0869 | -22 | 3.5925 | -1.5056 | -14.0335 | 0.62718 | -36.97 | 2.2629 | -1.6357 | -36.4078 | 0.80134 | -85.57 | 4.3849 | -3.5835 | -87.1533 | 2.0869 | -22 | 3.5925 | -1.5056 | -14.0335 | 2.1716 | -24.56 | 3.803 | -1.6315 | -16.365 | 0.019305 | 0.53889 | 0.36129 | 1.0493 | 21.7535 | 0.040288 | 0.012108 | 0.01547 | 0.040288 | 0.041923 | -0.42472 | -0.71372 | -1.652 | -0.42472 | -0.47414 | -0.27092 | -0.70287 | -1.6825 | -0.27092 | -0.31593 | 0.019305 | 0.53889 | 0.36129 | 1.0493 | 21.7535 | 0.040288 | 0.012108 | 0.01547 | 0.040288 | 0.041923 | -0.42472 | -0.71372 | -1.652 | -0.42472 | -0.47414 | -0.27092 | -0.70287 | -1.6825 | -0.27092 | -0.31593
36 | 0.27 | 0.32 | South/Central | NV | Las.Vegas-McCarran.Intl.AP.723860 | 3 | 1413386 | 28.6353 | 18.0465 | 54.206 | 28.4979 | 25.7081 | 1103.44 | 2.2339 | 1.37 | 2.8743 | -0.64042 | 11.4008 | 0.77417 | -13.6 | 1.5447 | -0.77052 | -10.9735 | 0.94834 | -62.2 | 3.6667 | -2.7184 | -61.7189 | 2.2339 | 1.37 | 2.8743 | -0.64042 | 11.4008 | 2.3186 | -1.19 | 3.0849 | -0.76629 | 9.0693 | 0.019305 | 0.55282 | 0.34839 | 1.0465 | 21.3023 | 0.043126 | 0.014946 | 0.018308 | 0.043126 | 0.044761 | 0.026448 | -0.26255 | -1.2008 | 0.026448 | -0.022973 | 0.2201 | -0.21185 | -1.1915 | 0.2201 | 0.17509 | 0.019305 | 0.55282 | 0.34839 | 1.0465 | 21.3023 | 0.043126 | 0.014946 | 0.018308 | 0.043126 | 0.044761 | 0.026448 | -0.26255 | -1.2008 | 0.026448 | -0.022973 | 0.2201 | -0.21185 | -1.1915 | 0.2201 | 0.17509
37 | 0.27 | 0.27 | South/Central | NV | Las.Vegas-McCarran.Intl.AP.723860 | 3 | 1413386 | 29.3427 | 17.4439 | 54.1204 | 29.2019 | 24.9185 | 1082.49 | 2.3195 | 22.32 | 2.1703 | 0.14914 | 33.9863 | 0.85977 | 7.35 | 0.84072 | 0.01905 | 11.612 | 1.0339 | -41.25 | 2.9627 | -1.9288 | -39.1335 | 2.3195 | 22.32 | 2.1703 | 0.14914 | 33.9863 | 2.4042 | 19.76 | 2.3809 | 0.023277 | 31.6548 | 0.019305 | 0.56647 | 0.33676 | 1.0448 | 20.8979 | 0.044779 | 0.016598 | 0.019961 | 0.044779 | 0.046414 | 0.4309 | 0.14189 | -0.79635 | 0.4309 | 0.38147 | 0.65612 | 0.22417 | -0.75549 | 0.65612 | 0.61111 | 0.019305 | 0.56647 | 0.33676 | 1.0448 | 20.8979 | 0.044779 | 0.016598 | 0.019961 | 0.044779 | 0.046414 | 0.4309 | 0.14189 | -0.79635 | 0.4309 | 0.38147 | 0.65612 | 0.22417 | -0.75549 | 0.65612 | 0.61111
38 | 0.27 | 0.23 | South/Central | NV | Las.Vegas-McCarran.Intl.AP.723860 | 3 | 1413386 | 29.9901 | 16.9413 | 54.1095 | 29.8462 | 24.2634 | 1065.59 | 2.3303 | 39.22 | 1.526 | 0.80429 | 51.9499 | 0.87059 | 24.25 | 0.1964 | 0.6742 | 29.5755 | 1.0448 | -24.35 | 2.3184 | -1.2736 | -21.1699 | 2.3303 | 39.22 | 1.526 | 0.80429 | 51.9499 | 2.415 | 36.66 | 1.7366 | 0.67842 | 49.6183 | 0.019305 | 0.57897 | 0.32706 | 1.0446 | 20.5716 | 0.044988 | 0.016807 | 0.02017 | 0.044988 | 0.046623 | 0.75716 | 0.46816 | -0.47009 | 0.75716 | 0.70774 | 1.0029 | 0.57097 | -0.40869 | 1.0029 | 0.9579 | 0.019305 | 0.57897 | 0.32706 | 1.0446 | 20.5716 | 0.044988 | 0.016807 | 0.02017 | 0.044988 | 0.046623 | 0.75716 | 0.46816 | -0.47009 | 0.75716 | 0.70774 | 1.0029 | 0.57097 | -0.40869 | 1.0029 | 0.9579
39 | 0.27 | 0.19 | South/Central | NV | Las.Vegas-McCarran.Intl.AP.723860 | 3 | 1413386 | 30.928 | 16.2388 | 54.1445 | 30.7796 | 23.3649 | 1042.82 | 2.2953 | 61.99 | 0.59263 | 1.7027 | 75.9413 | 0.83563 | 47.02 | -0.737 | 1.5726 | 53.567 | 1.0098 | -1.58 | 1.385 | -0.37521 | 2.8215 | 2.2953 | 61.99 | 0.59263 | 1.7027 | 75.9413 | 2.38 | 59.43 | 0.80319 | 1.5769 | 73.6098 | 0.019305 | 0.59708 | 0.3135 | 1.0453 | 20.1321 | 0.044313 | 0.016132 | 0.019494 | 0.044313 | 0.045948 | 1.1967 | 0.90774 | -0.030503 | 1.1967 | 1.1473 | 1.4661 | 1.0341 | 0.05447 | 1.4661 | 1.4211 | 0.019305 | 0.59708 | 0.3135 | 1.0453 | 20.1321 | 0.044313 | 0.016132 | 0.019494 | 0.044313 | 0.045948 | 1.1967 | 0.90774 | -0.030503 | 1.1967 | 1.1473 | 1.4661 | 1.0341 | 0.05447 | 1.4661 | 1.4211
40 | 0.27 | 0.17 | South/Central | NV | Las.Vegas-McCarran.Intl.AP.723860 | 3 | 1413386 | 31.4445 | 15.887 | 54.2093 | 31.2936 | 22.9156 | 1031.81 | 2.2306 | 73 | 0.078557 | 2.152 | 87.3303 | 0.77088 | 58.03 | -1.2511 | 2.022 | 64.956 | 0.94505 | 9.43 | 0.87093 | 0.074116 | 14.2105 | 2.2306 | 73 | 0.078557 | 2.152 | 87.3303 | 2.3153 | 70.44 | 0.28912 | 2.0262 | 84.9988 | 0.019305 | 0.60705 | 0.3067 | 1.0465 | 19.9195 | 0.043063 | 0.014882 | 0.018245 | 0.043063 | 0.044698 | 1.4093 | 1.1203 | 0.18205 | 1.4093 | 1.3599 | 1.6859 | 1.254 | 0.27434 | 1.6859 | 1.6409 | 0.019305 | 0.60705 | 0.3067 | 1.0465 | 19.9195 | 0.043063 | 0.014882 | 0.018245 | 0.043063 | 0.044698 | 1.4093 | 1.1203 | 0.18205 | 1.4093 | 1.3599 | 1.6859 | 1.254 | 0.27434 | 1.6859 | 1.6409
41 | 0.26 | 0.47 | South/Central | NV | Las.Vegas-McCarran.Intl.AP.723860 | 3 | 1413386 | 26.5457 | 19.9741 | 54.6104 | 26.4182 | 28.1922 | 1170.38 | 1.8294 | -65.57 | 4.954 | -3.1245 | -61.3999 | 0.36973 | -80.54 | 3.6243 | -3.2546 | -83.7742 | 0.5439 | -129.14 | 5.7463 | -5.2024 | -134.5197 | 1.8294 | -65.57 | 4.954 | -3.1245 | -61.3999 | 1.9141 | -68.13 | 5.1645 | -3.2504 | -63.7314 | 0.019305 | 0.51247 | 0.38561 | 1.0543 | 22.5947 | 0.035318 | 0.0071377 | 0.0105 | 0.035318 | 0.036953 | -1.2659 | -1.5549 | -2.4931 | -1.2659 | -1.3153 | -1.1853 | -1.6173 | -2.597 | -1.1853 | -1.2304 | 0.019305 | 0.51247 | 0.38561 | 1.0543 | 22.5947 | 0.035318 | 0.0071377 | 0.0105 | 0.035318 | 0.036953 | -1.2659 | -1.5549 | -2.4931 | -1.2659 | -1.3153 | -1.1853 | -1.6173 | -2.597 | -1.1853 | -1.2304
42 | 0.26 | 0.42 | South/Central | NV | Las.Vegas-McCarran.Intl.AP.723860 | 3 | 1413386 | 27.1122 | 19.2416 | 54.224 | 26.982 | 27.242 | 1142.93 | 2.2158 | -38.12 | 4.3902 | -2.1744 | -30.5644 | 0.75611 | -53.09 | 3.0606 | -2.3045 | -52.9388 | 0.93028 | -101.69 | 5.1826 | -4.2523 | -103.6842 | 2.2158 | -38.12 | 4.3902 | -2.1744 | -30.5644 | 2.3005 | -40.68 | 4.6008 | -2.3002 | -32.896 | 0.019305 | 0.52341 | 0.37147 | 1.0468 | 22.0647 | 0.042777 | 0.014597 | 0.017959 | 0.042777 | 0.044413 | -0.73592 | -1.0249 | -1.9632 | -0.73592 | -0.78534 | -0.59006 | -1.022 | -2.0017 | -0.59006 | -0.63507 | 0.019305 | 0.52341 | 0.37147 | 1.0468 | 22.0647 | 0.042777 | 0.014597 | 0.017959 | 0.042777 | 0.044413 | -0.73592 | -1.0249 | -1.9632 | -0.73592 | -0.78534 | -0.59006 | -1.022 | -2.0017 | -0.59006 | -0.63507
43 | 0.26 | 0.37 | South/Central | NV | Las.Vegas-McCarran.Intl.AP.723860 | 3 | 1413386 | 27.5684 | 18.8294 | 54.1328 | 27.436 | 26.6967 | 1128.21 | 2.3071 | -23.4 | 3.9362 | -1.6291 | -14.5528 | 0.84734 | -38.37 | 2.6065 | -1.7592 | -36.9271 | 1.0215 | -86.97 | 4.7285 | -3.707 | -87.6726 | 2.3071 | -23.4 | 3.9362 | -1.6291 | -14.5528 | 2.3918 | -25.96 | 4.1467 | -1.755 | -16.8843 | 0.019305 | 0.53222 | 0.36351 | 1.0451 | 21.7805 | 0.044539 | 0.016358 | 0.019721 | 0.044539 | 0.046174 | -0.45175 | -0.74075 | -1.679 | -0.45175 | -0.50117 | -0.28095 | -0.71289 | -1.6926 | -0.28095 | -0.32596 | 0.019305 | 0.53222 | 0.36351 | 1.0451 | 21.7805 | 0.044539 | 0.016358 | 0.019721 | 0.044539 | 0.046174 | -0.45175 | -0.74075 | -1.679 | -0.45175 | -0.50117 | -0.28095 | -0.71289 | -1.6926 | -0.28095 | -0.32596
44 | 0.26 | 0.32 | South/Central | NV | Las.Vegas-McCarran.Intl.AP.723860 | 3 | 1413386 | 28.1802 | 18.2668 | 54.0059 | 28.0449 | 25.961 | 1108.32 | 2.434 | -3.51 | 3.3273 | -0.89335 | 7.1016 | 0.97426 | -18.48 | 1.9977 | -1.0234 | -15.2727 | 1.1484 | -67.08 | 4.1197 | -2.9713 | -66.0182 | 2.434 | -3.51 | 3.3273 | -0.89335 | 7.1016 | 2.5187 | -6.07 | 3.5379 | -1.0192 | 4.7701 | 0.019305 | 0.54403 | 0.35265 | 1.0426 | 21.3966 | 0.046989 | 0.018809 | 0.022171 | 0.046989 | 0.048624 | -0.067762 | -0.35676 | -1.295 | -0.067762 | -0.11718 | 0.1371 | -0.29485 | -1.2745 | 0.1371 | 0.092089 | 0.019305 | 0.54403 | 0.35265 | 1.0426 | 21.3966 | 0.046989 | 0.018809 | 0.022171 | 0.046989 | 0.048624 | -0.067762 | -0.35676 | -1.295 | -0.067762 | -0.11718 | 0.1371 | -0.29485 | -1.2745 | 0.1371 | 0.092089
45 | 0.26 | 0.27 | South/Central | NV | Las.Vegas-McCarran.Intl.AP.723860 | 3 | 1413386 | 28.9775 | 17.5339 | 53.8498 | 28.8383 | 25.0115 | 1082.71 | 2.59 | 22.1 | 2.5339 | 0.056152 | 34.9474 | 1.1303 | 7.13 | 1.2043 | -0.073942 | 12.5731 | 1.3045 | -41.47 | 3.3263 | -2.0218 | -38.1724 | 2.59 | 22.1 | 2.5339 | 0.056152 | 34.9474 | 2.6747 | 19.54 | 2.7445 | -0.069715 | 32.6159 | 0.019305 | 0.55942 | 0.3385 | 1.0396 | 20.9021 | 0.050002 | 0.021821 | 0.025184 | 0.050002 | 0.051637 | 0.42665 | 0.13765 | -0.80059 | 0.42665 | 0.37723 | 0.67467 | 0.24273 | -0.73693 | 0.67467 | 0.62966 | 0.019305 | 0.55942 | 0.3385 | 1.0396 | 20.9021 | 0.050002 | 0.021821 | 0.025184 | 0.050002 | 0.051637 | 0.42665 | 0.13765 | -0.80059 | 0.42665 | 0.37723 | 0.67467 | 0.24273 | -0.73693 | 0.67467 | 0.62966
46 | 0.26 | 0.23 | South/Central | NV | Las.Vegas-McCarran.Intl.AP.723860 | 3 | 1413386 | 29.7048 | 16.9313 | 53.7942 | 29.5622 | 24.232 | 1062.27 | 2.6457 | 42.54 | 1.81 | 0.83563 | 56.8717 | 1.186 | 27.57 | 0.48042 | 0.70554 | 34.4974 | 1.3601 | -21.03 | 2.6024 | -1.2423 | -16.2481 | 2.6457 | 42.54 | 1.81 | 0.83563 | 56.8717 | 2.7304 | 39.98 | 2.0206 | 0.70976 | 54.5402 | 0.019305 | 0.57346 | 0.32687 | 1.0385 | 20.5075 | 0.051076 | 0.022895 | 0.026258 | 0.051076 | 0.052711 | 0.82125 | 0.53225 | -0.40599 | 0.82125 | 0.77183 | 1.0979 | 0.66599 | -0.31368 | 1.0979 | 1.0529 | 0.019305 | 0.57346 | 0.32687 | 1.0385 | 20.5075 | 0.051076 | 0.022895 | 0.026258 | 0.051076 | 0.052711 | 0.82125 | 0.53225 | -0.40599 | 0.82125 | 0.77183 | 1.0979 | 0.66599 | -0.31368 | 1.0979 | 1.0529
47 | 0.26 | 0.19 | South/Central | NV | Las.Vegas-McCarran.Intl.AP.723860 | 3 | 1413386 | 30.638 | 16.2334 | 53.8292 | 30.4909 | 23.3383 | 1039.62 | 2.6107 | 65.19 | 0.88131 | 1.7294 | 80.7355 | 1.151 | 50.22 | -0.44832 | 1.5993 | 58.3611 | 1.3251 | 1.62 | 1.6737 | -0.34855 | 7.6157 | 2.6107 | 65.19 | 0.88131 | 1.7294 | 80.7355 | 2.6954 | 62.63 | 1.0919 | 1.6035 | 78.404 | 0.019305 | 0.59148 | 0.31339 | 1.0392 | 20.0703 | 0.0504 | 0.02222 | 0.025582 | 0.0504 | 0.052035 | 1.2585 | 0.96952 | 0.031275 | 1.2585 | 1.2091 | 1.5586 | 1.1267 | 0.14702 | 1.5586 | 1.5136 | 0.019305 | 0.59148 | 0.31339 | 1.0392 | 20.0703 | 0.0504 | 0.02222 | 0.025582 | 0.0504 | 0.052035 | 1.2585 | 0.96952 | 0.031275 | 1.2585 | 1.2091 | 1.5586 | 1.1267 | 0.14702 | 1.5586 | 1.5136
48 | 0.26 | 0.17 | South/Central | NV | Las.Vegas-McCarran.Intl.AP.723860 | 3 | 1413386 | 31.1492 | 15.8774 | 53.8886 | 30.9997 | 22.889 | 1028.58 | 2.5512 | 76.23 | 0.37252 | 2.1787 | 92.1924 | 1.0915 | 61.26 | -0.95711 | 2.0486 | 69.818 | 1.2657 | 12.66 | 1.1649 | 0.10077 | 19.0726 | 2.5512 | 76.23 | 0.37252 | 2.1787 | 92.1924 | 2.6359 | 73.67 | 0.58308 | 2.0528 | 89.8608 | 0.019305 | 0.60135 | 0.30652 | 1.0403 | 19.8571 | 0.049252 | 0.021072 | 0.024434 | 0.049252 | 0.050887 | 1.4717 | 1.1826 | 0.24441 | 1.4717 | 1.4222 | 1.7798 | 1.3479 | 0.3682 | 1.7798 | 1.7348 | 0.019305 | 0.60135 | 0.30652 | 1.0403 | 19.8571 | 0.049252 | 0.021072 | 0.024434 | 0.049252 | 0.050887 | 1.4717 | 1.1826 | 0.24441 | 1.4717 | 1.4222 | 1.7798 | 1.3479 | 0.3682 | 1.7798 | 1.7348
49 | 0.25 | 0.47 | South/Central | NV | Las.Vegas-McCarran.Intl.AP.723860 | 3 | 1413386 | 26.3202 | 19.9341 | 54.3197 | 26.1939 | 28.1258 | 1166.35 | 2.1202 | -61.54 | 5.1783 | -3.0582 | -55.8443 | 0.66044 | -76.51 | 3.8487 | -3.1883 | -78.2186 | 0.8346 | -125.11 | 5.9707 | -5.1361 | -128.9641 | 2.1202 | -61.54 | 5.1783 | -3.0582 | -55.8443 | 2.2049 | -64.1 | 5.3889 | -3.1841 | -58.1758 | 0.019305 | 0.50812 | 0.38484 | 1.0487 | 22.5169 | 0.04093 | 0.01275 | 0.016112 | 0.04093 | 0.042566 | -1.1881 | -1.4771 | -2.4153 | -1.1881 | -1.2375 | -1.0781 | -1.51 | -2.4897 | -1.0781 | -1.1231 | 0.019305 | 0.50812 | 0.38484 | 1.0487 | 22.5169 | 0.04093 | 0.01275 | 0.016112 | 0.04093 | 0.042566 | -1.1881 | -1.4771 | -2.4153 | -1.1881 | -1.2375 | -1.0781 | -1.51 | -2.4897 | -1.0781 | -1.1231
50 | 0.25 | 0.42 | South/Central | NV | Las.Vegas-McCarran.Intl.AP.723860 | 3 | 1413386 | 26.8668 | 19.2216 | 53.9333 | 26.7378 | 27.1956 | 1139.41 | 2.5065 | -34.6 | 4.6344 | -2.1279 | -25.5497 | 1.0468 | -49.57 | 3.3048 | -2.258 | -47.9241 | 1.221 | -98.17 | 5.4268 | -4.2058 | -98.6695 | 2.5065 | -34.6 | 4.6344 | -2.1279 | -25.5497 | 2.5912 | -37.16 | 4.845 | -2.2538 | -27.8812 | 0.019305 | 0.51867 | 0.37108 | 1.0412 | 21.9968 | 0.04839 | 0.020209 | 0.023572 | 0.04839 | 0.050025 | -0.66797 | -0.95697 | -1.8952 | -0.66797 | -0.71739 | -0.49325 | -0.92519 | -1.9049 | -0.49325 | -0.53826 | 0.019305 | 0.51867 | 0.37108 | 1.0412 | 21.9968 | 0.04839 | 0.020209 | 0.023572 | 0.04839 | 0.050025 | -0.66797 | -0.95697 | -1.8952 | -0.66797 | -0.71739 | -0.49325 | -0.92519 | -1.9049 | -0.49325 | -0.53826
51 | 0.25 | 0.37 | South/Central | NV | Las.Vegas-McCarran.Intl.AP.723860 | 3 | 1413386 | 27.2231 | 18.9551 | 53.9327 | 27.0924 | 26.8404 | 1130.3 | 2.5071 | -25.49 | 4.2798 | -1.7727 | -15.8788 | 1.0474 | -40.46 | 2.9502 | -1.9028 | -38.2531 | 1.2216 | -89.06 | 5.0722 | -3.8506 | -88.9986 | 2.5071 | -25.49 | 4.2798 | -1.7727 | -15.8788 | 2.5918 | -28.05 | 4.4904 | -1.8986 | -18.2103 | 0.019305 | 0.52555 | 0.36594 | 1.0412 | 21.8209 | 0.048401 | 0.02022 | 0.023583 | 0.048401 | 0.050036 | -0.49209 | -0.7811 | -1.7193 | -0.49209 | -0.54152 | -0.30655 | -0.73849 | -1.7182 | -0.30655 | -0.35156 | 0.019305 | 0.52555 | 0.36594 | 1.0412 | 21.8209 | 0.048401 | 0.02022 | 0.023583 | 0.048401 | 0.050036 | -0.49209 | -0.7811 | -1.7193 | -0.49209 | -0.54152 | -0.30655 | -0.73849 | -1.7182 | -0.30655 | -0.35156
52 | 0.25 | 0.32 | South/Central | NV | Las.Vegas-McCarran.Intl.AP.723860 | 3 | 1413386 | 27.7197 | 18.5025 | 53.8264 | 27.5866 | 26.2398 | 1114.04 | 2.6135 | -9.23 | 3.7856 | -1.1721 | 1.833 | 1.1538 | -24.2 | 2.456 | -1.3022 | -20.5414 | 1.3279 | -72.8 | 4.578 | -3.2501 | -71.2868 | 2.6135 | -9.23 | 3.7856 | -1.1721 | 1.833 | 2.6982 | -11.79 | 3.9962 | -1.298 | -0.49854 | 0.019305 | 0.53514 | 0.3572 | 1.0391 | 21.507 | 0.050454 | 0.022274 | 0.025636 | 0.050454 | 0.05209 | -0.17819 | -0.46719 | -1.4054 | -0.17819 | -0.22761 | 0.035386 | -0.39656 | -1.3762 | 0.035386 | -0.0096245 | 0.019305 | 0.53514 | 0.3572 | 1.0391 | 21.507 | 0.050454 | 0.022274 | 0.025636 | 0.050454 | 0.05209 | -0.17819 | -0.46719 | -1.4054 | -0.17819 | -0.22761 | 0.035386 | -0.39656 | -1.3762 | 0.035386 | -0.0096245
53 | 0.25 | 0.27 | South/Central | NV | Las.Vegas-McCarran.Intl.AP.723860 | 3 | 1413386 | 28.6022 | 17.6243 | 53.5745 | 28.4648 | 25.1097 | 1083.03 | 2.8654 | 21.78 | 2.9074 | -0.042012 | 35.8294 | 1.4057 | 6.81 | 1.5778 | -0.17211 | 13.4551 | 1.5798 | -41.79 | 3.6998 | -2.1199 | -37.2904 | 2.8654 | 21.78 | 2.9074 | -0.042012 | 35.8294 | 2.9501 | 19.22 | 3.1179 | -0.16788 | 33.4979 | 0.019305 | 0.55218 | 0.34024 | 1.0343 | 20.9083 | 0.055317 | 0.027137 | 0.030499 | 0.055317 | 0.056952 | 0.42047 | 0.13147 | -0.80677 | 0.42047 | 0.37105 | 0.6917 | 0.25976 | -0.71991 | 0.6917 | 0.64669 | 0.019305 | 0.55218 | 0.34024 | 1.0343 | 20.9083 | 0.055317 | 0.027137 | 0.030499 | 0.055317 | 0.056952 | 0.42047 | 0.13147 | -0.80677 | 0.42047 | 0.37105 | 0.6917 | 0.25976 | -0.71991 | 0.6917 | 0.64669
54 | 0.25 | 0.23 | South/Central | NV | Las.Vegas-McCarran.Intl.AP.723860 | 3 | 1413386 | 29.4194 | 16.9217 | 53.4792 | 29.2781 | 24.2011 | 1058.96 | 2.9606 | 45.85 | 2.0941 | 0.86655 | 61.7768 | 1.5009 | 30.88 | 0.76444 | 0.73646 | 39.4025 | 1.6751 | -17.72 | 2.8864 | -1.2114 | -11.343 | 2.9606 | 45.85 | 2.0941 | 0.86655 | 61.7768 | 3.0453 | 43.29 | 2.3046 | 0.74069 | 59.4453 | 0.019305 | 0.56795 | 0.32668 | 1.0324 | 20.4436 | 0.057156 | 0.028976 | 0.032338 | 0.057156 | 0.058791 | 0.88515 | 0.59615 | -0.34209 | 0.88515 | 0.83573 | 1.1926 | 0.76068 | -0.21898 | 1.1926 | 1.1476 | 0.019305 | 0.56795 | 0.32668 | 1.0324 | 20.4436 | 0.057156 | 0.028976 | 0.032338 | 0.057156 | 0.058791 | 0.88515 | 0.59615 | -0.34209 | 0.88515 | 0.83573 | 1.1926 | 0.76068 | -0.21898 | 1.1926 | 1.1476
55 | 0.25 | 0.19 | South/Central | NV | Las.Vegas-McCarran.Intl.AP.723860 | 3 | 1413386 | 30.3469 | 16.2234 | 53.5128 | 30.2012 | 23.3116 | 1036.42 | 2.9271 | 68.39 | 1.171 | 1.7561 | 85.5449 | 1.4674 | 53.42 | -0.15862 | 1.626 | 63.1706 | 1.6415 | 4.82 | 1.9634 | -0.32184 | 12.4252 | 2.9271 | 68.39 | 1.171 | 1.7561 | 85.5449 | 3.0118 | 65.83 | 1.3816 | 1.6302 | 83.2134 | 0.019305 | 0.58586 | 0.3132 | 1.0331 | 20.0085 | 0.056509 | 0.028328 | 0.031691 | 0.056509 | 0.058144 | 1.3203 | 1.0313 | 0.093052 | 1.3203 | 1.2709 | 1.6515 | 1.2195 | 0.23987 | 1.6515 | 1.6065 | 0.019305 | 0.58586 | 0.3132 | 1.0331 | 20.0085 | 0.056509 | 0.028328 | 0.031691 | 0.056509 | 0.058144 | 1.3203 | 1.0313 | 0.093052 | 1.3203 | 1.2709 | 1.6515 | 1.2195 | 0.23987 | 1.6515 | 1.6065
56 | 0.25 | 0.17 | South/Central | NV | Las.Vegas-McCarran.Intl.AP.723860 | 3 | 1413386 | 30.8539 | 15.8727 | 53.5739 | 30.7057 | 22.8682 | 1025.53 | 2.866 | 79.28 | 0.66648 | 2.1995 | 96.8198 | 1.4063 | 64.31 | -0.66314 | 2.0694 | 74.4454 | 1.5804 | 15.71 | 1.4589 | 0.12157 | 23.7 | 2.866 | 79.28 | 0.66648 | 2.1995 | 96.8198 | 2.9507 | 76.72 | 0.87704 | 2.0736 | 94.4883 | 0.019305 | 0.59565 | 0.30643 | 1.0343 | 19.7983 | 0.055329 | 0.027148 | 0.030511 | 0.055329 | 0.056964 | 1.5305 | 1.2415 | 0.30329 | 1.5305 | 1.4811 | 1.8691 | 1.4372 | 0.45754 | 1.8691 | 1.8241 | 0.019305 | 0.59565 | 0.30643 | 1.0343 | 19.7983 | 0.055329 | 0.027148 | 0.030511 | 0.055329 | 0.056964 | 1.5305 | 1.2415 | 0.30329 | 1.5305 | 1.4811 | 1.8691 | 1.4372 | 0.45754 | 1.8691 | 1.8241
57 | 0.24 | 0.47 | South/Central | NV | Las.Vegas-McCarran.Intl.AP.723860 | 3 | 1413386 | 26.0605 | 19.9394 | 54.051 | 25.9354 | 28.1156 | 1163.94 | 2.3889 | -59.13 | 5.4368 | -3.0479 | -52.0985 | 0.92914 | -74.1 | 4.1072 | -3.178 | -74.4728 | 1.1033 | -122.7 | 6.2292 | -5.1259 | -125.2183 | 2.3889 | -59.13 | 5.4368 | -3.0479 | -52.0985 | 2.4736 | -61.69 | 5.6474 | -3.1738 | -54.43 | 0.019305 | 0.50311 | 0.38494 | 1.0435 | 22.4703 | 0.046118 | 0.017937 | 0.0213 | 0.046118 | 0.047753 | -1.1415 | -1.4305 | -2.3688 | -1.1415 | -1.1909 | -1.0058 | -1.4377 | -2.4174 | -1.0058 | -1.0508 | 0.019305 | 0.50311 | 0.38494 | 1.0435 | 22.4703 | 0.046118 | 0.017937 | 0.0213 | 0.046118 | 0.047753 | -1.1415 | -1.4305 | -2.3688 | -1.1415 | -1.1909 | -1.0058 | -1.4377 | -2.4174 | -1.0058 | -1.0508
58 | 0.24 | 0.42 | South/Central | NV | Las.Vegas-McCarran.Intl.AP.723860 | 3 | 1413386 | 26.6067 | 19.222 | 53.6636 | 26.4789 | 27.1847 | 1136.98 | 2.7763 | -32.17 | 4.8933 | -2.117 | -21.7738 | 1.3165 | -47.14 | 3.5637 | -2.2471 | -44.1482 | 1.4907 | -95.74 | 5.6857 | -4.195 | -94.8936 | 2.7763 | -32.17 | 4.8933 | -2.117 | -21.7738 | 2.861 | -34.73 | 5.1039 | -2.2429 | -24.1054 | 0.019305 | 0.51365 | 0.37109 | 1.036 | 21.9499 | 0.053597 | 0.025416 | 0.028779 | 0.053597 | 0.055232 | -0.62105 | -0.91006 | -1.8483 | -0.62105 | -0.67048 | -0.42035 | -0.8523 | -1.832 | -0.42035 | -0.46536 | 0.019305 | 0.51365 | 0.37109 | 1.036 | 21.9499 | 0.053597 | 0.025416 | 0.028779 | 0.053597 | 0.055232 | -0.62105 | -0.91006 | -1.8483 | -0.62105 | -0.67048 | -0.42035 | -0.8523 | -1.832 | -0.42035 | -0.46536
59 | 0.24 | 0.37 | South/Central | NV | Las.Vegas-McCarran.Intl.AP.723860 | 3 | 1413386 | 26.9574 | 18.9551 | 53.6517 | 26.8278 | 26.8238 | 1127.62 | 2.7882 | -22.81 | 4.5444 | -1.7562 | -11.8023 | 1.3285 | -37.78 | 3.2147 | -1.8863 | -34.1766 | 1.5026 | -86.38 | 5.3367 | -3.8341 | -84.9221 | 2.7882 | -22.81 | 4.5444 | -1.7562 | -11.8023 | 2.8729 | -25.37 | 4.7549 | -1.882 | -14.1338 | 0.019305 | 0.52042 | 0.36594 | 1.0358 | 21.7692 | 0.053827 | 0.025646 | 0.029009 | 0.053827 | 0.055462 | -0.44036 | -0.72936 | -1.6676 | -0.44036 | -0.48978 | -0.22785 | -0.65979 | -1.6395 | -0.22785 | -0.27286 | 0.019305 | 0.52042 | 0.36594 | 1.0358 | 21.7692 | 0.053827 | 0.025646 | 0.029009 | 0.053827 | 0.055462 | -0.44036 | -0.72936 | -1.6676 | -0.44036 | -0.48978 | -0.22785 | -0.65979 | -1.6395 | -0.22785 | -0.27286
60 | 0.24 | 0.32 | South/Central | NV | Las.Vegas-McCarran.Intl.AP.723860 | 3 | 1413386 | 27.4496 | 18.4972 | 53.5357 | 27.3178 | 26.2179 | 1111.15 | 2.9042 | -6.34 | 4.0544 | -1.1502 | 6.1797 | 1.4445 | -21.31 | 2.7248 | -1.2803 | -16.1946 | 1.6186 | -69.91 | 4.8468 | -3.2282 | -66.9401 | 2.9042 | -6.34 | 4.0544 | -1.1502 | 6.1797 | 2.9889 | -8.9 | 4.265 | -1.2761 | 3.8482 | 0.019305 | 0.52993 | 0.3571 | 1.0335 | 21.4512 | 0.056067 | 0.027886 | 0.031248 | 0.056067 | 0.057702 | -0.1224 | -0.4114 | -1.3496 | -0.1224 | -0.17182 | 0.1193 | -0.31264 | -1.2923 | 0.1193 | 0.074291 | 0.019305 | 0.52993 | 0.3571 | 1.0335 | 21.4512 | 0.056067 | 0.027886 | 0.031248 | 0.056067 | 0.057702 | -0.1224 | -0.4114 | -1.3496 | -0.1224 | -0.17182 | 0.1193 | -0.31264 | -1.2923 | 0.1193 | 0.074291
61 | 0.24 | 0.27 | South/Central | NV | Las.Vegas-McCarran.Intl.AP.723860 | 3 | 1413386 | 28.3226 | 17.6143 | 53.2653 | 28.1865 | 25.0789 | 1079.77 | 3.1745 | 25.04 | 3.1857 | -0.011209 | 40.6564 | 1.7148 | 10.07 | 1.8561 | -0.1413 | 18.2821 | 1.889 | -38.53 | 3.9781 | -2.0891 | -32.4634 | 3.1745 | 25.04 | 3.1857 | -0.011209 | 40.6564 | 3.2592 | 22.48 | 3.3963 | -0.13708 | 38.3249 | 0.019305 | 0.54678 | 0.34005 | 1.0283 | 20.8454 | 0.061286 | 0.033105 | 0.036467 | 0.061286 | 0.062921 | 0.48341 | 0.19441 | -0.74384 | 0.48341 | 0.43399 | 0.78489 | 0.35294 | -0.62672 | 0.78489 | 0.73988 | 0.019305 | 0.54678 | 0.34005 | 1.0283 | 20.8454 | 0.061286 | 0.033105 | 0.036467 | 0.061286 | 0.062921 | 0.48341 | 0.19441 | -0.74384 | 0.48341 | 0.43399 | 0.78489 | 0.35294 | -0.62672 | 0.78489 | 0.73988
62 | 0.24 | 0.23 | South/Central | NV | Las.Vegas-McCarran.Intl.AP.723860 | 3 | 1413386 | 29.1398 | 16.9117 | 53.1796 | 28.9998 | 24.1798 | 1056.03 | 3.2603 | 48.78 | 2.3724 | 0.88787 | 66.2234 | 1.8006 | 33.81 | 1.0428 | 0.75778 | 43.8491 | 1.9747 | -14.79 | 3.1648 | -1.1901 | -6.8963 | 3.2603 | 48.78 | 2.3724 | 0.88787 | 66.2234 | 3.345 | 46.22 | 2.583 | 0.76201 | 63.8919 | 0.019305 | 0.56256 | 0.32649 | 1.0267 | 20.3871 | 0.062941 | 0.034761 | 0.038123 | 0.062941 | 0.064576 | 0.94172 | 0.65272 | -0.28553 | 0.94172 | 0.8923 | 1.2785 | 0.84652 | -0.13314 | 1.2785 | 1.2335 | 0.019305 | 0.56256 | 0.32649 | 1.0267 | 20.3871 | 0.062941 | 0.034761 | 0.038123 | 0.062941 | 0.064576 | 0.94172 | 0.65272 | -0.28553 | 0.94172 | 0.8923 | 1.2785 | 0.84652 | -0.13314 | 1.2785 | 1.2335
63 | 0.24 | 0.19 | South/Central | NV | Las.Vegas-McCarran.Intl.AP.723860 | 3 | 1413386 | 30.0626 | 16.2092 | 53.1995 | 29.9182 | 23.2813 | 1033.14 | 3.2404 | 71.67 | 1.454 | 1.7864 | 90.4105 | 1.7806 | 56.7 | 0.12439 | 1.6563 | 68.0361 | 1.9548 | 8.1 | 2.2464 | -0.29158 | 17.2907 | 3.2404 | 71.67 | 1.454 | 1.7864 | 90.4105 | 3.3251 | 69.11 | 1.6646 | 1.6605 | 88.0789 | 0.019305 | 0.58037 | 0.31292 | 1.027 | 19.9452 | 0.062557 | 0.034376 | 0.037739 | 0.062557 | 0.064192 | 1.3836 | 1.0946 | 0.15637 | 1.3836 | 1.3342 | 1.7454 | 1.3135 | 0.3338 | 1.7454 | 1.7004 | 0.019305 | 0.58037 | 0.31292 | 1.027 | 19.9452 | 0.062557 | 0.034376 | 0.037739 | 0.062557 | 0.064192 | 1.3836 | 1.0946 | 0.15637 | 1.3836 | 1.3342 | 1.7454 | 1.3135 | 0.3338 | 1.7454 | 1.7004
64 | 0.24 | 0.17 | South/Central | NV | Las.Vegas-McCarran.Intl.AP.723860 | 3 | 1413386 | 30.5696 | 15.8574 | 53.2543 | 30.4227 | 22.8316 | 1022.05 | 3.1856 | 82.76 | 0.94949 | 2.2361 | 101.9395 | 1.7259 | 67.79 | -0.38014 | 2.106 | 79.5652 | 1.9 | 19.19 | 1.7419 | 0.15817 | 28.8197 | 3.1856 | 82.76 | 0.94949 | 2.2361 | 101.9395 | 3.2703 | 80.2 | 1.1601 | 2.1102 | 99.608 | 0.019305 | 0.59016 | 0.30613 | 1.0281 | 19.7311 | 0.061499 | 0.033319 | 0.036681 | 0.061499 | 0.063134 | 1.5977 | 1.3087 | 0.37047 | 1.5977 | 1.5483 | 1.968 | 1.536 | 0.55638 | 1.968 | 1.923 | 0.019305 | 0.59016 | 0.30613 | 1.0281 | 19.7311 | 0.061499 | 0.033319 | 0.036681 | 0.061499 | 0.063134 | 1.5977 | 1.3087 | 0.37047 | 1.5977 | 1.5483 | 1.968 | 1.536 | 0.55638 | 1.968 | 1.923
65 | 0.22 | 0.47 | South/Central | NV | Las.Vegas-McCarran.Intl.AP.723860 | 3 | 1413386 | 25.5298 | 19.9399 | 53.495 | 25.4071 | 28.0879 | 1158.77 | 2.9449 | -53.96 | 5.9651 | -3.0202 | -44.1706 | 1.4851 | -68.93 | 4.6355 | -3.1503 | -66.5449 | 1.6593 | -117.53 | 6.7575 | -5.0982 | -117.2904 | 2.9449 | -53.96 | 5.9651 | -3.0202 | -44.1706 | 3.0295 | -56.52 | 6.1757 | -3.1461 | -46.5021 | 0.019305 | 0.49286 | 0.38495 | 1.0327 | 22.3705 | 0.056852 | 0.028671 | 0.032033 | 0.056852 | 0.058487 | -1.0417 | -1.3307 | -2.269 | -1.0417 | -1.0911 | -0.85273 | -1.2847 | -2.2643 | -0.85273 | -0.89774 | 0.019305 | 0.49286 | 0.38495 | 1.0327 | 22.3705 | 0.056852 | 0.028671 | 0.032033 | 0.056852 | 0.058487 | -1.0417 | -1.3307 | -2.269 | -1.0417 | -1.0911 | -0.85273 | -1.2847 | -2.2643 | -0.85273 | -0.89774
66 | 0.22 | 0.42 | South/Central | NV | Las.Vegas-McCarran.Intl.AP.723860 | 3 | 1413386 | 26.0713 | 19.2273 | 53.1035 | 25.946 | 27.1575 | 1131.79 | 3.3364 | -26.98 | 5.4262 | -2.0898 | -13.8063 | 1.8767 | -41.95 | 4.0966 | -2.2199 | -36.1807 | 2.0508 | -90.55 | 6.2186 | -4.1678 | -86.9261 | 3.3364 | -26.98 | 5.4262 | -2.0898 | -13.8063 | 3.4211 | -29.54 | 5.6368 | -2.2157 | -16.1379 | 0.019305 | 0.50332 | 0.37119 | 1.0252 | 21.8497 | 0.06441 | 0.03623 | 0.039592 | 0.06441 | 0.066046 | -0.52086 | -0.80986 | -1.7481 | -0.52086 | -0.57028 | -0.26654 | -0.69848 | -1.6781 | -0.26654 | -0.31155 | 0.019305 | 0.50332 | 0.37119 | 1.0252 | 21.8497 | 0.06441 | 0.03623 | 0.039592 | 0.06441 | 0.066046 | -0.52086 | -0.80986 | -1.7481 | -0.52086 | -0.57028 | -0.26654 | -0.69848 | -1.6781 | -0.26654 | -0.31155
67 | 0.22 | 0.37 | South/Central | NV | Las.Vegas-McCarran.Intl.AP.723860 | 3 | 1413386 | 26.4223 | 18.9554 | 53.087 | 26.2953 | 26.7917 | 1122.28 | 3.3529 | -17.47 | 5.0769 | -1.724 | -3.6411 | 1.8932 | -32.44 | 3.7473 | -1.8541 | -26.0154 | 2.0673 | -81.04 | 5.8693 | -3.802 | -76.7609 | 3.3529 | -17.47 | 5.0769 | -1.724 | -3.6411 | 3.4376 | -20.03 | 5.2875 | -1.8499 | -5.9726 | 0.019305 | 0.51009 | 0.36594 | 1.0249 | 21.6661 | 0.064729 | 0.036548 | 0.039911 | 0.064729 | 0.066364 | -0.33727 | -0.62627 | -1.5645 | -0.33727 | -0.38669 | -0.070293 | -0.50224 | -1.4819 | -0.070293 | -0.1153 | 0.019305 | 0.51009 | 0.36594 | 1.0249 | 21.6661 | 0.064729 | 0.036548 | 0.039911 | 0.064729 | 0.066364 | -0.33727 | -0.62627 | -1.5645 | -0.33727 | -0.38669 | -0.070293 | -0.50224 | -1.4819 | -0.070293 | -0.1153
68 | 0.22 | 0.32 | South/Central | NV | Las.Vegas-McCarran.Intl.AP.723860 | 3 | 1413386 | 26.8942 | 18.4929 | 52.946 | 26.7649 | 26.181 | 1105.48 | 3.4939 | -0.67 | 4.6073 | -1.1133 | 14.7928 | 2.0342 | -15.64 | 3.2776 | -1.2434 | -7.5816 | 2.2084 | -64.24 | 5.3996 | -3.1913 | -58.327 | 3.4939 | -0.67 | 4.6073 | -1.1133 | 14.7928 | 3.5786 | -3.23 | 4.8178 | -1.2392 | 12.4612 | 0.019305 | 0.5192 | 0.35701 | 1.0221 | 21.3417 | 0.067451 | 0.039271 | 0.042633 | 0.067451 | 0.069086 | -0.012935 | -0.30194 | -1.2402 | -0.012935 | -0.062356 | 0.28558 | -0.14637 | -1.126 | 0.28558 | 0.24057 | 0.019305 | 0.5192 | 0.35701 | 1.0221 | 21.3417 | 0.067451 | 0.039271 | 0.042633 | 0.067451 | 0.069086 | -0.012935 | -0.30194 | -1.2402 | -0.012935 | -0.062356 | 0.28558 | -0.14637 | -1.126 | 0.28558 | 0.24057
69 | 0.22 | 0.27 | South/Central | NV | Las.Vegas-McCarran.Intl.AP.723860 | 3 | 1413386 | 27.7618 | 17.6042 | 52.6599 | 27.6284 | 25.0315 | 1073.72 | 3.78 | 31.09 | 3.7438 | 0.036164 | 49.7578 | 2.3203 | 16.12 | 2.4142 | -0.09393 | 27.3835 | 2.4945 | -32.48 | 4.5362 | -2.0418 | -23.362 | 3.78 | 31.09 | 3.7438 | 0.036164 | 49.7578 | 3.8647 | 28.53 | 3.9544 | -0.089703 | 47.4263 | 0.019305 | 0.53595 | 0.33986 | 1.0166 | 20.7286 | 0.072974 | 0.044794 | 0.048156 | 0.072974 | 0.07461 | 0.6002 | 0.3112 | -0.62704 | 0.6002 | 0.55078 | 0.96059 | 0.52865 | -0.45101 | 0.96059 | 0.91558 | 0.019305 | 0.53595 | 0.33986 | 1.0166 | 20.7286 | 0.072974 | 0.044794 | 0.048156 | 0.072974 | 0.07461 | 0.6002 | 0.3112 | -0.62704 | 0.6002 | 0.55078 | 0.96059 | 0.52865 | -0.45101 | 0.96059 | 0.91558
70 | 0.22 | 0.23 | South/Central | NV | Las.Vegas-McCarran.Intl.AP.723860 | 3 | 1413386 | 28.5691 | 16.8921 | 52.5493 | 28.4317 | 24.1175 | 1049.4 | 3.8906 | 55.41 | 2.9405 | 0.95011 | 76.0491 | 2.4308 | 40.44 | 1.6108 | 0.82001 | 53.6748 | 2.605 | -8.16 | 3.7328 | -1.1278 | 2.9293 | 3.8906 | 55.41 | 2.9405 | 0.95011 | 76.0491 | 3.9753 | 52.85 | 3.151 | 0.82424 | 73.7176 | 0.019305 | 0.55154 | 0.32611 | 1.0145 | 20.2591 | 0.075109 | 0.046928 | 0.050291 | 0.075109 | 0.076744 | 1.0697 | 0.78071 | -0.15753 | 1.0697 | 1.0203 | 1.4682 | 1.0362 | 0.056551 | 1.4682 | 1.4231 | 0.019305 | 0.55154 | 0.32611 | 1.0145 | 20.2591 | 0.075109 | 0.046928 | 0.050291 | 0.075109 | 0.076744 | 1.0697 | 0.78071 | -0.15753 | 1.0697 | 1.0203 | 1.4682 | 1.0362 | 0.056551 | 1.4682 | 1.4231
71 | 0.22 | 0.19 | South/Central | NV | Las.Vegas-McCarran.Intl.AP.723860 | 3 | 1413386 | 29.4919 | 16.1891 | 52.5687 | 29.3501 | 23.2186 | 1026.5 | 3.8711 | 78.31 | 2.0221 | 1.8491 | 100.2554 | 2.4114 | 63.34 | 0.69243 | 1.719 | 77.8811 | 2.5856 | 14.74 | 2.8144 | -0.22886 | 27.1356 | 3.8711 | 78.31 | 2.0221 | 1.8491 | 100.2554 | 3.9558 | 75.75 | 2.2326 | 1.7232 | 97.9239 | 0.019305 | 0.56935 | 0.31254 | 1.0149 | 19.817 | 0.074734 | 0.046553 | 0.049916 | 0.074734 | 0.076369 | 1.5118 | 1.2228 | 0.28456 | 1.5118 | 1.4624 | 1.9355 | 1.5035 | 0.52386 | 1.9355 | 1.8905 | 0.019305 | 0.56935 | 0.31254 | 1.0149 | 19.817 | 0.074734 | 0.046553 | 0.049916 | 0.074734 | 0.076369 | 1.5118 | 1.2228 | 0.28456 | 1.5118 | 1.4624 | 1.9355 | 1.5035 | 0.52386 | 1.9355 | 1.8905
72 | 0.22 | 0.17 | South/Central | NV | Las.Vegas-McCarran.Intl.AP.723860 | 3 | 1413386 | 29.9889 | 15.8327 | 52.6092 | 29.8447 | 22.7645 | 1015.18 | 3.8306 | 89.63 | 1.5275 | 2.3031 | 112.086 | 2.3709 | 74.66 | 0.19785 | 2.173 | 89.7116 | 2.5451 | 26.06 | 2.3199 | 0.2252 | 38.9662 | 3.8306 | 89.63 | 1.5275 | 2.3031 | 112.086 | 3.9153 | 87.07 | 1.738 | 2.1773 | 109.7544 | 0.019305 | 0.57895 | 0.30566 | 1.0156 | 19.5985 | 0.073951 | 0.045771 | 0.049133 | 0.073951 | 0.075587 | 1.7303 | 1.4413 | 0.5031 | 1.7303 | 1.6809 | 2.1639 | 1.7319 | 0.75226 | 2.1639 | 2.1189 | 0.019305 | 0.57895 | 0.30566 | 1.0156 | 19.5985 | 0.073951 | 0.045771 | 0.049133 | 0.073951 | 0.075587 | 1.7303 | 1.4413 | 0.5031 | 1.7303 | 1.6809 | 2.1639 | 1.7319 | 0.75226 | 2.1639 | 2.1189
73 | 0.2 | 0.47 | South/Central | NV | Las.Vegas-McCarran.Intl.AP.723860 | 3 | 1413386 | 25.0044 | 19.9502 | 52.9552 | 24.8841 | 28.0711 | 1154.01 | 3.4847 | -49.2 | 6.4881 | -3.0034 | -36.7484 | 2.0249 | -64.17 | 5.1585 | -3.1335 | -59.1227 | 2.1991 | -112.77 | 7.2805 | -5.0814 | -109.8682 | 3.4847 | -49.2 | 6.4881 | -3.0034 | -36.7484 | 3.5693 | -51.76 | 6.6987 | -3.1293 | -39.0799 | 0.019305 | 0.48272 | 0.38515 | 1.0223 | 22.2786 | 0.067273 | 0.039092 | 0.042455 | 0.067273 | 0.068908 | -0.94983 | -1.2388 | -2.1771 | -0.94983 | -0.99925 | -0.70944 | -1.1414 | -2.121 | -0.70944 | -0.75445 | 0.019305 | 0.48272 | 0.38515 | 1.0223 | 22.2786 | 0.067273 | 0.039092 | 0.042455 | 0.067273 | 0.068908 | -0.94983 | -1.2388 | -2.1771 | -0.94983 | -0.99925 | -0.70944 | -1.1414 | -2.121 | -0.70944 | -0.75445
74 | 0.2 | 0.42 | South/Central | NV | Las.Vegas-McCarran.Intl.AP.723860 | 3 | 1413386 | 25.5362 | 19.2276 | 52.5387 | 25.4134 | 27.1253 | 1126.44 | 3.9011 | -21.63 | 5.9588 | -2.0577 | -5.6445 | 2.4414 | -36.6 | 4.6292 | -2.1878 | -28.0188 | 2.6156 | -85.2 | 6.7512 | -4.1356 | -78.7643 | 3.9011 | -21.63 | 5.9588 | -2.0577 | -5.6445 | 3.9858 | -24.19 | 6.1694 | -2.1835 | -7.976 | 0.019305 | 0.49299 | 0.3712 | 1.0143 | 21.7464 | 0.075313 | 0.047132 | 0.050494 | 0.075313 | 0.076948 | -0.41758 | -0.70658 | -1.6448 | -0.41758 | -0.467 | -0.10897 | -0.54091 | -1.5206 | -0.10897 | -0.15398 | 0.019305 | 0.49299 | 0.3712 | 1.0143 | 21.7464 | 0.075313 | 0.047132 | 0.050494 | 0.075313 | 0.076948 | -0.41758 | -0.70658 | -1.6448 | -0.41758 | -0.467 | -0.10897 | -0.54091 | -1.5206 | -0.10897 | -0.15398
75 | 0.2 | 0.37 | South/Central | NV | Las.Vegas-McCarran.Intl.AP.723860 | 3 | 1413386 | 25.8716 | 18.9555 | 52.5063 | 25.7471 | 26.7591 | 1116.79 | 3.9336 | -11.98 | 5.6251 | -1.6915 | 4.7368 | 2.4739 | -26.95 | 4.2954 | -1.8216 | -17.6376 | 2.648 | -75.55 | 6.4174 | -3.7694 | -68.383 | 3.9336 | -11.98 | 5.6251 | -1.6915 | 4.7368 | 4.0183 | -14.54 | 5.8356 | -1.8174 | 2.4053 | 0.019305 | 0.49946 | 0.36594 | 1.0137 | 21.5601 | 0.075939 | 0.047759 | 0.051121 | 0.075939 | 0.077574 | -0.23128 | -0.52028 | -1.4585 | -0.23128 | -0.2807 | 0.091446 | -0.3405 | -1.3202 | 0.091446 | 0.046435 | 0.019305 | 0.49946 | 0.36594 | 1.0137 | 21.5601 | 0.075939 | 0.047759 | 0.051121 | 0.075939 | 0.077574 | -0.23128 | -0.52028 | -1.4585 | -0.23128 | -0.2807 | 0.091446 | -0.3405 | -1.3202 | 0.091446 | 0.046435
76 | 0.2 | 0.32 | South/Central | NV | Las.Vegas-McCarran.Intl.AP.723860 | 3 | 1413386 | 26.3339 | 18.4929 | 52.351 | 26.2072 | 26.1437 | 1099.76 | 4.0889 | 5.05 | 5.165 | -1.0761 | 23.4844 | 2.6292 | -9.92 | 3.8353 | -1.2062 | 1.1101 | 2.8034 | -58.52 | 5.9573 | -3.154 | -49.6354 | 4.0889 | 5.05 | 5.165 | -1.0761 | 23.4844 | 4.1736 | 2.49 | 5.3755 | -1.2019 | 21.1529 | 0.019305 | 0.50839 | 0.35701 | 1.0107 | 21.2313 | 0.078938 | 0.050757 | 0.05412 | 0.078938 | 0.080573 | 0.097492 | -0.19151 | -1.1298 | 0.097492 | 0.04807 | 0.45338 | 0.021431 | -0.95823 | 0.45338 | 0.40837 | 0.019305 | 0.50839 | 0.35701 | 1.0107 | 21.2313 | 0.078938 | 0.050757 | 0.05412 | 0.078938 | 0.080573 | 0.097492 | -0.19151 | -1.1298 | 0.097492 | 0.04807 | 0.45338 | 0.021431 | -0.95823 | 0.45338 | 0.40837
77 | 0.2 | 0.27 | South/Central | NV | Las.Vegas-McCarran.Intl.AP.723860 | 3 | 1413386 | 27.1964 | 17.5946 | 52.0495 | 27.0656 | 24.9839 | 1067.62 | 4.3903 | 37.19 | 4.3066 | 0.083713 | 58.9264 | 2.9306 | 22.22 | 2.977 | -0.046381 | 36.552 | 3.1048 | -26.38 | 5.099 | -1.9942 | -14.1934 | 4.3903 | 37.19 | 4.3066 | 0.083713 | 58.9264 | 4.475 | 34.63 | 4.5172 | -0.042154 | 56.5949 | 0.019305 | 0.52504 | 0.33967 | 1.0048 | 20.6108 | 0.084757 | 0.056576 | 0.059939 | 0.084757 | 0.086392 | 0.71797 | 0.42897 | -0.50928 | 0.71797 | 0.66855 | 1.1376 | 0.70565 | -0.27401 | 1.1376 | 1.0926 | 0.019305 | 0.52504 | 0.33967 | 1.0048 | 20.6108 | 0.084757 | 0.056576 | 0.059939 | 0.084757 | 0.086392 | 0.71797 | 0.42897 | -0.50928 | 0.71797 | 0.66855 | 1.1376 | 0.70565 | -0.27401 | 1.1376 | 1.0926
78 | 0.2 | 0.23 | South/Central | NV | Las.Vegas-McCarran.Intl.AP.723860 | 3 | 1413386 | 27.9937 | 16.8774 | 51.9192 | 27.859 | 24.0602 | 1042.89 | 4.5207 | 61.92 | 3.5132 | 1.0075 | 85.7409 | 3.0609 | 46.95 | 2.1835 | 0.87741 | 63.3666 | 3.2351 | -1.65 | 4.3055 | -1.0704 | 12.6211 | 4.5207 | 61.92 | 3.5132 | 1.0075 | 85.7409 | 4.6054 | 59.36 | 3.7237 | 0.88163 | 83.4094 | 0.019305 | 0.54043 | 0.32582 | 1.0023 | 20.1334 | 0.087273 | 0.059093 | 0.062455 | 0.087273 | 0.088908 | 1.1954 | 0.90639 | -0.031854 | 1.1954 | 1.146 | 1.6553 | 1.2233 | 0.24366 | 1.6553 | 1.6103 | 0.019305 | 0.54043 | 0.32582 | 1.0023 | 20.1334 | 0.087273 | 0.059093 | 0.062455 | 0.087273 | 0.088908 | 1.1954 | 0.90639 | -0.031854 | 1.1954 | 1.146 | 1.6553 | 1.2233 | 0.24366 | 1.6553 | 1.6103
79 | 0.2 | 0.19 | South/Central | NV | Las.Vegas-McCarran.Intl.AP.723860 | 3 | 1413386 | 28.907 | 16.1595 | 51.9142 | 28.7679 | 23.1463 | 1019.42 | 4.5256 | 85.39 | 2.6043 | 1.9213 | 110.6668 | 3.0659 | 70.42 | 1.2747 | 1.7912 | 88.2925 | 3.2401 | 21.82 | 3.3967 | -0.1566 | 37.547 | 4.5256 | 85.39 | 2.6043 | 1.9213 | 110.6668 | 4.6103 | 82.83 | 2.8149 | 1.7955 | 108.3353 | 0.019305 | 0.55806 | 0.31197 | 1.0022 | 19.6803 | 0.087369 | 0.059189 | 0.062551 | 0.087369 | 0.089004 | 1.6485 | 1.3595 | 0.42124 | 1.6485 | 1.5991 | 2.1365 | 1.7045 | 0.72486 | 2.1365 | 2.0915 | 0.019305 | 0.55806 | 0.31197 | 1.0022 | 19.6803 | 0.087369 | 0.059189 | 0.062551 | 0.087369 | 0.089004 | 1.6485 | 1.3595 | 0.42124 | 1.6485 | 1.5991 | 2.1365 | 1.7045 | 0.72486 | 2.1365 | 2.0915
80 | 0.2 | 0.17 | South/Central | NV | Las.Vegas-McCarran.Intl.AP.723860 | 3 | 1413386 | 29.4131 | 15.8031 | 51.9639 | 29.2716 | 22.6922 | 1008.18 | 4.476 | 96.63 | 2.1006 | 2.3754 | 122.3804 | 3.0163 | 81.66 | 0.77095 | 2.2453 | 100.0061 | 3.1905 | 33.06 | 2.893 | 0.2975 | 49.2606 | 4.476 | 96.63 | 2.1006 | 2.3754 | 122.3804 | 4.5607 | 94.07 | 2.3111 | 2.2496 | 120.0489 | 0.019305 | 0.56783 | 0.30508 | 1.0032 | 19.4633 | 0.086411 | 0.058231 | 0.061593 | 0.086411 | 0.088046 | 1.8655 | 1.5765 | 0.63824 | 1.8655 | 1.8161 | 2.3626 | 1.9307 | 0.951 | 2.3626 | 2.3176 | 0.019305 | 0.56783 | 0.30508 | 1.0032 | 19.4633 | 0.086411 | 0.058231 | 0.061593 | 0.086411 | 0.088046 | 1.8655 | 1.5765 | 0.63824 | 1.8655 | 1.8161 | 2.3626 | 1.9307 | 0.951 | 2.3626 | 2.3176
81 | 0.35 | 0.2 | South/Central | NV | Las.Vegas-McCarran.Intl.AP.723860 | 3 | 1413386 | 32.8977 | 16.5035 | 56.5693 | 32.7401 | 23.8292 | 1074.04 | -0.12944 | 30.77 | -1.3679 | 1.2385 | 32.0244 | -1.5892 | 15.8 | -2.6976 | 1.1084 | 9.65 | -1.415 | -32.8 | -0.57556 | -0.83943 | -41.0954 | -0.12944 | 30.77 | -1.3679 | 1.2385 | 32.0244 | -0.044747 | 28.21 | -1.1574 | 1.1126 | 29.6928 | 0.019305 | 0.6351 | 0.31861 | 1.0921 | 20.7348 | -0.0024989 | -0.030679 | -0.027317 | -0.0024989 | -0.00086387 | 0.59403 | 0.30503 | -0.63322 | 0.59403 | 0.54461 | 0.61824 | 0.1863 | -0.79336 | 0.61824 | 0.57323 | 0.019305 | 0.6351 | 0.31861 | 1.0921 | 20.7348 | -0.0024989 | -0.030679 | -0.027317 | -0.0024989 | -0.00086387 | 0.59403 | 0.30503 | -0.63322 | 0.59403 | 0.54461 | 0.61824 | 0.1863 | -0.79336 | 0.61824 | 0.57323
82 | 0.35 | 0.25 | South/Central | NV | Las.Vegas-McCarran.Intl.AP.723860 | 3 | 1413386 | 31.7347 | 17.3717 | 56.5246 | 31.5828 | 24.9418 | 1102.25 | -0.084694 | 2.56 | -0.21056 | 0.12587 | 2.3315 | -1.5444 | -12.41 | -1.5402 | -0.0042268 | -20.0428 | -1.3702 | -61.01 | 0.58182 | -1.9521 | -70.7883 | -0.084694 | 2.56 | -0.21056 | 0.12587 | 2.3315 | 0 | 0 | 0 | 0 | 0 | 0.019305 | 0.61265 | 0.33537 | 1.0912 | 21.2794 | -0.0016351 | -0.029816 | -0.026453 | -0.0016351 | 0 | 0.049422 | -0.23958 | -1.1778 | 0.049422 | 0 | 0.045011 | -0.38693 | -1.3666 | 0.045011 | 0 | 0.019305 | 0.61265 | 0.33537 | 1.0912 | 21.2794 | -0.0016351 | -0.029816 | -0.026453 | -0.0016351 | 0 | 0.049422 | -0.23958 | -1.1778 | 0.049422 | 0 | 0.045011 | -0.38693 | -1.3666 | 0.045011 | 0
83 | 0.35 | 0.3 | South/Central | NV | Las.Vegas-McCarran.Intl.AP.723860 | 3 | 1413386 | 31.5232 | 17.4382 | 56.4399 | 31.3722 | 25.0677 | 1104.81 | 0 | 0 | 0 | 0 | 0 | -1.4597 | -14.97 | -1.3296 | -0.13009 | -22.3743 | -1.2856 | -63.57 | 0.79238 | -2.0779 | -73.1198 | 0 | 0 | 0 | 0 | 0 | 0.084694 | -2.56 | 0.21056 | -0.12587 | -2.3315 | 0.019305 | 0.60857 | 0.33665 | 1.0896 | 21.3288 | 0 | -0.028181 | -0.024818 | 0 | 0.0016351 | 0 | -0.289 | -1.2272 | 0 | -0.049422 | 0 | -0.43195 | -1.4116 | 0 | -0.045011 | 0.019305 | 0.60857 | 0.33665 | 1.0896 | 21.3288 | 0 | -0.028181 | -0.024818 | 0 | 0.0016351 | 0 | -0.289 | -1.2272 | 0 | -0.049422 | 0 | -0.43195 | -1.4116 | 0 | -0.045011
84 | 0.35 | 0.35 | South/Central | NV | Las.Vegas-McCarran.Intl.AP.723860 | 3 | 1413386 | 30.5361 | 18.2265 | 56.4668 | 30.3899 | 26.0769 | 1130.93 | -0.026929 | -26.12 | 0.98231 | -1.0092 | -27.8049 | -1.4867 | -41.09 | -0.34731 | -1.1393 | -50.1793 | -1.3125 | -89.69 | 1.7747 | -3.0872 | -100.9247 | -0.026929 | -26.12 | 0.98231 | -1.0092 | -27.8049 | 0.057765 | -28.68 | 1.1929 | -1.1351 | -30.1364 | 0.019305 | 0.58951 | 0.35187 | 1.0901 | 21.8331 | -0.00051988 | -0.0287 | -0.025338 | -0.00051988 | 0.0011152 | -0.50426 | -0.79326 | -1.7315 | -0.50426 | -0.55368 | -0.53679 | -0.96873 | -1.9484 | -0.53679 | -0.5818 | 0.019305 | 0.58951 | 0.35187 | 1.0901 | 21.8331 | -0.00051988 | -0.0287 | -0.025338 | -0.00051988 | 0.0011152 | -0.50426 | -0.79326 | -1.7315 | -0.50426 | -0.55368 | -0.53679 | -0.96873 | -1.9484 | -0.53679 | -0.5818
85 | 0.35 | 0.4 | South/Central | NV | Las.Vegas-McCarran.Intl.AP.723860 | 3 | 1413386 | 29.6789 | 19.019 | 56.6325 | 29.5368 | 27.0957 | 1158.41 | -0.19261 | -53.6 | 1.8354 | -2.028 | -57.659 | -1.6523 | -68.57 | 0.50577 | -2.1581 | -80.0333 | -1.4782 | -117.17 | 2.6278 | -4.1059 | -130.7788 | -0.19261 | -53.6 | 1.8354 | -2.028 | -57.659 | -0.10791 | -56.16 | 2.046 | -2.1539 | -59.9905 | 0.019305 | 0.57296 | 0.36717 | 1.0933 | 22.3636 | -0.0037183 | -0.031899 | -0.028536 | -0.0037183 | -0.0020833 | -1.0348 | -1.3238 | -2.262 | -1.0348 | -1.0842 | -1.1131 | -1.5451 | -2.5247 | -1.1131 | -1.1581 | 0.019305 | 0.57296 | 0.36717 | 1.0933 | 22.3636 | -0.0037183 | -0.031899 | -0.028536 | -0.0037183 | -0.0020833 | -1.0348 | -1.3238 | -2.262 | -1.0348 | -1.0842 | -1.1131 | -1.5451 | -2.5247 | -1.1131 | -1.1581
86 | 0.33 | 0.2 | South/Central | NV | Las.Vegas-McCarran.Intl.AP.723860 | 3 | 1413386 | 32.358 | 16.4792 | 55.9748 | 32.2029 | 23.7719 | 1067.84 | 0.46502 | 36.97 | -0.83073 | 1.2958 | 41.2526 | -0.9947 | 22 | -2.1604 | 1.1657 | 18.8783 | -0.82053 | -26.6 | -0.038356 | -0.78217 | -31.8672 | 0.46502 | 36.97 | -0.83073 | 1.2958 | 41.2526 | 0.54972 | 34.41 | -0.62017 | 1.1699 | 38.9211 | 0.019305 | 0.62468 | 0.31814 | 1.0806 | 20.6151 | 0.0089775 | -0.019203 | -0.015841 | 0.0089775 | 0.010613 | 0.71372 | 0.42472 | -0.51352 | 0.71372 | 0.6643 | 0.7964 | 0.36445 | -0.61521 | 0.7964 | 0.75139 | 0.019305 | 0.62468 | 0.31814 | 1.0806 | 20.6151 | 0.0089775 | -0.019203 | -0.015841 | 0.0089775 | 0.010613 | 0.71372 | 0.42472 | -0.51352 | 0.71372 | 0.6643 | 0.7964 | 0.36445 | -0.61521 | 0.7964 | 0.75139
87 | 0.33 | 0.25 | South/Central | NV | Las.Vegas-McCarran.Intl.AP.723860 | 3 | 1413386 | 31.1997 | 17.3464 | 55.9299 | 31.0502 | 24.8797 | 1095.91 | 0.50996 | 8.9 | 0.32199 | 0.18798 | 11.6943 | -0.94976 | -6.07 | -1.0076 | 0.057885 | -10.68 | -0.77559 | -54.67 | 1.1144 | -1.89 | -61.4255 | 0.50996 | 8.9 | 0.32199 | 0.18798 | 11.6943 | 0.59466 | 6.34 | 0.53255 | 0.062112 | 9.3628 | 0.019305 | 0.60232 | 0.33488 | 1.0797 | 21.157 | 0.0098451 | -0.018335 | -0.014973 | 0.0098451 | 0.01148 | 0.17182 | -0.11718 | -1.0554 | 0.17182 | 0.1224 | 0.22576 | -0.20618 | -1.1858 | 0.22576 | 0.18075 | 0.019305 | 0.60232 | 0.33488 | 1.0797 | 21.157 | 0.0098451 | -0.018335 | -0.014973 | 0.0098451 | 0.01148 | 0.17182 | -0.11718 | -1.0554 | 0.17182 | 0.1224 | 0.22576 | -0.20618 | -1.1858 | 0.22576 | 0.18075
88 | 0.33 | 0.3 | South/Central | NV | Las.Vegas-McCarran.Intl.AP.723860 | 3 | 1413386 | 30.9882 | 17.4239 | 55.8606 | 30.8397 | 25.0209 | 1099 | 0.57927 | 5.81 | 0.53255 | 0.046722 | 8.7455 | -0.88045 | -9.16 | -0.79708 | -0.083372 | -13.6288 | -0.70628 | -57.76 | 1.3249 | -2.0312 | -64.3743 | 0.57927 | 5.81 | 0.53255 | 0.046722 | 8.7455 | 0.66396 | 3.25 | 0.74311 | -0.079146 | 6.414 | 0.019305 | 0.59824 | 0.33638 | 1.0784 | 21.2166 | 0.011183 | -0.016997 | -0.013635 | 0.011183 | 0.012818 | 0.11216 | -0.17684 | -1.1151 | 0.11216 | 0.062743 | 0.16884 | -0.26311 | -1.2428 | 0.16884 | 0.12382 | 0.019305 | 0.59824 | 0.33638 | 1.0784 | 21.2166 | 0.011183 | -0.016997 | -0.013635 | 0.011183 | 0.012818 | 0.11216 | -0.17684 | -1.1151 | 0.11216 | 0.062743 | 0.16884 | -0.26311 | -1.2428 | 0.16884 | 0.12382
89 | 0.33 | 0.35 | South/Central | NV | Las.Vegas-McCarran.Intl.AP.723860 | 3 | 1413386 | 30.0154 | 18.2169 | 55.9068 | 29.8715 | 26.0353 | 1125.4 | 0.53302 | -20.59 | 1.5007 | -0.96764 | -19.4479 | -0.9267 | -35.56 | 0.17103 | -1.0977 | -41.8222 | -0.75253 | -84.16 | 2.293 | -3.0456 | -92.5677 | 0.53302 | -20.59 | 1.5007 | -0.96764 | -19.4479 | 0.61771 | -23.15 | 1.7112 | -1.0935 | -21.7794 | 0.019305 | 0.57946 | 0.35168 | 1.0793 | 21.7263 | 0.01029 | -0.01789 | -0.014528 | 0.01029 | 0.011925 | -0.3975 | -0.6865 | -1.6247 | -0.3975 | -0.44692 | -0.37545 | -0.80739 | -1.7871 | -0.37545 | -0.42046 | 0.019305 | 0.57946 | 0.35168 | 1.0793 | 21.7263 | 0.01029 | -0.01789 | -0.014528 | 0.01029 | 0.011925 | -0.3975 | -0.6865 | -1.6247 | -0.3975 | -0.44692 | -0.37545 | -0.80739 | -1.7871 | -0.37545 | -0.42046
90 | 0.33 | 0.4 | South/Central | NV | Las.Vegas-McCarran.Intl.AP.723860 | 3 | 1413386 | 29.1635 | 19.0094 | 56.0779 | 29.0237 | 27.0541 | 1152.92 | 0.36197 | -48.11 | 2.3485 | -1.9865 | -49.3737 | -1.0978 | -63.08 | 1.0188 | -2.1166 | -71.7481 | -0.92358 | -111.68 | 3.1408 | -4.0644 | -122.4935 | 0.36197 | -48.11 | 2.3485 | -1.9865 | -49.3737 | 0.44666 | -50.67 | 2.559 | -2.1124 | -51.7053 | 0.019305 | 0.56301 | 0.36698 | 1.0826 | 22.2576 | 0.006988 | -0.021193 | -0.01783 | 0.006988 | 0.008623 | -0.92878 | -1.2178 | -2.156 | -0.92878 | -0.9782 | -0.95318 | -1.3851 | -2.3648 | -0.95318 | -0.99819 | 0.019305 | 0.56301 | 0.36698 | 1.0826 | 22.2576 | 0.006988 | -0.021193 | -0.01783 | 0.006988 | 0.008623 | -0.92878 | -1.2178 | -2.156 | -0.92878 | -0.9782 | -0.95318 | -1.3851 | -2.3648 | -0.95318 | -0.99819
91 | 0.3 | 0.2 | South/Central | NV | Las.Vegas-McCarran.Intl.AP.723860 | 3 | 1413386 | 31.5376 | 16.4392 | 55.0549 | 31.3864 | 23.6685 | 1057.86 | 1.385 | 46.95 | -0.014164 | 1.3991 | 55.9352 | -0.074753 | 31.98 | -1.3438 | 1.269 | 33.5609 | 0.099416 | -16.62 | 0.77821 | -0.6788 | -17.1846 | 1.385 | 46.95 | -0.014164 | 1.3991 | 55.9352 | 1.4697 | 44.39 | 0.1964 | 1.2733 | 53.6037 | 0.019305 | 0.60885 | 0.31736 | 1.0629 | 20.4224 | 0.026737 | -0.0014431 | 0.0019193 | 0.026737 | 0.028372 | 0.90639 | 0.61739 | -0.32086 | 0.90639 | 0.85697 | 1.0799 | 0.64791 | -0.33176 | 1.0799 | 1.0348 | 0.019305 | 0.60885 | 0.31736 | 1.0629 | 20.4224 | 0.026737 | -0.0014431 | 0.0019193 | 0.026737 | 0.028372 | 0.90639 | 0.61739 | -0.32086 | 0.90639 | 0.85697 | 1.0799 | 0.64791 | -0.33176 | 1.0799 | 1.0348
92 | 0.3 | 0.25 | South/Central | NV | Las.Vegas-McCarran.Intl.AP.723860 | 3 | 1413386 | 30.3942 | 17.3178 | 55.0405 | 30.2485 | 24.7921 | 1086.58 | 1.3993 | 18.23 | 1.1237 | 0.27559 | 25.5534 | -0.060404 | 3.26 | -0.2059 | 0.1455 | 3.179 | 0.11376 | -45.34 | 1.9161 | -1.8023 | -47.5664 | 1.3993 | 18.23 | 1.1237 | 0.27559 | 25.5534 | 1.484 | 15.67 | 1.3343 | 0.14973 | 23.2218 | 0.019305 | 0.58677 | 0.33433 | 1.0626 | 20.9769 | 0.027014 | -0.0011661 | 0.0021963 | 0.027014 | 0.028649 | 0.35194 | 0.062936 | -0.87531 | 0.35194 | 0.30252 | 0.49332 | 0.061372 | -0.91829 | 0.49332 | 0.44831 | 0.019305 | 0.58677 | 0.33433 | 1.0626 | 20.9769 | 0.027014 | -0.0011661 | 0.0021963 | 0.027014 | 0.028649 | 0.35194 | 0.062936 | -0.87531 | 0.35194 | 0.30252 | 0.49332 | 0.061372 | -0.91829 | 0.49332 | 0.44831
93 | 0.3 | 0.3 | South/Central | NV | Las.Vegas-McCarran.Intl.AP.723860 | 3 | 1413386 | 30.1873 | 17.3943 | 54.9801 | 30.0426 | 24.9376 | 1089.84 | 1.4597 | 14.97 | 1.3296 | 0.13009 | 22.3743 | 0 | 0 | 0 | 0 | 0 | 0.17417 | -48.6 | 2.122 | -1.9478 | -50.7455 | 1.4597 | 14.97 | 1.3296 | 0.13009 | 22.3743 | 1.5444 | 12.41 | 1.5402 | 0.0042268 | 20.0428 | 0.019305 | 0.58278 | 0.3358 | 1.0614 | 21.0398 | 0.028181 | 0 | 0.0033624 | 0.028181 | 0.029816 | 0.289 | 0 | -0.93824 | 0.289 | 0.23958 | 0.43195 | 0 | -0.97966 | 0.43195 | 0.38693 | 0.019305 | 0.58278 | 0.3358 | 1.0614 | 21.0398 | 0.028181 | 0 | 0.0033624 | 0.028181 | 0.029816 | 0.289 | 0 | -0.93824 | 0.289 | 0.23958 | 0.43195 | 0 | -0.97966 | 0.43195 | 0.38693
94 | 0.3 | 0.35 | South/Central | NV | Las.Vegas-McCarran.Intl.AP.723860 | 3 | 1413386 | 29.2303 | 18.2026 | 55.0574 | 29.0901 | 25.9673 | 1116.88 | 1.3824 | -12.07 | 2.2821 | -0.8997 | -6.6395 | -0.077297 | -27.04 | 0.95249 | -1.0298 | -29.0138 | 0.096871 | -75.64 | 3.0745 | -2.9776 | -79.7593 | 1.3824 | -12.07 | 2.2821 | -0.8997 | -6.6395 | 1.4671 | -14.63 | 2.4927 | -1.0256 | -8.971 | 0.019305 | 0.5643 | 0.35141 | 1.0629 | 21.5618 | 0.026688 | -0.0014923 | 0.0018701 | 0.026688 | 0.028323 | -0.23302 | -0.52202 | -1.4603 | -0.23302 | -0.28244 | -0.12818 | -0.56012 | -1.5398 | -0.12818 | -0.17319 | 0.019305 | 0.5643 | 0.35141 | 1.0629 | 21.5618 | 0.026688 | -0.0014923 | 0.0018701 | 0.026688 | 0.028323 | -0.23302 | -0.52202 | -1.4603 | -0.23302 | -0.28244 | -0.12818 | -0.56012 | -1.5398 | -0.12818 | -0.17319
95 | 0.3 | 0.4 | South/Central | NV | Las.Vegas-McCarran.Intl.AP.723860 | 3 | 1413386 | 28.3835 | 19.0051 | 55.2488 | 28.2473 | 27.0015 | 1144.95 | 1.191 | -40.14 | 3.1249 | -1.9338 | -37.2442 | -0.2687 | -55.11 | 1.7952 | -2.0639 | -59.6186 | -0.094532 | -103.71 | 3.9172 | -4.0118 | -110.364 | 1.191 | -40.14 | 3.1249 | -1.9338 | -37.2442 | 1.2757 | -42.7 | 3.3354 | -2.0597 | -39.5757 | 0.019305 | 0.54795 | 0.3669 | 1.0666 | 22.1037 | 0.022993 | -0.0051874 | -0.001825 | 0.022993 | 0.024628 | -0.77492 | -1.0639 | -2.0022 | -0.77492 | -0.82434 | -0.71901 | -1.151 | -2.1306 | -0.71901 | -0.76403 | 0.019305 | 0.54795 | 0.3669 | 1.0666 | 22.1037 | 0.022993 | -0.0051874 | -0.001825 | 0.022993 | 0.024628 | -0.77492 | -1.0639 | -2.0022 | -0.77492 | -0.82434 | -0.71901 | -1.151 | -2.1306 | -0.71901 | -0.76403
96 | 0.28 | 0.2 | South/Central | NV | Las.Vegas-McCarran.Intl.AP.723860 | 3 | 1413386 | 30.9722 | 16.4192 | 54.4391 | 30.8236 | 23.6155 | 1051.6 | 2.0008 | 53.21 | 0.5486 | 1.4522 | 65.3244 | 0.54106 | 38.24 | -0.78103 | 1.3221 | 42.95 | 0.71523 | -10.36 | 1.341 | -0.62575 | -7.7954 | 2.0008 | 53.21 | 0.5486 | 1.4522 | 65.3244 | 2.0855 | 50.65 | 0.75916 | 1.3263 | 62.9928 | 0.019305 | 0.59793 | 0.31698 | 1.051 | 20.3016 | 0.038626 | 0.010445 | 0.013808 | 0.038626 | 0.040261 | 1.0272 | 0.73824 | -0.2 | 1.0272 | 0.97782 | 1.2611 | 0.82917 | -0.15049 | 1.2611 | 1.2161 | 0.019305 | 0.59793 | 0.31698 | 1.051 | 20.3016 | 0.038626 | 0.010445 | 0.013808 | 0.038626 | 0.040261 | 1.0272 | 0.73824 | -0.2 | 1.0272 | 0.97782 | 1.2611 | 0.82917 | -0.15049 | 1.2611 | 1.2161
97 | 0.28 | 0.25 | South/Central | NV | Las.Vegas-McCarran.Intl.AP.723860 | 3 | 1413386 | 29.8435 | 17.2978 | 54.4394 | 29.7003 | 24.7391 | 1080.43 | 2.0004 | 24.38 | 1.6719 | 0.32856 | 34.7507 | 0.54072 | 9.41 | 0.34226 | 0.19846 | 12.3764 | 0.71489 | -39.19 | 2.4643 | -1.7494 | -38.3691 | 2.0004 | 24.38 | 1.6719 | 0.32856 | 34.7507 | 2.0851 | 21.82 | 1.8824 | 0.20269 | 32.4192 | 0.019305 | 0.57614 | 0.33394 | 1.051 | 20.8581 | 0.038619 | 0.010439 | 0.013801 | 0.038619 | 0.040254 | 0.47067 | 0.18166 | -0.75658 | 0.47067 | 0.42124 | 0.67088 | 0.23893 | -0.74073 | 0.67088 | 0.62587 | 0.019305 | 0.57614 | 0.33394 | 1.051 | 20.8581 | 0.038619 | 0.010439 | 0.013801 | 0.038619 | 0.040254 | 0.47067 | 0.18166 | -0.75658 | 0.47067 | 0.42124 | 0.67088 | 0.23893 | -0.74073 | 0.67088 | 0.62587
98 | 0.28 | 0.3 | South/Central | NV | Las.Vegas-McCarran.Intl.AP.723860 | 3 | 1413386 | 29.4326 | 17.56 | 54.3963 | 29.2913 | 25.105 | 1089.48 | 2.0435 | 15.33 | 2.0809 | -0.037331 | 25.3525 | 0.58382 | 0.36 | 0.75125 | -0.16743 | 2.9782 | 0.75799 | -48.24 | 2.8733 | -2.1153 | -47.7673 | 2.0435 | 15.33 | 2.0809 | -0.037331 | 25.3525 | 2.1282 | 12.77 | 2.2914 | -0.1632 | 23.021 | 0.019305 | 0.56821 | 0.339 | 1.0501 | 21.0328 | 0.039451 | 0.011271 | 0.014633 | 0.039451 | 0.041087 | 0.29595 | 0.0069499 | -0.93129 | 0.29595 | 0.24653 | 0.48944 | 0.057495 | -0.92217 | 0.48944 | 0.44443 | 0.019305 | 0.56821 | 0.339 | 1.0501 | 21.0328 | 0.039451 | 0.011271 | 0.014633 | 0.039451 | 0.041087 | 0.29595 | 0.0069499 | -0.93129 | 0.29595 | 0.24653 | 0.48944 | 0.057495 | -0.92217 | 0.48944 | 0.44443
99 | 0.28 | 0.35 | South/Central | NV | Las.Vegas-McCarran.Intl.AP.723860 | 3 | 1413386 | 28.5197 | 18.3829 | 54.5472 | 28.3829 | 26.1644 | 1117.87 | 1.8926 | -13.06 | 2.9893 | -1.0967 | -5.4159 | 0.43291 | -28.03 | 1.6597 | -1.2268 | -27.7902 | 0.60708 | -76.63 | 3.7817 | -3.1746 | -78.5357 | 1.8926 | -13.06 | 2.9893 | -1.0967 | -5.4159 | 1.9773 | -15.62 | 3.1999 | -1.2226 | -7.7474 | 0.019305 | 0.55058 | 0.35489 | 1.0531 | 21.5809 | 0.036538 | 0.0083576 | 0.01172 | 0.036538 | 0.038173 | -0.25213 | -0.54113 | -1.4794 | -0.25213 | -0.30155 | -0.10456 | -0.5365 | -1.5162 | -0.10456 | -0.14957 | 0.019305 | 0.55058 | 0.35489 | 1.0531 | 21.5809 | 0.036538 | 0.0083576 | 0.01172 | 0.036538 | 0.038173 | -0.25213 | -0.54113 | -1.4794 | -0.25213 | -0.30155 | -0.10456 | -0.5365 | -1.5162 | -0.10456 | -0.14957
100 | 0.28 | 0.4 | South/Central | NV | Las.Vegas-McCarran.Intl.AP.723860 | 3 | 1413386 | 27.858 | 19.0055 | 54.6885 | 27.7243 | 26.9641 | 1139.52 | 1.7514 | -34.71 | 3.6479 | -1.8965 | -28.9972 | 0.29166 | -49.68 | 2.3182 | -2.0266 | -51.3715 | 0.46583 | -98.28 | 4.4402 | -3.9744 | -102.117 | 1.7514 | -34.71 | 3.6479 | -1.8965 | -28.9972 | 1.8361 | -37.27 | 3.8584 | -2.0223 | -31.3287 | 0.019305 | 0.53781 | 0.36691 | 1.0558 | 21.9989 | 0.033811 | 0.0056307 | 0.0089931 | 0.033811 | 0.035446 | -0.67009 | -0.95909 | -1.8973 | -0.67009 | -0.71951 | -0.5598 | -0.99175 | -1.9714 | -0.5598 | -0.60481 | 0.019305 | 0.53781 | 0.36691 | 1.0558 | 21.9989 | 0.033811 | 0.0056307 | 0.0089931 | 0.033811 | 0.035446 | -0.67009 | -0.95909 | -1.8973 | -0.67009 | -0.71951 | -0.5598 | -0.99175 | -1.9714 | -0.5598 | -0.60481
101 | 0.27 | 0.2 | South/Central | NV | Las.Vegas-McCarran.Intl.AP.723860 | 3 | 1413386 | 30.6822 | 16.4138 | 54.1237 | 30.5349 | 23.5888 | 1048.4 | 2.3161 | 56.41 | 0.83728 | 1.4789 | 70.1194 | 0.85642 | 41.44 | -0.49235 | 1.3488 | 47.7451 | 1.0306 | -7.16 | 1.6297 | -0.59907 | -3.0004 | 2.3161 | 56.41 | 0.83728 | 1.4789 | 70.1194 | 2.4008 | 53.85 | 1.0478 | 1.353 | 67.7879 | 0.019305 | 0.59233 | 0.31688 | 1.0449 | 20.2398 | 0.044714 | 0.016534 | 0.019896 | 0.044714 | 0.046349 | 1.089 | 0.80002 | -0.13823 | 1.089 | 1.0396 | 1.3537 | 0.92174 | -0.057924 | 1.3537 | 1.3087 | 0.019305 | 0.59233 | 0.31688 | 1.0449 | 20.2398 | 0.044714 | 0.016534 | 0.019896 | 0.044714 | 0.046349 | 1.089 | 0.80002 | -0.13823 | 1.089 | 1.0396 | 1.3537 | 0.92174 | -0.057924 | 1.3537 | 1.3087
102 | 0.27 | 0.25 | South/Central | NV | Las.Vegas-McCarran.Intl.AP.723860 | 3 | 1413386 | 29.5639 | 17.2878 | 54.1298 | 29.422 | 24.7078 | 1077.15 | 2.3101 | 27.66 | 1.9502 | 0.35984 | 39.5971 | 0.85036 | 12.69 | 0.62061 | 0.22975 | 17.2228 | 1.0245 | -35.91 | 2.7426 | -1.7181 | -33.5227 | 2.3101 | 27.66 | 1.9502 | 0.35984 | 39.5971 | 2.3948 | 25.1 | 2.1608 | 0.23397 | 37.2656 | 0.019305 | 0.57074 | 0.33375 | 1.045 | 20.7948 | 0.044597 | 0.016416 | 0.019779 | 0.044597 | 0.046232 | 0.53399 | 0.24499 | -0.69326 | 0.53399 | 0.48457 | 0.76444 | 0.33249 | -0.64717 | 0.76444 | 0.71943 | 0.019305 | 0.57074 | 0.33375 | 1.045 | 20.7948 | 0.044597 | 0.016416 | 0.019779 | 0.044597 | 0.046232 | 0.53399 | 0.24499 | -0.69326 | 0.53399 | 0.48457 | 0.76444 | 0.33249 | -0.64717 | 0.76444 | 0.71943
103 | 0.27 | 0.3 | South/Central | NV | Las.Vegas-McCarran.Intl.AP.723860 | 3 | 1413386 | 29.0117 | 17.6904 | 54.1205 | 28.8724 | 25.2481 | 1090.95 | 2.3193 | 13.86 | 2.4998 | -0.18049 | 25.0162 | 0.8596 | -1.11 | 1.1702 | -0.31058 | 2.6419 | 1.0338 | -49.71 | 3.2922 | -2.2584 | -48.1036 | 2.3193 | 13.86 | 2.4998 | -0.18049 | 25.0162 | 2.404 | 11.3 | 2.7104 | -0.30635 | 22.6847 | 0.019305 | 0.56008 | 0.34152 | 1.0448 | 21.0612 | 0.044775 | 0.016595 | 0.019957 | 0.044775 | 0.04641 | 0.26757 | -0.021429 | -0.95967 | 0.26757 | 0.21815 | 0.48295 | 0.051002 | -0.92866 | 0.48295 | 0.43794 | 0.019305 | 0.56008 | 0.34152 | 1.0448 | 21.0612 | 0.044775 | 0.016595 | 0.019957 | 0.044775 | 0.04641 | 0.26757 | -0.021429 | -0.95967 | 0.26757 | 0.21815 | 0.48295 | 0.051002 | -0.92866 | 0.48295 | 0.43794
104 | 0.27 | 0.35 | South/Central | NV | Las.Vegas-McCarran.Intl.AP.723860 | 3 | 1413386 | 28.1045 | 18.5829 | 54.362 | 27.9696 | 26.3924 | 1122.24 | 2.0779 | -17.43 | 3.4026 | -1.3247 | -9.2292 | 0.61815 | -32.4 | 2.073 | -1.4548 | -31.6035 | 0.79232 | -81 | 4.195 | -3.4027 | -82.349 | 2.0779 | -17.43 | 3.4026 | -1.3247 | -9.2292 | 2.1626 | -19.99 | 3.6132 | -1.4506 | -11.5607 | 0.019305 | 0.54257 | 0.35875 | 1.0495 | 21.6653 | 0.040114 | 0.011934 | 0.015296 | 0.040114 | 0.041749 | -0.33649 | -0.62549 | -1.5637 | -0.33649 | -0.38591 | -0.17817 | -0.61012 | -1.5898 | -0.17817 | -0.22318 | 0.019305 | 0.54257 | 0.35875 | 1.0495 | 21.6653 | 0.040114 | 0.011934 | 0.015296 | 0.040114 | 0.041749 | -0.33649 | -0.62549 | -1.5637 | -0.33649 | -0.38591 | -0.17817 | -0.61012 | -1.5898 | -0.17817 | -0.22318
105 | 0.27 | 0.4 | South/Central | NV | Las.Vegas-McCarran.Intl.AP.723860 | 3 | 1413386 | 27.5926 | 19.0055 | 54.4126 | 27.4602 | 26.9524 | 1137.01 | 2.0272 | -32.2 | 3.912 | -1.8848 | -25.1195 | 0.56751 | -47.17 | 2.5824 | -2.0149 | -47.4938 | 0.74168 | -95.77 | 4.7044 | -3.9627 | -98.2393 | 2.0272 | -32.2 | 3.912 | -1.8848 | -25.1195 | 2.1119 | -34.76 | 4.1226 | -2.0106 | -27.451 | 0.019305 | 0.53269 | 0.36691 | 1.0505 | 21.9504 | 0.039136 | 0.010956 | 0.014318 | 0.039136 | 0.040772 | -0.62163 | -0.91064 | -1.8489 | -0.62163 | -0.67106 | -0.48494 | -0.91689 | -1.8965 | -0.48494 | -0.52995 | 0.019305 | 0.53269 | 0.36691 | 1.0505 | 21.9504 | 0.039136 | 0.010956 | 0.014318 | 0.039136 | 0.040772 | -0.62163 | -0.91064 | -1.8489 | -0.62163 | -0.67106 | -0.48494 | -0.91689 | -1.8965 | -0.48494 | -0.52995
106 | 0.26 | 0.2 | South/Central | NV | Las.Vegas-McCarran.Intl.AP.723860 | 3 | 1413386 | 30.3968 | 16.4091 | 53.814 | 30.2509 | 23.5631 | 1045.27 | 2.6258 | 59.54 | 1.1213 | 1.5045 | 74.8137 | 1.1661 | 44.57 | -0.20832 | 1.3744 | 52.4394 | 1.3403 | -4.03 | 1.9137 | -0.5734 | 1.6939 | 2.6258 | 59.54 | 1.1213 | 1.5045 | 74.8137 | 2.7105 | 56.98 | 1.3319 | 1.3787 | 72.4822 | 0.019305 | 0.58682 | 0.31678 | 1.0389 | 20.1794 | 0.050693 | 0.022512 | 0.025875 | 0.050693 | 0.052328 | 1.1494 | 0.86044 | -0.077801 | 1.1494 | 1.1 | 1.4443 | 1.0124 | 0.032702 | 1.4443 | 1.3993 | 0.019305 | 0.58682 | 0.31678 | 1.0389 | 20.1794 | 0.050693 | 0.022512 | 0.025875 | 0.050693 | 0.052328 | 1.1494 | 0.86044 | -0.077801 | 1.1494 | 1.1 | 1.4443 | 1.0124 | 0.032702 | 1.4443 | 1.3993
107 | 0.26 | 0.25 | South/Central | NV | Las.Vegas-McCarran.Intl.AP.723860 | 3 | 1413386 | 29.2786 | 17.2821 | 53.8191 | 29.1379 | 24.6812 | 1073.99 | 2.6207 | 30.82 | 2.2343 | 0.38647 | 44.3298 | 1.161 | 15.85 | 0.90463 | 0.25637 | 21.9554 | 1.3352 | -32.75 | 3.0266 | -1.6915 | -28.79 | 2.6207 | 30.82 | 2.2343 | 0.38647 | 44.3298 | 2.7054 | 28.26 | 2.4448 | 0.2606 | 41.9982 | 0.019305 | 0.56523 | 0.33364 | 1.039 | 20.7338 | 0.050594 | 0.022414 | 0.025776 | 0.050594 | 0.052229 | 0.59499 | 0.30599 | -0.63225 | 0.59499 | 0.54557 | 0.8558 | 0.42386 | -0.5558 | 0.8558 | 0.81079 | 0.019305 | 0.56523 | 0.33364 | 1.039 | 20.7338 | 0.050594 | 0.022414 | 0.025776 | 0.050594 | 0.052229 | 0.59499 | 0.30599 | -0.63225 | 0.59499 | 0.54557 | 0.8558 | 0.42386 | -0.5558 | 0.8558 | 0.81079
108 | 0.26 | 0.3 | South/Central | NV | Las.Vegas-McCarran.Intl.AP.723860 | 3 | 1413386 | 28.5365 | 17.9108 | 53.9057 | 28.3995 | 25.5062 | 1095.85 | 2.5341 | 8.96 | 2.9727 | -0.43858 | 20.7663 | 1.0744 | -6.01 | 1.6431 | -0.56867 | -1.608 | 1.2486 | -54.61 | 3.7651 | -2.5165 | -52.3535 | 2.5341 | 8.96 | 2.9727 | -0.43858 | 20.7663 | 2.6188 | 6.4 | 3.1833 | -0.56444 | 18.4348 | 0.019305 | 0.55091 | 0.34577 | 1.0407 | 21.1558 | 0.048922 | 0.020742 | 0.024104 | 0.048922 | 0.050557 | 0.17298 | -0.11603 | -1.0543 | 0.17298 | 0.12355 | 0.4009 | -0.031043 | -1.0107 | 0.4009 | 0.35589 | 0.019305 | 0.55091 | 0.34577 | 1.0407 | 21.1558 | 0.048922 | 0.020742 | 0.024104 | 0.048922 | 0.050557 | 0.17298 | -0.11603 | -1.0543 | 0.17298 | 0.12355 | 0.4009 | -0.031043 | -1.0107 | 0.4009 | 0.35589
109 | 0.26 | 0.35 | South/Central | NV | Las.Vegas-McCarran.Intl.AP.723860 | 3 | 1413386 | 27.6836 | 18.7933 | 54.1957 | 27.5507 | 26.6451 | 1127.39 | 2.2441 | -22.58 | 3.8215 | -1.5774 | -13.9584 | 0.7844 | -37.55 | 2.4919 | -1.7075 | -36.3327 | 0.95857 | -86.15 | 4.6139 | -3.6553 | -87.0782 | 2.2441 | -22.58 | 3.8215 | -1.5774 | -13.9584 | 2.3288 | -25.14 | 4.0321 | -1.7033 | -16.2899 | 0.019305 | 0.53444 | 0.36281 | 1.0463 | 21.7647 | 0.043324 | 0.015143 | 0.018506 | 0.043324 | 0.044959 | -0.43592 | -0.72492 | -1.6632 | -0.43592 | -0.48534 | -0.26947 | -0.70142 | -1.6811 | -0.26947 | -0.31448 | 0.019305 | 0.53444 | 0.36281 | 1.0463 | 21.7647 | 0.043324 | 0.015143 | 0.018506 | 0.043324 | 0.044959 | -0.43592 | -0.72492 | -1.6632 | -0.43592 | -0.48534 | -0.26947 | -0.70142 | -1.6811 | -0.26947 | -0.31448
110 | 0.26 | 0.4 | South/Central | NV | Las.Vegas-McCarran.Intl.AP.723860 | 3 | 1413386 | 27.3225 | 19.0055 | 54.123 | 27.1914 | 26.9316 | 1134.16 | 2.3169 | -29.35 | 4.1808 | -1.8639 | -20.8155 | 0.85714 | -44.32 | 2.8512 | -1.994 | -43.1899 | 1.0313 | -92.92 | 4.9732 | -3.9419 | -93.9353 | 2.3169 | -29.35 | 4.1808 | -1.8639 | -20.8155 | 2.4016 | -31.91 | 4.3914 | -1.9898 | -23.147 | 0.019305 | 0.52747 | 0.36691 | 1.0449 | 21.8954 | 0.044728 | 0.016547 | 0.01991 | 0.044728 | 0.046363 | -0.56661 | -0.85562 | -1.7939 | -0.56661 | -0.61604 | -0.40185 | -0.8338 | -1.8135 | -0.40185 | -0.44686 | 0.019305 | 0.52747 | 0.36691 | 1.0449 | 21.8954 | 0.044728 | 0.016547 | 0.01991 | 0.044728 | 0.046363 | -0.56661 | -0.85562 | -1.7939 | -0.56661 | -0.61604 | -0.40185 | -0.8338 | -1.8135 | -0.40185 | -0.44686
111 | 0.25 | 0.2 | South/Central | NV | Las.Vegas-McCarran.Intl.AP.723860 | 3 | 1413386 | 30.1019 | 16.3991 | 53.4934 | 29.9573 | 23.5361 | 1042.02 | 2.9465 | 62.79 | 1.4149 | 1.5316 | 79.6866 | 1.4867 | 47.82 | 0.085246 | 1.4015 | 57.3122 | 1.6609 | -0.78 | 2.2073 | -0.54635 | 6.5668 | 2.9465 | 62.79 | 1.4149 | 1.5316 | 79.6866 | 3.0311 | 60.23 | 1.6254 | 1.4057 | 77.3551 | 0.019305 | 0.58113 | 0.31659 | 1.0327 | 20.1166 | 0.056882 | 0.028702 | 0.032064 | 0.056882 | 0.058517 | 1.2122 | 0.92318 | -0.015058 | 1.2122 | 1.1628 | 1.5384 | 1.1064 | 0.12677 | 1.5384 | 1.4934 | 0.019305 | 0.58113 | 0.31659 | 1.0327 | 20.1166 | 0.056882 | 0.028702 | 0.032064 | 0.056882 | 0.058517 | 1.2122 | 0.92318 | -0.015058 | 1.2122 | 1.1628 | 1.5384 | 1.1064 | 0.12677 | 1.5384 | 1.4934
112 | 0.25 | 0.25 | South/Central | NV | Las.Vegas-McCarran.Intl.AP.723860 | 3 | 1413386 | 28.9989 | 17.2778 | 53.5204 | 28.8596 | 24.6608 | 1071.09 | 2.9195 | 33.72 | 2.5126 | 0.40685 | 48.7389 | 1.4597 | 18.75 | 1.183 | 0.27675 | 26.3645 | 1.6339 | -29.85 | 3.305 | -1.6711 | -24.3809 | 2.9195 | 33.72 | 2.5126 | 0.40685 | 48.7389 | 3.0041 | 31.16 | 2.7232 | 0.28098 | 46.4073 | 0.019305 | 0.55983 | 0.33355 | 1.0332 | 20.6778 | 0.056361 | 0.028181 | 0.031543 | 0.056361 | 0.057996 | 0.65098 | 0.36198 | -0.57627 | 0.65098 | 0.60156 | 0.94092 | 0.50898 | -0.47068 | 0.94092 | 0.89591 | 0.019305 | 0.55983 | 0.33355 | 1.0332 | 20.6778 | 0.056361 | 0.028181 | 0.031543 | 0.056361 | 0.057996 | 0.65098 | 0.36198 | -0.57627 | 0.65098 | 0.60156 | 0.94092 | 0.50898 | -0.47068 | 0.94092 | 0.89591
113 | 0.25 | 0.3 | South/Central | NV | Las.Vegas-McCarran.Intl.AP.723860 | 3 | 1413386 | 28.0561 | 18.1507 | 53.7057 | 27.9213 | 25.7844 | 1101.39 | 2.7342 | 3.42 | 3.4509 | -0.7167 | 15.7813 | 1.2745 | -11.55 | 2.1213 | -0.84679 | -6.593 | 1.4486 | -60.15 | 4.2433 | -2.7946 | -57.3385 | 2.7342 | 3.42 | 3.4509 | -0.7167 | 15.7813 | 2.8189 | 0.86 | 3.6615 | -0.84256 | 13.4498 | 0.019305 | 0.54163 | 0.35041 | 1.0368 | 21.2628 | 0.052785 | 0.024604 | 0.027967 | 0.052785 | 0.05442 | 0.066024 | -0.22298 | -1.1612 | 0.066024 | 0.016603 | 0.30466 | -0.12728 | -1.1069 | 0.30466 | 0.25965 | 0.019305 | 0.54163 | 0.35041 | 1.0368 | 21.2628 | 0.052785 | 0.024604 | 0.027967 | 0.052785 | 0.05442 | 0.066024 | -0.22298 | -1.1612 | 0.066024 | 0.016603 | 0.30466 | -0.12728 | -1.1069 | 0.30466 | 0.25965
114 | 0.25 | 0.35 | South/Central | NV | Las.Vegas-McCarran.Intl.AP.723860 | 3 | 1413386 | 27.2331 | 19.069 | 54.0809 | 27.1023 | 26.9786 | 1135.02 | 2.3589 | -30.21 | 4.2699 | -1.911 | -21.5522 | 0.8992 | -45.18 | 2.9403 | -2.0411 | -43.9265 | 1.0734 | -93.78 | 5.0623 | -3.9889 | -94.672 | 2.3589 | -30.21 | 4.2699 | -1.911 | -21.5522 | 2.4436 | -32.77 | 4.4804 | -2.0368 | -23.8837 | 0.019305 | 0.52575 | 0.36813 | 1.0441 | 21.912 | 0.04554 | 0.017359 | 0.020722 | 0.04554 | 0.047175 | -0.58322 | -0.87222 | -1.8105 | -0.58322 | -0.63264 | -0.41607 | -0.84802 | -1.8277 | -0.41607 | -0.46108 | 0.019305 | 0.52575 | 0.36813 | 1.0441 | 21.912 | 0.04554 | 0.017359 | 0.020722 | 0.04554 | 0.047175 | -0.58322 | -0.87222 | -1.8105 | -0.58322 | -0.63264 | -0.41607 | -0.84802 | -1.8277 | -0.41607 | -0.46108
115 | 0.25 | 0.4 | South/Central | NV | Las.Vegas-McCarran.Intl.AP.723860 | 3 | 1413386 | 27.0476 | 19.0112 | 53.8433 | 26.9177 | 26.9256 | 1131.77 | 2.5966 | -26.96 | 4.4545 | -1.8579 | -17.0434 | 1.1368 | -41.93 | 3.1249 | -1.988 | -39.4178 | 1.311 | -90.53 | 5.2469 | -3.9359 | -90.1632 | 2.5966 | -26.96 | 4.4545 | -1.8579 | -17.0434 | 2.6812 | -29.52 | 4.6651 | -1.9838 | -19.375 | 0.019305 | 0.52217 | 0.36702 | 1.0395 | 21.8493 | 0.050127 | 0.021947 | 0.025309 | 0.050127 | 0.051763 | -0.52047 | -0.80948 | -1.7477 | -0.52047 | -0.5699 | -0.32903 | -0.76098 | -1.7406 | -0.32903 | -0.37404 | 0.019305 | 0.52217 | 0.36702 | 1.0395 | 21.8493 | 0.050127 | 0.021947 | 0.025309 | 0.050127 | 0.051763 | -0.52047 | -0.80948 | -1.7477 | -0.52047 | -0.5699 | -0.32903 | -0.76098 | -1.7406 | -0.32903 | -0.37404
116 | 0.24 | 0.2 | South/Central | NV | Las.Vegas-McCarran.Intl.AP.723860 | 3 | 1413386 | 29.8218 | 16.3891 | 53.1887 | 29.6786 | 23.5101 | 1038.92 | 3.2512 | 65.89 | 1.6936 | 1.5576 | 84.3262 | 1.7915 | 50.92 | 0.36399 | 1.4275 | 61.9518 | 1.9656 | 2.32 | 2.486 | -0.52035 | 11.2064 | 3.2512 | 65.89 | 1.6936 | 1.5576 | 84.3262 | 3.3359 | 63.33 | 1.9042 | 1.4317 | 81.9947 | 0.019305 | 0.57572 | 0.3164 | 1.0268 | 20.0568 | 0.062766 | 0.034585 | 0.037948 | 0.062766 | 0.064401 | 1.272 | 0.98303 | 0.044789 | 1.272 | 1.2226 | 1.628 | 1.196 | 0.21634 | 1.628 | 1.5829 | 0.019305 | 0.57572 | 0.3164 | 1.0268 | 20.0568 | 0.062766 | 0.034585 | 0.037948 | 0.062766 | 0.064401 | 1.272 | 0.98303 | 0.044789 | 1.272 | 1.2226 | 1.628 | 1.196 | 0.21634 | 1.628 | 1.5829
117 | 0.24 | 0.25 | South/Central | NV | Las.Vegas-McCarran.Intl.AP.723860 | 3 | 1413386 | 28.7188 | 17.2678 | 53.2146 | 28.5809 | 24.6338 | 1067.95 | 3.2252 | 36.86 | 2.7913 | 0.43386 | 53.4191 | 1.7655 | 21.89 | 1.4617 | 0.30377 | 31.0447 | 1.9397 | -26.71 | 3.5837 | -1.6441 | -19.7007 | 3.2252 | 36.86 | 2.7913 | 0.43386 | 53.4191 | 3.3099 | 34.3 | 3.0019 | 0.308 | 51.0875 | 0.019305 | 0.55443 | 0.33336 | 1.0273 | 20.6172 | 0.062264 | 0.034083 | 0.037446 | 0.062264 | 0.063899 | 0.7116 | 0.4226 | -0.51565 | 0.7116 | 0.66218 | 1.0313 | 0.59933 | -0.38033 | 1.0313 | 0.98627 | 0.019305 | 0.55443 | 0.33336 | 1.0273 | 20.6172 | 0.062264 | 0.034083 | 0.037446 | 0.062264 | 0.063899 | 0.7116 | 0.4226 | -0.51565 | 0.7116 | 0.66218 | 1.0313 | 0.59933 | -0.38033 | 1.0313 | 0.98627
118 | 0.24 | 0.3 | South/Central | NV | Las.Vegas-McCarran.Intl.AP.723860 | 3 | 1413386 | 27.7807 | 18.1464 | 53.4113 | 27.6472 | 25.764 | 1098.51 | 3.0286 | 6.3 | 3.725 | -0.69639 | 20.1322 | 1.5689 | -8.67 | 2.3953 | -0.82649 | -2.2422 | 1.743 | -57.27 | 4.5173 | -2.7743 | -52.9876 | 3.0286 | 6.3 | 3.725 | -0.69639 | 20.1322 | 3.1133 | 3.74 | 3.9355 | -0.82226 | 17.8007 | 0.019305 | 0.53632 | 0.35032 | 1.0311 | 21.2072 | 0.058468 | 0.030287 | 0.03365 | 0.058468 | 0.060103 | 0.12162 | -0.16738 | -1.1056 | 0.12162 | 0.072202 | 0.38866 | -0.043286 | -1.0229 | 0.38866 | 0.34365 | 0.019305 | 0.53632 | 0.35032 | 1.0311 | 21.2072 | 0.058468 | 0.030287 | 0.03365 | 0.058468 | 0.060103 | 0.12162 | -0.16738 | -1.1056 | 0.12162 | 0.072202 | 0.38866 | -0.043286 | -1.0229 | 0.38866 | 0.34365
119 | 0.24 | 0.35 | South/Central | NV | Las.Vegas-McCarran.Intl.AP.723860 | 3 | 1413386 | 26.9634 | 19.0694 | 53.7973 | 26.8339 | 26.9634 | 1132.36 | 2.6425 | -27.55 | 4.5383 | -1.8958 | -17.4788 | 1.1828 | -42.52 | 3.2087 | -2.0258 | -39.8531 | 1.357 | -91.12 | 5.3307 | -3.9737 | -90.5986 | 2.6425 | -27.55 | 4.5383 | -1.8958 | -17.4788 | 2.7272 | -30.11 | 4.7489 | -2.0216 | -19.8103 | 0.019305 | 0.52054 | 0.36814 | 1.0386 | 21.8607 | 0.051015 | 0.022835 | 0.026197 | 0.051015 | 0.05265 | -0.53186 | -0.82087 | -1.7591 | -0.53186 | -0.58129 | -0.33744 | -0.76938 | -1.749 | -0.33744 | -0.38245 | 0.019305 | 0.52054 | 0.36814 | 1.0386 | 21.8607 | 0.051015 | 0.022835 | 0.026197 | 0.051015 | 0.05265 | -0.53186 | -0.82087 | -1.7591 | -0.53186 | -0.58129 | -0.33744 | -0.76938 | -1.749 | -0.33744 | -0.38245
120 | 0.24 | 0.4 | South/Central | NV | Las.Vegas-McCarran.Intl.AP.723860 | 3 | 1413386 | 26.7822 | 19.0112 | 53.5583 | 26.6536 | 26.9048 | 1128.96 | 2.8815 | -24.15 | 4.7186 | -1.8371 | -12.7997 | 1.4218 | -39.12 | 3.389 | -1.9672 | -35.174 | 1.596 | -87.72 | 5.511 | -3.915 | -85.9195 | 2.8815 | -24.15 | 4.7186 | -1.8371 | -12.7997 | 2.9662 | -26.71 | 4.9292 | -1.963 | -15.1312 | 0.019305 | 0.51704 | 0.36702 | 1.034 | 21.795 | 0.055629 | 0.027448 | 0.030811 | 0.055629 | 0.057264 | -0.46623 | -0.75523 | -1.6935 | -0.46623 | -0.51565 | -0.2471 | -0.67905 | -1.6587 | -0.2471 | -0.29211 | 0.019305 | 0.51704 | 0.36702 | 1.034 | 21.795 | 0.055629 | 0.027448 | 0.030811 | 0.055629 | 0.057264 | -0.46623 | -0.75523 | -1.6935 | -0.46623 | -0.51565 | -0.2471 | -0.67905 | -1.6587 | -0.2471 | -0.29211
121 | 0.22 | 0.2 | South/Central | NV | Las.Vegas-McCarran.Intl.AP.723860 | 3 | 1413386 | 29.2465 | 16.3648 | 52.549 | 29.1059 | 23.4431 | 1032.1 | 3.8909 | 72.71 | 2.2663 | 1.6245 | 94.4012 | 2.4311 | 57.74 | 0.93669 | 1.4944 | 72.0269 | 2.6053 | 9.14 | 3.0587 | -0.4534 | 21.2814 | 3.8909 | 72.71 | 2.2663 | 1.6245 | 94.4012 | 3.9755 | 70.15 | 2.4769 | 1.4987 | 92.0697 | 0.019305 | 0.56461 | 0.31593 | 1.0145 | 19.9251 | 0.075114 | 0.046934 | 0.050296 | 0.075114 | 0.076749 | 1.4037 | 1.1147 | 0.17645 | 1.4037 | 1.3543 | 1.8225 | 1.3905 | 0.41085 | 1.8225 | 1.7774 | 0.019305 | 0.56461 | 0.31593 | 1.0145 | 19.9251 | 0.075114 | 0.046934 | 0.050296 | 0.075114 | 0.076749 | 1.4037 | 1.1147 | 0.17645 | 1.4037 | 1.3543 | 1.8225 | 1.3905 | 0.41085 | 1.8225 | 1.7774
122 | 0.22 | 0.25 | South/Central | NV | Las.Vegas-McCarran.Intl.AP.723860 | 3 | 1413386 | 28.1534 | 17.2482 | 52.5901 | 28.0181 | 24.572 | 1061.38 | 3.8497 | 43.43 | 3.3541 | 0.49562 | 63.1575 | 2.39 | 28.46 | 2.0245 | 0.36553 | 40.7832 | 2.5642 | -20.14 | 4.1465 | -1.5823 | -9.9623 | 3.8497 | 43.43 | 3.3541 | 0.49562 | 63.1575 | 3.9344 | 40.87 | 3.5647 | 0.36975 | 60.826 | 0.019305 | 0.54351 | 0.33298 | 1.0153 | 20.4904 | 0.074321 | 0.04614 | 0.049502 | 0.074321 | 0.075956 | 0.83843 | 0.54943 | -0.38881 | 0.83843 | 0.78901 | 1.2193 | 0.78734 | -0.19233 | 1.2193 | 1.1743 | 0.019305 | 0.54351 | 0.33298 | 1.0153 | 20.4904 | 0.074321 | 0.04614 | 0.049502 | 0.074321 | 0.075956 | 0.83843 | 0.54943 | -0.38881 | 0.83843 | 0.78901 | 1.2193 | 0.78734 | -0.19233 | 1.2193 | 1.1743
123 | 0.22 | 0.3 | South/Central | NV | Las.Vegas-McCarran.Intl.AP.723860 | 3 | 1413386 | 27.2253 | 18.1364 | 52.8106 | 27.0944 | 25.7162 | 1092.48 | 3.6292 | 12.33 | 4.2778 | -0.64854 | 29.1844 | 2.1695 | -2.64 | 2.9482 | -0.77864 | 6.8101 | 2.3437 | -51.24 | 5.0702 | -2.7265 | -43.9354 | 3.6292 | 12.33 | 4.2778 | -0.64854 | 29.1844 | 3.7139 | 9.77 | 4.4884 | -0.77441 | 26.8529 | 0.019305 | 0.5256 | 0.35013 | 1.0195 | 21.0908 | 0.070064 | 0.041884 | 0.045246 | 0.070064 | 0.071699 | 0.23804 | -0.050966 | -0.98921 | 0.23804 | 0.18861 | 0.56342 | 0.13147 | -0.84819 | 0.56342 | 0.51841 | 0.019305 | 0.5256 | 0.35013 | 1.0195 | 21.0908 | 0.070064 | 0.041884 | 0.045246 | 0.070064 | 0.071699 | 0.23804 | -0.050966 | -0.98921 | 0.23804 | 0.18861 | 0.56342 | 0.13147 | -0.84819 | 0.56342 | 0.51841
124 | 0.22 | 0.35 | South/Central | NV | Las.Vegas-McCarran.Intl.AP.723860 | 3 | 1413386 | 26.4223 | 19.0651 | 53.2166 | 26.2953 | 26.9213 | 1126.63 | 3.2233 | -21.82 | 5.0769 | -1.8536 | -8.8398 | 1.7635 | -36.79 | 3.7473 | -1.9837 | -31.2141 | 1.9377 | -85.39 | 5.8693 | -3.9316 | -81.9596 | 3.2233 | -21.82 | 5.0769 | -1.8536 | -8.8398 | 3.308 | -24.38 | 5.2875 | -1.9795 | -11.1713 | 0.019305 | 0.51009 | 0.36806 | 1.0274 | 21.75 | 0.062226 | 0.034046 | 0.037408 | 0.062226 | 0.063861 | -0.42124 | -0.71025 | -1.6485 | -0.42124 | -0.47067 | -0.17066 | -0.6026 | -1.5823 | -0.17066 | -0.21567 | 0.019305 | 0.51009 | 0.36806 | 1.0274 | 21.75 | 0.062226 | 0.034046 | 0.037408 | 0.062226 | 0.063861 | -0.42124 | -0.71025 | -1.6485 | -0.42124 | -0.47067 | -0.17066 | -0.6026 | -1.5823 | -0.17066 | -0.21567
125 | 0.22 | 0.4 | South/Central | NV | Las.Vegas-McCarran.Intl.AP.723860 | 3 | 1413386 | 26.2472 | 19.0116 | 52.9938 | 26.121 | 26.8727 | 1123.61 | 3.4461 | -18.8 | 5.2512 | -1.8051 | -4.6432 | 1.9864 | -33.77 | 3.9216 | -1.9352 | -27.0175 | 2.1606 | -82.37 | 6.0436 | -3.883 | -77.763 | 3.4461 | -18.8 | 5.2512 | -1.8051 | -4.6432 | 3.5308 | -21.36 | 5.4617 | -1.9309 | -6.9747 | 0.019305 | 0.50671 | 0.36703 | 1.0231 | 21.6917 | 0.066528 | 0.038348 | 0.04171 | 0.066528 | 0.068164 | -0.36294 | -0.65194 | -1.5902 | -0.36294 | -0.41236 | -0.089639 | -0.52158 | -1.5012 | -0.089639 | -0.13465 | 0.019305 | 0.50671 | 0.36703 | 1.0231 | 21.6917 | 0.066528 | 0.038348 | 0.04171 | 0.066528 | 0.068164 | -0.36294 | -0.65194 | -1.5902 | -0.36294 | -0.41236 | -0.089639 | -0.52158 | -1.5012 | -0.089639 | -0.13465
126 | 0.2 | 0.2 | South/Central | NV | Las.Vegas-McCarran.Intl.AP.723860 | 3 | 1413386 | 28.6711 | 16.3452 | 51.914 | 28.5332 | 23.3808 | 1025.43 | 4.5259 | 79.38 | 2.839 | 1.6869 | 104.2904 | 3.0662 | 64.41 | 1.5094 | 1.5568 | 81.9161 | 3.2403 | 15.81 | 3.6314 | -0.39108 | 31.1706 | 4.5259 | 79.38 | 2.839 | 1.6869 | 104.2904 | 4.6106 | 76.82 | 3.0496 | 1.561 | 101.9589 | 0.019305 | 0.55351 | 0.31555 | 1.0022 | 19.7963 | 0.087374 | 0.059193 | 0.062556 | 0.087374 | 0.089009 | 1.5325 | 1.2435 | 0.30522 | 1.5325 | 1.483 | 2.0134 | 1.5814 | 0.60176 | 2.0134 | 1.9684 | 0.019305 | 0.55351 | 0.31555 | 1.0022 | 19.7963 | 0.087374 | 0.059193 | 0.062556 | 0.087374 | 0.089009 | 1.5325 | 1.2435 | 0.30522 | 1.5325 | 1.483 | 2.0134 | 1.5814 | 0.60176 | 2.0134 | 1.9684
127 | 0.2 | 0.25 | South/Central | NV | Las.Vegas-McCarran.Intl.AP.723860 | 3 | 1413386 | 27.5827 | 17.2381 | 51.9789 | 27.45 | 24.5289 | 1055.38 | 4.4609 | 49.43 | 3.9222 | 0.53879 | 72.2185 | 3.0012 | 34.46 | 2.5925 | 0.40869 | 49.8441 | 3.1754 | -14.14 | 4.7145 | -1.5391 | -0.90133 | 4.4609 | 49.43 | 3.9222 | 0.53879 | 72.2185 | 4.5456 | 46.87 | 4.1327 | 0.41292 | 69.8869 | 0.019305 | 0.5325 | 0.33279 | 1.0035 | 20.3745 | 0.08612 | 0.05794 | 0.061302 | 0.08612 | 0.087755 | 0.95427 | 0.66526 | -0.27298 | 0.95427 | 0.90484 | 1.3942 | 0.96226 | -0.0174 | 1.3942 | 1.3492 | 0.019305 | 0.5325 | 0.33279 | 1.0035 | 20.3745 | 0.08612 | 0.05794 | 0.061302 | 0.08612 | 0.087755 | 0.95427 | 0.66526 | -0.27298 | 0.95427 | 0.90484 | 1.3942 | 0.96226 | -0.0174 | 1.3942 | 1.3492
128 | 0.2 | 0.3 | South/Central | NV | Las.Vegas-McCarran.Intl.AP.723860 | 3 | 1413386 | 26.6603 | 18.1321 | 52.2109 | 26.532 | 25.6788 | 1086.72 | 4.229 | 18.09 | 4.8402 | -0.61118 | 37.9395 | 2.7693 | 3.12 | 3.5105 | -0.74127 | 15.5651 | 2.9434 | -45.48 | 5.6325 | -2.6891 | -35.1803 | 4.229 | 18.09 | 4.8402 | -0.61118 | 37.9395 | 4.3137 | 15.53 | 5.0507 | -0.73705 | 35.608 | 0.019305 | 0.51469 | 0.35005 | 1.008 | 20.9796 | 0.081642 | 0.053462 | 0.056824 | 0.081642 | 0.083277 | 0.34923 | 0.060233 | -0.87801 | 0.34923 | 0.29981 | 0.73244 | 0.30049 | -0.67917 | 0.73244 | 0.68743 | 0.019305 | 0.51469 | 0.35005 | 1.008 | 20.9796 | 0.081642 | 0.053462 | 0.056824 | 0.081642 | 0.083277 | 0.34923 | 0.060233 | -0.87801 | 0.34923 | 0.29981 | 0.73244 | 0.30049 | -0.67917 | 0.73244 | 0.68743
129 | 0.2 | 0.35 | South/Central | NV | Las.Vegas-McCarran.Intl.AP.723860 | 3 | 1413386 | 25.8673 | 19.065 | 52.6316 | 25.7429 | 26.8887 | 1121.11 | 3.8083 | -16.3 | 5.6293 | -1.8211 | -0.40528 | 2.3485 | -31.27 | 4.2997 | -1.9512 | -22.7796 | 2.5227 | -79.87 | 6.4217 | -3.899 | -73.5251 | 3.8083 | -16.3 | 5.6293 | -1.8211 | -0.40528 | 3.893 | -18.86 | 5.8399 | -1.9469 | -2.7368 | 0.019305 | 0.49938 | 0.36806 | 1.0161 | 21.6435 | 0.07352 | 0.04534 | 0.048702 | 0.07352 | 0.075155 | -0.31468 | -0.60368 | -1.5419 | -0.31468 | -0.3641 | -0.0078242 | -0.43977 | -1.4194 | -0.0078242 | -0.052835 | 0.019305 | 0.49938 | 0.36806 | 1.0161 | 21.6435 | 0.07352 | 0.04534 | 0.048702 | 0.07352 | 0.075155 | -0.31468 | -0.60368 | -1.5419 | -0.31468 | -0.3641 | -0.0078242 | -0.43977 | -1.4194 | -0.0078242 | -0.052835
130 | 0.2 | 0.4 | South/Central | NV | Las.Vegas-McCarran.Intl.AP.723860 | 3 | 1413386 | 25.7118 | 19.0173 | 52.4393 | 25.5881 | 26.8512 | 1118.62 | 4.0006 | -13.81 | 5.7841 | -1.7836 | 3.0967 | 2.5409 | -28.78 | 4.4545 | -1.9136 | -19.2776 | 2.715 | -77.38 | 6.5765 | -3.8615 | -70.0231 | 4.0006 | -13.81 | 5.7841 | -1.7836 | 3.0967 | 4.0853 | -16.37 | 5.9947 | -1.9094 | 0.7652 | 0.019305 | 0.49638 | 0.36714 | 1.0124 | 21.5954 | 0.077233 | 0.049052 | 0.052415 | 0.077233 | 0.078868 | -0.26661 | -0.55561 | -1.4939 | -0.26661 | -0.31603 | 0.059783 | -0.37216 | -1.3518 | 0.059783 | 0.014772 | 0.019305 | 0.49638 | 0.36714 | 1.0124 | 21.5954 | 0.077233 | 0.049052 | 0.052415 | 0.077233 | 0.078868 | -0.26661 | -0.55561 | -1.4939 | -0.26661 | -0.31603 | 0.059783 | -0.37216 | -1.3518 | 0.059783 | 0.014772
Double | Double | Double | South/Central | NV | Las.Vegas-McCarran.Intl.AP.723860 | 3 | 1413386 | 31.503 | 21.7307 | 62.215 | 31.3527 | 30.8623 | 1299.61 | -5.7752 | -194.8 | 0.019468 | -5.7947 | -232.1674 | -7.2349 | -209.77 | -1.3102 | -5.9248 | -254.5418 | -7.0607 | -258.37 | 0.81185 | -7.8726 | -305.2872 | -5.7752 | -194.8 | 0.019468 | -5.7947 | -232.1674 | -5.6905 | -197.36 | 0.23003 | -5.9205 | -234.499 | 0.019305 | 0.60818 | 0.41952 | 1.2011 | 25.0895 | -0.11149 | -0.13967 | -0.13631 | -0.11149 | -0.10986 | -3.7607 | -4.0497 | -4.9879 | -3.7607 | -3.8101 | -4.4821 | -4.914 | -5.8937 | -4.4821 | -4.5271 | 0.019305 | 0.60818 | 0.41952 | 1.2011 | 25.0895 | -0.11149 | -0.13967 | -0.13631 | -0.11149 | -0.10986 | -3.7607 | -4.0497 | -4.9879 | -3.7607 | -3.8101 | -4.4821 | -4.914 | -5.8937 | -4.4821 | -4.5271
Single | Single | Single | South/Central | NV | Las.Vegas-McCarran.Intl.AP.723860 | 3 | 1413386 | 39.6621 | 25.3794 | 75.7098 | 39.4746 | 36.2352 | 1544.8 | -19.27 | -439.99 | -8.1024 | -11.1676 | -552.4676 | -20.7297 | -454.96 | -9.432 | -11.2977 | -574.842 | -20.5555 | -503.56 | -7.31 | -13.2455 | -625.5874 | -19.27 | -439.99 | -8.1024 | -11.1676 | -552.4676 | -19.1853 | -442.55 | -7.8918 | -11.2934 | -554.7992 | 0.019305 | 0.76569 | 0.48996 | 1.4616 | 29.823 | -0.37201 | -0.40019 | -0.39683 | -0.37201 | -0.37038 | -8.4942 | -8.7832 | -9.7214 | -8.4942 | -8.5436 | -10.6656 | -11.0976 | -12.0772 | -10.6656 | -10.7106 | 0.019305 | 0.76569 | 0.48996 | 1.4616 | 29.823 | -0.37201 | -0.40019 | -0.39683 | -0.37201 | -0.37038 | -8.4942 | -8.7832 | -9.7214 | -8.4942 | -8.5436 | -10.6656 | -11.0976 | -12.0772 | -10.6656 | -10.7106
1 | 0.35 | 0.47 | South/Central | AR | Little.Rock-Adams.Field.723403 | 3 | 2047084 | 48.7583 | 14.1191 | 68.6373 | 48.6775 | 19.9598 | 1072.36 | 0.59854 | -33.6 | 3.2432 | -2.6446 | -64.2271 | -1.1506 | -52.58 | 1.4969 | -2.6475 | -86.8743 | -0.54154 | -68.31 | 3.5825 | -4.124 | -119.1857 | 0.59854 | -33.6 | 3.2432 | -2.6446 | -64.2271 | 0.70844 | -33.81 | 3.4428 | -2.7343 | -65.2492 | 0.027961 | 1.3633 | 0.39479 | 1.9192 | 29.9843 | 0.016736 | -0.032173 | -0.015142 | 0.016736 | 0.019809 | -0.93949 | -1.4702 | -1.91 | -0.93949 | -0.94536 | -1.7959 | -2.4291 | -3.3326 | -1.7959 | -1.8244 | 0.027961 | 1.3633 | 0.39479 | 1.9192 | 29.9843 | 0.016736 | -0.032173 | -0.015142 | 0.016736 | 0.019809 | -0.93949 | -1.4702 | -1.91 | -0.93949 | -0.94536 | -1.7959 | -2.4291 | -3.3326 | -1.7959 | -1.8244
2 | 0.35 | 0.42 | South/Central | AR | Little.Rock-Adams.Field.723403 | 3 | 2047084 | 49.6779 | 13.4791 | 68.7069 | 49.5956 | 19.1113 | 1060.24 | 0.52896 | -21.48 | 2.3251 | -1.7962 | -42.041 | -1.2202 | -40.46 | 0.57879 | -1.799 | -64.6881 | -0.61112 | -56.19 | 2.6644 | -3.2755 | -96.9995 | 0.52896 | -21.48 | 2.3251 | -1.7962 | -42.041 | 0.63885 | -21.69 | 2.5247 | -1.8858 | -43.063 | 0.027961 | 1.389 | 0.37689 | 1.9211 | 29.6454 | 0.01479 | -0.034118 | -0.017088 | 0.01479 | 0.017863 | -0.6006 | -1.1313 | -1.5711 | -0.6006 | -0.60648 | -1.1755 | -1.8087 | -2.7122 | -1.1755 | -1.2041 | 0.027961 | 1.389 | 0.37689 | 1.9211 | 29.6454 | 0.01479 | -0.034118 | -0.017088 | 0.01479 | 0.017863 | -0.6006 | -1.1313 | -1.5711 | -0.6006 | -0.60648 | -1.1755 | -1.8087 | -2.7122 | -1.1755 | -1.2041
3 | 0.35 | 0.37 | South/Central | AR | Little.Rock-Adams.Field.723403 | 3 | 2047084 | 50.5975 | 12.9191 | 68.8765 | 50.5137 | 18.3628 | 1050.73 | 0.35938 | -11.97 | 1.407 | -1.0477 | -23.8658 | -1.3898 | -30.95 | -0.33928 | -1.0505 | -46.513 | -0.78071 | -46.68 | 1.7463 | -2.527 | -78.8244 | 0.35938 | -11.97 | 1.407 | -1.0477 | -23.8658 | 0.46927 | -12.18 | 1.6066 | -1.1374 | -24.8878 | 0.027961 | 1.4148 | 0.36123 | 1.9259 | 29.3795 | 0.010049 | -0.03886 | -0.021829 | 0.010049 | 0.013121 | -0.33469 | -0.86539 | -1.3052 | -0.33469 | -0.34057 | -0.66731 | -1.3006 | -2.204 | -0.66731 | -0.69589 | 0.027961 | 1.4148 | 0.36123 | 1.9259 | 29.3795 | 0.010049 | -0.03886 | -0.021829 | 0.010049 | 0.013121 | -0.33469 | -0.86539 | -1.3052 | -0.33469 | -0.34057 | -0.66731 | -1.3006 | -2.204 | -0.66731 | -0.69589
4 | 0.35 | 0.32 | South/Central | AR | Little.Rock-Adams.Field.723403 | 3 | 2047084 | 51.587 | 12.3591 | 69.116 | 51.5016 | 17.6144 | 1041.99 | 0.11983 | -3.23 | 0.41912 | -0.29929 | -6.5961 | -1.6293 | -22.21 | -1.3272 | -0.30213 | -29.2433 | -1.0202 | -37.94 | 0.75841 | -1.7787 | -61.5546 | 0.11983 | -3.23 | 0.41912 | -0.29929 | -6.5961 | 0.22973 | -3.44 | 0.6187 | -0.38897 | -7.6181 | 0.027961 | 1.4424 | 0.34557 | 1.9326 | 29.1351 | 0.0033507 | -0.045558 | -0.028527 | 0.0033507 | 0.0064235 | -0.090314 | -0.62102 | -1.0608 | -0.090314 | -0.096186 | -0.18443 | -0.81767 | -1.7211 | -0.18443 | -0.21301 | 0.027961 | 1.4424 | 0.34557 | 1.9326 | 29.1351 | 0.0033507 | -0.045558 | -0.028527 | 0.0033507 | 0.0064235 | -0.090314 | -0.62102 | -1.0608 | -0.090314 | -0.096186 | -0.18443 | -0.81767 | -1.7211 | -0.18443 | -0.21301
5 | 0.35 | 0.27 | South/Central | AR | Little.Rock-Adams.Field.723403 | 3 | 2047084 | 52.2567 | 12.0291 | 69.3057 | 52.1702 | 17.1355 | 1036.79 | -0.06989 | 1.97 | -0.24948 | 0.17959 | 3.984 | -1.8191 | -17.01 | -1.9958 | 0.17674 | -18.6631 | -1.21 | -32.74 | 0.089816 | -1.2998 | -50.9745 | -0.06989 | 1.97 | -0.24948 | 0.17959 | 3.984 | 0.040005 | 1.76 | -0.049895 | 0.0899 | 2.962 | 0.027961 | 1.4612 | 0.33635 | 1.9379 | 28.9897 | -0.0019542 | -0.050863 | -0.033832 | -0.0019542 | 0.0011186 | 0.055083 | -0.47562 | -0.91545 | 0.055083 | 0.049211 | 0.1114 | -0.52184 | -1.4253 | 0.1114 | 0.082821 | 0.027961 | 1.4612 | 0.33635 | 1.9379 | 28.9897 | -0.0019542 | -0.050863 | -0.033832 | -0.0019542 | 0.0011186 | 0.055083 | -0.47562 | -0.91545 | 0.055083 | 0.049211 | 0.1114 | -0.52184 | -1.4253 | 0.1114 | 0.082821
6 | 0.35 | 0.23 | South/Central | AR | Little.Rock-Adams.Field.723403 | 3 | 2047084 | 52.6565 | 11.8691 | 69.4556 | 52.5694 | 16.8862 | 1034.61 | -0.21971 | 4.15 | -0.64864 | 0.42893 | 8.8345 | -1.9689 | -14.83 | -2.395 | 0.42609 | -13.8126 | -1.3598 | -30.56 | -0.30935 | -1.0504 | -46.124 | -0.21971 | 4.15 | -0.64864 | 0.42893 | 8.8345 | -0.10981 | 3.94 | -0.44906 | 0.33924 | 7.8125 | 0.027961 | 1.4723 | 0.33187 | 1.9421 | 28.9288 | -0.0061433 | -0.055052 | -0.038021 | -0.0061433 | -0.0030705 | 0.11604 | -0.41466 | -0.85449 | 0.11604 | 0.11017 | 0.24702 | -0.38622 | -1.2897 | 0.24702 | 0.21845 | 0.027961 | 1.4723 | 0.33187 | 1.9421 | 28.9288 | -0.0061433 | -0.055052 | -0.038021 | -0.0061433 | -0.0030705 | 0.11604 | -0.41466 | -0.85449 | 0.11604 | 0.11017 | 0.24702 | -0.38622 | -1.2897 | 0.24702 | 0.21845
7 | 0.35 | 0.19 | South/Central | AR | Little.Rock-Adams.Field.723403 | 3 | 2047084 | 53.5961 | 11.3791 | 69.7252 | 53.5074 | 16.2178 | 1027.44 | -0.48932 | 11.32 | -1.5867 | 1.0974 | 23.5407 | -2.2385 | -7.66 | -3.333 | 1.0945 | 0.89356 | -1.6294 | -23.39 | -1.2474 | -0.38203 | -31.4178 | -0.48932 | 11.32 | -1.5867 | 1.0974 | 23.5407 | -0.37942 | 11.11 | -1.3871 | 1.0077 | 22.5187 | 0.027961 | 1.4986 | 0.31817 | 1.9496 | 28.7283 | -0.013682 | -0.062591 | -0.04556 | -0.013682 | -0.010609 | 0.31652 | -0.21418 | -0.65401 | 0.31652 | 0.31065 | 0.65822 | 0.024985 | -0.87848 | 0.65822 | 0.62965 | 0.027961 | 1.4986 | 0.31817 | 1.9496 | 28.7283 | -0.013682 | -0.062591 | -0.04556 | -0.013682 | -0.010609 | 0.31652 | -0.21418 | -0.65401 | 0.31652 | 0.31065 | 0.65822 | 0.024985 | -0.87848 | 0.65822 | 0.62965
8 | 0.35 | 0.17 | South/Central | AR | Little.Rock-Adams.Field.723403 | 3 | 2047084 | 54.0959 | 11.1291 | 69.8849 | 54.0063 | 15.8786 | 1024.06 | -0.64909 | 14.7 | -2.0856 | 1.4365 | 30.7069 | -2.3983 | -4.28 | -3.832 | 1.4337 | 8.0597 | -1.7892 | -20.01 | -1.7463 | -0.042845 | -24.2516 | -0.64909 | 14.7 | -2.0856 | 1.4365 | 30.7069 | -0.5392 | 14.49 | -1.886 | 1.3468 | 29.6849 | 0.027961 | 1.5126 | 0.31118 | 1.9541 | 28.6338 | -0.018149 | -0.067058 | -0.050027 | -0.018149 | -0.015077 | 0.41103 | -0.11967 | -0.5595 | 0.41103 | 0.40516 | 0.8586 | 0.22536 | -0.6781 | 0.8586 | 0.83002 | 0.027961 | 1.5126 | 0.31118 | 1.9541 | 28.6338 | -0.018149 | -0.067058 | -0.050027 | -0.018149 | -0.015077 | 0.41103 | -0.11967 | -0.5595 | 0.41103 | 0.40516 | 0.8586 | 0.22536 | -0.6781 | 0.8586 | 0.83002
9 | 0.33 | 0.47 | South/Central | AR | Little.Rock-Adams.Field.723403 | 3 | 2047084 | 48.0786 | 14.1491 | 67.9776 | 47.999 | 19.9787 | 1065.49 | 1.2582 | -26.73 | 3.9218 | -2.6635 | -56.2284 | -0.49093 | -45.71 | 2.1754 | -2.6664 | -78.8756 | 0.11816 | -61.44 | 4.2611 | -4.1429 | -111.187 | 1.2582 | -26.73 | 3.9218 | -2.6635 | -56.2284 | 1.3681 | -26.94 | 4.1213 | -2.7532 | -57.2504 | 0.027961 | 1.3443 | 0.39562 | 1.9007 | 29.7922 | 0.035182 | -0.013727 | 0.0033039 | 0.035182 | 0.038255 | -0.7474 | -1.2781 | -1.7179 | -0.7474 | -0.75327 | -1.5722 | -2.2054 | -3.1089 | -1.5722 | -1.6008 | 0.027961 | 1.3443 | 0.39562 | 1.9007 | 29.7922 | 0.035182 | -0.013727 | 0.0033039 | 0.035182 | 0.038255 | -0.7474 | -1.2781 | -1.7179 | -0.7474 | -0.75327 | -1.5722 | -2.2054 | -3.1089 | -1.5722 | -1.6008
10 | 0.33 | 0.42 | South/Central | AR | Little.Rock-Adams.Field.723403 | 3 | 2047084 | 48.9982 | 13.4991 | 68.0372 | 48.917 | 19.1202 | 1053.12 | 1.1987 | -14.36 | 3.0037 | -1.805 | -33.6412 | -0.55051 | -33.34 | 1.2574 | -1.8079 | -56.2884 | 0.058575 | -49.07 | 3.343 | -3.2844 | -88.5998 | 1.1987 | -14.36 | 3.0037 | -1.805 | -33.6412 | 1.3086 | -14.57 | 3.2033 | -1.8947 | -34.6632 | 0.027961 | 1.37 | 0.37745 | 1.9024 | 29.4464 | 0.033516 | -0.015393 | 0.0016378 | 0.033516 | 0.036589 | -0.40152 | -0.93222 | -1.372 | -0.40152 | -0.40739 | -0.94064 | -1.5739 | -2.4773 | -0.94064 | -0.96922 | 0.027961 | 1.37 | 0.37745 | 1.9024 | 29.4464 | 0.033516 | -0.015393 | 0.0016378 | 0.033516 | 0.036589 | -0.40152 | -0.93222 | -1.372 | -0.40152 | -0.40739 | -0.94064 | -1.5739 | -2.4773 | -0.94064 | -0.96922
11 | 0.33 | 0.37 | South/Central | AR | Little.Rock-Adams.Field.723403 | 3 | 2047084 | 49.9078 | 12.9391 | 68.1968 | 49.8251 | 18.3717 | 1043.5 | 1.039 | -4.74 | 2.0956 | -1.0566 | -15.338 | -0.71014 | -23.72 | 0.34927 | -1.0594 | -37.9852 | -0.10105 | -39.45 | 2.4349 | -2.5359 | -70.2966 | 1.039 | -4.74 | 2.0956 | -1.0566 | -15.338 | 1.1489 | -4.95 | 2.2952 | -1.1463 | -16.3601 | 0.027961 | 1.3955 | 0.36179 | 1.9069 | 29.1774 | 0.029053 | -0.019856 | -0.0028254 | 0.029053 | 0.032125 | -0.13254 | -0.66324 | -1.1031 | -0.13254 | -0.13841 | -0.42887 | -1.0621 | -1.9656 | -0.42887 | -0.45744 | 0.027961 | 1.3955 | 0.36179 | 1.9069 | 29.1774 | 0.029053 | -0.019856 | -0.0028254 | 0.029053 | 0.032125 | -0.13254 | -0.66324 | -1.1031 | -0.13254 | -0.13841 | -0.42887 | -1.0621 | -1.9656 | -0.42887 | -0.45744
12 | 0.33 | 0.32 | South/Central | AR | Little.Rock-Adams.Field.723403 | 3 | 2047084 | 50.8974 | 12.3691 | 68.4164 | 50.8131 | 17.6034 | 1034.25 | 0.81945 | 4.51 | 1.1077 | -0.28822 | 2.7321 | -0.92972 | -14.47 | -0.63866 | -0.29107 | -19.915 | -0.32063 | -30.2 | 1.447 | -1.7676 | -52.2264 | 0.81945 | 4.51 | 1.1077 | -0.28822 | 2.7321 | 0.92935 | 4.3 | 1.3073 | -0.37791 | 1.7101 | 0.027961 | 1.4231 | 0.34585 | 1.913 | 28.9187 | 0.022913 | -0.025996 | -0.0089652 | 0.022913 | 0.025985 | 0.1261 | -0.4046 | -0.84442 | 0.1261 | 0.12023 | 0.076393 | -0.55685 | -1.4603 | 0.076393 | 0.047816 | 0.027961 | 1.4231 | 0.34585 | 1.913 | 28.9187 | 0.022913 | -0.025996 | -0.0089652 | 0.022913 | 0.025985 | 0.1261 | -0.4046 | -0.84442 | 0.1261 | 0.12023 | 0.076393 | -0.55685 | -1.4603 | 0.076393 | 0.047816
13 | 0.33 | 0.27 | South/Central | AR | Little.Rock-Adams.Field.723403 | 3 | 2047084 | 51.5571 | 12.0391 | 68.6061 | 51.4717 | 17.1344 | 1029.2 | 0.62977 | 9.56 | 0.44906 | 0.18071 | 13.0425 | -1.1194 | -9.42 | -1.2973 | 0.17787 | -9.6047 | -0.51031 | -25.15 | 0.78835 | -1.2987 | -41.9161 | 0.62977 | 9.56 | 0.44906 | 0.18071 | 13.0425 | 0.73966 | 9.35 | 0.64864 | 0.091027 | 12.0205 | 0.027961 | 1.4416 | 0.33663 | 1.9183 | 28.7775 | 0.017609 | -0.0313 | -0.014269 | 0.017609 | 0.020682 | 0.26731 | -0.26339 | -0.70322 | 0.26731 | 0.26144 | 0.36468 | -0.26856 | -1.172 | 0.36468 | 0.33611 | 0.027961 | 1.4416 | 0.33663 | 1.9183 | 28.7775 | 0.017609 | -0.0313 | -0.014269 | 0.017609 | 0.020682 | 0.26731 | -0.26339 | -0.70322 | 0.26731 | 0.26144 | 0.36468 | -0.26856 | -1.172 | 0.36468 | 0.33611
14 | 0.33 | 0.23 | South/Central | AR | Little.Rock-Adams.Field.723403 | 3 | 2047084 | 51.9569 | 11.8691 | 68.7459 | 51.8708 | 16.8751 | 1026.75 | 0.48995 | 12.01 | 0.049892 | 0.44005 | 18.294 | -1.2592 | -6.97 | -1.6964 | 0.43721 | -4.3532 | -0.65014 | -22.7 | 0.38918 | -1.0393 | -36.6646 | 0.48995 | 12.01 | 0.049892 | 0.44005 | 18.294 | 0.59984 | 11.8 | 0.24947 | 0.35037 | 17.2719 | 0.027961 | 1.4528 | 0.33187 | 1.9222 | 28.709 | 0.013699 | -0.035209 | -0.018179 | 0.013699 | 0.016772 | 0.33581 | -0.19489 | -0.63472 | 0.33581 | 0.32994 | 0.51152 | -0.12172 | -1.0252 | 0.51152 | 0.48294 | 0.027961 | 1.4528 | 0.33187 | 1.9222 | 28.709 | 0.013699 | -0.035209 | -0.018179 | 0.013699 | 0.016772 | 0.33581 | -0.19489 | -0.63472 | 0.33581 | 0.32994 | 0.51152 | -0.12172 | -1.0252 | 0.51152 | 0.48294
15 | 0.33 | 0.19 | South/Central | AR | Little.Rock-Adams.Field.723403 | 3 | 2047084 | 52.9065 | 11.3791 | 69.0255 | 52.8188 | 16.2066 | 1019.7 | 0.21038 | 19.06 | -0.89812 | 1.1085 | 32.8723 | -1.5388 | 0.08 | -2.6444 | 1.1057 | 10.2252 | -0.9297 | -15.65 | -0.55882 | -0.37088 | -22.0862 | 0.21038 | 19.06 | -0.89812 | 1.1085 | 32.8723 | 0.32028 | 18.85 | -0.69853 | 1.0188 | 31.8503 | 0.027961 | 1.4793 | 0.31817 | 1.93 | 28.5119 | 0.0058825 | -0.043026 | -0.025995 | 0.0058825 | 0.0089553 | 0.53294 | 0.0022369 | -0.43759 | 0.53294 | 0.52707 | 0.91915 | 0.28591 | -0.61755 | 0.91915 | 0.89057 | 0.027961 | 1.4793 | 0.31817 | 1.93 | 28.5119 | 0.0058825 | -0.043026 | -0.025995 | 0.0058825 | 0.0089553 | 0.53294 | 0.0022369 | -0.43759 | 0.53294 | 0.52707 | 0.91915 | 0.28591 | -0.61755 | 0.91915 | 0.89057
16 | 0.33 | 0.17 | South/Central | AR | Little.Rock-Adams.Field.723403 | 3 | 2047084 | 53.4062 | 11.1291 | 69.1753 | 53.3178 | 15.8575 | 1016.06 | 0.060587 | 22.7 | -1.3971 | 1.4577 | 40.4387 | -1.6886 | 3.72 | -3.1434 | 1.4548 | 17.7916 | -1.0795 | -12.01 | -1.0578 | -0.02172 | -14.5198 | 0.060587 | 22.7 | -1.3971 | 1.4577 | 40.4387 | 0.17048 | 22.49 | -1.1975 | 1.368 | 39.4167 | 0.027961 | 1.4933 | 0.31118 | 1.9342 | 28.4101 | 0.0016941 | -0.047215 | -0.030184 | 0.0016941 | 0.0047669 | 0.63472 | 0.10402 | -0.33581 | 0.63472 | 0.62884 | 1.1307 | 0.49747 | -0.40599 | 1.1307 | 1.1021 | 0.027961 | 1.4933 | 0.31118 | 1.9342 | 28.4101 | 0.0016941 | -0.047215 | -0.030184 | 0.0016941 | 0.0047669 | 0.63472 | 0.10402 | -0.33581 | 0.63472 | 0.62884 | 1.1307 | 0.49747 | -0.40599 | 1.1307 | 1.1021
17 | 0.3 | 0.47 | South/Central | AR | Little.Rock-Adams.Field.723403 | 3 | 2047084 | 47.0391 | 14.1791 | 66.9581 | 46.9611 | 19.997 | 1054.72 | 2.2778 | -15.96 | 4.9596 | -2.6818 | -43.5714 | 0.52858 | -34.94 | 3.2133 | -2.6847 | -66.2186 | 1.1377 | -50.67 | 5.2989 | -4.1612 | -98.53 | 2.2778 | -15.96 | 4.9596 | -2.6818 | -43.5714 | 2.3877 | -16.17 | 5.1592 | -2.7715 | -44.5935 | 0.027961 | 1.3153 | 0.39646 | 1.8722 | 29.4911 | 0.063688 | 0.01478 | 0.031811 | 0.063688 | 0.066761 | -0.44626 | -0.97696 | -1.4168 | -0.44626 | -0.45213 | -1.2183 | -1.8515 | -2.755 | -1.2183 | -1.2469 | 0.027961 | 1.3153 | 0.39646 | 1.8722 | 29.4911 | 0.063688 | 0.01478 | 0.031811 | 0.063688 | 0.066761 | -0.44626 | -0.97696 | -1.4168 | -0.44626 | -0.45213 | -1.2183 | -1.8515 | -2.755 | -1.2183 | -1.2469
18 | 0.3 | 0.42 | South/Central | AR | Little.Rock-Adams.Field.723403 | 3 | 2047084 | 47.9587 | 13.5291 | 67.0077 | 47.8792 | 19.1285 | 1042.09 | 2.2282 | -3.33 | 4.0415 | -1.8134 | -20.5839 | 0.47898 | -22.31 | 2.2952 | -1.8162 | -43.2311 | 1.0881 | -38.04 | 4.3808 | -3.2927 | -75.5425 | 2.2282 | -3.33 | 4.0415 | -1.8134 | -20.5839 | 2.338 | -3.54 | 4.2411 | -1.903 | -21.606 | 0.027961 | 1.341 | 0.37829 | 1.8736 | 29.1379 | 0.062302 | 0.013393 | 0.030424 | 0.062302 | 0.065374 | -0.09311 | -0.62381 | -1.0636 | -0.09311 | -0.098982 | -0.57555 | -1.2088 | -2.1122 | -0.57555 | -0.60413 | 0.027961 | 1.341 | 0.37829 | 1.8736 | 29.1379 | 0.062302 | 0.013393 | 0.030424 | 0.062302 | 0.065374 | -0.09311 | -0.62381 | -1.0636 | -0.09311 | -0.098982 | -0.57555 | -1.2088 | -2.1122 | -0.57555 | -0.60413
19 | 0.3 | 0.37 | South/Central | AR | Little.Rock-Adams.Field.723403 | 3 | 2047084 | 48.8583 | 12.9691 | 67.1573 | 48.7773 | 18.38 | 1032.37 | 2.0786 | 6.39 | 3.1434 | -1.0648 | -2.1503 | 0.32938 | -12.59 | 1.3971 | -1.0677 | -24.7975 | 0.93847 | -28.32 | 3.4827 | -2.5442 | -57.1089 | 2.0786 | 6.39 | 3.1434 | -1.0648 | -2.1503 | 2.1884 | 6.18 | 3.343 | -1.1545 | -3.1724 | 0.027961 | 1.3661 | 0.36263 | 1.8778 | 28.8662 | 0.058118 | 0.0092098 | 0.026241 | 0.058118 | 0.061191 | 0.17867 | -0.35203 | -0.79186 | 0.17867 | 0.1728 | -0.060125 | -0.69336 | -1.5968 | -0.060125 | -0.088702 | 0.027961 | 1.3661 | 0.36263 | 1.8778 | 28.8662 | 0.058118 | 0.0092098 | 0.026241 | 0.058118 | 0.061191 | 0.17867 | -0.35203 | -0.79186 | 0.17867 | 0.1728 | -0.060125 | -0.69336 | -1.5968 | -0.060125 | -0.088702
20 | 0.3 | 0.32 | South/Central | AR | Little.Rock-Adams.Field.723403 | 3 | 2047084 | 49.8479 | 12.3991 | 67.3769 | 49.7653 | 17.6116 | 1023.12 | 1.859 | 15.64 | 2.1555 | -0.29648 | 15.9207 | 0.10982 | -3.34 | 0.40914 | -0.29933 | -6.7264 | 0.7189 | -19.07 | 2.4948 | -1.7759 | -39.0378 | 1.859 | 15.64 | 2.1555 | -0.29648 | 15.9207 | 1.9689 | 15.43 | 2.3551 | -0.38617 | 14.8987 | 0.027961 | 1.3938 | 0.34669 | 1.8839 | 28.6075 | 0.051979 | 0.0030706 | 0.020101 | 0.051979 | 0.055052 | 0.43731 | -0.09339 | -0.53322 | 0.43731 | 0.43144 | 0.44516 | -0.18808 | -1.0915 | 0.44516 | 0.41658 | 0.027961 | 1.3938 | 0.34669 | 1.8839 | 28.6075 | 0.051979 | 0.0030706 | 0.020101 | 0.051979 | 0.055052 | 0.43731 | -0.09339 | -0.53322 | 0.43731 | 0.43144 | 0.44516 | -0.18808 | -1.0915 | 0.44516 | 0.41658
21 | 0.3 | 0.27 | South/Central | AR | Little.Rock-Adams.Field.723403 | 3 | 2047084 | 50.5076 | 12.0591 | 67.5566 | 50.4239 | 17.1327 | 1017.81 | 1.6793 | 20.95 | 1.4969 | 0.18243 | 26.6313 | -0.069886 | 1.97 | -0.24948 | 0.17959 | 3.9841 | 0.5392 | -13.76 | 1.8361 | -1.2969 | -28.3272 | 1.6793 | 20.95 | 1.4969 | 0.18243 | 26.6313 | 1.7892 | 20.74 | 1.6964 | 0.092745 | 25.6093 | 0.027961 | 1.4122 | 0.33719 | 1.889 | 28.459 | 0.046955 | -0.0019541 | 0.015077 | 0.046955 | 0.050027 | 0.58578 | 0.055083 | -0.38474 | 0.58578 | 0.57991 | 0.74464 | 0.1114 | -0.79206 | 0.74464 | 0.71606 | 0.027961 | 1.4122 | 0.33719 | 1.889 | 28.459 | 0.046955 | -0.0019541 | 0.015077 | 0.046955 | 0.050027 | 0.58578 | 0.055083 | -0.38474 | 0.58578 | 0.57991 | 0.74464 | 0.1114 | -0.79206 | 0.74464 | 0.71606
22 | 0.3 | 0.23 | South/Central | AR | Little.Rock-Adams.Field.723403 | 3 | 2047084 | 50.8974 | 11.8891 | 67.6764 | 50.8131 | 16.8634 | 1015 | 1.5594 | 23.76 | 1.1077 | 0.45175 | 32.4119 | -0.18975 | 4.78 | -0.63866 | 0.44891 | 9.7647 | 0.41934 | -10.95 | 1.447 | -1.0276 | -22.5467 | 1.5594 | 23.76 | 1.1077 | 0.45175 | 32.4119 | 1.6693 | 23.55 | 1.3073 | 0.36207 | 31.3898 | 0.027961 | 1.4231 | 0.33243 | 1.8923 | 28.3805 | 0.043603 | -0.0053056 | 0.011725 | 0.043603 | 0.046676 | 0.66435 | 0.13365 | -0.30617 | 0.66435 | 0.65848 | 0.90627 | 0.27303 | -0.63043 | 0.90627 | 0.87769 | 0.027961 | 1.4231 | 0.33243 | 1.8923 | 28.3805 | 0.043603 | -0.0053056 | 0.011725 | 0.043603 | 0.046676 | 0.66435 | 0.13365 | -0.30617 | 0.66435 | 0.65848 | 0.90627 | 0.27303 | -0.63043 | 0.90627 | 0.87769
23 | 0.3 | 0.19 | South/Central | AR | Little.Rock-Adams.Field.723403 | 3 | 2047084 | 51.847 | 11.3891 | 67.946 | 51.7611 | 16.1849 | 1007.68 | 1.2899 | 31.08 | 0.15966 | 1.1302 | 47.3921 | -0.4593 | 12.1 | -1.5867 | 1.1274 | 24.745 | 0.14979 | -3.63 | 0.49895 | -0.34916 | -7.5664 | 1.2899 | 31.08 | 0.15966 | 1.1302 | 47.3921 | 1.3998 | 30.87 | 0.35924 | 1.0405 | 46.3701 | 0.027961 | 1.4497 | 0.31845 | 1.8998 | 28.1758 | 0.036066 | -0.012842 | 0.0041884 | 0.036066 | 0.039139 | 0.86903 | 0.33833 | -0.1015 | 0.86903 | 0.86316 | 1.3251 | 0.6919 | -0.21157 | 1.3251 | 1.2966 | 0.027961 | 1.4497 | 0.31845 | 1.8998 | 28.1758 | 0.036066 | -0.012842 | 0.0041884 | 0.036066 | 0.039139 | 0.86903 | 0.33833 | -0.1015 | 0.86903 | 0.86316 | 1.3251 | 0.6919 | -0.21157 | 1.3251 | 1.2966
24 | 0.3 | 0.17 | South/Central | AR | Little.Rock-Adams.Field.723403 | 3 | 2047084 | 52.3468 | 11.1291 | 68.0958 | 52.26 | 15.8358 | 1004.05 | 1.1401 | 34.71 | -0.33929 | 1.4794 | 54.9586 | -0.60909 | 15.73 | -2.0856 | 1.4765 | 32.3114 | 0 | 0 | 0 | 0 | 0 | 1.1401 | 34.71 | -0.33929 | 1.4794 | 54.9586 | 1.25 | 34.5 | -0.13971 | 1.3897 | 53.9365 | 0.027961 | 1.4637 | 0.31118 | 1.904 | 28.0743 | 0.031878 | -0.017031 | 0 | 0.031878 | 0.034951 | 0.97053 | 0.43983 | 0 | 0.97053 | 0.96466 | 1.5367 | 0.90346 | 0 | 1.5367 | 1.5081 | 0.027961 | 1.4637 | 0.31118 | 1.904 | 28.0743 | 0.031878 | -0.017031 | 0 | 0.031878 | 0.034951 | 0.97053 | 0.43983 | 0 | 0.97053 | 0.96466 | 1.5367 | 0.90346 | 0 | 1.5367 | 1.5081
25 | 0.28 | 0.47 | South/Central | AR | Little.Rock-Adams.Field.723403 | 3 | 2047084 | 46.5294 | 14.0591 | 66.2684 | 46.4522 | 19.8161 | 1044.51 | 2.9675 | -5.75 | 5.4685 | -2.501 | -29.7522 | 1.2183 | -24.73 | 3.7222 | -2.5038 | -52.3993 | 1.8274 | -40.46 | 5.8078 | -3.9804 | -84.7107 | 2.9675 | -5.75 | 5.4685 | -2.501 | -29.7522 | 3.0774 | -5.96 | 5.6681 | -2.5907 | -30.7742 | 0.027961 | 1.301 | 0.39311 | 1.8529 | 29.2056 | 0.082975 | 0.034066 | 0.051097 | 0.082975 | 0.086047 | -0.16078 | -0.69148 | -1.1313 | -0.16078 | -0.16665 | -0.8319 | -1.4651 | -2.3686 | -0.8319 | -0.86048 | 0.027961 | 1.301 | 0.39311 | 1.8529 | 29.2056 | 0.082975 | 0.034066 | 0.051097 | 0.082975 | 0.086047 | -0.16078 | -0.69148 | -1.1313 | -0.16078 | -0.16665 | -0.8319 | -1.4651 | -2.3686 | -0.8319 | -0.86048
26 | 0.28 | 0.42 | South/Central | AR | Little.Rock-Adams.Field.723403 | 3 | 2047084 | 47.289 | 13.5191 | 66.3081 | 47.2106 | 19.0974 | 1034.04 | 2.9278 | 4.72 | 4.7101 | -1.7823 | -10.7119 | 1.1786 | -14.26 | 2.9638 | -1.7852 | -33.359 | 1.7877 | -29.99 | 5.0494 | -3.2617 | -65.6704 | 2.9278 | 4.72 | 4.7101 | -1.7823 | -10.7119 | 3.0377 | 4.51 | 4.9097 | -1.872 | -11.7339 | 0.027961 | 1.3223 | 0.37801 | 1.854 | 28.9129 | 0.081864 | 0.032955 | 0.049986 | 0.081864 | 0.084937 | 0.13198 | -0.39872 | -0.83855 | 0.13198 | 0.1261 | -0.29952 | -0.93275 | -1.8362 | -0.29952 | -0.32809 | 0.027961 | 1.3223 | 0.37801 | 1.854 | 28.9129 | 0.081864 | 0.032955 | 0.049986 | 0.081864 | 0.084937 | 0.13198 | -0.39872 | -0.83855 | 0.13198 | 0.1261 | -0.29952 | -0.93275 | -1.8362 | -0.29952 | -0.32809
27 | 0.28 | 0.37 | South/Central | AR | Little.Rock-Adams.Field.723403 | 3 | 2047084 | 48.0387 | 13.0491 | 66.4277 | 47.959 | 18.4686 | 1025.81 | 2.8082 | 12.95 | 3.9617 | -1.1535 | 4.8524 | 1.059 | -6.03 | 2.2153 | -1.1563 | -17.7948 | 1.6681 | -21.76 | 4.301 | -2.6329 | -50.1062 | 2.8082 | 12.95 | 3.9617 | -1.1535 | 4.8524 | 2.9181 | 12.74 | 4.1613 | -1.2432 | 3.8303 | 0.027961 | 1.3432 | 0.36487 | 1.8574 | 28.6827 | 0.07852 | 0.029611 | 0.046642 | 0.07852 | 0.081592 | 0.3621 | -0.16861 | -0.60843 | 0.3621 | 0.35622 | 0.13568 | -0.49756 | -1.401 | 0.13568 | 0.1071 | 0.027961 | 1.3432 | 0.36487 | 1.8574 | 28.6827 | 0.07852 | 0.029611 | 0.046642 | 0.07852 | 0.081592 | 0.3621 | -0.16861 | -0.60843 | 0.3621 | 0.35622 | 0.13568 | -0.49756 | -1.401 | 0.13568 | 0.1071
28 | 0.28 | 0.32 | South/Central | AR | Little.Rock-Adams.Field.723403 | 3 | 2047084 | 48.9283 | 12.5391 | 66.6173 | 48.8472 | 17.7701 | 1017.28 | 2.6186 | 21.48 | 3.0735 | -0.45499 | 21.4091 | 0.86938 | 2.5 | 1.3272 | -0.45783 | -1.2381 | 1.4785 | -13.23 | 3.4128 | -1.9344 | -33.5494 | 2.6186 | 21.48 | 3.0735 | -0.45499 | 21.4091 | 2.7284 | 21.27 | 3.2731 | -0.54468 | 20.3871 | 0.027961 | 1.3681 | 0.35061 | 1.8627 | 28.4442 | 0.073217 | 0.024309 | 0.04134 | 0.073217 | 0.07629 | 0.6006 | 0.069903 | -0.36992 | 0.6006 | 0.59473 | 0.59862 | -0.034617 | -0.93808 | 0.59862 | 0.57004 | 0.027961 | 1.3681 | 0.35061 | 1.8627 | 28.4442 | 0.073217 | 0.024309 | 0.04134 | 0.073217 | 0.07629 | 0.6006 | 0.069903 | -0.36992 | 0.6006 | 0.59473 | 0.59862 | -0.034617 | -0.93808 | 0.59862 | 0.57004
29 | 0.28 | 0.27 | South/Central | AR | Little.Rock-Adams.Field.723403 | 3 | 2047084 | 49.618 | 12.1891 | 66.807 | 49.5357 | 17.2712 | 1011.77 | 2.4289 | 26.99 | 2.385 | 0.043885 | 32.534 | 0.6797 | 8.01 | 0.63866 | 0.041042 | 9.8869 | 1.2888 | -7.72 | 2.7243 | -1.4355 | -22.4245 | 2.4289 | 26.99 | 2.385 | 0.043885 | 32.534 | 2.5388 | 26.78 | 2.5846 | -0.045802 | 31.512 | 0.027961 | 1.3874 | 0.34082 | 1.868 | 28.2902 | 0.067914 | 0.019005 | 0.036036 | 0.067914 | 0.070987 | 0.75467 | 0.22397 | -0.21586 | 0.75467 | 0.7488 | 0.90969 | 0.27645 | -0.62701 | 0.90969 | 0.88111 | 0.027961 | 1.3874 | 0.34082 | 1.868 | 28.2902 | 0.067914 | 0.019005 | 0.036036 | 0.067914 | 0.070987 | 0.75467 | 0.22397 | -0.21586 | 0.75467 | 0.7488 | 0.90969 | 0.27645 | -0.62701 | 0.90969 | 0.88111
30 | 0.28 | 0.23 | South/Central | AR | Little.Rock-Adams.Field.723403 | 3 | 2047084 | 50.1777 | 11.8991 | 66.9568 | 50.0946 | 16.8622 | 1007.18 | 2.2791 | 31.58 | 1.8262 | 0.45292 | 41.7294 | 0.52991 | 12.6 | 0.07983 | 0.45008 | 19.0822 | 1.139 | -3.13 | 2.1655 | -1.0265 | -13.2291 | 2.2791 | 31.58 | 1.8262 | 0.45292 | 41.7294 | 2.389 | 31.37 | 2.0257 | 0.36323 | 40.7074 | 0.027961 | 1.403 | 0.33271 | 1.8722 | 28.1618 | 0.063725 | 0.014817 | 0.031848 | 0.063725 | 0.066798 | 0.88301 | 0.35231 | -0.087518 | 0.88301 | 0.87714 | 1.1668 | 0.53356 | -0.3699 | 1.1668 | 1.1382 | 0.027961 | 1.403 | 0.33271 | 1.8722 | 28.1618 | 0.063725 | 0.014817 | 0.031848 | 0.063725 | 0.066798 | 0.88301 | 0.35231 | -0.087518 | 0.88301 | 0.87714 | 1.1668 | 0.53356 | -0.3699 | 1.1668 | 1.1382
31 | 0.28 | 0.19 | South/Central | AR | Little.Rock-Adams.Field.723403 | 3 | 2047084 | 51.1073 | 11.3991 | 67.2063 | 51.0226 | 16.1837 | 999.65 | 2.0295 | 39.11 | 0.89811 | 1.1314 | 56.9688 | 0.28036 | 20.13 | -0.84822 | 1.1286 | 34.3217 | 0.88945 | 4.4 | 1.2374 | -0.34795 | 2.0103 | 2.0295 | 39.11 | 0.89811 | 1.1314 | 56.9688 | 2.1394 | 38.9 | 1.0977 | 1.0417 | 55.9468 | 0.027961 | 1.429 | 0.31873 | 1.8792 | 27.9513 | 0.056748 | 0.0078391 | 0.02487 | 0.056748 | 0.059821 | 1.0936 | 0.56286 | 0.12303 | 1.0936 | 1.0877 | 1.5929 | 0.95967 | 0.056209 | 1.5929 | 1.5643 | 0.027961 | 1.429 | 0.31873 | 1.8792 | 27.9513 | 0.056748 | 0.0078391 | 0.02487 | 0.056748 | 0.059821 | 1.0936 | 0.56286 | 0.12303 | 1.0936 | 1.0877 | 1.5929 | 0.95967 | 0.056209 | 1.5929 | 1.5643
32 | 0.28 | 0.17 | South/Central | AR | Little.Rock-Adams.Field.723403 | 3 | 2047084 | 51.5971 | 11.1391 | 67.3461 | 51.5116 | 15.8345 | 995.9 | 1.8897 | 42.86 | 0.40913 | 1.4806 | 64.664 | 0.14054 | 23.88 | -1.3372 | 1.4777 | 42.0168 | 0.74963 | 8.15 | 0.74843 | 0.001206 | 9.7054 | 1.8897 | 42.86 | 0.40913 | 1.4806 | 64.664 | 1.9996 | 42.65 | 0.60872 | 1.3909 | 63.6419 | 0.027961 | 1.4427 | 0.31146 | 1.8831 | 27.8464 | 0.052838 | 0.0039298 | 0.020961 | 0.052838 | 0.055911 | 1.1984 | 0.66771 | 0.22788 | 1.1984 | 1.1925 | 1.8081 | 1.1748 | 0.27137 | 1.8081 | 1.7795 | 0.027961 | 1.4427 | 0.31146 | 1.8831 | 27.8464 | 0.052838 | 0.0039298 | 0.020961 | 0.052838 | 0.055911 | 1.1984 | 0.66771 | 0.22788 | 1.1984 | 1.1925 | 1.8081 | 1.1748 | 0.27137 | 1.8081 | 1.7795
33 | 0.27 | 0.47 | South/Central | AR | Little.Rock-Adams.Field.723403 | 3 | 2047084 | 46.2195 | 14.0391 | 65.9285 | 46.1429 | 19.7857 | 1040.36 | 3.3073 | -1.6 | 5.7779 | -2.4705 | -24.5384 | 1.5582 | -20.58 | 4.0315 | -2.4734 | -47.1856 | 2.1672 | -36.31 | 6.1172 | -3.9499 | -79.497 | 3.3073 | -1.6 | 5.7779 | -2.4705 | -24.5384 | 3.4172 | -1.81 | 5.9774 | -2.5602 | -25.5605 | 0.027961 | 1.2923 | 0.39255 | 1.8434 | 29.0896 | 0.092476 | 0.043568 | 0.060598 | 0.092476 | 0.095549 | -0.044738 | -0.57544 | -1.0153 | -0.044738 | -0.05061 | -0.68612 | -1.3194 | -2.2228 | -0.68612 | -0.7147 | 0.027961 | 1.2923 | 0.39255 | 1.8434 | 29.0896 | 0.092476 | 0.043568 | 0.060598 | 0.092476 | 0.095549 | -0.044738 | -0.57544 | -1.0153 | -0.044738 | -0.05061 | -0.68612 | -1.3194 | -2.2228 | -0.68612 | -0.7147
34 | 0.27 | 0.42 | South/Central | AR | Little.Rock-Adams.Field.723403 | 3 | 2047084 | 46.9592 | 13.5191 | 65.9682 | 46.8813 | 19.0869 | 1030.2 | 3.2677 | 8.56 | 5.0394 | -1.7717 | -6.0379 | 1.5185 | -10.42 | 3.2931 | -1.7746 | -28.6851 | 2.1276 | -26.15 | 5.3787 | -3.2511 | -60.9965 | 3.2677 | 8.56 | 5.0394 | -1.7717 | -6.0379 | 3.3776 | 8.35 | 5.239 | -1.8614 | -7.0599 | 0.027961 | 1.313 | 0.37801 | 1.8445 | 28.8055 | 0.091368 | 0.042459 | 0.05949 | 0.091368 | 0.094441 | 0.23935 | -0.29135 | -0.73118 | 0.23935 | 0.23347 | -0.16883 | -0.80207 | -1.7055 | -0.16883 | -0.1974 | 0.027961 | 1.313 | 0.37801 | 1.8445 | 28.8055 | 0.091368 | 0.042459 | 0.05949 | 0.091368 | 0.094441 | 0.23935 | -0.29135 | -0.73118 | 0.23935 | 0.23347 | -0.16883 | -0.80207 | -1.7055 | -0.16883 | -0.1974
35 | 0.27 | 0.37 | South/Central | AR | Little.Rock-Adams.Field.723403 | 3 | 2047084 | 47.5789 | 13.1391 | 66.0679 | 47.5 | 18.5679 | 1023.41 | 3.1679 | 15.35 | 4.4207 | -1.2528 | 6.7931 | 1.4188 | -3.63 | 2.6744 | -1.2556 | -15.8541 | 2.0278 | -19.36 | 4.76 | -2.7322 | -48.1655 | 3.1679 | 15.35 | 4.4207 | -1.2528 | 6.7931 | 3.2778 | 15.14 | 4.6203 | -1.3425 | 5.771 | 0.027961 | 1.3304 | 0.36738 | 1.8473 | 28.6156 | 0.088579 | 0.03967 | 0.056701 | 0.088579 | 0.091651 | 0.4292 | -0.1015 | -0.54133 | 0.4292 | 0.42333 | 0.18994 | -0.4433 | -1.3468 | 0.18994 | 0.16136 | 0.027961 | 1.3304 | 0.36738 | 1.8473 | 28.6156 | 0.088579 | 0.03967 | 0.056701 | 0.088579 | 0.091651 | 0.4292 | -0.1015 | -0.54133 | 0.4292 | 0.42333 | 0.18994 | -0.4433 | -1.3468 | 0.18994 | 0.16136
36 | 0.27 | 0.32 | South/Central | AR | Little.Rock-Adams.Field.723403 | 3 | 2047084 | 48.3885 | 12.6791 | 66.2476 | 48.3083 | 17.9392 | 1015.82 | 2.9883 | 22.94 | 3.6124 | -0.62411 | 21.5789 | 1.2391 | 3.96 | 1.8661 | -0.62695 | -1.0683 | 1.8482 | -11.77 | 3.9517 | -2.1035 | -33.3796 | 2.9883 | 22.94 | 3.6124 | -0.62411 | 21.5789 | 3.0982 | 22.73 | 3.812 | -0.7138 | 20.5569 | 0.027961 | 1.353 | 0.35452 | 1.8524 | 28.4034 | 0.083556 | 0.034647 | 0.051678 | 0.083556 | 0.086629 | 0.64143 | 0.11073 | -0.3291 | 0.64143 | 0.63555 | 0.60337 | -0.02987 | -0.93333 | 0.60337 | 0.57479 | 0.027961 | 1.353 | 0.35452 | 1.8524 | 28.4034 | 0.083556 | 0.034647 | 0.051678 | 0.083556 | 0.086629 | 0.64143 | 0.11073 | -0.3291 | 0.64143 | 0.63555 | 0.60337 | -0.02987 | -0.93333 | 0.60337 | 0.57479
37 | 0.27 | 0.27 | South/Central | AR | Little.Rock-Adams.Field.723403 | 3 | 2047084 | 49.1482 | 12.2691 | 66.4272 | 49.0667 | 17.3605 | 1008.99 | 2.8086 | 29.77 | 2.854 | -0.045358 | 35.0063 | 1.0595 | 10.79 | 1.1077 | -0.048201 | 12.3592 | 1.6686 | -4.94 | 3.1933 | -1.5247 | -19.9522 | 2.8086 | 29.77 | 2.854 | -0.045358 | 35.0063 | 2.9185 | 29.56 | 3.0536 | -0.13504 | 33.9843 | 0.027961 | 1.3742 | 0.34306 | 1.8574 | 28.2124 | 0.078533 | 0.029624 | 0.046655 | 0.078533 | 0.081605 | 0.8324 | 0.3017 | -0.13813 | 0.8324 | 0.82653 | 0.97881 | 0.34558 | -0.55789 | 0.97881 | 0.95024 | 0.027961 | 1.3742 | 0.34306 | 1.8574 | 28.2124 | 0.078533 | 0.029624 | 0.046655 | 0.078533 | 0.081605 | 0.8324 | 0.3017 | -0.13813 | 0.8324 | 0.82653 | 0.97881 | 0.34558 | -0.55789 | 0.97881 | 0.95024
38 | 0.27 | 0.23 | South/Central | AR | Little.Rock-Adams.Field.723403 | 3 | 2047084 | 49.8079 | 11.9091 | 66.587 | 49.7253 | 16.8616 | 1003.16 | 2.6489 | 35.6 | 2.1954 | 0.45351 | 46.5173 | 0.89972 | 16.62 | 0.44905 | 0.45067 | 23.8701 | 1.5088 | 0.89 | 2.5347 | -1.0259 | -8.4412 | 2.6489 | 35.6 | 2.1954 | 0.45351 | 46.5173 | 2.7588 | 35.39 | 2.395 | 0.36383 | 45.4953 | 0.027961 | 1.3927 | 0.33299 | 1.8618 | 28.0494 | 0.074066 | 0.025157 | 0.042188 | 0.074066 | 0.077139 | 0.99541 | 0.46471 | 0.024885 | 0.99541 | 0.98954 | 1.3007 | 0.66743 | -0.23603 | 1.3007 | 1.2721 | 0.027961 | 1.3927 | 0.33299 | 1.8618 | 28.0494 | 0.074066 | 0.025157 | 0.042188 | 0.074066 | 0.077139 | 0.99541 | 0.46471 | 0.024885 | 0.99541 | 0.98954 | 1.3007 | 0.66743 | -0.23603 | 1.3007 | 1.2721
39 | 0.27 | 0.19 | South/Central | AR | Little.Rock-Adams.Field.723403 | 3 | 2047084 | 50.7375 | 11.4091 | 66.8365 | 50.6534 | 16.1831 | 995.63 | 2.3993 | 43.13 | 1.2673 | 1.132 | 61.756 | 0.65016 | 24.15 | -0.479 | 1.1292 | 39.1088 | 1.2592 | 8.42 | 1.6066 | -0.34738 | 6.7974 | 2.3993 | 43.13 | 1.2673 | 1.132 | 61.756 | 2.5092 | 42.92 | 1.4669 | 1.0423 | 60.734 | 0.027961 | 1.4187 | 0.31901 | 1.8688 | 27.8389 | 0.067088 | 0.018179 | 0.03521 | 0.067088 | 0.070161 | 1.206 | 0.67526 | 0.23543 | 1.206 | 1.2001 | 1.7268 | 1.0935 | 0.19006 | 1.7268 | 1.6982 | 0.027961 | 1.4187 | 0.31901 | 1.8688 | 27.8389 | 0.067088 | 0.018179 | 0.03521 | 0.067088 | 0.070161 | 1.206 | 0.67526 | 0.23543 | 1.206 | 1.2001 | 1.7268 | 1.0935 | 0.19006 | 1.7268 | 1.6982
40 | 0.27 | 0.17 | South/Central | AR | Little.Rock-Adams.Field.723403 | 3 | 2047084 | 51.2273 | 11.1491 | 66.9763 | 51.1424 | 15.834 | 991.89 | 2.2595 | 46.87 | 0.77836 | 1.4812 | 69.4511 | 0.51034 | 27.89 | -0.96797 | 1.4783 | 46.804 | 1.1194 | 12.16 | 1.1177 | 0.001779 | 14.4926 | 2.2595 | 46.87 | 0.77836 | 1.4812 | 69.4511 | 2.3694 | 46.66 | 0.97794 | 1.3915 | 68.4291 | 0.027961 | 1.4324 | 0.31174 | 1.8727 | 27.7343 | 0.063178 | 0.01427 | 0.0313 | 0.063178 | 0.066251 | 1.3105 | 0.77983 | 0.34001 | 1.3105 | 1.3047 | 1.9419 | 1.3087 | 0.40523 | 1.9419 | 1.9133 | 0.027961 | 1.4324 | 0.31174 | 1.8727 | 27.7343 | 0.063178 | 0.01427 | 0.0313 | 0.063178 | 0.066251 | 1.3105 | 0.77983 | 0.34001 | 1.3105 | 1.3047 | 1.9419 | 1.3087 | 0.40523 | 1.9419 | 1.9133
41 | 0.26 | 0.47 | South/Central | AR | Little.Rock-Adams.Field.723403 | 3 | 2047084 | 45.9097 | 14.0291 | 65.5986 | 45.8335 | 19.7651 | 1036.47 | 3.6372 | 2.29 | 6.0872 | -2.45 | -19.7233 | 1.888 | -16.69 | 4.3409 | -2.4528 | -42.3705 | 2.4971 | -32.42 | 6.4265 | -3.9294 | -74.6818 | 3.6372 | 2.29 | 6.0872 | -2.45 | -19.7233 | 3.7471 | 2.08 | 6.2868 | -2.5397 | -20.7453 | 0.027961 | 1.2837 | 0.39227 | 1.8342 | 28.9808 | 0.1017 | 0.052792 | 0.069822 | 0.1017 | 0.10477 | 0.064031 | -0.46667 | -0.9065 | 0.064031 | 0.058159 | -0.55148 | -1.1847 | -2.0882 | -0.55148 | -0.58006 | 0.027961 | 1.2837 | 0.39227 | 1.8342 | 28.9808 | 0.1017 | 0.052792 | 0.069822 | 0.1017 | 0.10477 | 0.064031 | -0.46667 | -0.9065 | 0.064031 | 0.058159 | -0.55148 | -1.1847 | -2.0882 | -0.55148 | -0.58006
42 | 0.26 | 0.42 | South/Central | AR | Little.Rock-Adams.Field.723403 | 3 | 2047084 | 46.6194 | 13.5091 | 65.5984 | 46.542 | 19.0564 | 1025.72 | 3.6375 | 13.04 | 5.3787 | -1.7412 | -0.43716 | 1.8883 | -5.94 | 3.6324 | -1.7441 | -23.0843 | 2.4974 | -21.67 | 5.718 | -3.2206 | -55.3957 | 3.6375 | 13.04 | 5.3787 | -1.7412 | -0.43716 | 3.7474 | 12.83 | 5.5783 | -1.8309 | -1.4592 | 0.027961 | 1.3035 | 0.37773 | 1.8342 | 28.6802 | 0.10171 | 0.052799 | 0.069829 | 0.10171 | 0.10478 | 0.36461 | -0.16609 | -0.60592 | 0.36461 | 0.35874 | -0.012224 | -0.64546 | -1.5489 | -0.012224 | -0.040801 | 0.027961 | 1.3035 | 0.37773 | 1.8342 | 28.6802 | 0.10171 | 0.052799 | 0.069829 | 0.10171 | 0.10478 | 0.36461 | -0.16609 | -0.60592 | 0.36461 | 0.35874 | -0.012224 | -0.64546 | -1.5489 | -0.012224 | -0.040801
43 | 0.26 | 0.37 | South/Central | AR | Little.Rock-Adams.Field.723403 | 3 | 2047084 | 47.1191 | 13.2391 | 65.7181 | 47.041 | 18.6772 | 1021.26 | 3.5177 | 17.5 | 4.8797 | -1.362 | 8.3344 | 1.7685 | -1.48 | 3.1334 | -1.3649 | -14.3128 | 2.3776 | -17.21 | 5.219 | -2.8414 | -46.6242 | 3.5177 | 17.5 | 4.8797 | -1.362 | 8.3344 | 3.6276 | 17.29 | 5.0793 | -1.4517 | 7.3123 | 0.027961 | 1.3175 | 0.37018 | 1.8375 | 28.5555 | 0.098359 | 0.04945 | 0.066481 | 0.098359 | 0.10143 | 0.48932 | -0.041382 | -0.48121 | 0.48932 | 0.48345 | 0.23304 | -0.4002 | -1.3037 | 0.23304 | 0.20446 | 0.027961 | 1.3175 | 0.37018 | 1.8375 | 28.5555 | 0.098359 | 0.04945 | 0.066481 | 0.098359 | 0.10143 | 0.48932 | -0.041382 | -0.48121 | 0.48932 | 0.48345 | 0.23304 | -0.4002 | -1.3037 | 0.23304 | 0.20446
44 | 0.26 | 0.32 | South/Central | AR | Little.Rock-Adams.Field.723403 | 3 | 2047084 | 47.8088 | 12.8491 | 65.8679 | 47.7295 | 18.1383 | 1014.71 | 3.368 | 24.05 | 4.1912 | -0.82319 | 21.062 | 1.6188 | 5.07 | 2.4449 | -0.82604 | -1.5851 | 2.2279 | -10.66 | 4.5305 | -2.3026 | -33.8965 | 3.368 | 24.05 | 4.1912 | -0.82319 | 21.062 | 3.4779 | 23.84 | 4.3908 | -0.91288 | 20.04 | 0.027961 | 1.3368 | 0.35928 | 1.8417 | 28.3724 | 0.094173 | 0.045264 | 0.062295 | 0.094173 | 0.097246 | 0.67246 | 0.14176 | -0.29806 | 0.67246 | 0.66659 | 0.58892 | -0.044322 | -0.94778 | 0.58892 | 0.56034 | 0.027961 | 1.3368 | 0.35928 | 1.8417 | 28.3724 | 0.094173 | 0.045264 | 0.062295 | 0.094173 | 0.097246 | 0.67246 | 0.14176 | -0.29806 | 0.67246 | 0.66659 | 0.58892 | -0.044322 | -0.94778 | 0.58892 | 0.56034
45 | 0.26 | 0.27 | South/Central | AR | Little.Rock-Adams.Field.723403 | 3 | 2047084 | 48.6884 | 12.3491 | 66.0574 | 48.6077 | 17.4497 | 1006.33 | 3.1784 | 32.43 | 3.313 | -0.1346 | 37.3498 | 1.4293 | 13.45 | 1.5667 | -0.13745 | 14.7027 | 2.0383 | -2.28 | 3.6523 | -1.614 | -17.6087 | 3.1784 | 32.43 | 3.313 | -0.1346 | 37.3498 | 3.2883 | 32.22 | 3.5126 | -0.22429 | 36.3278 | 0.027961 | 1.3614 | 0.34529 | 1.847 | 28.1381 | 0.088872 | 0.039964 | 0.056994 | 0.088872 | 0.091945 | 0.90678 | 0.37608 | -0.063751 | 0.90678 | 0.90091 | 1.0443 | 0.4111 | -0.49236 | 1.0443 | 1.0158 | 0.027961 | 1.3614 | 0.34529 | 1.847 | 28.1381 | 0.088872 | 0.039964 | 0.056994 | 0.088872 | 0.091945 | 0.90678 | 0.37608 | -0.063751 | 0.90678 | 0.90091 | 1.0443 | 0.4111 | -0.49236 | 1.0443 | 1.0158
46 | 0.26 | 0.23 | South/Central | AR | Little.Rock-Adams.Field.723403 | 3 | 2047084 | 49.4381 | 11.9191 | 66.2271 | 49.3561 | 16.871 | 999.4 | 3.0088 | 39.36 | 2.5646 | 0.44415 | 50.9058 | 1.2596 | 20.38 | 0.81828 | 0.4413 | 28.2587 | 1.8687 | 4.65 | 2.9039 | -1.0352 | -4.0527 | 3.0088 | 39.36 | 2.5646 | 0.44415 | 50.9058 | 3.1186 | 39.15 | 2.7642 | 0.35446 | 49.8838 | 0.027961 | 1.3823 | 0.33327 | 1.8518 | 27.9443 | 0.084128 | 0.035219 | 0.05225 | 0.084128 | 0.087201 | 1.1005 | 0.56985 | 0.13002 | 1.1005 | 1.0947 | 1.4234 | 0.79014 | -0.11332 | 1.4234 | 1.3948 | 0.027961 | 1.3823 | 0.33327 | 1.8518 | 27.9443 | 0.084128 | 0.035219 | 0.05225 | 0.084128 | 0.087201 | 1.1005 | 0.56985 | 0.13002 | 1.1005 | 1.0947 | 1.4234 | 0.79014 | -0.11332 | 1.4234 | 1.3948
47 | 0.26 | 0.19 | South/Central | AR | Little.Rock-Adams.Field.723403 | 3 | 2047084 | 50.3577 | 11.4191 | 66.4667 | 50.2742 | 16.1925 | 991.76 | 2.7692 | 47 | 1.6465 | 1.1226 | 66.2732 | 1.02 | 28.02 | -0.099795 | 1.1198 | 43.6261 | 1.6291 | 12.29 | 1.9858 | -0.35674 | 11.3147 | 2.7692 | 47 | 1.6465 | 1.1226 | 66.2732 | 2.8791 | 46.79 | 1.8461 | 1.0329 | 65.2512 | 0.027961 | 1.4081 | 0.31929 | 1.8585 | 27.7307 | 0.077429 | 0.02852 | 0.045551 | 0.077429 | 0.080502 | 1.3142 | 0.78347 | 0.34364 | 1.3142 | 1.3083 | 1.8531 | 1.2198 | 0.31637 | 1.8531 | 1.8245 | 0.027961 | 1.4081 | 0.31929 | 1.8585 | 27.7307 | 0.077429 | 0.02852 | 0.045551 | 0.077429 | 0.080502 | 1.3142 | 0.78347 | 0.34364 | 1.3142 | 1.3083 | 1.8531 | 1.2198 | 0.31637 | 1.8531 | 1.8245
48 | 0.26 | 0.17 | South/Central | AR | Little.Rock-Adams.Field.723403 | 3 | 2047084 | 50.8475 | 11.1591 | 66.6065 | 50.7632 | 15.8433 | 988.02 | 2.6294 | 50.74 | 1.1576 | 1.4718 | 73.9693 | 0.8802 | 31.76 | -0.58877 | 1.469 | 51.3221 | 1.4893 | 16.03 | 1.4969 | -0.007564 | 19.0107 | 2.6294 | 50.74 | 1.1576 | 1.4718 | 73.9693 | 2.7393 | 50.53 | 1.3571 | 1.3821 | 72.9473 | 0.027961 | 1.4217 | 0.31202 | 1.8624 | 27.6261 | 0.07352 | 0.024611 | 0.041642 | 0.07352 | 0.076593 | 1.4187 | 0.88804 | 0.44822 | 1.4187 | 1.4129 | 2.0683 | 1.435 | 0.53156 | 2.0683 | 2.0397 | 0.027961 | 1.4217 | 0.31202 | 1.8624 | 27.6261 | 0.07352 | 0.024611 | 0.041642 | 0.07352 | 0.076593 | 1.4187 | 0.88804 | 0.44822 | 1.4187 | 1.4129 | 2.0683 | 1.435 | 0.53156 | 2.0683 | 2.0397
49 | 0.25 | 0.47 | South/Central | AR | Little.Rock-Adams.Field.723403 | 3 | 2047084 | 45.5998 | 14.0091 | 65.2588 | 45.5242 | 19.7346 | 1032.33 | 3.977 | 6.43 | 6.3966 | -2.4195 | -14.5087 | 2.2279 | -12.55 | 4.6502 | -2.4224 | -37.1559 | 2.837 | -28.28 | 6.7359 | -3.8989 | -69.4673 | 3.977 | 6.43 | 6.3966 | -2.4195 | -14.5087 | 4.0869 | 6.22 | 6.5961 | -2.5092 | -15.5308 | 0.027961 | 1.275 | 0.39171 | 1.8247 | 28.865 | 0.1112 | 0.062294 | 0.079325 | 0.1112 | 0.11428 | 0.17979 | -0.35091 | -0.79074 | 0.17979 | 0.17392 | -0.40568 | -1.0389 | -1.9424 | -0.40568 | -0.43426 | 0.027961 | 1.275 | 0.39171 | 1.8247 | 28.865 | 0.1112 | 0.062294 | 0.079325 | 0.1112 | 0.11428 | 0.17979 | -0.35091 | -0.79074 | 0.17979 | 0.17392 | -0.40568 | -1.0389 | -1.9424 | -0.40568 | -0.43426
50 | 0.25 | 0.42 | South/Central | AR | Little.Rock-Adams.Field.723403 | 3 | 2047084 | 46.2795 | 13.5091 | 65.2486 | 46.2027 | 19.0458 | 1021.77 | 3.9873 | 16.99 | 5.718 | -1.7307 | 4.364 | 2.2381 | -1.99 | 3.9717 | -1.7335 | -18.2832 | 2.8472 | -17.72 | 6.0573 | -3.2101 | -50.5946 | 3.9873 | 16.99 | 5.718 | -1.7307 | 4.364 | 4.0972 | 16.78 | 5.9176 | -1.8204 | 3.3419 | 0.027961 | 1.294 | 0.37773 | 1.8244 | 28.5698 | 0.11149 | 0.062581 | 0.079611 | 0.11149 | 0.11456 | 0.47506 | -0.055643 | -0.49547 | 0.47506 | 0.46919 | 0.12202 | -0.51122 | -1.4147 | 0.12202 | 0.093444 | 0.027961 | 1.294 | 0.37773 | 1.8244 | 28.5698 | 0.11149 | 0.062581 | 0.079611 | 0.11149 | 0.11456 | 0.47506 | -0.055643 | -0.49547 | 0.47506 | 0.46919 | 0.12202 | -0.51122 | -1.4147 | 0.12202 | 0.093444
51 | 0.25 | 0.37 | South/Central | AR | Little.Rock-Adams.Field.723403 | 3 | 2047084 | 46.6494 | 13.3391 | 65.3684 | 46.572 | 18.7964 | 1019.27 | 3.8675 | 19.49 | 5.3488 | -1.4813 | 9.6033 | 2.1183 | 0.51 | 3.6024 | -1.4841 | -13.0438 | 2.7274 | -15.22 | 5.6881 | -2.9606 | -45.3552 | 3.8675 | 19.49 | 5.3488 | -1.4813 | 9.6033 | 3.9774 | 19.28 | 5.5483 | -1.571 | 8.5813 | 0.027961 | 1.3044 | 0.37298 | 1.8278 | 28.4999 | 0.10814 | 0.05923 | 0.076261 | 0.10814 | 0.11121 | 0.54496 | 0.01426 | -0.42557 | 0.54496 | 0.53909 | 0.26852 | -0.36472 | -1.2682 | 0.26852 | 0.23994 | 0.027961 | 1.3044 | 0.37298 | 1.8278 | 28.4999 | 0.10814 | 0.05923 | 0.076261 | 0.10814 | 0.11121 | 0.54496 | 0.01426 | -0.42557 | 0.54496 | 0.53909 | 0.26852 | -0.36472 | -1.2682 | 0.26852 | 0.23994
52 | 0.25 | 0.32 | South/Central | AR | Little.Rock-Adams.Field.723403 | 3 | 2047084 | 47.2291 | 13.0391 | 65.5181 | 47.1507 | 18.3673 | 1014.36 | 3.7178 | 24.4 | 4.77 | -1.0522 | 19.3452 | 1.9686 | 5.42 | 3.0236 | -1.055 | -3.302 | 2.5777 | -10.31 | 5.1093 | -2.5316 | -35.6133 | 3.7178 | 24.4 | 4.77 | -1.0522 | 19.3452 | 3.8277 | 24.19 | 4.9696 | -1.1419 | 18.3232 | 0.027961 | 1.3206 | 0.36459 | 1.832 | 28.3626 | 0.10395 | 0.055044 | 0.072075 | 0.10395 | 0.10703 | 0.68225 | 0.15155 | -0.28828 | 0.68225 | 0.67638 | 0.54091 | -0.092326 | -0.99579 | 0.54091 | 0.51234 | 0.027961 | 1.3206 | 0.36459 | 1.832 | 28.3626 | 0.10395 | 0.055044 | 0.072075 | 0.10395 | 0.10703 | 0.68225 | 0.15155 | -0.28828 | 0.68225 | 0.67638 | 0.54091 | -0.092326 | -0.99579 | 0.54091 | 0.51234
53 | 0.25 | 0.27 | South/Central | AR | Little.Rock-Adams.Field.723403 | 3 | 2047084 | 48.2187 | 12.4291 | 65.6777 | 48.1387 | 17.539 | 1003.55 | 3.5582 | 35.21 | 3.7821 | -0.22385 | 39.822 | 1.809 | 16.23 | 2.0357 | -0.22669 | 17.1749 | 2.4181 | 0.5 | 4.1213 | -1.7032 | -15.1365 | 3.5582 | 35.21 | 3.7821 | -0.22385 | 39.822 | 3.6681 | 35 | 3.9816 | -0.31353 | 38.8 | 0.027961 | 1.3482 | 0.34753 | 1.8364 | 28.0603 | 0.099491 | 0.050582 | 0.067613 | 0.099491 | 0.10256 | 0.98451 | 0.45381 | 0.013981 | 0.98451 | 0.97864 | 1.1135 | 0.48023 | -0.42323 | 1.1135 | 1.0849 | 0.027961 | 1.3482 | 0.34753 | 1.8364 | 28.0603 | 0.099491 | 0.050582 | 0.067613 | 0.099491 | 0.10256 | 0.98451 | 0.45381 | 0.013981 | 0.98451 | 0.97864 | 1.1135 | 0.48023 | -0.42323 | 1.1135 | 1.0849
54 | 0.25 | 0.23 | South/Central | AR | Little.Rock-Adams.Field.723403 | 3 | 2047084 | 49.0683 | 11.9291 | 65.8573 | 48.9869 | 16.8704 | 995.38 | 3.3786 | 43.38 | 2.9338 | 0.44474 | 55.6938 | 1.6294 | 24.4 | 1.1875 | 0.4419 | 33.0466 | 2.2385 | 8.67 | 3.2731 | -1.0346 | 0.73526 | 3.3786 | 43.38 | 2.9338 | 0.44474 | 55.6938 | 3.4885 | 43.17 | 3.1334 | 0.35505 | 54.6718 | 0.027961 | 1.372 | 0.33355 | 1.8414 | 27.8319 | 0.094468 | 0.04556 | 0.06259 | 0.094468 | 0.097541 | 1.213 | 0.68225 | 0.24242 | 1.213 | 1.2071 | 1.5573 | 0.92402 | 0.020559 | 1.5573 | 1.5287 | 0.027961 | 1.372 | 0.33355 | 1.8414 | 27.8319 | 0.094468 | 0.04556 | 0.06259 | 0.094468 | 0.097541 | 1.213 | 0.68225 | 0.24242 | 1.213 | 1.2071 | 1.5573 | 0.92402 | 0.020559 | 1.5573 | 1.5287
55 | 0.25 | 0.19 | South/Central | AR | Little.Rock-Adams.Field.723403 | 3 | 2047084 | 49.9879 | 11.4291 | 66.0969 | 49.905 | 16.1919 | 987.75 | 3.139 | 51.01 | 2.0158 | 1.1232 | 71.0613 | 1.3898 | 32.03 | 0.26943 | 1.1204 | 48.4141 | 1.9989 | 16.3 | 2.3551 | -0.35615 | 16.1027 | 3.139 | 51.01 | 2.0158 | 1.1232 | 71.0613 | 3.2489 | 50.8 | 2.2153 | 1.0335 | 70.0392 | 0.027961 | 1.3977 | 0.31957 | 1.8481 | 27.6185 | 0.087769 | 0.038861 | 0.055891 | 0.087769 | 0.090842 | 1.4263 | 0.89559 | 0.45577 | 1.4263 | 1.4204 | 1.9869 | 1.3537 | 0.45025 | 1.9869 | 1.9584 | 0.027961 | 1.3977 | 0.31957 | 1.8481 | 27.6185 | 0.087769 | 0.038861 | 0.055891 | 0.087769 | 0.090842 | 1.4263 | 0.89559 | 0.45577 | 1.4263 | 1.4204 | 1.9869 | 1.3537 | 0.45025 | 1.9869 | 1.9584
56 | 0.25 | 0.17 | South/Central | AR | Little.Rock-Adams.Field.723403 | 3 | 2047084 | 50.4677 | 11.1691 | 66.2267 | 50.384 | 15.8427 | 983.9 | 3.0092 | 54.86 | 1.5368 | 1.4724 | 78.886 | 1.26 | 35.88 | -0.20957 | 1.4696 | 56.2388 | 1.8691 | 20.15 | 1.8761 | -0.006971 | 23.9274 | 3.0092 | 54.86 | 1.5368 | 1.4724 | 78.886 | 3.1191 | 54.65 | 1.7363 | 1.3827 | 77.8639 | 0.027961 | 1.4111 | 0.3123 | 1.8518 | 27.5109 | 0.08414 | 0.035231 | 0.052262 | 0.08414 | 0.087212 | 1.5339 | 1.0032 | 0.56342 | 1.5339 | 1.5281 | 2.2057 | 1.5725 | 0.66904 | 2.2057 | 2.1772 | 0.027961 | 1.4111 | 0.3123 | 1.8518 | 27.5109 | 0.08414 | 0.035231 | 0.052262 | 0.08414 | 0.087212 | 1.5339 | 1.0032 | 0.56342 | 1.5339 | 1.5281 | 2.2057 | 1.5725 | 0.66904 | 2.2057 | 2.1772
57 | 0.24 | 0.47 | South/Central | AR | Little.Rock-Adams.Field.723403 | 3 | 2047084 | 45.23 | 14.0191 | 64.899 | 45.1549 | 19.7441 | 1028.56 | 4.3369 | 10.2 | 6.7658 | -2.4289 | -10.1219 | 2.5877 | -8.78 | 5.0195 | -2.4318 | -32.7691 | 3.1968 | -24.51 | 7.1051 | -3.9083 | -65.0804 | 4.3369 | 10.2 | 6.7658 | -2.4289 | -10.1219 | 4.4468 | 9.99 | 6.9654 | -2.5186 | -11.1439 | 0.027961 | 1.2647 | 0.39199 | 1.8146 | 28.7596 | 0.12126 | 0.072355 | 0.089385 | 0.12126 | 0.12434 | 0.2852 | -0.2455 | -0.68533 | 0.2852 | 0.27933 | -0.28302 | -0.91626 | -1.8197 | -0.28302 | -0.3116 | 0.027961 | 1.2647 | 0.39199 | 1.8146 | 28.7596 | 0.12126 | 0.072355 | 0.089385 | 0.12126 | 0.12434 | 0.2852 | -0.2455 | -0.68533 | 0.2852 | 0.27933 | -0.28302 | -0.91626 | -1.8197 | -0.28302 | -0.3116
58 | 0.24 | 0.42 | South/Central | AR | Little.Rock-Adams.Field.723403 | 3 | 2047084 | 45.9197 | 13.5191 | 64.8987 | 45.8435 | 19.0552 | 1018.12 | 4.3371 | 20.64 | 6.0772 | -1.7401 | 8.622 | 2.588 | 1.66 | 4.3309 | -1.7429 | -14.0251 | 3.1971 | -14.07 | 6.4165 | -3.2195 | -46.3365 | 4.3371 | 20.64 | 6.0772 | -1.7401 | 8.622 | 4.447 | 20.43 | 6.2768 | -1.8298 | 7.6 | 0.027961 | 1.284 | 0.37801 | 1.8146 | 28.4677 | 0.12127 | 0.072362 | 0.089393 | 0.12127 | 0.12434 | 0.57712 | 0.046415 | -0.39341 | 0.57712 | 0.57124 | 0.24108 | -0.39216 | -1.2956 | 0.24108 | 0.2125 | 0.027961 | 1.284 | 0.37801 | 1.8146 | 28.4677 | 0.12127 | 0.072362 | 0.089393 | 0.12127 | 0.12434 | 0.57712 | 0.046415 | -0.39341 | 0.57712 | 0.57124 | 0.24108 | -0.39216 | -1.2956 | 0.24108 | 0.2125
59 | 0.24 | 0.37 | South/Central | AR | Little.Rock-Adams.Field.723403 | 3 | 2047084 | 46.2895 | 13.3591 | 65.0285 | 46.2127 | 18.8158 | 1015.87 | 4.2074 | 22.89 | 5.708 | -1.5006 | 13.4621 | 2.4582 | 3.91 | 3.9617 | -1.5035 | -9.1851 | 3.0673 | -11.82 | 6.0473 | -2.98 | -41.4965 | 4.2074 | 22.89 | 5.708 | -1.5006 | 13.4621 | 4.3173 | 22.68 | 5.9076 | -1.5903 | 12.44 | 0.027961 | 1.2943 | 0.37353 | 1.8183 | 28.4048 | 0.11764 | 0.068734 | 0.085765 | 0.11764 | 0.12072 | 0.64003 | 0.10933 | -0.3305 | 0.64003 | 0.63416 | 0.37641 | -0.25683 | -1.1603 | 0.37641 | 0.34784 | 0.027961 | 1.2943 | 0.37353 | 1.8183 | 28.4048 | 0.11764 | 0.068734 | 0.085765 | 0.11764 | 0.12072 | 0.64003 | 0.10933 | -0.3305 | 0.64003 | 0.63416 | 0.37641 | -0.25683 | -1.1603 | 0.37641 | 0.34784
60 | 0.24 | 0.32 | South/Central | AR | Little.Rock-Adams.Field.723403 | 3 | 2047084 | 46.8593 | 13.0491 | 65.1483 | 46.7815 | 18.3668 | 1010.33 | 4.0876 | 28.43 | 5.1392 | -1.0516 | 24.1323 | 2.3384 | 9.45 | 3.3929 | -1.0545 | 1.4851 | 2.9475 | -6.28 | 5.4785 | -2.531 | -30.8263 | 4.0876 | 28.43 | 5.1392 | -1.0516 | 24.1323 | 4.1975 | 28.22 | 5.3388 | -1.1413 | 23.1103 | 0.027961 | 1.3102 | 0.36487 | 1.8216 | 28.2499 | 0.11429 | 0.065384 | 0.082415 | 0.11429 | 0.11737 | 0.79493 | 0.26423 | -0.1756 | 0.79493 | 0.78906 | 0.67476 | 0.041526 | -0.86193 | 0.67476 | 0.64619 | 0.027961 | 1.3102 | 0.36487 | 1.8216 | 28.2499 | 0.11429 | 0.065384 | 0.082415 | 0.11429 | 0.11737 | 0.79493 | 0.26423 | -0.1756 | 0.79493 | 0.78906 | 0.67476 | 0.041526 | -0.86193 | 0.67476 | 0.64619
61 | 0.24 | 0.27 | South/Central | AR | Little.Rock-Adams.Field.723403 | 3 | 2047084 | 47.8488 | 12.4391 | 65.3178 | 47.7695 | 17.5484 | 999.79 | 3.918 | 38.97 | 4.1513 | -0.23323 | 44.2098 | 2.1689 | 19.99 | 2.4049 | -0.23607 | 21.5626 | 2.778 | 4.26 | 4.4906 | -1.7126 | -10.7488 | 3.918 | 38.97 | 4.1513 | -0.23323 | 44.2098 | 4.0279 | 38.76 | 4.3509 | -0.32292 | 43.1877 | 0.027961 | 1.3379 | 0.34781 | 1.8264 | 27.9552 | 0.10955 | 0.060644 | 0.077675 | 0.10955 | 0.11263 | 1.0896 | 0.55894 | 0.11911 | 1.0896 | 1.0838 | 1.2362 | 0.60291 | -0.30055 | 1.2362 | 1.2076 | 0.027961 | 1.3379 | 0.34781 | 1.8264 | 27.9552 | 0.10955 | 0.060644 | 0.077675 | 0.10955 | 0.11263 | 1.0896 | 0.55894 | 0.11911 | 1.0896 | 1.0838 | 1.2362 | 0.60291 | -0.30055 | 1.2362 | 1.2076
62 | 0.24 | 0.23 | South/Central | AR | Little.Rock-Adams.Field.723403 | 3 | 2047084 | 48.6985 | 11.9291 | 65.4775 | 48.6177 | 16.8598 | 991.11 | 3.7584 | 47.65 | 3.3031 | 0.45531 | 60.882 | 2.0092 | 28.67 | 1.5567 | 0.45247 | 38.2348 | 2.6183 | 12.94 | 3.6423 | -1.0241 | 5.9234 | 3.7584 | 47.65 | 3.3031 | 0.45531 | 60.882 | 3.8683 | 47.44 | 3.5026 | 0.36563 | 59.8599 | 0.027961 | 1.3617 | 0.33355 | 1.8308 | 27.7125 | 0.10509 | 0.056179 | 0.07321 | 0.10509 | 0.10816 | 1.3323 | 0.80164 | 0.36182 | 1.3323 | 1.3265 | 1.7023 | 1.0691 | 0.16562 | 1.7023 | 1.6737 | 0.027961 | 1.3617 | 0.33355 | 1.8308 | 27.7125 | 0.10509 | 0.056179 | 0.07321 | 0.10509 | 0.10816 | 1.3323 | 0.80164 | 0.36182 | 1.3323 | 1.3265 | 1.7023 | 1.0691 | 0.16562 | 1.7023 | 1.6737
63 | 0.24 | 0.19 | South/Central | AR | Little.Rock-Adams.Field.723403 | 3 | 2047084 | 49.6081 | 11.4291 | 65.7071 | 49.5258 | 16.1813 | 983.36 | 3.5288 | 55.4 | 2.395 | 1.1338 | 76.379 | 1.7796 | 36.42 | 0.64863 | 1.131 | 53.7318 | 2.3887 | 20.69 | 2.7343 | -0.34556 | 21.4204 | 3.5288 | 55.4 | 2.395 | 1.1338 | 76.379 | 3.6387 | 55.19 | 2.5945 | 1.0441 | 75.357 | 0.027961 | 1.3871 | 0.31957 | 1.8372 | 27.4958 | 0.098668 | 0.04976 | 0.06679 | 0.098668 | 0.10174 | 1.549 | 1.0183 | 0.57851 | 1.549 | 1.5432 | 2.1356 | 1.5024 | 0.59894 | 2.1356 | 2.1071 | 0.027961 | 1.3871 | 0.31957 | 1.8372 | 27.4958 | 0.098668 | 0.04976 | 0.06679 | 0.098668 | 0.10174 | 1.549 | 1.0183 | 0.57851 | 1.549 | 1.5432 | 2.1356 | 1.5024 | 0.59894 | 2.1356 | 2.1071
64 | 0.24 | 0.17 | South/Central | AR | Little.Rock-Adams.Field.723403 | 3 | 2047084 | 50.0979 | 11.1691 | 65.8469 | 50.0147 | 15.8321 | 979.62 | 3.389 | 59.14 | 1.906 | 1.483 | 84.075 | 1.6398 | 40.16 | 0.15966 | 1.4802 | 61.4278 | 2.2489 | 24.43 | 2.2453 | 0.003621 | 29.1164 | 3.389 | 59.14 | 1.906 | 1.483 | 84.075 | 3.4989 | 58.93 | 2.1056 | 1.3933 | 83.0529 | 0.027961 | 1.4008 | 0.3123 | 1.8411 | 27.3912 | 0.09476 | 0.045851 | 0.062882 | 0.09476 | 0.097832 | 1.6536 | 1.1229 | 0.68309 | 1.6536 | 1.6477 | 2.3508 | 1.7176 | 0.81413 | 2.3508 | 2.3222 | 0.027961 | 1.4008 | 0.3123 | 1.8411 | 27.3912 | 0.09476 | 0.045851 | 0.062882 | 0.09476 | 0.097832 | 1.6536 | 1.1229 | 0.68309 | 1.6536 | 1.6477 | 2.3508 | 1.7176 | 0.81413 | 2.3508 | 2.3222
65 | 0.22 | 0.47 | South/Central | AR | Little.Rock-Adams.Field.723403 | 3 | 2047084 | 44.5004 | 14.0491 | 64.1793 | 44.4265 | 19.7529 | 1020.88 | 5.0565 | 17.88 | 7.4943 | -2.4377 | -1.076 | 3.3073 | -1.1 | 5.7479 | -2.4406 | -23.7231 | 3.9164 | -16.83 | 7.8335 | -3.9171 | -56.0345 | 5.0565 | 17.88 | 7.4943 | -2.4377 | -1.076 | 5.1664 | 17.67 | 7.6938 | -2.5274 | -2.098 | 0.027961 | 1.2443 | 0.39283 | 1.7945 | 28.5449 | 0.14139 | 0.092477 | 0.10951 | 0.14139 | 0.14446 | 0.49994 | -0.030757 | -0.47058 | 0.49994 | 0.49407 | -0.030085 | -0.66332 | -1.5668 | -0.030085 | -0.058662 | 0.027961 | 1.2443 | 0.39283 | 1.7945 | 28.5449 | 0.14139 | 0.092477 | 0.10951 | 0.14139 | 0.14446 | 0.49994 | -0.030757 | -0.47058 | 0.49994 | 0.49407 | -0.030085 | -0.66332 | -1.5668 | -0.030085 | -0.058662
66 | 0.22 | 0.42 | South/Central | AR | Little.Rock-Adams.Field.723403 | 3 | 2047084 | 45.1801 | 13.5591 | 64.189 | 45.105 | 19.084 | 1010.85 | 5.0468 | 27.91 | 6.8157 | -1.7688 | 16.9972 | 3.2977 | 8.93 | 5.0694 | -1.7717 | -5.65 | 3.9068 | -6.8 | 7.155 | -3.2482 | -37.9614 | 5.0468 | 27.91 | 6.8157 | -1.7688 | 16.9972 | 5.1567 | 27.7 | 7.0153 | -1.8585 | 15.9752 | 0.027961 | 1.2633 | 0.37913 | 1.7948 | 28.2644 | 0.14112 | 0.092206 | 0.10924 | 0.14112 | 0.14419 | 0.78039 | 0.24969 | -0.19014 | 0.78039 | 0.77452 | 0.47526 | -0.15798 | -1.0614 | 0.47526 | 0.44668 | 0.027961 | 1.2633 | 0.37913 | 1.7948 | 28.2644 | 0.14112 | 0.092206 | 0.10924 | 0.14112 | 0.14419 | 0.78039 | 0.24969 | -0.19014 | 0.78039 | 0.77452 | 0.47526 | -0.15798 | -1.0614 | 0.47526 | 0.44668
67 | 0.22 | 0.37 | South/Central | AR | Little.Rock-Adams.Field.723403 | 3 | 2047084 | 45.5599 | 13.3791 | 64.2989 | 45.4842 | 18.8146 | 1007.94 | 4.937 | 30.82 | 6.4365 | -1.4995 | 22.9075 | 3.1878 | 11.84 | 4.6901 | -1.5023 | 0.26028 | 3.7969 | -3.89 | 6.7758 | -2.9789 | -32.0511 | 4.937 | 30.82 | 6.4365 | -1.4995 | 22.9075 | 5.0469 | 30.61 | 6.6361 | -1.5892 | 21.8854 | 0.027961 | 1.2739 | 0.37409 | 1.7979 | 28.1831 | 0.13804 | 0.089135 | 0.10617 | 0.13804 | 0.14112 | 0.86176 | 0.33106 | -0.10877 | 0.86176 | 0.85589 | 0.64052 | 0.0072778 | -0.89618 | 0.64052 | 0.61194 | 0.027961 | 1.2739 | 0.37409 | 1.7979 | 28.1831 | 0.13804 | 0.089135 | 0.10617 | 0.13804 | 0.14112 | 0.86176 | 0.33106 | -0.10877 | 0.86176 | 0.85589 | 0.64052 | 0.0072778 | -0.89618 | 0.64052 | 0.61194
68 | 0.22 | 0.32 | South/Central | AR | Little.Rock-Adams.Field.723403 | 3 | 2047084 | 46.1196 | 13.0691 | 64.4186 | 46.0431 | 18.3756 | 1002.56 | 4.8172 | 36.2 | 5.8776 | -1.0604 | 33.3071 | 3.068 | 17.22 | 4.1313 | -1.0633 | 10.6599 | 3.6771 | 1.49 | 6.2169 | -2.5398 | -21.6515 | 4.8172 | 36.2 | 5.8776 | -1.0604 | 33.3071 | 4.9271 | 35.99 | 6.0772 | -1.1501 | 32.285 | 0.027961 | 1.2896 | 0.36543 | 1.8012 | 28.0326 | 0.13469 | 0.085786 | 0.10282 | 0.13469 | 0.13777 | 1.0122 | 0.48149 | 0.041662 | 1.0122 | 1.0063 | 0.9313 | 0.29806 | -0.6054 | 0.9313 | 0.90272 | 0.027961 | 1.2896 | 0.36543 | 1.8012 | 28.0326 | 0.13469 | 0.085786 | 0.10282 | 0.13469 | 0.13777 | 1.0122 | 0.48149 | 0.041662 | 1.0122 | 1.0063 | 0.9313 | 0.29806 | -0.6054 | 0.9313 | 0.90272
69 | 0.22 | 0.27 | South/Central | AR | Little.Rock-Adams.Field.723403 | 3 | 2047084 | 47.0992 | 12.4491 | 64.5582 | 47.021 | 17.5372 | 991.38 | 4.6777 | 47.38 | 4.8997 | -0.22205 | 54.3154 | 2.9285 | 28.4 | 3.1534 | -0.22489 | 31.6682 | 3.5376 | 12.67 | 5.239 | -1.7014 | -0.64315 | 4.6777 | 47.38 | 4.8997 | -0.22205 | 54.3154 | 4.7875 | 47.17 | 5.0993 | -0.31173 | 53.2934 | 0.027961 | 1.3169 | 0.34809 | 1.8051 | 27.72 | 0.13079 | 0.081883 | 0.098914 | 0.13079 | 0.13386 | 1.3248 | 0.79409 | 0.35427 | 1.3248 | 1.3189 | 1.5187 | 0.88548 | -0.017983 | 1.5187 | 1.4901 | 0.027961 | 1.3169 | 0.34809 | 1.8051 | 27.72 | 0.13079 | 0.081883 | 0.098914 | 0.13079 | 0.13386 | 1.3248 | 0.79409 | 0.35427 | 1.3248 | 1.3189 | 1.5187 | 0.88548 | -0.017983 | 1.5187 | 1.4901
70 | 0.22 | 0.23 | South/Central | AR | Little.Rock-Adams.Field.723403 | 3 | 2047084 | 47.9488 | 11.9491 | 64.7378 | 47.8692 | 16.8686 | 983.22 | 4.498 | 55.54 | 4.0515 | 0.44656 | 70.1881 | 2.7489 | 36.56 | 2.3052 | 0.44372 | 47.5409 | 3.358 | 20.83 | 4.3908 | -1.0328 | 15.2295 | 4.498 | 55.54 | 4.0515 | 0.44656 | 70.1881 | 4.6079 | 55.33 | 4.2511 | 0.35688 | 69.166 | 0.027961 | 1.3407 | 0.33411 | 1.8101 | 27.4919 | 0.12577 | 0.076861 | 0.093892 | 0.12577 | 0.12884 | 1.553 | 1.0223 | 0.58243 | 1.553 | 1.5471 | 1.9625 | 1.3293 | 0.42583 | 1.9625 | 1.934 | 0.027961 | 1.3407 | 0.33411 | 1.8101 | 27.4919 | 0.12577 | 0.076861 | 0.093892 | 0.12577 | 0.12884 | 1.553 | 1.0223 | 0.58243 | 1.553 | 1.5471 | 1.9625 | 1.3293 | 0.42583 | 1.9625 | 1.934
71 | 0.22 | 0.19 | South/Central | AR | Little.Rock-Adams.Field.723403 | 3 | 2047084 | 48.8684 | 11.4391 | 64.9674 | 48.7873 | 16.1801 | 975.32 | 4.2685 | 63.44 | 3.1334 | 1.135 | 85.9566 | 2.5193 | 44.46 | 1.3871 | 1.1322 | 63.3094 | 3.1284 | 28.73 | 3.4727 | -0.34433 | 30.998 | 4.2685 | 63.44 | 3.1334 | 1.135 | 85.9566 | 4.3784 | 63.23 | 3.333 | 1.0454 | 84.9346 | 0.027961 | 1.3664 | 0.31985 | 1.8166 | 27.271 | 0.11935 | 0.070442 | 0.087473 | 0.11935 | 0.12242 | 1.7738 | 1.2431 | 0.80332 | 1.7738 | 1.768 | 2.4034 | 1.7702 | 0.86674 | 2.4034 | 2.3749 | 0.027961 | 1.3664 | 0.31985 | 1.8166 | 27.271 | 0.11935 | 0.070442 | 0.087473 | 0.11935 | 0.12242 | 1.7738 | 1.2431 | 0.80332 | 1.7738 | 1.768 | 2.4034 | 1.7702 | 0.86674 | 2.4034 | 2.3749
72 | 0.22 | 0.17 | South/Central | AR | Little.Rock-Adams.Field.723403 | 3 | 2047084 | 49.3482 | 11.1791 | 65.0972 | 49.2663 | 15.8309 | 971.47 | 4.1386 | 67.29 | 2.6544 | 1.4842 | 93.7805 | 2.3894 | 48.31 | 0.90809 | 1.4814 | 71.1334 | 2.9985 | 32.58 | 2.9937 | 0.00483 | 38.822 | 4.1386 | 67.29 | 2.6544 | 1.4842 | 93.7805 | 4.2485 | 67.08 | 2.854 | 1.3945 | 92.7585 | 0.027961 | 1.3798 | 0.31258 | 1.8202 | 27.1633 | 0.11572 | 0.066812 | 0.083842 | 0.11572 | 0.11879 | 1.8815 | 1.3508 | 0.91097 | 1.8815 | 1.8756 | 2.6222 | 1.989 | 1.0855 | 2.6222 | 2.5936 | 0.027961 | 1.3798 | 0.31258 | 1.8202 | 27.1633 | 0.11572 | 0.066812 | 0.083842 | 0.11572 | 0.11879 | 1.8815 | 1.3508 | 0.91097 | 1.8815 | 1.8756 | 2.6222 | 1.989 | 1.0855 | 2.6222 | 2.5936
73 | 0.2 | 0.47 | South/Central | AR | Little.Rock-Adams.Field.723403 | 3 | 2047084 | 43.7607 | 14.0791 | 63.4597 | 43.688 | 19.7717 | 1013.35 | 5.7762 | 25.41 | 8.2327 | -2.4566 | 7.6977 | 4.027 | 6.43 | 6.4864 | -2.4594 | -14.9495 | 4.6361 | -9.3 | 8.572 | -3.9359 | -47.2609 | 5.7762 | 25.41 | 8.2327 | -2.4566 | 7.6977 | 5.886 | 25.2 | 8.4323 | -2.5462 | 6.6757 | 0.027961 | 1.2236 | 0.39367 | 1.7744 | 28.3343 | 0.16151 | 0.1126 | 0.12963 | 0.16151 | 0.16458 | 0.71049 | 0.17979 | -0.26004 | 0.71049 | 0.70462 | 0.21524 | -0.418 | -1.3215 | 0.21524 | 0.18666 | 0.027961 | 1.2236 | 0.39367 | 1.7744 | 28.3343 | 0.16151 | 0.1126 | 0.12963 | 0.16151 | 0.16458 | 0.71049 | 0.17979 | -0.26004 | 0.71049 | 0.70462 | 0.21524 | -0.418 | -1.3215 | 0.21524 | 0.18666
74 | 0.2 | 0.42 | South/Central | AR | Little.Rock-Adams.Field.723403 | 3 | 2047084 | 44.4404 | 13.5891 | 63.4694 | 44.3666 | 19.1028 | 1003.31 | 5.7665 | 35.45 | 7.5541 | -1.7876 | 25.7717 | 4.0173 | 16.47 | 5.8078 | -1.7905 | 3.1245 | 4.6264 | 0.74 | 7.8934 | -3.267 | -29.1869 | 5.7665 | 35.45 | 7.5541 | -1.7876 | 25.7717 | 5.8764 | 35.24 | 7.7537 | -1.8773 | 24.7496 | 0.027961 | 1.2426 | 0.37997 | 1.7747 | 28.0536 | 0.16124 | 0.11233 | 0.12936 | 0.16124 | 0.16431 | 0.99122 | 0.46052 | 0.020691 | 0.99122 | 0.98535 | 0.7206 | 0.087365 | -0.8161 | 0.7206 | 0.69203 | 0.027961 | 1.2426 | 0.37997 | 1.7747 | 28.0536 | 0.16124 | 0.11233 | 0.12936 | 0.16124 | 0.16431 | 0.99122 | 0.46052 | 0.020691 | 0.99122 | 0.98535 | 0.7206 | 0.087365 | -0.8161 | 0.7206 | 0.69203
75 | 0.2 | 0.37 | South/Central | AR | Little.Rock-Adams.Field.723403 | 3 | 2047084 | 44.8102 | 13.4091 | 63.5692 | 44.7358 | 18.8334 | 1000.3 | 5.6666 | 38.46 | 7.1849 | -1.5183 | 31.8115 | 3.9175 | 19.48 | 5.4386 | -1.5211 | 9.1644 | 4.5266 | 3.75 | 7.5242 | -2.9976 | -23.147 | 5.6666 | 38.46 | 7.1849 | -1.5183 | 31.8115 | 5.7765 | 38.25 | 7.3845 | -1.608 | 30.7895 | 0.027961 | 1.2529 | 0.37493 | 1.7775 | 27.9694 | 0.15845 | 0.10954 | 0.12657 | 0.15845 | 0.16152 | 1.0754 | 0.54468 | 0.10485 | 1.0754 | 1.0695 | 0.88948 | 0.25625 | -0.64721 | 0.88948 | 0.86091 | 0.027961 | 1.2529 | 0.37493 | 1.7775 | 27.9694 | 0.15845 | 0.10954 | 0.12657 | 0.15845 | 0.16152 | 1.0754 | 0.54468 | 0.10485 | 1.0754 | 1.0695 | 0.88948 | 0.25625 | -0.64721 | 0.88948 | 0.86091
76 | 0.2 | 0.32 | South/Central | AR | Little.Rock-Adams.Field.723403 | 3 | 2047084 | 45.37 | 13.0891 | 63.679 | 45.2946 | 18.3843 | 994.66 | 5.5569 | 44.1 | 6.6261 | -1.0692 | 42.6122 | 3.8077 | 25.12 | 4.8797 | -1.0721 | 19.9651 | 4.4168 | 9.39 | 6.9654 | -2.5486 | -12.3463 | 5.5569 | 44.1 | 6.6261 | -1.0692 | 42.6122 | 5.6668 | 43.89 | 6.8257 | -1.1589 | 41.5902 | 0.027961 | 1.2686 | 0.36599 | 1.7805 | 27.8117 | 0.15538 | 0.10647 | 0.1235 | 0.15538 | 0.15845 | 1.2331 | 0.70238 | 0.26255 | 1.2331 | 1.2272 | 1.1915 | 0.55824 | -0.34522 | 1.1915 | 1.1629 | 0.027961 | 1.2686 | 0.36599 | 1.7805 | 27.8117 | 0.15538 | 0.10647 | 0.1235 | 0.15538 | 0.15845 | 1.2331 | 0.70238 | 0.26255 | 1.2331 | 1.2272 | 1.1915 | 0.55824 | -0.34522 | 1.1915 | 1.1629
77 | 0.2 | 0.27 | South/Central | AR | Little.Rock-Adams.Field.723403 | 3 | 2047084 | 46.3396 | 12.4691 | 63.8086 | 46.2626 | 17.5459 | 983.38 | 5.4273 | 55.38 | 5.6581 | -0.2308 | 63.7502 | 3.6781 | 36.4 | 3.9118 | -0.23364 | 41.103 | 4.2872 | 20.67 | 5.9974 | -1.7102 | 8.7916 | 5.4273 | 55.38 | 5.6581 | -0.2308 | 63.7502 | 5.5372 | 55.17 | 5.8577 | -0.32049 | 62.7282 | 0.027961 | 1.2957 | 0.34865 | 1.7842 | 27.4963 | 0.15175 | 0.10284 | 0.11988 | 0.15175 | 0.15483 | 1.5485 | 1.0178 | 0.57796 | 1.5485 | 1.5426 | 1.7825 | 1.1493 | 0.24582 | 1.7825 | 1.7539 | 0.027961 | 1.2957 | 0.34865 | 1.7842 | 27.4963 | 0.15175 | 0.10284 | 0.11988 | 0.15175 | 0.15483 | 1.5485 | 1.0178 | 0.57796 | 1.5485 | 1.5426 | 1.7825 | 1.1493 | 0.24582 | 1.7825 | 1.7539
78 | 0.2 | 0.23 | South/Central | AR | Little.Rock-Adams.Field.723403 | 3 | 2047084 | 47.1892 | 11.9691 | 63.9782 | 47.1108 | 16.8673 | 974.96 | 5.2577 | 63.8 | 4.8099 | 0.44779 | 80.0231 | 3.5085 | 44.82 | 3.0636 | 0.44495 | 57.3759 | 4.1176 | 29.09 | 5.1492 | -1.0316 | 25.0646 | 5.2577 | 63.8 | 4.8099 | 0.44779 | 80.0231 | 5.3676 | 63.59 | 5.0095 | 0.3581 | 79.0011 | 0.027961 | 1.3195 | 0.33467 | 1.7889 | 27.2609 | 0.14701 | 0.098102 | 0.11513 | 0.14701 | 0.15008 | 1.7839 | 1.2532 | 0.81339 | 1.7839 | 1.778 | 2.2375 | 1.6043 | 0.70083 | 2.2375 | 2.209 | 0.027961 | 1.3195 | 0.33467 | 1.7889 | 27.2609 | 0.14701 | 0.098102 | 0.11513 | 0.14701 | 0.15008 | 1.7839 | 1.2532 | 0.81339 | 1.7839 | 1.778 | 2.2375 | 1.6043 | 0.70083 | 2.2375 | 2.209
79 | 0.2 | 0.19 | South/Central | AR | Little.Rock-Adams.Field.723403 | 3 | 2047084 | 48.1088 | 11.4491 | 64.1978 | 48.0289 | 16.1689 | 966.8 | 5.0381 | 71.96 | 3.8918 | 1.1463 | 96.1927 | 3.2889 | 52.98 | 2.1455 | 1.1434 | 73.5455 | 3.898 | 37.25 | 4.2311 | -0.3331 | 41.2341 | 5.0381 | 71.96 | 3.8918 | 1.1463 | 96.1927 | 5.148 | 71.75 | 4.0914 | 1.0566 | 95.1707 | 0.027961 | 1.3452 | 0.32013 | 1.795 | 27.0328 | 0.14087 | 0.091962 | 0.10899 | 0.14087 | 0.14394 | 2.0121 | 1.4814 | 1.0415 | 2.0121 | 2.0062 | 2.6896 | 2.0564 | 1.153 | 2.6896 | 2.6611 | 0.027961 | 1.3452 | 0.32013 | 1.795 | 27.0328 | 0.14087 | 0.091962 | 0.10899 | 0.14087 | 0.14394 | 2.0121 | 1.4814 | 1.0415 | 2.0121 | 2.0062 | 2.6896 | 2.0564 | 1.153 | 2.6896 | 2.6611
80 | 0.2 | 0.17 | South/Central | AR | Little.Rock-Adams.Field.723403 | 3 | 2047084 | 48.5986 | 11.1891 | 64.3376 | 48.5179 | 15.8197 | 963.07 | 4.8983 | 75.69 | 3.4028 | 1.4954 | 103.888 | 3.1491 | 56.71 | 1.6565 | 1.4926 | 81.2408 | 3.7582 | 40.98 | 3.7421 | 0.016059 | 48.9294 | 4.8983 | 75.69 | 3.4028 | 1.4954 | 103.888 | 5.0082 | 75.48 | 3.6024 | 1.4057 | 102.8659 | 0.027961 | 1.3589 | 0.31286 | 1.7989 | 26.9285 | 0.13696 | 0.088052 | 0.10508 | 0.13696 | 0.14003 | 2.1164 | 1.5857 | 1.1458 | 2.1164 | 2.1105 | 2.9048 | 2.2716 | 1.3681 | 2.9048 | 2.8762 | 0.027961 | 1.3589 | 0.31286 | 1.7989 | 26.9285 | 0.13696 | 0.088052 | 0.10508 | 0.13696 | 0.14003 | 2.1164 | 1.5857 | 1.1458 | 2.1164 | 2.1105 | 2.9048 | 2.2716 | 1.3681 | 2.9048 | 2.8762
81 | 0.35 | 0.2 | South/Central | AR | Little.Rock-Adams.Field.723403 | 3 | 2047084 | 53.3562 | 11.4991 | 69.6552 | 53.2679 | 16.3874 | 1029.23 | -0.41939 | 9.53 | -1.3472 | 0.92778 | 19.8297 | -2.1686 | -9.45 | -3.0935 | 0.92494 | -2.8175 | -1.5595 | -25.18 | -1.0079 | -0.5516 | -35.1288 | -0.41939 | 9.53 | -1.3472 | 0.92778 | 19.8297 | -0.3095 | 9.32 | -1.1476 | 0.83809 | 18.8077 | 0.027961 | 1.4919 | 0.32153 | 1.9476 | 28.7784 | -0.011727 | -0.060635 | -0.043605 | -0.011727 | -0.0086539 | 0.26647 | -0.26423 | -0.70406 | 0.26647 | 0.2606 | 0.55446 | -0.078779 | -0.98224 | 0.55446 | 0.52588 | 0.027961 | 1.4919 | 0.32153 | 1.9476 | 28.7784 | -0.011727 | -0.060635 | -0.043605 | -0.011727 | -0.0086539 | 0.26647 | -0.26423 | -0.70406 | 0.26647 | 0.2606 | 0.55446 | -0.078779 | -0.98224 | 0.55446 | 0.52588
82 | 0.35 | 0.25 | South/Central | AR | Little.Rock-Adams.Field.723403 | 3 | 2047084 | 52.2068 | 12.1191 | 69.3458 | 52.1203 | 17.2254 | 1038.55 | -0.1099 | 0.21 | -0.19958 | 0.089687 | 1.022 | -1.8591 | -18.77 | -1.9459 | 0.086844 | -21.6251 | -1.25 | -34.5 | 0.13971 | -1.3897 | -53.9365 | -0.1099 | 0.21 | -0.19958 | 0.089687 | 1.022 | 0 | 0 | 0 | 0 | 0 | 0.027961 | 1.4598 | 0.33886 | 1.939 | 29.039 | -0.0030728 | -0.051981 | -0.034951 | -0.0030728 | 0 | 0.0058718 | -0.52483 | -0.96466 | 0.0058718 | 0 | 0.028577 | -0.60466 | -1.5081 | 0.028577 | 0 | 0.027961 | 1.4598 | 0.33886 | 1.939 | 29.039 | -0.0030728 | -0.051981 | -0.034951 | -0.0030728 | 0 | 0.0058718 | -0.52483 | -0.96466 | 0.0058718 | 0 | 0.028577 | -0.60466 | -1.5081 | 0.028577 | 0
83 | 0.35 | 0.3 | South/Central | AR | Little.Rock-Adams.Field.723403 | 3 | 2047084 | 52.0068 | 12.1391 | 69.2359 | 51.9207 | 17.3151 | 1038.76 | 0 | 0 | 0 | 0 | 0 | -1.7492 | -18.98 | -1.7463 | -0.002843 | -22.6472 | -1.1401 | -34.71 | 0.33929 | -1.4794 | -54.9586 | 0 | 0 | 0 | 0 | 0 | 0.1099 | -0.21 | 0.19958 | -0.089687 | -1.022 | 0.027961 | 1.4542 | 0.33942 | 1.9359 | 29.0448 | 0 | -0.048909 | -0.031878 | 0 | 0.0030728 | 0 | -0.5307 | -0.97053 | 0 | -0.0058718 | 0 | -0.63324 | -1.5367 | 0 | -0.028577 | 0.027961 | 1.4542 | 0.33942 | 1.9359 | 29.0448 | 0 | -0.048909 | -0.031878 | 0 | 0.0030728 | 0 | -0.5307 | -0.97053 | 0 | -0.0058718 | 0 | -0.63324 | -1.5367 | 0 | -0.028577
84 | 0.35 | 0.35 | South/Central | AR | Little.Rock-Adams.Field.723403 | 3 | 2047084 | 50.9873 | 12.6991 | 68.9763 | 50.9029 | 18.0734 | 1047.43 | 0.25958 | -8.67 | 1.0179 | -0.75828 | -17.2803 | -1.4896 | -27.65 | -0.72847 | -0.76112 | -39.9275 | -0.8805 | -43.38 | 1.3572 | -2.2377 | -72.2389 | 0.25958 | -8.67 | 1.0179 | -0.75828 | -17.2803 | 0.36948 | -8.88 | 1.2174 | -0.84797 | -18.3024 | 0.027961 | 1.4257 | 0.35508 | 1.9286 | 29.2873 | 0.0072582 | -0.041651 | -0.02462 | 0.0072582 | 0.010331 | -0.24242 | -0.77312 | -1.213 | -0.24242 | -0.24829 | -0.48318 | -1.1164 | -2.0199 | -0.48318 | -0.51175 | 0.027961 | 1.4257 | 0.35508 | 1.9286 | 29.2873 | 0.0072582 | -0.041651 | -0.02462 | 0.0072582 | 0.010331 | -0.24242 | -0.77312 | -1.213 | -0.24242 | -0.24829 | -0.48318 | -1.1164 | -2.0199 | -0.48318 | -0.51175
85 | 0.35 | 0.4 | South/Central | AR | Little.Rock-Adams.Field.723403 | 3 | 2047084 | 50.0477 | 13.2491 | 68.7767 | 49.9648 | 18.8119 | 1056.45 | 0.45916 | -17.69 | 1.9559 | -1.4967 | -34.7953 | -1.29 | -36.67 | 0.20956 | -1.4996 | -57.4425 | -0.68092 | -52.4 | 2.2952 | -2.9761 | -89.7539 | 0.45916 | -17.69 | 1.9559 | -1.4967 | -34.7953 | 0.56906 | -17.9 | 2.1555 | -1.5864 | -35.8174 | 0.027961 | 1.3994 | 0.37046 | 1.9231 | 29.5395 | 0.012839 | -0.03607 | -0.019039 | 0.012839 | 0.015911 | -0.49463 | -1.0253 | -1.4652 | -0.49463 | -0.5005 | -0.97291 | -1.6062 | -2.5096 | -0.97291 | -1.0015 | 0.027961 | 1.3994 | 0.37046 | 1.9231 | 29.5395 | 0.012839 | -0.03607 | -0.019039 | 0.012839 | 0.015911 | -0.49463 | -1.0253 | -1.4652 | -0.49463 | -0.5005 | -0.97291 | -1.6062 | -2.5096 | -0.97291 | -1.0015
86 | 0.33 | 0.2 | South/Central | AR | Little.Rock-Adams.Field.723403 | 3 | 2047084 | 52.6566 | 11.5091 | 68.9456 | 52.5694 | 16.3762 | 1021.38 | 0.29026 | 17.38 | -0.64864 | 0.93891 | 29.2892 | -1.4589 | -1.6 | -2.395 | 0.93606 | 6.642 | -0.84982 | -17.33 | -0.30935 | -0.54047 | -25.6694 | 0.29026 | 17.38 | -0.64864 | 0.93891 | 29.2892 | 0.40016 | 17.17 | -0.44906 | 0.84922 | 28.2671 | 0.027961 | 1.4723 | 0.32181 | 1.9278 | 28.5589 | 0.0081161 | -0.040793 | -0.023762 | 0.0081161 | 0.011189 | 0.48596 | -0.044738 | -0.48457 | 0.48596 | 0.48009 | 0.81896 | 0.18572 | -0.71774 | 0.81896 | 0.79038 | 0.027961 | 1.4723 | 0.32181 | 1.9278 | 28.5589 | 0.0081161 | -0.040793 | -0.023762 | 0.0081161 | 0.011189 | 0.48596 | -0.044738 | -0.48457 | 0.48596 | 0.48009 | 0.81896 | 0.18572 | -0.71774 | 0.81896 | 0.79038
87 | 0.33 | 0.25 | South/Central | AR | Little.Rock-Adams.Field.723403 | 3 | 2047084 | 51.5171 | 12.1291 | 68.6461 | 51.4318 | 17.2143 | 1030.8 | 0.58978 | 7.96 | 0.48897 | 0.10081 | 10.3528 | -1.1594 | -11.02 | -1.2574 | 0.09797 | -12.2944 | -0.5503 | -26.75 | 0.82826 | -1.3786 | -44.6058 | 0.58978 | 7.96 | 0.48897 | 0.10081 | 10.3528 | 0.69968 | 7.75 | 0.68855 | 0.011126 | 9.3308 | 0.027961 | 1.4405 | 0.33914 | 1.9194 | 28.8223 | 0.016491 | -0.032418 | -0.015387 | 0.016491 | 0.019564 | 0.22257 | -0.30813 | -0.74796 | 0.22257 | 0.2167 | 0.28947 | -0.34376 | -1.2472 | 0.28947 | 0.2609 | 0.027961 | 1.4405 | 0.33914 | 1.9194 | 28.8223 | 0.016491 | -0.032418 | -0.015387 | 0.016491 | 0.019564 | 0.22257 | -0.30813 | -0.74796 | 0.22257 | 0.2167 | 0.28947 | -0.34376 | -1.2472 | 0.28947 | 0.2609
88 | 0.33 | 0.3 | South/Central | AR | Little.Rock-Adams.Field.723403 | 3 | 2047084 | 51.3172 | 12.1491 | 68.5462 | 51.2322 | 17.314 | 1031.28 | 0.6897 | 7.48 | 0.68855 | 0.001146 | 8.9305 | -1.0595 | -11.5 | -1.0578 | -0.001697 | -13.7167 | -0.45039 | -27.23 | 1.0278 | -1.4782 | -46.0281 | 0.6897 | 7.48 | 0.68855 | 0.001146 | 8.9305 | 0.79959 | 7.27 | 0.88813 | -0.088541 | 7.9084 | 0.027961 | 1.4349 | 0.3397 | 1.9166 | 28.8357 | 0.019285 | -0.029624 | -0.012593 | 0.019285 | 0.022357 | 0.20915 | -0.32155 | -0.76138 | 0.20915 | 0.20328 | 0.24971 | -0.38353 | -1.287 | 0.24971 | 0.22113 | 0.027961 | 1.4349 | 0.3397 | 1.9166 | 28.8357 | 0.019285 | -0.029624 | -0.012593 | 0.019285 | 0.022357 | 0.20915 | -0.32155 | -0.76138 | 0.20915 | 0.20328 | 0.24971 | -0.38353 | -1.287 | 0.24971 | 0.22113
89 | 0.33 | 0.35 | South/Central | AR | Little.Rock-Adams.Field.723403 | 3 | 2047084 | 50.2976 | 12.7191 | 68.2866 | 50.2143 | 18.0723 | 1039.94 | 0.94924 | -1.18 | 1.7064 | -0.75718 | -8.3516 | -0.79993 | -20.16 | -0.039913 | -0.76002 | -30.9987 | -0.19085 | -35.89 | 2.0457 | -2.2366 | -63.3101 | 0.94924 | -1.18 | 1.7064 | -0.75718 | -8.3516 | 1.0591 | -1.39 | 1.906 | -0.84686 | -9.3736 | 0.027961 | 1.4064 | 0.35564 | 1.9094 | 29.0778 | 0.026542 | -0.022367 | -0.0053362 | 0.026542 | 0.029615 | -0.032994 | -0.56369 | -1.0035 | -0.032994 | -0.038866 | -0.23352 | -0.86676 | -1.7702 | -0.23352 | -0.2621 | 0.027961 | 1.4064 | 0.35564 | 1.9094 | 29.0778 | 0.026542 | -0.022367 | -0.0053362 | 0.026542 | 0.029615 | -0.032994 | -0.56369 | -1.0035 | -0.032994 | -0.038866 | -0.23352 | -0.86676 | -1.7702 | -0.23352 | -0.2621
90 | 0.33 | 0.4 | South/Central | AR | Little.Rock-Adams.Field.723403 | 3 | 2047084 | 49.358 | 13.2691 | 68.0871 | 49.2763 | 18.8108 | 1048.97 | 1.1488 | -10.21 | 2.6444 | -1.4956 | -25.8674 | -0.60037 | -29.19 | 0.89812 | -1.4985 | -48.5146 | 0.008716 | -44.92 | 2.9837 | -2.975 | -80.8259 | 1.1488 | -10.21 | 2.6444 | -1.4956 | -25.8674 | 1.2587 | -10.42 | 2.844 | -1.5853 | -26.8894 | 0.027961 | 1.3801 | 0.37102 | 1.9038 | 29.3303 | 0.032122 | -0.016787 | 0.00024371 | 0.032122 | 0.035194 | -0.28548 | -0.81618 | -1.256 | -0.28548 | -0.29135 | -0.72328 | -1.3565 | -2.26 | -0.72328 | -0.75186 | 0.027961 | 1.3801 | 0.37102 | 1.9038 | 29.3303 | 0.032122 | -0.016787 | 0.00024371 | 0.032122 | 0.035194 | -0.28548 | -0.81618 | -1.256 | -0.28548 | -0.29135 | -0.72328 | -1.3565 | -2.26 | -0.72328 | -0.75186
91 | 0.3 | 0.2 | South/Central | AR | Little.Rock-Adams.Field.723403 | 3 | 2047084 | 51.5971 | 11.5091 | 67.8661 | 51.5116 | 16.3545 | 1009.37 | 1.3697 | 29.39 | 0.40914 | 0.96061 | 43.8082 | -0.37943 | 10.41 | -1.3372 | 0.95776 | 21.1611 | 0.22966 | -5.32 | 0.74843 | -0.51877 | -11.1503 | 1.3697 | 29.39 | 0.40914 | 0.96061 | 43.8082 | 1.4796 | 29.18 | 0.60872 | 0.87092 | 42.7862 | 0.027961 | 1.4427 | 0.32181 | 1.8976 | 28.2231 | 0.038299 | -0.010609 | 0.0064215 | 0.038299 | 0.041372 | 0.82178 | 0.29107 | -0.14875 | 0.82178 | 0.8159 | 1.2249 | 0.59169 | -0.31178 | 1.2249 | 1.1963 | 0.027961 | 1.4427 | 0.32181 | 1.8976 | 28.2231 | 0.038299 | -0.010609 | 0.0064215 | 0.038299 | 0.041372 | 0.82178 | 0.29107 | -0.14875 | 0.82178 | 0.8159 | 1.2249 | 0.59169 | -0.31178 | 1.2249 | 1.1963
92 | 0.3 | 0.25 | South/Central | AR | Little.Rock-Adams.Field.723403 | 3 | 2047084 | 50.4576 | 12.1391 | 67.5766 | 50.374 | 17.2026 | 1019.05 | 1.6593 | 19.71 | 1.5467 | 0.11251 | 24.4706 | -0.089913 | 0.73 | -0.19958 | 0.10967 | 1.8235 | 0.51917 | -15 | 1.886 | -1.3669 | -30.4879 | 1.6593 | 19.71 | 1.5467 | 0.11251 | 24.4706 | 1.7692 | 19.5 | 1.7463 | 0.022824 | 23.4486 | 0.027961 | 1.4108 | 0.33942 | 1.8895 | 28.4937 | 0.046395 | -0.0025141 | 0.014517 | 0.046395 | 0.049467 | 0.55111 | 0.020412 | -0.41942 | 0.55111 | 0.54524 | 0.68422 | 0.050986 | -0.85247 | 0.68422 | 0.65565 | 0.027961 | 1.4108 | 0.33942 | 1.8895 | 28.4937 | 0.046395 | -0.0025141 | 0.014517 | 0.046395 | 0.049467 | 0.55111 | 0.020412 | -0.41942 | 0.55111 | 0.54524 | 0.68422 | 0.050986 | -0.85247 | 0.68422 | 0.65565
93 | 0.3 | 0.3 | South/Central | AR | Little.Rock-Adams.Field.723403 | 3 | 2047084 | 50.2577 | 12.1691 | 67.4867 | 50.1744 | 17.3123 | 1019.78 | 1.7492 | 18.98 | 1.7463 | 0.002843 | 22.6472 | 0 | 0 | 0 | 0 | 0 | 0.60909 | -15.73 | 2.0856 | -1.4765 | -32.3114 | 1.7492 | 18.98 | 1.7463 | 0.002843 | 22.6472 | 1.8591 | 18.77 | 1.9459 | -0.086844 | 21.6251 | 0.027961 | 1.4053 | 0.34026 | 1.887 | 28.5141 | 0.048909 | 0 | 0.017031 | 0.048909 | 0.051981 | 0.5307 | 0 | -0.43983 | 0.5307 | 0.52483 | 0.63324 | 0 | -0.90346 | 0.63324 | 0.60466 | 0.027961 | 1.4053 | 0.34026 | 1.887 | 28.5141 | 0.048909 | 0 | 0.017031 | 0.048909 | 0.051981 | 0.5307 | 0 | -0.43983 | 0.5307 | 0.52483 | 0.63324 | 0 | -0.90346 | 0.63324 | 0.60466
94 | 0.3 | 0.35 | South/Central | AR | Little.Rock-Adams.Field.723403 | 3 | 2047084 | 49.2381 | 12.7391 | 67.2271 | 49.1565 | 18.0706 | 1028.44 | 2.0087 | 10.32 | 2.7642 | -0.75548 | 5.3651 | 0.25954 | -8.66 | 1.0179 | -0.75832 | -17.282 | 0.86863 | -24.39 | 3.1035 | -2.2349 | -49.5934 | 2.0087 | 10.32 | 2.7642 | -0.75548 | 5.3651 | 2.1186 | 10.11 | 2.9638 | -0.84517 | 4.3431 | 0.027961 | 1.3768 | 0.3562 | 1.8797 | 28.7563 | 0.056166 | 0.007257 | 0.024288 | 0.056166 | 0.059238 | 0.28856 | -0.24214 | -0.68197 | 0.28856 | 0.28269 | 0.15001 | -0.48322 | -1.3867 | 0.15001 | 0.12144 | 0.027961 | 1.3768 | 0.3562 | 1.8797 | 28.7563 | 0.056166 | 0.007257 | 0.024288 | 0.056166 | 0.059238 | 0.28856 | -0.24214 | -0.68197 | 0.28856 | 0.28269 | 0.15001 | -0.48322 | -1.3867 | 0.15001 | 0.12144
95 | 0.3 | 0.4 | South/Central | AR | Little.Rock-Adams.Field.723403 | 3 | 2047084 | 48.3085 | 13.2991 | 67.0576 | 48.2285 | 18.8291 | 1038.1 | 2.1783 | 0.66 | 3.6922 | -1.5139 | -13.0816 | 0.42912 | -18.32 | 1.9459 | -1.5168 | -35.7287 | 1.0382 | -34.05 | 4.0315 | -2.9933 | -68.0401 | 2.1783 | 0.66 | 3.6922 | -1.5139 | -13.0816 | 2.2882 | 0.45 | 3.8918 | -1.6036 | -14.1036 | 0.027961 | 1.3508 | 0.37186 | 1.875 | 29.0264 | 0.060907 | 0.011999 | 0.02903 | 0.060907 | 0.06398 | 0.018454 | -0.51225 | -0.95207 | 0.018454 | 0.012582 | -0.36577 | -0.99901 | -1.9025 | -0.36577 | -0.39435 | 0.027961 | 1.3508 | 0.37186 | 1.875 | 29.0264 | 0.060907 | 0.011999 | 0.02903 | 0.060907 | 0.06398 | 0.018454 | -0.51225 | -0.95207 | 0.018454 | 0.012582 | -0.36577 | -0.99901 | -1.9025 | -0.36577 | -0.39435
96 | 0.28 | 0.2 | South/Central | AR | Little.Rock-Adams.Field.723403 | 3 | 2047084 | 50.8674 | 11.5291 | 67.1365 | 50.7831 | 16.3533 | 1001.45 | 2.0994 | 37.31 | 1.1376 | 0.96179 | 53.2553 | 0.35022 | 18.33 | -0.60872 | 0.95895 | 30.6081 | 0.95931 | 2.6 | 1.4769 | -0.51758 | -1.7033 | 2.0994 | 37.31 | 1.1376 | 0.96179 | 53.2553 | 2.2093 | 37.1 | 1.3372 | 0.87211 | 52.2333 | 0.027961 | 1.4223 | 0.32237 | 1.8772 | 28.0016 | 0.058701 | 0.0097926 | 0.026823 | 0.058701 | 0.061774 | 1.0432 | 0.51253 | 0.072699 | 1.0432 | 1.0374 | 1.4891 | 0.85584 | -0.047625 | 1.4891 | 1.4605 | 0.027961 | 1.4223 | 0.32237 | 1.8772 | 28.0016 | 0.058701 | 0.0097926 | 0.026823 | 0.058701 | 0.061774 | 1.0432 | 0.51253 | 0.072699 | 1.0432 | 1.0374 | 1.4891 | 0.85584 | -0.047625 | 1.4891 | 1.4605
97 | 0.28 | 0.25 | South/Central | AR | Little.Rock-Adams.Field.723403 | 3 | 2047084 | 49.7379 | 12.1491 | 66.8569 | 49.6555 | 17.2014 | 1011.23 | 2.3789 | 27.53 | 2.2652 | 0.1137 | 33.789 | 0.62976 | 8.55 | 0.51891 | 0.11085 | 11.1418 | 1.2389 | -7.18 | 2.6045 | -1.3657 | -21.1696 | 2.3789 | 27.53 | 2.2652 | 0.1137 | 33.789 | 2.4888 | 27.32 | 2.4648 | 0.02401 | 32.767 | 0.027961 | 1.3907 | 0.3397 | 1.8694 | 28.2751 | 0.066518 | 0.017609 | 0.03464 | 0.066518 | 0.06959 | 0.76977 | 0.23907 | -0.20076 | 0.76977 | 0.7639 | 0.94478 | 0.31154 | -0.59192 | 0.94478 | 0.9162 | 0.027961 | 1.3907 | 0.3397 | 1.8694 | 28.2751 | 0.066518 | 0.017609 | 0.03464 | 0.066518 | 0.06959 | 0.76977 | 0.23907 | -0.20076 | 0.76977 | 0.7639 | 0.94478 | 0.31154 | -0.59192 | 0.94478 | 0.9162
98 | 0.28 | 0.3 | South/Central | AR | Little.Rock-Adams.Field.723403 | 3 | 2047084 | 49.3181 | 12.3191 | 66.7071 | 49.2364 | 17.4708 | 1013.72 | 2.5287 | 25.04 | 2.6844 | -0.15564 | 28.3939 | 0.77954 | 6.06 | 0.93803 | -0.15849 | 5.7467 | 1.3886 | -9.67 | 3.0237 | -1.635 | -26.5647 | 2.5287 | 25.04 | 2.6844 | -0.15564 | 28.3939 | 2.6386 | 24.83 | 2.8839 | -0.24533 | 27.3718 | 0.027961 | 1.379 | 0.34446 | 1.8652 | 28.3447 | 0.070705 | 0.021797 | 0.038828 | 0.070705 | 0.073778 | 0.70014 | 0.16944 | -0.27038 | 0.70014 | 0.69427 | 0.79392 | 0.16068 | -0.74278 | 0.79392 | 0.76535 | 0.027961 | 1.379 | 0.34446 | 1.8652 | 28.3447 | 0.070705 | 0.021797 | 0.038828 | 0.070705 | 0.073778 | 0.70014 | 0.16944 | -0.27038 | 0.70014 | 0.69427 | 0.79392 | 0.16068 | -0.74278 | 0.79392 | 0.76535
99 | 0.28 | 0.35 | South/Central | AR | Little.Rock-Adams.Field.723403 | 3 | 2047084 | 48.3186 | 12.8991 | 66.4976 | 48.2385 | 18.2591 | 1023.39 | 2.7383 | 15.37 | 3.6823 | -0.94397 | 9.6511 | 0.98912 | -3.61 | 1.9359 | -0.94681 | -12.996 | 1.5982 | -19.34 | 4.0216 | -2.4233 | -45.3074 | 2.7383 | 15.37 | 3.6823 | -0.94397 | 9.6511 | 2.8482 | 15.16 | 3.8818 | -1.0337 | 8.6291 | 0.027961 | 1.351 | 0.36067 | 1.8593 | 28.6151 | 0.076566 | 0.027657 | 0.044688 | 0.076566 | 0.079638 | 0.42976 | -0.10094 | -0.54077 | 0.42976 | 0.42389 | 0.26986 | -0.36338 | -1.2668 | 0.26986 | 0.24128 | 0.027961 | 1.351 | 0.36067 | 1.8593 | 28.6151 | 0.076566 | 0.027657 | 0.044688 | 0.076566 | 0.079638 | 0.42976 | -0.10094 | -0.54077 | 0.42976 | 0.42389 | 0.26986 | -0.36338 | -1.2668 | 0.26986 | 0.24128
100 | 0.28 | 0.4 | South/Central | AR | Little.Rock-Adams.Field.723403 | 3 | 2047084 | 47.5889 | 13.3291 | 66.3479 | 47.51 | 18.8379 | 1030.54 | 2.888 | 8.22 | 4.4107 | -1.5228 | -4.1643 | 1.1388 | -10.76 | 2.6644 | -1.5256 | -26.8115 | 1.7479 | -26.49 | 4.75 | -3.0021 | -59.1229 | 2.888 | 8.22 | 4.4107 | -1.5228 | -4.1643 | 2.9979 | 8.01 | 4.6103 | -1.6124 | -5.1864 | 0.027961 | 1.3306 | 0.3727 | 1.8552 | 28.815 | 0.080751 | 0.031842 | 0.048873 | 0.080751 | 0.083824 | 0.22984 | -0.30086 | -0.74069 | 0.22984 | 0.22397 | -0.11644 | -0.74968 | -1.6531 | -0.11644 | -0.14502 | 0.027961 | 1.3306 | 0.3727 | 1.8552 | 28.815 | 0.080751 | 0.031842 | 0.048873 | 0.080751 | 0.083824 | 0.22984 | -0.30086 | -0.74069 | 0.22984 | 0.22397 | -0.11644 | -0.74968 | -1.6531 | -0.11644 | -0.14502
101 | 0.27 | 0.2 | South/Central | AR | Little.Rock-Adams.Field.723403 | 3 | 2047084 | 50.4976 | 11.5391 | 66.7766 | 50.4139 | 16.3627 | 997.69 | 2.4592 | 41.07 | 1.5068 | 0.95241 | 57.6431 | 0.71006 | 22.09 | -0.2395 | 0.94956 | 34.9959 | 1.3192 | 6.36 | 1.8461 | -0.52697 | 2.6845 | 2.4592 | 41.07 | 1.5068 | 0.95241 | 57.6431 | 2.5691 | 40.86 | 1.7064 | 0.86272 | 56.621 | 0.027961 | 1.412 | 0.32265 | 1.8671 | 27.8965 | 0.068763 | 0.019854 | 0.036885 | 0.068763 | 0.071836 | 1.1484 | 0.61766 | 0.17783 | 1.1484 | 1.1425 | 1.6118 | 0.97852 | 0.075062 | 1.6118 | 1.5832 | 0.027961 | 1.412 | 0.32265 | 1.8671 | 27.8965 | 0.068763 | 0.019854 | 0.036885 | 0.068763 | 0.071836 | 1.1484 | 0.61766 | 0.17783 | 1.1484 | 1.1425 | 1.6118 | 0.97852 | 0.075062 | 1.6118 | 1.5832
102 | 0.27 | 0.25 | South/Central | AR | Little.Rock-Adams.Field.723403 | 3 | 2047084 | 49.3681 | 12.1591 | 66.4871 | 49.2863 | 17.2009 | 1007.21 | 2.7487 | 31.55 | 2.6345 | 0.11425 | 38.5753 | 0.99954 | 12.57 | 0.88813 | 0.11141 | 15.9282 | 1.6086 | -3.16 | 2.9738 | -1.3651 | -16.3832 | 2.7487 | 31.55 | 2.6345 | 0.11425 | 38.5753 | 2.8586 | 31.34 | 2.834 | 0.024564 | 37.5533 | 0.027961 | 1.3804 | 0.33998 | 1.8591 | 28.1627 | 0.076857 | 0.027948 | 0.044979 | 0.076857 | 0.07993 | 0.88217 | 0.35147 | -0.088357 | 0.88217 | 0.8763 | 1.0786 | 0.44537 | -0.45809 | 1.0786 | 1.05 | 0.027961 | 1.3804 | 0.33998 | 1.8591 | 28.1627 | 0.076857 | 0.027948 | 0.044979 | 0.076857 | 0.07993 | 0.88217 | 0.35147 | -0.088357 | 0.88217 | 0.8763 | 1.0786 | 0.44537 | -0.45809 | 1.0786 | 1.05
103 | 0.27 | 0.3 | South/Central | AR | Little.Rock-Adams.Field.723403 | 3 | 2047084 | 48.8084 | 12.4291 | 66.3274 | 48.7274 | 17.5999 | 1011.55 | 2.9085 | 27.21 | 3.1933 | -0.28481 | 29.7802 | 1.1593 | 8.23 | 1.447 | -0.28765 | 7.133 | 1.7684 | -7.5 | 3.5326 | -1.7642 | -25.1784 | 2.9085 | 27.21 | 3.1933 | -0.28481 | 29.7802 | 3.0184 | 27 | 3.3929 | -0.37449 | 28.7581 | 0.027961 | 1.3647 | 0.34753 | 1.8546 | 28.284 | 0.081324 | 0.032416 | 0.049446 | 0.081324 | 0.084397 | 0.76082 | 0.23012 | -0.20971 | 0.76082 | 0.75495 | 0.83268 | 0.19945 | -0.70401 | 0.83268 | 0.80411 | 0.027961 | 1.3647 | 0.34753 | 1.8546 | 28.284 | 0.081324 | 0.032416 | 0.049446 | 0.081324 | 0.084397 | 0.76082 | 0.23012 | -0.20971 | 0.76082 | 0.75495 | 0.83268 | 0.19945 | -0.70401 | 0.83268 | 0.80411
104 | 0.27 | 0.35 | South/Central | AR | Little.Rock-Adams.Field.723403 | 3 | 2047084 | 47.7788 | 13.0591 | 66.1478 | 47.6996 | 18.4482 | 1022.45 | 3.088 | 16.31 | 4.2211 | -1.1331 | 9.0187 | 1.3389 | -2.67 | 2.4748 | -1.1359 | -13.6285 | 1.948 | -18.4 | 4.5604 | -2.6125 | -45.9398 | 3.088 | 16.31 | 4.2211 | -1.1331 | 9.0187 | 3.1979 | 16.1 | 4.4207 | -1.2228 | 7.9967 | 0.027961 | 1.3359 | 0.36515 | 1.8496 | 28.5888 | 0.086345 | 0.037436 | 0.054467 | 0.086345 | 0.089418 | 0.45604 | -0.074656 | -0.51448 | 0.45604 | 0.45017 | 0.25217 | -0.38107 | -1.2845 | 0.25217 | 0.2236 | 0.027961 | 1.3359 | 0.36515 | 1.8496 | 28.5888 | 0.086345 | 0.037436 | 0.054467 | 0.086345 | 0.089418 | 0.45604 | -0.074656 | -0.51448 | 0.45604 | 0.45017 | 0.25217 | -0.38107 | -1.2845 | 0.25217 | 0.2236
105 | 0.27 | 0.4 | South/Central | AR | Little.Rock-Adams.Field.723403 | 3 | 2047084 | 47.2191 | 13.3491 | 65.9981 | 47.1408 | 18.8573 | 1027.04 | 3.2378 | 11.72 | 4.78 | -1.5422 | -0.17851 | 1.4886 | -7.26 | 3.0336 | -1.545 | -22.8257 | 2.0977 | -22.99 | 5.1192 | -3.0215 | -55.1371 | 3.2378 | 11.72 | 4.78 | -1.5422 | -0.17851 | 3.3477 | 11.51 | 4.9795 | -1.6319 | -1.2005 | 0.027961 | 1.3203 | 0.37326 | 1.8454 | 28.7171 | 0.090532 | 0.041623 | 0.058654 | 0.090532 | 0.093605 | 0.3277 | -0.203 | -0.64282 | 0.3277 | 0.32183 | -0.0049914 | -0.63823 | -1.5417 | -0.0049914 | -0.033568 | 0.027961 | 1.3203 | 0.37326 | 1.8454 | 28.7171 | 0.090532 | 0.041623 | 0.058654 | 0.090532 | 0.093605 | 0.3277 | -0.203 | -0.64282 | 0.3277 | 0.32183 | -0.0049914 | -0.63823 | -1.5417 | -0.0049914 | -0.033568
106 | 0.26 | 0.2 | South/Central | AR | Little.Rock-Adams.Field.723403 | 3 | 2047084 | 50.1278 | 11.5491 | 66.4068 | 50.0447 | 16.3621 | 993.68 | 2.8291 | 45.08 | 1.8761 | 0.95302 | 62.4319 | 1.0799 | 26.1 | 0.12972 | 0.95018 | 39.7847 | 1.689 | 10.37 | 2.2153 | -0.52635 | 7.4733 | 2.8291 | 45.08 | 1.8761 | 0.95302 | 62.4319 | 2.939 | 44.87 | 2.0756 | 0.86334 | 61.4099 | 0.027961 | 1.4016 | 0.32292 | 1.8568 | 27.7843 | 0.079104 | 0.030195 | 0.047226 | 0.079104 | 0.082177 | 1.2605 | 0.72978 | 0.28996 | 1.2605 | 1.2546 | 1.7457 | 1.1124 | 0.20896 | 1.7457 | 1.7171 | 0.027961 | 1.4016 | 0.32292 | 1.8568 | 27.7843 | 0.079104 | 0.030195 | 0.047226 | 0.079104 | 0.082177 | 1.2605 | 0.72978 | 0.28996 | 1.2605 | 1.2546 | 1.7457 | 1.1124 | 0.20896 | 1.7457 | 1.7171
107 | 0.26 | 0.25 | South/Central | AR | Little.Rock-Adams.Field.723403 | 3 | 2047084 | 48.9983 | 12.1691 | 66.1173 | 48.917 | 17.2003 | 1003.19 | 3.1185 | 35.57 | 3.0037 | 0.11486 | 43.3641 | 1.3694 | 16.59 | 1.2574 | 0.11202 | 20.7169 | 1.9785 | 0.86 | 3.343 | -1.3645 | -11.5945 | 3.1185 | 35.57 | 3.0037 | 0.11486 | 43.3641 | 3.2284 | 35.36 | 3.2033 | 0.025177 | 42.342 | 0.027961 | 1.37 | 0.34026 | 1.8487 | 28.0503 | 0.087198 | 0.038289 | 0.05532 | 0.087198 | 0.090271 | 0.99457 | 0.46387 | 0.024047 | 0.99457 | 0.9887 | 1.2125 | 0.57927 | -0.32419 | 1.2125 | 1.1839 | 0.027961 | 1.37 | 0.34026 | 1.8487 | 28.0503 | 0.087198 | 0.038289 | 0.05532 | 0.087198 | 0.090271 | 0.99457 | 0.46387 | 0.024047 | 0.99457 | 0.9887 | 1.2125 | 0.57927 | -0.32419 | 1.2125 | 1.1839
108 | 0.26 | 0.3 | South/Central | AR | Little.Rock-Adams.Field.723403 | 3 | 2047084 | 48.2087 | 12.6091 | 65.9477 | 48.1287 | 17.819 | 1010.72 | 3.2882 | 28.04 | 3.792 | -0.50383 | 28.7211 | 1.539 | 9.06 | 2.0457 | -0.50667 | 6.0739 | 2.1481 | -6.67 | 4.1313 | -1.9832 | -26.2375 | 3.2882 | 28.04 | 3.792 | -0.50383 | 28.7211 | 3.3981 | 27.83 | 3.9916 | -0.59351 | 27.6991 | 0.027961 | 1.348 | 0.35256 | 1.844 | 28.2608 | 0.091942 | 0.043033 | 0.060064 | 0.091942 | 0.095014 | 0.78403 | 0.25333 | -0.1865 | 0.78403 | 0.77816 | 0.80307 | 0.16983 | -0.73363 | 0.80307 | 0.7745 | 0.027961 | 1.348 | 0.35256 | 1.844 | 28.2608 | 0.091942 | 0.043033 | 0.060064 | 0.091942 | 0.095014 | 0.78403 | 0.25333 | -0.1865 | 0.78403 | 0.77816 | 0.80307 | 0.16983 | -0.73363 | 0.80307 | 0.7745
109 | 0.26 | 0.35 | South/Central | AR | Little.Rock-Adams.Field.723403 | 3 | 2047084 | 47.2391 | 13.2291 | 65.8081 | 47.1607 | 18.6473 | 1021.77 | 3.4278 | 16.99 | 4.76 | -1.3322 | 7.9852 | 1.6786 | -1.99 | 3.0137 | -1.3351 | -14.662 | 2.2877 | -17.72 | 5.0993 | -2.8116 | -46.9734 | 3.4278 | 16.99 | 4.76 | -1.3322 | 7.9852 | 3.5377 | 16.78 | 4.9596 | -1.4219 | 6.9632 | 0.027961 | 1.3209 | 0.3699 | 1.8401 | 28.5698 | 0.095845 | 0.046936 | 0.063967 | 0.095845 | 0.098917 | 0.47506 | -0.055643 | -0.49547 | 0.47506 | 0.46919 | 0.22327 | -0.40996 | -1.3134 | 0.22327 | 0.1947 | 0.027961 | 1.3209 | 0.3699 | 1.8401 | 28.5698 | 0.095845 | 0.046936 | 0.063967 | 0.095845 | 0.098917 | 0.47506 | -0.055643 | -0.49547 | 0.47506 | 0.46919 | 0.22327 | -0.40996 | -1.3134 | 0.22327 | 0.1947
110 | 0.26 | 0.4 | South/Central | AR | Little.Rock-Adams.Field.723403 | 3 | 2047084 | 46.8593 | 13.3591 | 65.6383 | 46.7815 | 18.8567 | 1023.13 | 3.5976 | 15.63 | 5.1392 | -1.5416 | 4.4798 | 1.8484 | -3.35 | 3.3929 | -1.5444 | -18.1674 | 2.4575 | -19.08 | 5.4785 | -3.021 | -50.4788 | 3.5976 | 15.63 | 5.1392 | -1.5416 | 4.4798 | 3.7075 | 15.42 | 5.3388 | -1.6313 | 3.4578 | 0.027961 | 1.3102 | 0.37353 | 1.8353 | 28.6078 | 0.10059 | 0.051684 | 0.068715 | 0.10059 | 0.10367 | 0.43703 | -0.09367 | -0.5335 | 0.43703 | 0.43116 | 0.12526 | -0.50798 | -1.4114 | 0.12526 | 0.096683 | 0.027961 | 1.3102 | 0.37353 | 1.8353 | 28.6078 | 0.10059 | 0.051684 | 0.068715 | 0.10059 | 0.10367 | 0.43703 | -0.09367 | -0.5335 | 0.43703 | 0.43116 | 0.12526 | -0.50798 | -1.4114 | 0.12526 | 0.096683
111 | 0.25 | 0.2 | South/Central | AR | Little.Rock-Adams.Field.723403 | 3 | 2047084 | 49.748 | 11.5491 | 66.027 | 49.6655 | 16.3615 | 989.54 | 3.2089 | 49.22 | 2.2553 | 0.95363 | 67.3493 | 1.4597 | 30.24 | 0.50893 | 0.95079 | 44.7022 | 2.0688 | 14.51 | 2.5945 | -0.52574 | 12.3908 | 3.2089 | 49.22 | 2.2553 | 0.95363 | 67.3493 | 3.3188 | 49.01 | 2.4548 | 0.86395 | 66.3273 | 0.027961 | 1.391 | 0.32293 | 1.8462 | 27.6686 | 0.089724 | 0.040815 | 0.057846 | 0.089724 | 0.092797 | 1.3762 | 0.84554 | 0.40571 | 1.3762 | 1.3704 | 1.8832 | 1.2499 | 0.34646 | 1.8832 | 1.8546 | 0.027961 | 1.391 | 0.32293 | 1.8462 | 27.6686 | 0.089724 | 0.040815 | 0.057846 | 0.089724 | 0.092797 | 1.3762 | 0.84554 | 0.40571 | 1.3762 | 1.3704 | 1.8832 | 1.2499 | 0.34646 | 1.8832 | 1.8546
112 | 0.25 | 0.25 | South/Central | AR | Little.Rock-Adams.Field.723403 | 3 | 2047084 | 48.6385 | 12.1791 | 65.7674 | 48.5578 | 17.2097 | 999.54 | 3.4684 | 39.22 | 3.3629 | 0.10548 | 47.6231 | 1.7192 | 20.24 | 1.6166 | 0.10264 | 24.9759 | 2.3283 | 4.51 | 3.7022 | -1.3739 | -7.3355 | 3.4684 | 39.22 | 3.3629 | 0.10548 | 47.6231 | 3.5783 | 39.01 | 3.5625 | 0.015793 | 46.6011 | 0.027961 | 1.36 | 0.34054 | 1.8389 | 27.9482 | 0.09698 | 0.048072 | 0.065102 | 0.09698 | 0.10005 | 1.0966 | 0.56593 | 0.1261 | 1.0966 | 1.0908 | 1.3316 | 0.69835 | -0.20511 | 1.3316 | 1.303 | 0.027961 | 1.36 | 0.34054 | 1.8389 | 27.9482 | 0.09698 | 0.048072 | 0.065102 | 0.09698 | 0.10005 | 1.0966 | 0.56593 | 0.1261 | 1.0966 | 1.0908 | 1.3316 | 0.69835 | -0.20511 | 1.3316 | 1.303
113 | 0.25 | 0.3 | South/Central | AR | Little.Rock-Adams.Field.723403 | 3 | 2047084 | 47.6089 | 12.7891 | 65.558 | 47.53 | 18.028 | 1009.66 | 3.6779 | 29.1 | 4.3908 | -0.71287 | 28.0623 | 1.9287 | 10.12 | 2.6444 | -0.71571 | 5.4151 | 2.5378 | -5.61 | 4.7301 | -2.1922 | -26.8963 | 3.6779 | 29.1 | 4.3908 | -0.71287 | 28.0623 | 3.7878 | 28.89 | 4.5904 | -0.80255 | 27.0402 | 0.027961 | 1.3312 | 0.3576 | 1.8331 | 28.2312 | 0.10284 | 0.053929 | 0.07096 | 0.10284 | 0.10591 | 0.81367 | 0.28297 | -0.15686 | 0.81367 | 0.8078 | 0.78465 | 0.15141 | -0.75205 | 0.78465 | 0.75607 | 0.027961 | 1.3312 | 0.3576 | 1.8331 | 28.2312 | 0.10284 | 0.053929 | 0.07096 | 0.10284 | 0.10591 | 0.81367 | 0.28297 | -0.15686 | 0.81367 | 0.8078 | 0.78465 | 0.15141 | -0.75205 | 0.78465 | 0.75607
114 | 0.25 | 0.35 | South/Central | AR | Little.Rock-Adams.Field.723403 | 3 | 2047084 | 46.6494 | 13.4391 | 65.4784 | 46.572 | 18.9064 | 1022.09 | 3.7575 | 16.67 | 5.3488 | -1.5913 | 5.1914 | 2.0083 | -2.31 | 3.6024 | -1.5941 | -17.4558 | 2.6174 | -18.04 | 5.6881 | -3.0706 | -49.7672 | 3.7575 | 16.67 | 5.3488 | -1.5913 | 5.1914 | 3.8674 | 16.46 | 5.5483 | -1.681 | 4.1693 | 0.027961 | 1.3044 | 0.37577 | 1.8308 | 28.5787 | 0.10506 | 0.056155 | 0.073185 | 0.10506 | 0.10814 | 0.46611 | -0.06459 | -0.50442 | 0.46611 | 0.46024 | 0.14516 | -0.48808 | -1.3915 | 0.14516 | 0.11658 | 0.027961 | 1.3044 | 0.37577 | 1.8308 | 28.5787 | 0.10506 | 0.056155 | 0.073185 | 0.10506 | 0.10814 | 0.46611 | -0.06459 | -0.50442 | 0.46611 | 0.46024 | 0.14516 | -0.48808 | -1.3915 | 0.14516 | 0.11658
115 | 0.25 | 0.4 | South/Central | AR | Little.Rock-Adams.Field.723403 | 3 | 2047084 | 46.4894 | 13.3691 | 65.2684 | 46.4123 | 18.8561 | 1019.11 | 3.9674 | 19.65 | 5.5084 | -1.541 | 9.2676 | 2.2182 | 0.67 | 3.7621 | -1.5438 | -13.3795 | 2.8273 | -15.06 | 5.8477 | -3.0204 | -45.6909 | 3.9674 | 19.65 | 5.5084 | -1.541 | 9.2676 | 4.0773 | 19.44 | 5.708 | -1.6307 | 8.2456 | 0.027961 | 1.2999 | 0.37381 | 1.825 | 28.4954 | 0.11093 | 0.062025 | 0.079055 | 0.11093 | 0.11401 | 0.54943 | 0.018734 | -0.42109 | 0.54943 | 0.54356 | 0.25913 | -0.37411 | -1.2776 | 0.25913 | 0.23056 | 0.027961 | 1.2999 | 0.37381 | 1.825 | 28.4954 | 0.11093 | 0.062025 | 0.079055 | 0.11093 | 0.11401 | 0.54943 | 0.018734 | -0.42109 | 0.54943 | 0.54356 | 0.25913 | -0.37411 | -1.2776 | 0.25913 | 0.23056
116 | 0.24 | 0.2 | South/Central | AR | Little.Rock-Adams.Field.723403 | 3 | 2047084 | 49.3782 | 11.5591 | 65.6571 | 49.2962 | 16.3609 | 985.53 | 3.5787 | 53.23 | 2.6245 | 0.95423 | 72.1374 | 1.8295 | 34.25 | 0.87815 | 0.95139 | 49.4902 | 2.4386 | 18.52 | 2.9638 | -0.52515 | 17.1788 | 3.5787 | 53.23 | 2.6245 | 0.95423 | 72.1374 | 3.6886 | 53.02 | 2.8241 | 0.86454 | 71.1153 | 0.027961 | 1.3807 | 0.32321 | 1.8358 | 27.5565 | 0.10006 | 0.051156 | 0.068187 | 0.10006 | 0.10314 | 1.4884 | 0.95767 | 0.51784 | 1.4884 | 1.4825 | 2.017 | 1.3838 | 0.48034 | 2.017 | 1.9885 | 0.027961 | 1.3807 | 0.32321 | 1.8358 | 27.5565 | 0.10006 | 0.051156 | 0.068187 | 0.10006 | 0.10314 | 1.4884 | 0.95767 | 0.51784 | 1.4884 | 1.4825 | 2.017 | 1.3838 | 0.48034 | 2.017 | 1.9885
117 | 0.24 | 0.25 | South/Central | AR | Little.Rock-Adams.Field.723403 | 3 | 2047084 | 48.2587 | 12.1791 | 65.3777 | 48.1786 | 17.1991 | 995.15 | 3.8582 | 43.61 | 3.7421 | 0.11605 | 52.9399 | 2.109 | 24.63 | 1.9958 | 0.11321 | 30.2928 | 2.7181 | 8.9 | 4.0814 | -1.3633 | -2.0186 | 3.8582 | 43.61 | 3.7421 | 0.11605 | 52.9399 | 3.9681 | 43.4 | 3.9417 | 0.026363 | 51.9179 | 0.027961 | 1.3494 | 0.34054 | 1.828 | 27.8254 | 0.10788 | 0.05897 | 0.076001 | 0.10788 | 0.11095 | 1.2194 | 0.68868 | 0.24885 | 1.2194 | 1.2135 | 1.4803 | 0.84702 | -0.056443 | 1.4803 | 1.4517 | 0.027961 | 1.3494 | 0.34054 | 1.828 | 27.8254 | 0.10788 | 0.05897 | 0.076001 | 0.10788 | 0.11095 | 1.2194 | 0.68868 | 0.24885 | 1.2194 | 1.2135 | 1.4803 | 0.84702 | -0.056443 | 1.4803 | 1.4517
118 | 0.24 | 0.3 | South/Central | AR | Little.Rock-Adams.Field.723403 | 3 | 2047084 | 47.2391 | 12.8091 | 65.2081 | 47.1607 | 18.0474 | 1006.15 | 4.0278 | 32.61 | 4.76 | -0.73223 | 32.0497 | 2.2786 | 13.63 | 3.0137 | -0.73507 | 9.4026 | 2.8877 | -2.1 | 5.0993 | -2.2116 | -22.9088 | 4.0278 | 32.61 | 4.76 | -0.73223 | 32.0497 | 4.1377 | 32.4 | 4.9596 | -0.82192 | 31.0277 | 0.027961 | 1.3209 | 0.35816 | 1.8233 | 28.133 | 0.11262 | 0.063712 | 0.080743 | 0.11262 | 0.11569 | 0.91181 | 0.38111 | -0.058718 | 0.91181 | 0.90594 | 0.89614 | 0.26291 | -0.64055 | 0.89614 | 0.86757 | 0.027961 | 1.3209 | 0.35816 | 1.8233 | 28.133 | 0.11262 | 0.063712 | 0.080743 | 0.11262 | 0.11569 | 0.91181 | 0.38111 | -0.058718 | 0.91181 | 0.90594 | 0.89614 | 0.26291 | -0.64055 | 0.89614 | 0.86757
119 | 0.24 | 0.35 | South/Central | AR | Little.Rock-Adams.Field.723403 | 3 | 2047084 | 46.2796 | 13.4491 | 65.1085 | 46.2027 | 18.9058 | 1018.07 | 4.1273 | 20.69 | 5.718 | -1.5907 | 9.9793 | 2.3781 | 1.71 | 3.9717 | -1.5935 | -12.6679 | 2.9872 | -14.02 | 6.0573 | -3.0701 | -44.9792 | 4.1273 | 20.69 | 5.718 | -1.5907 | 9.9793 | 4.2372 | 20.48 | 5.9176 | -1.6804 | 8.9573 | 0.027961 | 1.294 | 0.37605 | 1.8205 | 28.4663 | 0.1154 | 0.066495 | 0.083526 | 0.1154 | 0.11848 | 0.57851 | 0.047813 | -0.39201 | 0.57851 | 0.57264 | 0.27903 | -0.35421 | -1.2577 | 0.27903 | 0.25045 | 0.027961 | 1.294 | 0.37605 | 1.8205 | 28.4663 | 0.1154 | 0.066495 | 0.083526 | 0.1154 | 0.11848 | 0.57851 | 0.047813 | -0.39201 | 0.57851 | 0.57264 | 0.27903 | -0.35421 | -1.2577 | 0.27903 | 0.25045
120 | 0.24 | 0.4 | South/Central | AR | Little.Rock-Adams.Field.723403 | 3 | 2047084 | 46.1296 | 13.3791 | 64.9186 | 46.0531 | 18.8655 | 1015.45 | 4.3173 | 23.31 | 5.8677 | -1.5504 | 13.5266 | 2.5681 | 4.33 | 4.1213 | -1.5532 | -9.1206 | 3.1772 | -11.4 | 6.207 | -3.0298 | -41.432 | 4.3173 | 23.31 | 5.8677 | -1.5504 | 13.5266 | 4.4272 | 23.1 | 6.0673 | -1.6401 | 12.5045 | 0.027961 | 1.2898 | 0.37409 | 1.8152 | 28.3931 | 0.12072 | 0.071807 | 0.088838 | 0.12072 | 0.12379 | 0.65177 | 0.12107 | -0.31876 | 0.65177 | 0.6459 | 0.37822 | -0.25502 | -1.1585 | 0.37822 | 0.34964 | 0.027961 | 1.2898 | 0.37409 | 1.8152 | 28.3931 | 0.12072 | 0.071807 | 0.088838 | 0.12072 | 0.12379 | 0.65177 | 0.12107 | -0.31876 | 0.65177 | 0.6459 | 0.37822 | -0.25502 | -1.1585 | 0.37822 | 0.34964
121 | 0.22 | 0.2 | South/Central | AR | Little.Rock-Adams.Field.723403 | 3 | 2047084 | 48.6285 | 11.5691 | 64.8975 | 48.5478 | 16.3497 | 977.12 | 4.3383 | 61.64 | 3.3729 | 0.96544 | 82.2439 | 2.5892 | 42.66 | 1.6266 | 0.96259 | 59.5967 | 3.1983 | 26.93 | 3.7122 | -0.51394 | 27.2853 | 4.3383 | 61.64 | 3.3729 | 0.96544 | 82.2439 | 4.4482 | 61.43 | 3.5725 | 0.87575 | 81.2218 | 0.027961 | 1.3597 | 0.32348 | 1.8146 | 27.3213 | 0.1213 | 0.072396 | 0.089427 | 0.1213 | 0.12438 | 1.7235 | 1.1928 | 0.75299 | 1.7235 | 1.7176 | 2.2996 | 1.6664 | 0.76293 | 2.2996 | 2.271 | 0.027961 | 1.3597 | 0.32348 | 1.8146 | 27.3213 | 0.1213 | 0.072396 | 0.089427 | 0.1213 | 0.12438 | 1.7235 | 1.1928 | 0.75299 | 1.7235 | 1.7176 | 2.2996 | 1.6664 | 0.76293 | 2.2996 | 2.271
122 | 0.22 | 0.25 | South/Central | AR | Little.Rock-Adams.Field.723403 | 3 | 2047084 | 47.519 | 12.1991 | 64.648 | 47.4401 | 17.2078 | 987.38 | 4.5879 | 51.38 | 4.4806 | 0.1073 | 62.1173 | 2.8387 | 32.4 | 2.7343 | 0.10446 | 39.4701 | 3.4478 | 16.67 | 4.8199 | -1.3721 | 7.1587 | 4.5879 | 51.38 | 4.4806 | 0.1073 | 62.1173 | 4.6978 | 51.17 | 4.6802 | 0.017613 | 61.0953 | 0.027961 | 1.3287 | 0.3411 | 1.8076 | 27.6082 | 0.12828 | 0.079373 | 0.096404 | 0.12828 | 0.13135 | 1.4366 | 0.90594 | 0.46611 | 1.4366 | 1.4308 | 1.7369 | 1.1036 | 0.20017 | 1.7369 | 1.7083 | 0.027961 | 1.3287 | 0.3411 | 1.8076 | 27.6082 | 0.12828 | 0.079373 | 0.096404 | 0.12828 | 0.13135 | 1.4366 | 0.90594 | 0.46611 | 1.4366 | 1.4308 | 1.7369 | 1.1036 | 0.20017 | 1.7369 | 1.7083
123 | 0.22 | 0.3 | South/Central | AR | Little.Rock-Adams.Field.723403 | 3 | 2047084 | 46.4995 | 12.8291 | 64.4685 | 46.4223 | 18.0462 | 998.1 | 4.7674 | 40.66 | 5.4984 | -0.73105 | 41.6256 | 3.0182 | 21.68 | 3.7521 | -0.73389 | 18.9784 | 3.6273 | 5.95 | 5.8377 | -2.2104 | -13.333 | 4.7674 | 40.66 | 5.4984 | -0.73105 | 41.6256 | 4.8773 | 40.45 | 5.698 | -0.82073 | 40.6035 | 0.027961 | 1.3002 | 0.35872 | 1.8026 | 27.9079 | 0.1333 | 0.084393 | 0.10142 | 0.1333 | 0.13637 | 1.1369 | 0.6062 | 0.16637 | 1.1369 | 1.131 | 1.1639 | 0.53066 | -0.3728 | 1.1639 | 1.1353 | 0.027961 | 1.3002 | 0.35872 | 1.8026 | 27.9079 | 0.1333 | 0.084393 | 0.10142 | 0.1333 | 0.13637 | 1.1369 | 0.6062 | 0.16637 | 1.1369 | 1.131 | 1.1639 | 0.53066 | -0.3728 | 1.1639 | 1.1353
124 | 0.22 | 0.35 | South/Central | AR | Little.Rock-Adams.Field.723403 | 3 | 2047084 | 45.5499 | 13.4791 | 64.3989 | 45.4743 | 18.9246 | 1010.66 | 4.837 | 28.1 | 6.4465 | -1.6094 | 18.6259 | 3.0878 | 9.12 | 4.7001 | -1.6123 | -4.0212 | 3.6969 | -6.61 | 6.7857 | -3.0888 | -36.3326 | 4.837 | 28.1 | 6.4465 | -1.6094 | 18.6259 | 4.9469 | 27.89 | 6.646 | -1.6991 | 17.6039 | 0.027961 | 1.2736 | 0.37689 | 1.8007 | 28.2591 | 0.13525 | 0.086339 | 0.10337 | 0.13525 | 0.13832 | 0.78571 | 0.255 | -0.18482 | 0.78571 | 0.77983 | 0.5208 | -0.11244 | -1.0159 | 0.5208 | 0.49222 | 0.027961 | 1.2736 | 0.37689 | 1.8007 | 28.2591 | 0.13525 | 0.086339 | 0.10337 | 0.13525 | 0.13832 | 0.78571 | 0.255 | -0.18482 | 0.78571 | 0.77983 | 0.5208 | -0.11244 | -1.0159 | 0.5208 | 0.49222
125 | 0.22 | 0.4 | South/Central | AR | Little.Rock-Adams.Field.723403 | 3 | 2047084 | 45.3999 | 13.4091 | 64.2089 | 45.3246 | 18.8843 | 1008.04 | 5.0269 | 30.72 | 6.5961 | -1.5692 | 22.1715 | 3.2778 | 11.74 | 4.8498 | -1.572 | -0.47566 | 3.8869 | -3.99 | 6.9354 | -3.0486 | -32.787 | 5.0269 | 30.72 | 6.5961 | -1.5692 | 22.1715 | 5.1368 | 30.51 | 6.7957 | -1.6589 | 21.1495 | 0.027961 | 1.2694 | 0.37493 | 1.7953 | 28.1859 | 0.14056 | 0.09165 | 0.10868 | 0.14056 | 0.14363 | 0.85896 | 0.32826 | -0.11156 | 0.85896 | 0.85309 | 0.61994 | -0.0133 | -0.91676 | 0.61994 | 0.59136 | 0.027961 | 1.2694 | 0.37493 | 1.7953 | 28.1859 | 0.14056 | 0.09165 | 0.10868 | 0.14056 | 0.14363 | 0.85896 | 0.32826 | -0.11156 | 0.85896 | 0.85309 | 0.61994 | -0.0133 | -0.91676 | 0.61994 | 0.59136
126 | 0.2 | 0.2 | South/Central | AR | Little.Rock-Adams.Field.723403 | 3 | 2047084 | 47.8689 | 11.5791 | 64.1379 | 47.7894 | 16.3484 | 968.86 | 5.098 | 69.9 | 4.1313 | 0.96669 | 92.0798 | 3.3488 | 50.92 | 2.385 | 0.96384 | 69.4326 | 3.9579 | 35.19 | 4.4706 | -0.51269 | 37.1212 | 5.098 | 69.9 | 4.1313 | 0.96669 | 92.0798 | 5.2079 | 69.69 | 4.3309 | 0.877 | 91.0578 | 0.027961 | 1.3385 | 0.32376 | 1.7934 | 27.0904 | 0.14255 | 0.093637 | 0.11067 | 0.14255 | 0.14562 | 1.9545 | 1.4238 | 0.98395 | 1.9545 | 1.9486 | 2.5746 | 1.9414 | 1.0379 | 2.5746 | 2.5461 | 0.027961 | 1.3385 | 0.32376 | 1.7934 | 27.0904 | 0.14255 | 0.093637 | 0.11067 | 0.14255 | 0.14562 | 1.9545 | 1.4238 | 0.98395 | 1.9545 | 1.9486 | 2.5746 | 1.9414 | 1.0379 | 2.5746 | 2.5461
127 | 0.2 | 0.25 | South/Central | AR | Little.Rock-Adams.Field.723403 | 3 | 2047084 | 46.7594 | 12.2191 | 63.8884 | 46.6817 | 17.2066 | 979.11 | 5.3475 | 59.65 | 5.239 | 0.10848 | 71.9506 | 3.5983 | 40.67 | 3.4927 | 0.10564 | 49.3034 | 4.2074 | 24.94 | 5.5783 | -1.3709 | 16.9921 | 5.3475 | 59.65 | 5.239 | 0.10848 | 71.9506 | 5.4574 | 59.44 | 5.4386 | 0.018797 | 70.9286 | 0.027961 | 1.3074 | 0.34166 | 1.7864 | 27.377 | 0.14952 | 0.10061 | 0.11764 | 0.14952 | 0.15259 | 1.6679 | 1.1372 | 0.69735 | 1.6679 | 1.662 | 2.0118 | 1.3786 | 0.47512 | 2.0118 | 1.9832 | 0.027961 | 1.3074 | 0.34166 | 1.7864 | 27.377 | 0.14952 | 0.10061 | 0.11764 | 0.14952 | 0.15259 | 1.6679 | 1.1372 | 0.69735 | 1.6679 | 1.662 | 2.0118 | 1.3786 | 0.47512 | 2.0118 | 1.9832
128 | 0.2 | 0.3 | South/Central | AR | Little.Rock-Adams.Field.723403 | 3 | 2047084 | 45.7399 | 12.8491 | 63.7188 | 45.6639 | 18.055 | 990.1 | 5.517 | 48.66 | 6.2568 | -0.73984 | 51.0587 | 3.7678 | 29.68 | 4.5105 | -0.74268 | 28.4116 | 4.3769 | 13.95 | 6.5961 | -2.2192 | -3.8998 | 5.517 | 48.66 | 6.2568 | -0.73984 | 51.0587 | 5.6269 | 48.45 | 6.4564 | -0.82953 | 50.0367 | 0.027961 | 1.2789 | 0.35927 | 1.7816 | 27.6842 | 0.15426 | 0.10535 | 0.12238 | 0.15426 | 0.15733 | 1.3606 | 0.82988 | 0.39006 | 1.3606 | 1.3547 | 1.4277 | 0.79442 | -0.10904 | 1.4277 | 1.3991 | 0.027961 | 1.2789 | 0.35927 | 1.7816 | 27.6842 | 0.15426 | 0.10535 | 0.12238 | 0.15426 | 0.15733 | 1.3606 | 0.82988 | 0.39006 | 1.3606 | 1.3547 | 1.4277 | 0.79442 | -0.10904 | 1.4277 | 1.3991
129 | 0.2 | 0.35 | South/Central | AR | Little.Rock-Adams.Field.723403 | 3 | 2047084 | 44.8002 | 13.4991 | 63.6592 | 44.7258 | 18.9334 | 1002.76 | 5.5767 | 36 | 7.1949 | -1.6182 | 27.931 | 3.8275 | 17.02 | 5.4486 | -1.6211 | 5.2838 | 4.4366 | 1.29 | 7.5342 | -3.0976 | -27.0276 | 5.5767 | 36 | 7.1949 | -1.6182 | 27.931 | 5.6866 | 35.79 | 7.3945 | -1.7079 | 26.909 | 0.027961 | 1.2527 | 0.37745 | 1.78 | 28.0382 | 0.15593 | 0.10702 | 0.12405 | 0.15593 | 0.159 | 1.0066 | 0.4759 | 0.03607 | 1.0066 | 1.0007 | 0.78098 | 0.14774 | -0.75572 | 0.78098 | 0.7524 | 0.027961 | 1.2527 | 0.37745 | 1.78 | 28.0382 | 0.15593 | 0.10702 | 0.12405 | 0.15593 | 0.159 | 1.0066 | 0.4759 | 0.03607 | 1.0066 | 1.0007 | 0.78098 | 0.14774 | -0.75572 | 0.78098 | 0.7524
130 | 0.2 | 0.4 | South/Central | AR | Little.Rock-Adams.Field.723403 | 3 | 2047084 | 44.6503 | 13.4391 | 63.4693 | 44.5762 | 18.8932 | 1000.14 | 5.7665 | 38.62 | 7.3446 | -1.578 | 31.475 | 4.0174 | 19.64 | 5.5982 | -1.5809 | 8.8279 | 4.6265 | 3.91 | 7.6839 | -3.0574 | -23.4835 | 5.7665 | 38.62 | 7.3446 | -1.578 | 31.475 | 5.8764 | 38.41 | 7.5441 | -1.6677 | 30.453 | 0.027961 | 1.2485 | 0.37577 | 1.7747 | 27.965 | 0.16124 | 0.11233 | 0.12936 | 0.16124 | 0.16431 | 1.0799 | 0.54916 | 0.10933 | 1.0799 | 1.074 | 0.88008 | 0.24684 | -0.65662 | 0.88008 | 0.8515 | 0.027961 | 1.2485 | 0.37577 | 1.7747 | 27.965 | 0.16124 | 0.11233 | 0.12936 | 0.16124 | 0.16431 | 1.0799 | 0.54916 | 0.10933 | 1.0799 | 1.074 | 0.88008 | 0.24684 | -0.65662 | 0.88008 | 0.8515
Double | Double | Double | South/Central | AR | Little.Rock-Adams.Field.723403 | 3 | 2047084 | 52.8263 | 14.9691 | 74.0253 | 52.739 | 21.2863 | 1150.81 | -4.7894 | -112.05 | -0.81827 | -3.9712 | -169.8383 | -6.5386 | -131.03 | -2.5646 | -3.974 | -192.4855 | -5.9295 | -146.76 | -0.47898 | -5.4505 | -224.7969 | -4.7894 | -112.05 | -0.81827 | -3.9712 | -169.8383 | -4.6795 | -112.26 | -0.61869 | -4.0609 | -170.8603 | 0.027961 | 1.4771 | 0.41855 | 2.0698 | 32.1779 | -0.13392 | -0.18283 | -0.1658 | -0.13392 | -0.13084 | -3.133 | -3.6637 | -4.1036 | -3.133 | -3.1389 | -4.7489 | -5.3821 | -6.2856 | -4.7489 | -4.7774 | 0.027961 | 1.4771 | 0.41855 | 2.0698 | 32.1779 | -0.13392 | -0.18283 | -0.1658 | -0.13392 | -0.13084 | -3.133 | -3.6637 | -4.1036 | -3.133 | -3.1389 | -4.7489 | -5.3821 | -6.2856 | -4.7489 | -4.7774
Single | Single | Single | South/Central | AR | Little.Rock-Adams.Field.723403 | 3 | 2047084 | 63.9008 | 17.1692 | 88.3998 | 63.7957 | 24.6041 | 1356.19 | -19.164 | -317.43 | -11.875 | -7.2889 | -445.5779 | -20.9131 | -336.41 | -13.6213 | -7.2918 | -468.225 | -20.304 | -352.14 | -11.5357 | -8.7683 | -500.5364 | -19.164 | -317.43 | -11.875 | -7.2889 | -445.5779 | -19.0541 | -317.64 | -11.6754 | -7.3786 | -446.5999 | 0.027961 | 1.7867 | 0.48007 | 2.4718 | 37.9205 | -0.53584 | -0.58475 | -0.56772 | -0.53584 | -0.53277 | -8.8757 | -9.4064 | -9.8462 | -8.8757 | -8.8816 | -12.4588 | -13.0921 | -13.9955 | -12.4588 | -12.4874 | 0.027961 | 1.7867 | 0.48007 | 2.4718 | 37.9205 | -0.53584 | -0.58475 | -0.56772 | -0.53584 | -0.53277 | -8.8757 | -9.4064 | -9.8462 | -8.8757 | -8.8816 | -12.4588 | -13.0921 | -13.9955 | -12.4588 | -12.4874
1 | 0.35 | 0.47 | South/Central | CA | Los.Angeles.Intl.AP.722950 | 3 | 13764852 | 13.3951 | 6.688 | 23.3086 | 13.3158 | 9.9928 | 669.19 | -1.6504 | -143 | 1.4131 | -3.0635 | -104.6401 | -2.3652 | -145.22 | 0.5501 | -2.9153 | -109.8337 | -2.7873 | -212.78 | 1.677 | -4.4643 | -157.4209 | -1.6504 | -143 | 1.4131 | -3.0635 | -104.6401 | -1.6652 | -147.44 | 1.5038 | -3.169 | -107.7021 | 0.18801 | 2.5185 | 1.2574 | 4.3823 | 125.8169 | -0.3103 | -0.4447 | -0.52405 | -0.3103 | -0.31307 | -26.886 | -27.3034 | -40.0056 | -26.886 | -27.7207 | -19.6738 | -20.6502 | -29.5973 | -19.6738 | -20.2495 | 0.18801 | 2.5185 | 1.2574 | 4.3823 | 125.8169 | -0.3103 | -0.4447 | -0.52405 | -0.3103 | -0.31307 | -26.886 | -27.3034 | -40.0056 | -26.886 | -27.7207 | -19.6738 | -20.6502 | -29.5973 | -19.6738 | -20.2495
2 | 0.35 | 0.42 | South/Central | CA | Los.Angeles.Intl.AP.722950 | 3 | 13764852 | 13.7558 | 5.9419 | 22.6617 | 13.6744 | 8.9873 | 621.04 | -1.0036 | -94.85 | 1.0545 | -2.058 | -68.9393 | -1.7184 | -97.07 | 0.1915 | -1.9099 | -74.1329 | -2.1404 | -164.63 | 1.3184 | -3.4589 | -121.7201 | -1.0036 | -94.85 | 1.0545 | -2.058 | -68.9393 | -1.0183 | -99.29 | 1.1452 | -2.1636 | -72.0013 | 0.18801 | 2.5863 | 1.1172 | 4.2607 | 116.764 | -0.18868 | -0.32308 | -0.40243 | -0.18868 | -0.19146 | -17.8331 | -18.2505 | -30.9527 | -17.8331 | -18.6679 | -12.9615 | -13.938 | -22.885 | -12.9615 | -13.5372 | 0.18801 | 2.5863 | 1.1172 | 4.2607 | 116.764 | -0.18868 | -0.32308 | -0.40243 | -0.18868 | -0.19146 | -17.8331 | -18.2505 | -30.9527 | -17.8331 | -18.6679 | -12.9615 | -13.938 | -22.885 | -12.9615 | -13.5372
3 | 0.35 | 0.37 | South/Central | CA | Los.Angeles.Intl.AP.722950 | 3 | 13764852 | 14.1449 | 5.2927 | 22.1802 | 14.0612 | 8.119 | 580.35 | -0.52205 | -54.16 | 0.66761 | -1.1897 | -39.1018 | -1.2369 | -56.38 | -0.19534 | -1.0415 | -44.2954 | -1.6589 | -123.94 | 0.93158 | -2.5905 | -91.8826 | -0.52205 | -54.16 | 0.66761 | -1.1897 | -39.1018 | -0.5368 | -58.6 | 0.7584 | -1.2952 | -42.1638 | 0.18801 | 2.6594 | 0.9951 | 4.1702 | 109.1138 | -0.098152 | -0.23255 | -0.3119 | -0.098152 | -0.10093 | -10.1828 | -10.6002 | -23.3024 | -10.1828 | -11.0176 | -7.3517 | -8.3281 | -17.2752 | -7.3517 | -7.9274 | 0.18801 | 2.6594 | 0.9951 | 4.1702 | 109.1138 | -0.098152 | -0.23255 | -0.3119 | -0.098152 | -0.10093 | -10.1828 | -10.6002 | -23.3024 | -10.1828 | -11.0176 | -7.3517 | -8.3281 | -17.2752 | -7.3517 | -7.9274
4 | 0.35 | 0.32 | South/Central | CA | Los.Angeles.Intl.AP.722950 | 3 | 13764852 | 14.6069 | 4.6551 | 21.7916 | 14.5206 | 7.271 | 541.55 | -0.1334 | -15.36 | 0.2083 | -0.3417 | -11.0177 | -0.84823 | -17.58 | -0.65465 | -0.19358 | -16.2113 | -1.2703 | -85.14 | 0.47227 | -1.7426 | -63.7985 | -0.1334 | -15.36 | 0.2083 | -0.3417 | -11.0177 | -0.14816 | -19.8 | 0.29909 | -0.44725 | -14.0797 | 0.18801 | 2.7463 | 0.87522 | 4.0971 | 101.8188 | -0.025082 | -0.15948 | -0.23883 | -0.025082 | -0.027857 | -2.8879 | -3.3053 | -16.0075 | -2.8879 | -3.7227 | -2.0715 | -3.048 | -11.995 | -2.0715 | -2.6472 | 0.18801 | 2.7463 | 0.87522 | 4.0971 | 101.8188 | -0.025082 | -0.15948 | -0.23883 | -0.025082 | -0.027857 | -2.8879 | -3.3053 | -16.0075 | -2.8879 | -3.7227 | -2.0715 | -3.048 | -11.995 | -2.0715 | -2.6472
5 | 0.35 | 0.27 | South/Central | CA | Los.Angeles.Intl.AP.722950 | 3 | 13764852 | 14.9377 | 4.269 | 21.5849 | 14.8494 | 6.7355 | 517.5 | 0.073285 | 8.69 | -0.12055 | 0.19383 | 6.219 | -0.64154 | 6.47 | -0.9835 | 0.34196 | 1.0254 | -1.0636 | -61.09 | 0.14342 | -1.207 | -46.5618 | 0.073285 | 8.69 | -0.12055 | 0.19383 | 6.219 | 0.058525 | 4.25 | -0.029757 | 0.088282 | 3.157 | 0.18801 | 2.8085 | 0.80263 | 4.0583 | 97.2971 | 0.013779 | -0.12062 | -0.19997 | 0.013779 | 0.011004 | 1.6338 | 1.2164 | -11.4858 | 1.6338 | 0.79906 | 1.1693 | 0.19279 | -8.7543 | 1.1693 | 0.59355 | 0.18801 | 2.8085 | 0.80263 | 4.0583 | 97.2971 | 0.013779 | -0.12062 | -0.19997 | 0.013779 | 0.011004 | 1.6338 | 1.2164 | -11.4858 | 1.6338 | 0.79906 | 1.1693 | 0.19279 | -8.7543 | 1.1693 | 0.59355
6 | 0.35 | 0.23 | South/Central | CA | Los.Angeles.Intl.AP.722950 | 3 | 13764852 | 15.1471 | 4.0829 | 21.5283 | 15.0577 | 6.4706 | 506.13 | 0.12987 | 20.06 | -0.32885 | 0.45872 | 14.1557 | -0.58495 | 17.84 | -1.1918 | 0.60685 | 8.9621 | -1.007 | -49.72 | -0.064874 | -0.94213 | -38.6251 | 0.12987 | 20.06 | -0.32885 | 0.45872 | 14.1557 | 0.11511 | 15.62 | -0.23806 | 0.35317 | 11.0937 | 0.18801 | 2.8479 | 0.76764 | 4.0476 | 95.1594 | 0.024418 | -0.10998 | -0.18933 | 0.024418 | 0.021643 | 3.7716 | 3.3542 | -9.348 | 3.7716 | 2.9368 | 2.6615 | 1.685 | -7.262 | 2.6615 | 2.0858 | 0.18801 | 2.8479 | 0.76764 | 4.0476 | 95.1594 | 0.024418 | -0.10998 | -0.18933 | 0.024418 | 0.021643 | 3.7716 | 3.3542 | -9.348 | 3.7716 | 2.9368 | 2.6615 | 1.685 | -7.262 | 2.6615 | 2.0858
7 | 0.35 | 0.19 | South/Central | CA | Los.Angeles.Intl.AP.722950 | 3 | 13764852 | 15.6805 | 3.5554 | 21.3512 | 15.588 | 5.7632 | 475.46 | 0.30699 | 50.73 | -0.85911 | 1.1661 | 35.6861 | -0.40784 | 48.51 | -1.7221 | 1.3142 | 30.4925 | -0.82989 | -19.05 | -0.59514 | -0.23475 | -17.0947 | 0.30699 | 50.73 | -0.85911 | 1.1661 | 35.6861 | 0.29223 | 46.29 | -0.76832 | 1.0606 | 32.6241 | 0.18801 | 2.9482 | 0.66846 | 4.0143 | 89.393 | 0.057718 | -0.076679 | -0.15603 | 0.057718 | 0.054943 | 9.5379 | 9.1205 | -3.5817 | 9.5379 | 8.7032 | 6.7095 | 5.733 | -3.214 | 6.7095 | 6.1338 | 0.18801 | 2.9482 | 0.66846 | 4.0143 | 89.393 | 0.057718 | -0.076679 | -0.15603 | 0.057718 | 0.054943 | 9.5379 | 9.1205 | -3.5817 | 9.5379 | 8.7032 | 6.7095 | 5.733 | -3.214 | 6.7095 | 6.1338
8 | 0.35 | 0.17 | South/Central | CA | Los.Angeles.Intl.AP.722950 | 3 | 13764852 | 15.9913 | 3.3008 | 21.3175 | 15.897 | 5.4205 | 461.21 | 0.34067 | 64.98 | -1.1681 | 1.5088 | 45.444 | -0.37415 | 62.76 | -2.0311 | 1.6569 | 40.2504 | -0.79621 | -4.8 | -0.90415 | 0.10794 | -7.3368 | 0.34067 | 64.98 | -1.1681 | 1.5088 | 45.444 | 0.32591 | 60.54 | -1.0773 | 1.4032 | 42.3819 | 0.18801 | 3.0066 | 0.6206 | 4.008 | 86.7138 | 0.064051 | -0.070346 | -0.1497 | 0.064051 | 0.061276 | 12.2171 | 11.7997 | -0.90247 | 12.2171 | 11.3823 | 8.5441 | 7.5676 | -1.3794 | 8.5441 | 7.9684 | 0.18801 | 3.0066 | 0.6206 | 4.008 | 86.7138 | 0.064051 | -0.070346 | -0.1497 | 0.064051 | 0.061276 | 12.2171 | 11.7997 | -0.90247 | 12.2171 | 11.3823 | 8.5441 | 7.5676 | -1.3794 | 8.5441 | 7.9684
9 | 0.33 | 0.47 | South/Central | CA | Los.Angeles.Intl.AP.722950 | 3 | 13764852 | 13.0759 | 6.751 | 23.0624 | 12.9984 | 10.0641 | 669.26 | -1.4043 | -143.07 | 1.7305 | -3.1348 | -103.4037 | -2.1191 | -145.29 | 0.86751 | -2.9866 | -108.5973 | -2.5412 | -212.85 | 1.9944 | -4.5356 | -156.1845 | -1.4043 | -143.07 | 1.7305 | -3.1348 | -103.4037 | -1.419 | -147.51 | 1.8213 | -3.2403 | -106.4657 | 0.18801 | 2.4584 | 1.2693 | 4.3361 | 125.8301 | -0.26403 | -0.39842 | -0.47777 | -0.26403 | -0.2668 | -26.8991 | -27.3165 | -40.0187 | -26.8991 | -27.7339 | -19.4413 | -20.4178 | -29.3648 | -19.4413 | -20.017 | 0.18801 | 2.4584 | 1.2693 | 4.3361 | 125.8301 | -0.26403 | -0.39842 | -0.47777 | -0.26403 | -0.2668 | -26.8991 | -27.3165 | -40.0187 | -26.8991 | -27.7339 | -19.4413 | -20.4178 | -29.3648 | -19.4413 | -20.017
10 | 0.33 | 0.42 | South/Central | CA | Los.Angeles.Intl.AP.722950 | 3 | 13764852 | 13.4266 | 6.0118 | 22.4125 | 13.3471 | 9.0654 | 621.35 | -0.75433 | -95.16 | 1.3818 | -2.1361 | -67.8483 | -1.4692 | -97.38 | 0.51883 | -1.988 | -73.042 | -1.8912 | -164.94 | 1.6458 | -3.537 | -120.6292 | -0.75433 | -95.16 | 1.3818 | -2.1361 | -67.8483 | -0.76909 | -99.6 | 1.4726 | -2.2417 | -70.9104 | 0.18801 | 2.5244 | 1.1303 | 4.2139 | 116.8223 | -0.14183 | -0.27622 | -0.35557 | -0.14183 | -0.1446 | -17.8914 | -18.3088 | -31.011 | -17.8914 | -18.7262 | -12.7564 | -13.7329 | -22.6799 | -12.7564 | -13.3321 | 0.18801 | 2.5244 | 1.1303 | 4.2139 | 116.8223 | -0.14183 | -0.27622 | -0.35557 | -0.14183 | -0.1446 | -17.8914 | -18.3088 | -31.011 | -17.8914 | -18.7262 | -12.7564 | -13.7329 | -22.6799 | -12.7564 | -13.3321
11 | 0.33 | 0.37 | South/Central | CA | Los.Angeles.Intl.AP.722950 | 3 | 13764852 | 13.8073 | 5.3542 | 21.9125 | 13.7255 | 8.187 | 580.03 | -0.25436 | -53.84 | 1.0033 | -1.2577 | -37.499 | -0.96919 | -56.06 | 0.14039 | -1.1096 | -42.6927 | -1.3912 | -123.62 | 1.2673 | -2.6586 | -90.2799 | -0.25436 | -53.84 | 1.0033 | -1.2577 | -37.499 | -0.26912 | -58.28 | 1.0941 | -1.3633 | -40.5611 | 0.18801 | 2.596 | 1.0067 | 4.1199 | 109.0536 | -0.047824 | -0.18222 | -0.26157 | -0.047824 | -0.050599 | -10.1227 | -10.54 | -23.2423 | -10.1227 | -10.9574 | -7.0503 | -8.0268 | -16.9739 | -7.0503 | -7.626 | 0.18801 | 2.596 | 1.0067 | 4.1199 | 109.0536 | -0.047824 | -0.18222 | -0.26157 | -0.047824 | -0.050599 | -10.1227 | -10.54 | -23.2423 | -10.1227 | -10.9574 | -7.0503 | -8.0268 | -16.9739 | -7.0503 | -7.626
12 | 0.33 | 0.32 | South/Central | CA | Los.Angeles.Intl.AP.722950 | 3 | 13764852 | 14.2662 | 4.715 | 21.5109 | 14.1818 | 7.3291 | 540.68 | 0.1473 | -14.49 | 0.54706 | -0.39977 | -8.9755 | -0.56753 | -16.71 | -0.31589 | -0.25164 | -14.1691 | -0.98958 | -84.27 | 0.81104 | -1.8006 | -61.7563 | 0.1473 | -14.49 | 0.54706 | -0.39977 | -8.9755 | 0.13254 | -18.93 | 0.63786 | -0.50532 | -12.0376 | 0.18801 | 2.6822 | 0.88649 | 4.0443 | 101.6553 | 0.027694 | -0.1067 | -0.18606 | 0.027694 | 0.024919 | -2.7243 | -3.1417 | -15.8439 | -2.7243 | -3.5591 | -1.6875 | -2.664 | -11.611 | -1.6875 | -2.2632 | 0.18801 | 2.6822 | 0.88649 | 4.0443 | 101.6553 | 0.027694 | -0.1067 | -0.18606 | 0.027694 | 0.024919 | -2.7243 | -3.1417 | -15.8439 | -2.7243 | -3.5591 | -1.6875 | -2.664 | -11.611 | -1.6875 | -2.2632
13 | 0.33 | 0.27 | South/Central | CA | Los.Angeles.Intl.AP.722950 | 3 | 13764852 | 14.5885 | 4.329 | 21.2972 | 14.5022 | 6.795 | 516.6 | 0.36093 | 9.59 | 0.22662 | 0.13432 | 8.3113 | -0.35389 | 7.37 | -0.63634 | 0.28244 | 3.1177 | -0.77595 | -60.19 | 0.49059 | -1.2665 | -44.4695 | 0.36093 | 9.59 | 0.22662 | 0.13432 | 8.3113 | 0.34617 | 5.15 | 0.31741 | 0.028765 | 5.2493 | 0.18801 | 2.7428 | 0.8139 | 4.0042 | 97.1279 | 0.06786 | -0.066537 | -0.14589 | 0.06786 | 0.065085 | 1.8031 | 1.3857 | -11.3165 | 1.8031 | 0.96827 | 1.5626 | 0.58617 | -8.3609 | 1.5626 | 0.98694 | 0.18801 | 2.7428 | 0.8139 | 4.0042 | 97.1279 | 0.06786 | -0.066537 | -0.14589 | 0.06786 | 0.065085 | 1.8031 | 1.3857 | -11.3165 | 1.8031 | 0.96827 | 1.5626 | 0.58617 | -8.3609 | 1.5626 | 0.98694
14 | 0.33 | 0.23 | South/Central | CA | Los.Angeles.Intl.AP.722950 | 3 | 13764852 | 14.798 | 4.1359 | 21.2322 | 14.7105 | 6.5217 | 504.79 | 0.42595 | 21.4 | 0.018318 | 0.40763 | 16.586 | -0.28888 | 19.18 | -0.84463 | 0.55575 | 11.3924 | -0.71093 | -48.38 | 0.28229 | -0.99322 | -36.1948 | 0.42595 | 21.4 | 0.018318 | 0.40763 | 16.586 | 0.41119 | 16.96 | 0.10911 | 0.30208 | 13.5239 | 0.18801 | 2.7822 | 0.77761 | 3.9919 | 94.9074 | 0.080084 | -0.054313 | -0.13366 | 0.080084 | 0.077309 | 4.0235 | 3.6061 | -9.0961 | 4.0235 | 3.1887 | 3.1184 | 2.1419 | -6.8051 | 3.1184 | 2.5427 | 0.18801 | 2.7822 | 0.77761 | 3.9919 | 94.9074 | 0.080084 | -0.054313 | -0.13366 | 0.080084 | 0.077309 | 4.0235 | 3.6061 | -9.0961 | 4.0235 | 3.1887 | 3.1184 | 2.1419 | -6.8051 | 3.1184 | 2.5427
15 | 0.33 | 0.19 | South/Central | CA | Los.Angeles.Intl.AP.722950 | 3 | 13764852 | 15.3298 | 3.6068 | 21.0535 | 15.2393 | 5.8142 | 474.1 | 0.6047 | 52.09 | -0.51043 | 1.1151 | 38.1406 | -0.11013 | 49.87 | -1.3734 | 1.2633 | 32.9469 | -0.53218 | -17.69 | -0.24646 | -0.28573 | -14.6403 | 0.6047 | 52.09 | -0.51043 | 1.1151 | 38.1406 | 0.58994 | 47.65 | -0.41964 | 1.0096 | 35.0785 | 0.18801 | 2.8822 | 0.67813 | 3.9583 | 89.1373 | 0.11369 | -0.020706 | -0.10006 | 0.11369 | 0.11092 | 9.7936 | 9.3762 | -3.326 | 9.7936 | 8.9589 | 7.1709 | 6.1945 | -2.7526 | 7.1709 | 6.5952 | 0.18801 | 2.8822 | 0.67813 | 3.9583 | 89.1373 | 0.11369 | -0.020706 | -0.10006 | 0.11369 | 0.11092 | 9.7936 | 9.3762 | -3.326 | 9.7936 | 8.9589 | 7.1709 | 6.1945 | -2.7526 | 7.1709 | 6.5952
16 | 0.33 | 0.17 | South/Central | CA | Los.Angeles.Intl.AP.722950 | 3 | 13764852 | 15.6307 | 3.3424 | 20.9984 | 15.5384 | 5.46 | 459.13 | 0.65977 | 67.06 | -0.80952 | 1.4693 | 48.4865 | -0.055058 | 64.84 | -1.6725 | 1.6174 | 43.2929 | -0.47711 | -2.72 | -0.54554 | 0.068436 | -4.2943 | 0.65977 | 67.06 | -0.80952 | 1.4693 | 48.4865 | 0.64501 | 62.62 | -0.71873 | 1.3637 | 45.4244 | 0.18801 | 2.9388 | 0.62841 | 3.948 | 86.3227 | 0.12405 | -0.010352 | -0.089703 | 0.12405 | 0.12127 | 12.6082 | 12.1908 | -0.5114 | 12.6082 | 11.7734 | 9.1161 | 8.1397 | -0.8074 | 9.1161 | 8.5404 | 0.18801 | 2.9388 | 0.62841 | 3.948 | 86.3227 | 0.12405 | -0.010352 | -0.089703 | 0.12405 | 0.12127 | 12.6082 | 12.1908 | -0.5114 | 12.6082 | 11.7734 | 9.1161 | 8.1397 | -0.8074 | 9.1161 | 8.5404
17 | 0.3 | 0.47 | South/Central | CA | Los.Angeles.Intl.AP.722950 | 3 | 13764852 | 12.5887 | 6.864 | 22.6982 | 12.5139 | 10.1843 | 669.95 | -1.04 | -143.76 | 2.215 | -3.255 | -101.9746 | -1.7548 | -145.98 | 1.352 | -3.1069 | -107.1682 | -2.1769 | -213.54 | 2.4789 | -4.6558 | -154.7554 | -1.04 | -143.76 | 2.215 | -3.255 | -101.9746 | -1.0548 | -148.2 | 2.3058 | -3.3605 | -105.0366 | 0.18801 | 2.3668 | 1.2905 | 4.2676 | 125.9598 | -0.19554 | -0.32993 | -0.40929 | -0.19554 | -0.19831 | -27.0289 | -27.4462 | -40.1484 | -27.0289 | -27.8636 | -19.1726 | -20.1491 | -29.0961 | -19.1726 | -19.7483 | 0.18801 | 2.3668 | 1.2905 | 4.2676 | 125.9598 | -0.19554 | -0.32993 | -0.40929 | -0.19554 | -0.19831 | -27.0289 | -27.4462 | -40.1484 | -27.0289 | -27.8636 | -19.1726 | -20.1491 | -29.0961 | -19.1726 | -19.7483
18 | 0.3 | 0.42 | South/Central | CA | Los.Angeles.Intl.AP.722950 | 3 | 13764852 | 12.9378 | 6.1049 | 22.0267 | 12.8611 | 9.1657 | 620.98 | -0.36855 | -94.79 | 1.8678 | -2.2364 | -65.5978 | -1.0834 | -97.01 | 1.0049 | -2.0882 | -70.7915 | -1.5054 | -164.57 | 2.1318 | -3.6372 | -118.3787 | -0.36855 | -94.79 | 1.8678 | -2.2364 | -65.5978 | -0.38331 | -99.23 | 1.9586 | -2.3419 | -68.6599 | 0.18801 | 2.4325 | 1.1478 | 4.1413 | 116.7528 | -0.069293 | -0.20369 | -0.28304 | -0.069293 | -0.072068 | -17.8218 | -18.2392 | -30.9414 | -17.8218 | -18.6566 | -12.3333 | -13.3098 | -22.2568 | -12.3333 | -12.909 | 0.18801 | 2.4325 | 1.1478 | 4.1413 | 116.7528 | -0.069293 | -0.20369 | -0.28304 | -0.069293 | -0.072068 | -17.8218 | -18.2392 | -30.9414 | -17.8218 | -18.6566 | -12.3333 | -13.3098 | -22.2568 | -12.3333 | -12.909
19 | 0.3 | 0.37 | South/Central | CA | Los.Angeles.Intl.AP.722950 | 3 | 13764852 | 13.2986 | 5.4488 | 21.5099 | 13.2197 | 8.2902 | 579.59 | 0.14829 | -53.4 | 1.5092 | -1.3609 | -35.1119 | -0.56654 | -55.62 | 0.64625 | -1.2128 | -40.3055 | -0.98859 | -123.18 | 1.7732 | -2.7618 | -87.8927 | 0.14829 | -53.4 | 1.5092 | -1.3609 | -35.1119 | 0.13353 | -57.84 | 1.6 | -1.4665 | -38.1739 | 0.18801 | 2.5003 | 1.0244 | 4.0442 | 108.9709 | 0.02788 | -0.10652 | -0.18587 | 0.02788 | 0.025105 | -10.0399 | -10.4573 | -23.1595 | -10.0399 | -10.8747 | -6.6015 | -7.578 | -16.525 | -6.6015 | -7.1772 | 0.18801 | 2.5003 | 1.0244 | 4.0442 | 108.9709 | 0.02788 | -0.10652 | -0.18587 | 0.02788 | 0.025105 | -10.0399 | -10.4573 | -23.1595 | -10.0399 | -10.8747 | -6.6015 | -7.578 | -16.525 | -6.6015 | -7.1772
20 | 0.3 | 0.32 | South/Central | CA | Los.Angeles.Intl.AP.722950 | 3 | 13764852 | 13.7475 | 4.7996 | 21.0867 | 13.666 | 7.4207 | 539.52 | 0.57142 | -13.33 | 1.0629 | -0.49143 | -5.9967 | -0.1434 | -15.55 | 0.1999 | -0.3433 | -11.1903 | -0.56546 | -83.11 | 1.3268 | -1.8923 | -58.7775 | 0.57142 | -13.33 | 1.0629 | -0.49143 | -5.9967 | 0.55666 | -17.77 | 1.1536 | -0.59698 | -9.0587 | 0.18801 | 2.5847 | 0.90239 | 3.9646 | 101.4372 | 0.10744 | -0.026962 | -0.10631 | 0.10744 | 0.10466 | -2.5062 | -2.9236 | -15.6258 | -2.5062 | -3.341 | -1.1275 | -2.1039 | -11.051 | -1.1275 | -1.7032 | 0.18801 | 2.5847 | 0.90239 | 3.9646 | 101.4372 | 0.10744 | -0.026962 | -0.10631 | 0.10744 | 0.10466 | -2.5062 | -2.9236 | -15.6258 | -2.5062 | -3.341 | -1.1275 | -2.1039 | -11.051 | -1.1275 | -1.7032
21 | 0.3 | 0.27 | South/Central | CA | Los.Angeles.Intl.AP.722950 | 3 | 13764852 | 14.0683 | 4.4135 | 20.8716 | 13.9849 | 6.8866 | 515.41 | 0.78661 | 10.78 | 0.74393 | 0.042688 | 11.3111 | 0.071785 | 8.56 | -0.11903 | 0.19081 | 6.1175 | -0.35027 | -59 | 1.0079 | -1.3582 | -41.4697 | 0.78661 | 10.78 | 0.74393 | 0.042688 | 11.3111 | 0.77185 | 6.34 | 0.83472 | -0.062863 | 8.2491 | 0.18801 | 2.645 | 0.82981 | 3.9241 | 96.9041 | 0.14789 | 0.013497 | -0.065855 | 0.14789 | 0.14512 | 2.0268 | 1.6094 | -11.0928 | 2.0268 | 1.192 | 2.1266 | 1.1502 | -7.7969 | 2.1266 | 1.5509 | 0.18801 | 2.645 | 0.82981 | 3.9241 | 96.9041 | 0.14789 | 0.013497 | -0.065855 | 0.14789 | 0.14512 | 2.0268 | 1.6094 | -11.0928 | 2.0268 | 1.192 | 2.1266 | 1.1502 | -7.7969 | 2.1266 | 1.5509
22 | 0.3 | 0.23 | South/Central | CA | Los.Angeles.Intl.AP.722950 | 3 | 13764852 | 14.2594 | 4.2175 | 20.7851 | 14.1749 | 6.6102 | 503.23 | 0.87308 | 22.96 | 0.55394 | 0.31914 | 19.9479 | 0.15825 | 20.74 | -0.30901 | 0.46726 | 14.7543 | -0.2638 | -46.82 | 0.81792 | -1.0817 | -32.8329 | 0.87308 | 22.96 | 0.55394 | 0.31914 | 19.9479 | 0.85832 | 18.52 | 0.64474 | 0.21359 | 16.8859 | 0.18801 | 2.681 | 0.79294 | 3.9079 | 94.6141 | 0.16415 | 0.029754 | -0.049597 | 0.16415 | 0.16138 | 4.3168 | 3.8994 | -8.8028 | 4.3168 | 3.482 | 3.7505 | 2.774 | -6.173 | 3.7505 | 3.1748 | 0.18801 | 2.681 | 0.79294 | 3.9079 | 94.6141 | 0.16415 | 0.029754 | -0.049597 | 0.16415 | 0.16138 | 4.3168 | 3.8994 | -8.8028 | 4.3168 | 3.482 | 3.7505 | 2.774 | -6.173 | 3.7505 | 3.1748
23 | 0.3 | 0.19 | South/Central | CA | Los.Angeles.Intl.AP.722950 | 3 | 13764852 | 14.7813 | 3.6799 | 20.5779 | 14.6937 | 5.8842 | 471.46 | 1.0802 | 54.73 | 0.035117 | 1.0451 | 42.3721 | 0.36541 | 52.51 | -0.82784 | 1.1932 | 37.1785 | -0.056638 | -15.05 | 0.29909 | -0.35573 | -10.4087 | 1.0802 | 54.73 | 0.035117 | 1.0451 | 42.3721 | 1.0655 | 50.29 | 0.12591 | 0.93957 | 39.3101 | 0.18801 | 2.7791 | 0.69187 | 3.8689 | 88.6409 | 0.2031 | 0.068703 | -0.010649 | 0.2031 | 0.20033 | 10.29 | 9.8726 | -2.8296 | 10.29 | 9.4552 | 7.9665 | 6.9901 | -1.957 | 7.9665 | 7.3908 | 0.18801 | 2.7791 | 0.69187 | 3.8689 | 88.6409 | 0.2031 | 0.068703 | -0.010649 | 0.2031 | 0.20033 | 10.29 | 9.8726 | -2.8296 | 10.29 | 9.4552 | 7.9665 | 6.9901 | -1.957 | 7.9665 | 7.3908
24 | 0.3 | 0.17 | South/Central | CA | Los.Angeles.Intl.AP.722950 | 3 | 13764852 | 15.0821 | 3.4138 | 20.5213 | 14.9928 | 5.5285 | 456.41 | 1.1369 | 69.78 | -0.26397 | 1.4009 | 52.7808 | 0.42205 | 67.56 | -1.1269 | 1.549 | 47.5872 | 0 | 0 | 0 | 0 | 0 | 1.1369 | 69.78 | -0.26397 | 1.4009 | 52.7808 | 1.1221 | 65.34 | -0.17318 | 1.2953 | 49.7188 | 0.18801 | 2.8357 | 0.64185 | 3.8583 | 85.8113 | 0.21375 | 0.079351 | 0 | 0.21375 | 0.21097 | 13.1196 | 12.7022 | 0 | 13.1196 | 12.2848 | 9.9235 | 8.947 | 0 | 9.9235 | 9.3478 | 0.18801 | 2.8357 | 0.64185 | 3.8583 | 85.8113 | 0.21375 | 0.079351 | 0 | 0.21375 | 0.21097 | 13.1196 | 12.7022 | 0 | 13.1196 | 12.2848 | 9.9235 | 8.947 | 0 | 9.9235 | 9.3478
25 | 0.28 | 0.47 | South/Central | CA | Los.Angeles.Intl.AP.722950 | 3 | 13764852 | 12.3293 | 6.774 | 22.3088 | 12.256 | 10.0528 | 660.16 | -0.65063 | -133.97 | 2.4729 | -3.1235 | -93.3731 | -1.3655 | -136.19 | 1.6099 | -2.9754 | -98.5667 | -1.7875 | -203.75 | 2.7368 | -4.5244 | -146.1539 | -0.65063 | -133.97 | 2.4729 | -3.1235 | -93.3731 | -0.66539 | -138.41 | 2.5637 | -3.2291 | -96.4351 | 0.18801 | 2.3181 | 1.2736 | 4.1944 | 124.1191 | -0.12233 | -0.25673 | -0.33608 | -0.12233 | -0.1251 | -25.1882 | -25.6056 | -38.3078 | -25.1882 | -26.023 | -17.5554 | -18.5319 | -27.4789 | -17.5554 | -18.1311 | 0.18801 | 2.3181 | 1.2736 | 4.1944 | 124.1191 | -0.12233 | -0.25673 | -0.33608 | -0.12233 | -0.1251 | -25.1882 | -25.6056 | -38.3078 | -25.1882 | -26.023 | -17.5554 | -18.5319 | -27.4789 | -17.5554 | -18.1311
26 | 0.28 | 0.42 | South/Central | CA | Los.Angeles.Intl.AP.722950 | 3 | 13764852 | 12.6187 | 6.1479 | 21.7422 | 12.5436 | 9.1986 | 619.06 | -0.08404 | -92.87 | 2.1852 | -2.2693 | -62.8218 | -0.79887 | -95.09 | 1.3223 | -2.1211 | -68.0154 | -1.2209 | -162.65 | 2.4492 | -3.6701 | -115.6026 | -0.08404 | -92.87 | 2.1852 | -2.2693 | -62.8218 | -0.0988 | -97.31 | 2.276 | -2.3748 | -65.8838 | 0.18801 | 2.3725 | 1.1559 | 4.0878 | 116.3918 | -0.015801 | -0.1502 | -0.22955 | -0.015801 | -0.018576 | -17.4608 | -17.8782 | -30.5804 | -17.4608 | -18.2956 | -11.8114 | -12.7878 | -21.7349 | -11.8114 | -12.3871 | 0.18801 | 2.3725 | 1.1559 | 4.0878 | 116.3918 | -0.015801 | -0.1502 | -0.22955 | -0.015801 | -0.018576 | -17.4608 | -17.8782 | -30.5804 | -17.4608 | -18.2956 | -11.8114 | -12.7878 | -21.7349 | -11.8114 | -12.3871
27 | 0.28 | 0.37 | South/Central | CA | Los.Angeles.Intl.AP.722950 | 3 | 13764852 | 12.9195 | 5.5818 | 21.2854 | 12.8427 | 8.4427 | 583.19 | 0.37271 | -57 | 1.8861 | -1.5134 | -36.3648 | -0.34211 | -59.22 | 1.0232 | -1.3653 | -41.5584 | -0.76417 | -126.78 | 2.1501 | -2.9143 | -89.1456 | 0.37271 | -57 | 1.8861 | -1.5134 | -36.3648 | 0.35795 | -61.44 | 1.9769 | -1.619 | -39.4268 | 0.18801 | 2.429 | 1.0495 | 4.002 | 109.6477 | 0.070075 | -0.064322 | -0.14367 | 0.070075 | 0.0673 | -10.7168 | -11.1342 | -23.8364 | -10.7168 | -11.5516 | -6.8371 | -7.8135 | -16.7606 | -6.8371 | -7.4128 | 0.18801 | 2.429 | 1.0495 | 4.002 | 109.6477 | 0.070075 | -0.064322 | -0.14367 | 0.070075 | 0.0673 | -10.7168 | -11.1342 | -23.8364 | -10.7168 | -11.5516 | -6.8371 | -7.8135 | -16.7606 | -6.8371 | -7.4128
28 | 0.28 | 0.32 | South/Central | CA | Los.Angeles.Intl.AP.722950 | 3 | 13764852 | 13.3002 | 5.0026 | 20.8839 | 13.2212 | 7.6628 | 547 | 0.77422 | -20.81 | 1.5077 | -0.73347 | -9.9648 | 0.059393 | -23.03 | 0.64474 | -0.58534 | -15.1584 | -0.36266 | -90.59 | 1.7717 | -2.1343 | -62.7456 | 0.77422 | -20.81 | 1.5077 | -0.73347 | -9.9648 | 0.75946 | -25.25 | 1.5985 | -0.83902 | -13.0269 | 0.18801 | 2.5006 | 0.94056 | 3.9265 | 102.8435 | 0.14556 | 0.011167 | -0.068185 | 0.14556 | 0.14279 | -3.9126 | -4.33 | -17.0322 | -3.9126 | -4.7473 | -1.8735 | -2.85 | -11.797 | -1.8735 | -2.4492 | 0.18801 | 2.5006 | 0.94056 | 3.9265 | 102.8435 | 0.14556 | 0.011167 | -0.068185 | 0.14556 | 0.14279 | -3.9126 | -4.33 | -17.0322 | -3.9126 | -4.7473 | -1.8735 | -2.85 | -11.797 | -1.8735 | -2.4492
29 | 0.28 | 0.27 | South/Central | CA | Los.Angeles.Intl.AP.722950 | 3 | 13764852 | 13.6194 | 4.595 | 20.6442 | 13.5386 | 7.1056 | 521.68 | 1.014 | 4.51 | 1.1903 | -0.17628 | 8.2879 | 0.29917 | 2.29 | 0.32733 | -0.028154 | 3.0943 | -0.12288 | -65.27 | 1.4543 | -1.5771 | -44.4929 | 1.014 | 4.51 | 1.1903 | -0.17628 | 8.2879 | 0.99924 | 0.07 | 1.2811 | -0.28183 | 5.2259 | 0.18801 | 2.5606 | 0.86393 | 3.8814 | 98.083 | 0.19065 | 0.056249 | -0.023103 | 0.19065 | 0.18787 | 0.84794 | 0.43055 | -12.2717 | 0.84794 | 0.013161 | 1.5582 | 0.58178 | -8.3653 | 1.5582 | 0.98254 | 0.18801 | 2.5606 | 0.86393 | 3.8814 | 98.083 | 0.19065 | 0.056249 | -0.023103 | 0.19065 | 0.18787 | 0.84794 | 0.43055 | -12.2717 | 0.84794 | 0.013161 | 1.5582 | 0.58178 | -8.3653 | 1.5582 | 0.98254
30 | 0.28 | 0.23 | South/Central | CA | Los.Angeles.Intl.AP.722950 | 3 | 13764852 | 13.9003 | 4.279 | 20.4875 | 13.8178 | 6.6696 | 502.22 | 1.1707 | 23.97 | 0.91103 | 0.25968 | 22.1708 | 0.45588 | 21.75 | 0.048075 | 0.40781 | 16.9771 | 0.033832 | -45.81 | 1.175 | -1.1412 | -30.6101 | 1.1707 | 23.97 | 0.91103 | 0.25968 | 22.1708 | 1.156 | 19.53 | 1.0018 | 0.15413 | 19.1087 | 0.18801 | 2.6134 | 0.8045 | 3.8519 | 94.4242 | 0.22011 | 0.085712 | 0.0063609 | 0.22011 | 0.21733 | 4.5067 | 4.0893 | -8.6129 | 4.5067 | 3.6719 | 4.1684 | 3.1919 | -5.7551 | 4.1684 | 3.5927 | 0.18801 | 2.6134 | 0.8045 | 3.8519 | 94.4242 | 0.22011 | 0.085712 | 0.0063609 | 0.22011 | 0.21733 | 4.5067 | 4.0893 | -8.6129 | 4.5067 | 3.6719 | 4.1684 | 3.1919 | -5.7551 | 4.1684 | 3.5927
31 | 0.28 | 0.19 | South/Central | CA | Los.Angeles.Intl.AP.722950 | 3 | 13764852 | 14.4107 | 3.7398 | 20.2772 | 14.3252 | 5.952 | 470.75 | 1.381 | 55.44 | 0.40364 | 0.97733 | 44.4081 | 0.66614 | 53.22 | -0.45931 | 1.1255 | 39.2145 | 0.24409 | -14.34 | 0.66761 | -0.42352 | -8.3727 | 1.381 | 55.44 | 0.40364 | 0.97733 | 44.4081 | 1.3662 | 51 | 0.49443 | 0.87178 | 41.3461 | 0.18801 | 2.7094 | 0.70314 | 3.8124 | 88.5075 | 0.25964 | 0.12524 | 0.045893 | 0.25964 | 0.25687 | 10.4235 | 10.0061 | -2.6961 | 10.4235 | 9.5887 | 8.3493 | 7.3729 | -1.5742 | 8.3493 | 7.7736 | 0.18801 | 2.7094 | 0.70314 | 3.8124 | 88.5075 | 0.25964 | 0.12524 | 0.045893 | 0.25964 | 0.25687 | 10.4235 | 10.0061 | -2.6961 | 10.4235 | 9.5887 | 8.3493 | 7.3729 | -1.5742 | 8.3493 | 7.7736
32 | 0.28 | 0.17 | South/Central | CA | Los.Angeles.Intl.AP.722950 | 3 | 13764852 | 14.7016 | 3.4753 | 20.2121 | 14.6144 | 5.5977 | 455.66 | 1.446 | 70.53 | 0.11447 | 1.3316 | 54.8845 | 0.7312 | 68.31 | -0.74848 | 1.4797 | 49.6909 | 0.30915 | 0.75 | 0.37844 | -0.069296 | 2.1037 | 1.446 | 70.53 | 0.11447 | 1.3316 | 54.8845 | 1.4313 | 66.09 | 0.20526 | 1.226 | 51.8225 | 0.18801 | 2.7641 | 0.6534 | 3.8002 | 85.6703 | 0.27187 | 0.13748 | 0.058124 | 0.27187 | 0.2691 | 13.2606 | 12.8432 | 0.14101 | 13.2606 | 12.4258 | 10.319 | 9.3426 | 0.39552 | 10.319 | 9.7433 | 0.18801 | 2.7641 | 0.6534 | 3.8002 | 85.6703 | 0.27187 | 0.13748 | 0.058124 | 0.27187 | 0.2691 | 13.2606 | 12.8432 | 0.14101 | 13.2606 | 12.4258 | 10.319 | 9.3426 | 0.39552 | 10.319 | 9.7433
33 | 0.27 | 0.47 | South/Central | CA | Los.Angeles.Intl.AP.722950 | 3 | 13764852 | 12.1797 | 6.774 | 22.1507 | 12.1072 | 10.0435 | 657.98 | -0.49257 | -131.79 | 2.6217 | -3.1142 | -91.0812 | -1.2074 | -134.01 | 1.7587 | -2.9661 | -96.2748 | -1.6294 | -201.57 | 2.8856 | -4.5151 | -143.862 | -0.49257 | -131.79 | 2.6217 | -3.1142 | -91.0812 | -0.50733 | -136.23 | 2.7124 | -3.2198 | -94.1432 | 0.18801 | 2.2899 | 1.2736 | 4.1646 | 123.7093 | -0.09261 | -0.22701 | -0.30636 | -0.09261 | -0.095385 | -24.7783 | -25.1957 | -37.8979 | -24.7783 | -25.6131 | -17.1245 | -18.101 | -27.048 | -17.1245 | -17.7002 | 0.18801 | 2.2899 | 1.2736 | 4.1646 | 123.7093 | -0.09261 | -0.22701 | -0.30636 | -0.09261 | -0.095385 | -24.7783 | -25.1957 | -37.8979 | -24.7783 | -25.6131 | -17.1245 | -18.101 | -27.048 | -17.1245 | -17.7002
34 | 0.27 | 0.42 | South/Central | CA | Los.Angeles.Intl.AP.722950 | 3 | 13764852 | 12.4591 | 6.1694 | 21.6041 | 12.3849 | 9.2192 | 618.31 | 0.054033 | -92.12 | 2.3439 | -2.2899 | -61.6015 | -0.66079 | -94.34 | 1.481 | -2.1418 | -66.7951 | -1.0828 | -161.9 | 2.6079 | -3.6907 | -114.3823 | 0.054033 | -92.12 | 2.3439 | -2.2899 | -61.6015 | 0.039273 | -96.56 | 2.4347 | -2.3954 | -64.6635 | 0.18801 | 2.3425 | 1.1599 | 4.0619 | 116.2508 | 0.010159 | -0.12424 | -0.20359 | 0.010159 | 0.0073839 | -17.3198 | -17.7372 | -30.4394 | -17.3198 | -18.1546 | -11.5819 | -12.5584 | -21.5054 | -11.5819 | -12.1576 | 0.18801 | 2.3425 | 1.1599 | 4.0619 | 116.2508 | 0.010159 | -0.12424 | -0.20359 | 0.010159 | 0.0073839 | -17.3198 | -17.7372 | -30.4394 | -17.3198 | -18.1546 | -11.5819 | -12.5584 | -21.5054 | -11.5819 | -12.1576
35 | 0.27 | 0.37 | South/Central | CA | Los.Angeles.Intl.AP.722950 | 3 | 13764852 | 12.7085 | 5.7118 | 21.2344 | 12.6329 | 8.6015 | 589.04 | 0.42379 | -62.85 | 2.0959 | -1.6722 | -40.0243 | -0.29103 | -65.07 | 1.233 | -1.524 | -45.218 | -0.71309 | -132.63 | 2.3599 | -3.073 | -92.8052 | 0.42379 | -62.85 | 2.0959 | -1.6722 | -40.0243 | 0.40903 | -67.29 | 2.1867 | -1.7777 | -43.0864 | 0.18801 | 2.3894 | 1.0739 | 3.9924 | 110.7476 | 0.079679 | -0.054718 | -0.13407 | 0.079679 | 0.076904 | -11.8167 | -12.2341 | -24.9363 | -11.8167 | -12.6514 | -7.5251 | -8.5016 | -17.4486 | -7.5251 | -8.1008 | 0.18801 | 2.3894 | 1.0739 | 3.9924 | 110.7476 | 0.079679 | -0.054718 | -0.13407 | 0.079679 | 0.076904 | -11.8167 | -12.2341 | -24.9363 | -11.8167 | -12.6514 | -7.5251 | -8.5016 | -17.4486 | -7.5251 | -8.1008
36 | 0.27 | 0.32 | South/Central | CA | Los.Angeles.Intl.AP.722950 | 3 | 13764852 | 13.0492 | 5.1742 | 20.846 | 12.9717 | 7.8744 | 555.13 | 0.81212 | -28.94 | 1.7572 | -0.94506 | -15.2325 | 0.097293 | -31.16 | 0.89423 | -0.79694 | -20.4261 | -0.32476 | -98.72 | 2.0212 | -2.3459 | -68.0133 | 0.81212 | -28.94 | 1.7572 | -0.94506 | -15.2325 | 0.79736 | -33.38 | 1.848 | -1.0506 | -18.2945 | 0.18801 | 2.4534 | 0.97281 | 3.9193 | 104.372 | 0.15269 | 0.018292 | -0.061059 | 0.15269 | 0.14991 | -5.4411 | -5.8585 | -18.5607 | -5.4411 | -6.2759 | -2.8639 | -3.8404 | -12.7874 | -2.8639 | -3.4396 | 0.18801 | 2.4534 | 0.97281 | 3.9193 | 104.372 | 0.15269 | 0.018292 | -0.061059 | 0.15269 | 0.14991 | -5.4411 | -5.8585 | -18.5607 | -5.4411 | -6.2759 | -2.8639 | -3.8404 | -12.7874 | -2.8639 | -3.4396
37 | 0.27 | 0.27 | South/Central | CA | Los.Angeles.Intl.AP.722950 | 3 | 13764852 | 13.3999 | 4.6966 | 20.5477 | 13.3204 | 7.2273 | 525.5 | 1.1105 | 0.69 | 1.4085 | -0.29805 | 6.2196 | 0.39562 | -1.53 | 0.54555 | -0.14992 | 1.026 | -0.026429 | -69.09 | 1.6725 | -1.6989 | -46.5612 | 1.1105 | 0.69 | 1.4085 | -0.29805 | 6.2196 | 1.0957 | -3.75 | 1.4993 | -0.4036 | 3.1576 | 0.18801 | 2.5194 | 0.88302 | 3.8633 | 98.8012 | 0.20878 | 0.074383 | -0.0049689 | 0.20878 | 0.206 | 0.12973 | -0.28766 | -12.9899 | 0.12973 | -0.70505 | 1.1694 | 0.1929 | -8.7541 | 1.1694 | 0.59367 | 0.18801 | 2.5194 | 0.88302 | 3.8633 | 98.8012 | 0.20878 | 0.074383 | -0.0049689 | 0.20878 | 0.206 | 0.12973 | -0.28766 | -12.9899 | 0.12973 | -0.70505 | 1.1694 | 0.1929 | -8.7541 | 1.1694 | 0.59367
38 | 0.27 | 0.23 | South/Central | CA | Los.Angeles.Intl.AP.722950 | 3 | 13764852 | 13.7192 | 4.3105 | 20.3394 | 13.6378 | 6.7017 | 501.82 | 1.3187 | 24.37 | 1.0911 | 0.22765 | 23.2092 | 0.60391 | 22.15 | 0.22814 | 0.37577 | 18.0156 | 0.18186 | -45.41 | 1.3551 | -1.1732 | -29.5716 | 1.3187 | 24.37 | 1.0911 | 0.22765 | 23.2092 | 1.304 | 19.93 | 1.1819 | 0.1221 | 20.1471 | 0.18801 | 2.5794 | 0.81043 | 3.8241 | 94.349 | 0.24794 | 0.11354 | 0.034192 | 0.24794 | 0.24517 | 4.5819 | 4.1645 | -8.5377 | 4.5819 | 3.7471 | 4.3636 | 3.3872 | -5.5599 | 4.3636 | 3.7879 | 0.18801 | 2.5794 | 0.81043 | 3.8241 | 94.349 | 0.24794 | 0.11354 | 0.034192 | 0.24794 | 0.24517 | 4.5819 | 4.1645 | -8.5377 | 4.5819 | 3.7471 | 4.3636 | 3.3872 | -5.5599 | 4.3636 | 3.7879
39 | 0.27 | 0.19 | South/Central | CA | Los.Angeles.Intl.AP.722950 | 3 | 13764852 | 14.2211 | 3.7714 | 20.1192 | 14.1368 | 5.9825 | 470.17 | 1.5389 | 56.02 | 0.5921 | 0.94682 | 45.6162 | 0.8241 | 53.8 | -0.27085 | 1.095 | 40.4226 | 0.40205 | -13.76 | 0.85607 | -0.45403 | -7.1646 | 1.5389 | 56.02 | 0.5921 | 0.94682 | 45.6162 | 1.5242 | 51.58 | 0.68289 | 0.84127 | 42.5542 | 0.18801 | 2.6738 | 0.70907 | 3.7827 | 88.3984 | 0.28934 | 0.15494 | 0.07559 | 0.28934 | 0.28656 | 10.5325 | 10.1151 | -2.5871 | 10.5325 | 9.6977 | 8.5765 | 7.6 | -1.347 | 8.5765 | 8.0008 | 0.18801 | 2.6738 | 0.70907 | 3.7827 | 88.3984 | 0.28934 | 0.15494 | 0.07559 | 0.28934 | 0.28656 | 10.5325 | 10.1151 | -2.5871 | 10.5325 | 9.6977 | 8.5765 | 7.6 | -1.347 | 8.5765 | 8.0008
40 | 0.27 | 0.17 | South/Central | CA | Los.Angeles.Intl.AP.722950 | 3 | 13764852 | 14.5021 | 3.5068 | 20.0442 | 14.416 | 5.6282 | 454.97 | 1.614 | 71.22 | 0.31285 | 1.3011 | 56.2234 | 0.89914 | 69 | -0.5501 | 1.4492 | 51.0298 | 0.47709 | 1.44 | 0.57682 | -0.099734 | 3.4426 | 1.614 | 71.22 | 0.31285 | 1.3011 | 56.2234 | 1.5992 | 66.78 | 0.40364 | 1.1956 | 53.1613 | 0.18801 | 2.7266 | 0.65933 | 3.7686 | 85.5406 | 0.30345 | 0.16905 | 0.089699 | 0.30345 | 0.30067 | 13.3903 | 12.9729 | 0.27074 | 13.3903 | 12.5556 | 10.5708 | 9.5943 | 0.64725 | 10.5708 | 9.9951 | 0.18801 | 2.7266 | 0.65933 | 3.7686 | 85.5406 | 0.30345 | 0.16905 | 0.089699 | 0.30345 | 0.30067 | 13.3903 | 12.9729 | 0.27074 | 13.3903 | 12.5556 | 10.5708 | 9.5943 | 0.64725 | 10.5708 | 9.9951
41 | 0.26 | 0.47 | South/Central | CA | Los.Angeles.Intl.AP.722950 | 3 | 13764852 | 12.0301 | 6.7755 | 22.001 | 11.9584 | 10.0426 | 656.22 | -0.34289 | -130.03 | 2.7704 | -3.1133 | -89.1253 | -1.0577 | -132.25 | 1.9075 | -2.9652 | -94.319 | -1.4798 | -199.81 | 3.0344 | -4.5142 | -141.9062 | -0.34289 | -130.03 | 2.7704 | -3.1133 | -89.1253 | -0.35765 | -134.47 | 2.8612 | -3.2189 | -92.1874 | 0.18801 | 2.2618 | 1.2739 | 4.1365 | 123.3784 | -0.064467 | -0.19886 | -0.27822 | -0.064467 | -0.067242 | -24.4474 | -24.8648 | -37.567 | -24.4474 | -25.2822 | -16.7568 | -17.7333 | -26.6803 | -16.7568 | -17.3325 | 0.18801 | 2.2618 | 1.2739 | 4.1365 | 123.3784 | -0.064467 | -0.19886 | -0.27822 | -0.064467 | -0.067242 | -24.4474 | -24.8648 | -37.567 | -24.4474 | -25.2822 | -16.7568 | -17.7333 | -26.6803 | -16.7568 | -17.3325
42 | 0.26 | 0.42 | South/Central | CA | Los.Angeles.Intl.AP.722950 | 3 | 13764852 | 12.2995 | 6.1979 | 21.4729 | 12.2262 | 9.2467 | 617.92 | 0.18525 | -91.73 | 2.5026 | -2.3174 | -60.6563 | -0.52958 | -93.95 | 1.6397 | -2.1693 | -65.8499 | -0.95163 | -161.51 | 2.7666 | -3.7182 | -113.4372 | 0.18525 | -91.73 | 2.5026 | -2.3174 | -60.6563 | 0.17049 | -96.17 | 2.5934 | -2.4229 | -63.7184 | 0.18801 | 2.3125 | 1.1653 | 4.0372 | 116.1774 | 0.034829 | -0.099568 | -0.17892 | 0.034829 | 0.032054 | -17.2465 | -17.6639 | -30.3661 | -17.2465 | -18.0813 | -11.4042 | -12.3807 | -21.3277 | -11.4042 | -11.9799 | 0.18801 | 2.3125 | 1.1653 | 4.0372 | 116.1774 | 0.034829 | -0.099568 | -0.17892 | 0.034829 | 0.032054 | -17.2465 | -17.6639 | -30.3661 | -17.2465 | -18.0813 | -11.4042 | -12.3807 | -21.3277 | -11.4042 | -11.9799
43 | 0.26 | 0.37 | South/Central | CA | Los.Angeles.Intl.AP.722950 | 3 | 13764852 | 12.499 | 5.8348 | 21.178 | 12.4246 | 8.7534 | 594.54 | 0.48019 | -68.35 | 2.3042 | -1.8241 | -43.4294 | -0.23464 | -70.57 | 1.4413 | -1.6759 | -48.623 | -0.65669 | -138.13 | 2.5682 | -3.2249 | -96.2103 | 0.48019 | -68.35 | 2.3042 | -1.8241 | -43.4294 | 0.46543 | -72.79 | 2.395 | -1.9296 | -46.4915 | 0.18801 | 2.35 | 1.097 | 3.9817 | 111.7817 | 0.090282 | -0.044116 | -0.12347 | 0.090282 | 0.087507 | -12.8507 | -13.2681 | -25.9703 | -12.8507 | -13.6855 | -8.1653 | -9.1418 | -18.0888 | -8.1653 | -8.741 | 0.18801 | 2.35 | 1.097 | 3.9817 | 111.7817 | 0.090282 | -0.044116 | -0.12347 | 0.090282 | 0.087507 | -12.8507 | -13.2681 | -25.9703 | -12.8507 | -13.6855 | -8.1653 | -9.1418 | -18.0888 | -8.1653 | -8.741
44 | 0.26 | 0.32 | South/Central | CA | Los.Angeles.Intl.AP.722950 | 3 | 13764852 | 12.7799 | 5.3788 | 20.8413 | 12.7039 | 8.1374 | 565.73 | 0.81691 | -39.54 | 2.025 | -1.2081 | -22.3266 | 0.10208 | -41.76 | 1.162 | -1.06 | -27.5202 | -0.31997 | -109.32 | 2.289 | -2.6089 | -75.1074 | 0.81691 | -39.54 | 2.025 | -1.2081 | -22.3266 | 0.80215 | -43.98 | 2.1158 | -1.3136 | -25.3887 | 0.18801 | 2.4028 | 1.0113 | 3.9184 | 106.365 | 0.15359 | 0.019192 | -0.060159 | 0.15359 | 0.15081 | -7.4341 | -7.8515 | -20.5537 | -7.4341 | -8.2688 | -4.1977 | -5.1742 | -14.1212 | -4.1977 | -4.7734 | 0.18801 | 2.4028 | 1.0113 | 3.9184 | 106.365 | 0.15359 | 0.019192 | -0.060159 | 0.15359 | 0.15081 | -7.4341 | -7.8515 | -20.5537 | -7.4341 | -8.2688 | -4.1977 | -5.1742 | -14.1212 | -4.1977 | -4.7734
45 | 0.26 | 0.27 | South/Central | CA | Los.Angeles.Intl.AP.722950 | 3 | 13764852 | 13.1705 | 4.8081 | 20.4597 | 13.0922 | 7.3675 | 530.17 | 1.1984 | -3.98 | 1.6366 | -0.43821 | 3.5414 | 0.48359 | -6.2 | 0.77368 | -0.29009 | -1.6522 | 0.061543 | -73.76 | 1.9006 | -1.8391 | -49.2394 | 1.1984 | -3.98 | 1.6366 | -0.43821 | 3.5414 | 1.1837 | -8.42 | 1.7274 | -0.54376 | 0.47935 | 0.18801 | 2.4762 | 0.90398 | 3.8467 | 99.6792 | 0.22532 | 0.090922 | 0.011571 | 0.22532 | 0.22254 | -0.74829 | -1.1657 | -13.8679 | -0.74829 | -1.5831 | 0.66583 | -0.31064 | -9.2577 | 0.66583 | 0.090124 | 0.18801 | 2.4762 | 0.90398 | 3.8467 | 99.6792 | 0.22532 | 0.090922 | 0.011571 | 0.22532 | 0.22254 | -0.74829 | -1.1657 | -13.8679 | -0.74829 | -1.5831 | 0.66583 | -0.31064 | -9.2577 | 0.66583 | 0.090124
46 | 0.26 | 0.23 | South/Central | CA | Los.Angeles.Intl.AP.722950 | 3 | 13764852 | 13.5313 | 4.342 | 20.183 | 13.4508 | 6.7322 | 501.26 | 1.4752 | 24.93 | 1.278 | 0.19713 | 24.3974 | 0.76034 | 22.71 | 0.41508 | 0.34526 | 19.2038 | 0.33829 | -44.85 | 1.542 | -1.2037 | -28.3834 | 1.4752 | 24.93 | 1.278 | 0.19713 | 24.3974 | 1.4604 | 20.49 | 1.3688 | 0.091582 | 21.3354 | 0.18801 | 2.5441 | 0.81636 | 3.7947 | 94.2438 | 0.27735 | 0.14295 | 0.063602 | 0.27735 | 0.27458 | 4.6872 | 4.2698 | -8.4324 | 4.6872 | 3.8524 | 4.5871 | 3.6106 | -5.3365 | 4.5871 | 4.0113 | 0.18801 | 2.5441 | 0.81636 | 3.7947 | 94.2438 | 0.27735 | 0.14295 | 0.063602 | 0.27735 | 0.27458 | 4.6872 | 4.2698 | -8.4324 | 4.6872 | 3.8524 | 4.5871 | 3.6106 | -5.3365 | 4.5871 | 4.0113
47 | 0.26 | 0.19 | South/Central | CA | Los.Angeles.Intl.AP.722950 | 3 | 13764852 | 14.0232 | 3.8029 | 19.9528 | 13.9399 | 6.0129 | 469.49 | 1.7053 | 56.7 | 0.78896 | 0.91638 | 46.9354 | 0.99052 | 54.48 | -0.073992 | 1.0645 | 41.7417 | 0.56846 | -13.08 | 1.0529 | -0.48447 | -5.8455 | 1.7053 | 56.7 | 0.78896 | 0.91638 | 46.9354 | 1.6906 | 52.26 | 0.87975 | 0.81083 | 43.8733 | 0.18801 | 2.6366 | 0.71499 | 3.7514 | 88.2706 | 0.32063 | 0.18623 | 0.10688 | 0.32063 | 0.31785 | 10.6604 | 10.243 | -2.4592 | 10.6604 | 9.8256 | 8.8245 | 7.848 | -1.099 | 8.8245 | 8.2488 | 0.18801 | 2.6366 | 0.71499 | 3.7514 | 88.2706 | 0.32063 | 0.18623 | 0.10688 | 0.32063 | 0.31785 | 10.6604 | 10.243 | -2.4592 | 10.6604 | 9.8256 | 8.8245 | 7.848 | -1.099 | 8.8245 | 8.2488
48 | 0.26 | 0.17 | South/Central | CA | Los.Angeles.Intl.AP.722950 | 3 | 13764852 | 14.3125 | 3.5383 | 19.8877 | 14.2276 | 5.6601 | 454.45 | 1.7705 | 71.74 | 0.50131 | 1.2692 | 57.375 | 1.0557 | 69.52 | -0.36164 | 1.4173 | 52.1814 | 0.63363 | 1.96 | 0.76528 | -0.13165 | 4.5942 | 1.7705 | 71.74 | 0.50131 | 1.2692 | 57.375 | 1.7558 | 67.3 | 0.5921 | 1.1637 | 54.313 | 0.18801 | 2.6909 | 0.66526 | 3.7392 | 85.4428 | 0.33288 | 0.19848 | 0.11913 | 0.33288 | 0.33011 | 13.4881 | 13.0707 | 0.36851 | 13.4881 | 12.6533 | 10.7873 | 9.8108 | 0.86377 | 10.7873 | 10.2116 | 0.18801 | 2.6909 | 0.66526 | 3.7392 | 85.4428 | 0.33288 | 0.19848 | 0.11913 | 0.33288 | 0.33011 | 13.4881 | 13.0707 | 0.36851 | 13.4881 | 12.6533 | 10.7873 | 9.8108 | 0.86377 | 10.7873 | 10.2116
49 | 0.25 | 0.47 | South/Central | CA | Los.Angeles.Intl.AP.722950 | 3 | 13764852 | 11.8805 | 6.7771 | 21.843 | 11.8096 | 10.0334 | 654.04 | -0.18484 | -127.85 | 2.9192 | -3.1041 | -86.8342 | -0.89967 | -130.07 | 2.0563 | -2.9559 | -92.0278 | -1.3217 | -197.63 | 3.1832 | -4.5049 | -139.615 | -0.18484 | -127.85 | 2.9192 | -3.1041 | -86.8342 | -0.1996 | -132.29 | 3.01 | -3.2096 | -89.8962 | 0.18801 | 2.2337 | 1.2742 | 4.1068 | 122.9685 | -0.034753 | -0.16915 | -0.2485 | -0.034753 | -0.037528 | -24.0376 | -24.4549 | -37.1571 | -24.0376 | -24.8723 | -16.326 | -17.3025 | -26.2495 | -16.326 | -16.9017 | 0.18801 | 2.2337 | 1.2742 | 4.1068 | 122.9685 | -0.034753 | -0.16915 | -0.2485 | -0.034753 | -0.037528 | -24.0376 | -24.4549 | -37.1571 | -24.0376 | -24.8723 | -16.326 | -17.3025 | -26.2495 | -16.326 | -16.9017
50 | 0.25 | 0.42 | South/Central | CA | Los.Angeles.Intl.AP.722950 | 3 | 13764852 | 12.1399 | 6.2194 | 21.3348 | 12.0675 | 9.2673 | 617.17 | 0.32335 | -90.98 | 2.6613 | -2.338 | -59.4347 | -0.39147 | -93.2 | 1.7984 | -2.1899 | -64.6283 | -0.81353 | -160.76 | 2.9253 | -3.7388 | -112.2155 | 0.32335 | -90.98 | 2.6613 | -2.338 | -59.4347 | 0.30859 | -95.42 | 2.7521 | -2.4435 | -62.4967 | 0.18801 | 2.2825 | 1.1693 | 4.0112 | 116.0364 | 0.060795 | -0.073603 | -0.15295 | 0.060795 | 0.05802 | -17.1055 | -17.5229 | -30.2251 | -17.1055 | -17.9403 | -11.1745 | -12.151 | -21.0981 | -11.1745 | -11.7502 | 0.18801 | 2.2825 | 1.1693 | 4.0112 | 116.0364 | 0.060795 | -0.073603 | -0.15295 | 0.060795 | 0.05802 | -17.1055 | -17.5229 | -30.2251 | -17.1055 | -17.9403 | -11.1745 | -12.151 | -21.0981 | -11.1745 | -11.7502
51 | 0.25 | 0.37 | South/Central | CA | Los.Angeles.Intl.AP.722950 | 3 | 13764852 | 12.2895 | 5.9679 | 21.1415 | 12.2163 | 8.9251 | 601.09 | 0.5167 | -74.9 | 2.5125 | -1.9958 | -47.6317 | -0.19812 | -77.12 | 1.6496 | -1.8477 | -52.8253 | -0.62017 | -144.68 | 2.7765 | -3.3967 | -100.4125 | 0.5167 | -74.9 | 2.5125 | -1.9958 | -47.6317 | 0.50194 | -79.34 | 2.6033 | -2.1014 | -50.6938 | 0.18801 | 2.3106 | 1.122 | 3.9749 | 113.0132 | 0.097147 | -0.03725 | -0.1166 | 0.097147 | 0.094372 | -14.0822 | -14.4996 | -27.2018 | -14.0822 | -14.917 | -8.9554 | -9.9319 | -18.8789 | -8.9554 | -9.5311 | 0.18801 | 2.3106 | 1.122 | 3.9749 | 113.0132 | 0.097147 | -0.03725 | -0.1166 | 0.097147 | 0.094372 | -14.0822 | -14.4996 | -27.2018 | -14.0822 | -14.917 | -8.9554 | -9.9319 | -18.8789 | -8.9554 | -9.5311
52 | 0.25 | 0.32 | South/Central | CA | Los.Angeles.Intl.AP.722950 | 3 | 13764852 | 12.5205 | 5.6102 | 20.8733 | 12.446 | 8.4274 | 577.84 | 0.78484 | -51.65 | 2.2829 | -1.498 | -30.629 | 0.070014 | -53.87 | 1.4199 | -1.3499 | -35.8226 | -0.35204 | -121.43 | 2.5469 | -2.8989 | -83.4098 | 0.78484 | -51.65 | 2.2829 | -1.498 | -30.629 | 0.77008 | -56.09 | 2.3737 | -1.6036 | -33.691 | 0.18801 | 2.354 | 1.0548 | 3.9245 | 108.6418 | 0.14756 | 0.013163 | -0.066188 | 0.14756 | 0.14479 | -9.7109 | -10.1283 | -22.8305 | -9.7109 | -10.5457 | -5.7587 | -6.7351 | -15.6822 | -5.7587 | -6.3344 | 0.18801 | 2.354 | 1.0548 | 3.9245 | 108.6418 | 0.14756 | 0.013163 | -0.066188 | 0.14756 | 0.14479 | -9.7109 | -10.1283 | -22.8305 | -9.7109 | -10.5457 | -5.7587 | -6.7351 | -15.6822 | -5.7587 | -6.3344
53 | 0.25 | 0.27 | South/Central | CA | Los.Angeles.Intl.AP.722950 | 3 | 13764852 | 12.9411 | 4.9211 | 20.3634 | 12.8641 | 7.4993 | 534.4 | 1.2948 | -8.21 | 1.8648 | -0.57 | 1.1991 | 0.57994 | -10.43 | 1.0018 | -0.42188 | -3.9946 | 0.15789 | -77.99 | 2.1287 | -1.9709 | -51.5818 | 1.2948 | -8.21 | 1.8648 | -0.57 | 1.1991 | 1.28 | -12.65 | 1.9556 | -0.67555 | -1.863 | 0.18801 | 2.4331 | 0.92524 | 3.8286 | 100.4745 | 0.24343 | 0.10904 | 0.029685 | 0.24343 | 0.24066 | -1.5436 | -1.961 | -14.6632 | -1.5436 | -2.3784 | 0.22544 | -0.75103 | -9.6981 | 0.22544 | -0.35027 | 0.18801 | 2.4331 | 0.92524 | 3.8286 | 100.4745 | 0.24343 | 0.10904 | 0.029685 | 0.24343 | 0.24066 | -1.5436 | -1.961 | -14.6632 | -1.5436 | -2.3784 | 0.22544 | -0.75103 | -9.6981 | 0.22544 | -0.35027
54 | 0.25 | 0.23 | South/Central | CA | Los.Angeles.Intl.AP.722950 | 3 | 13764852 | 13.3501 | 4.372 | 20.0403 | 13.2708 | 6.7695 | 501.13 | 1.6179 | 25.06 | 1.4581 | 0.15979 | 25.223 | 0.90305 | 22.84 | 0.59514 | 0.30791 | 20.0294 | 0.481 | -44.72 | 1.7221 | -1.2411 | -27.5579 | 1.6179 | 25.06 | 1.4581 | 0.15979 | 25.223 | 1.6031 | 20.62 | 1.5489 | 0.054238 | 22.1609 | 0.18801 | 2.51 | 0.822 | 3.7678 | 94.2193 | 0.30418 | 0.16979 | 0.090435 | 0.30418 | 0.30141 | 4.7116 | 4.2942 | -8.408 | 4.7116 | 3.8768 | 4.7423 | 3.7658 | -5.1813 | 4.7423 | 4.1666 | 0.18801 | 2.51 | 0.822 | 3.7678 | 94.2193 | 0.30418 | 0.16979 | 0.090435 | 0.30418 | 0.30141 | 4.7116 | 4.2942 | -8.408 | 4.7116 | 3.8768 | 4.7423 | 3.7658 | -5.1813 | 4.7423 | 4.1666
55 | 0.25 | 0.19 | South/Central | CA | Los.Angeles.Intl.AP.722950 | 3 | 13764852 | 13.8321 | 3.8344 | 19.7948 | 13.7499 | 6.0449 | 468.97 | 1.8633 | 57.22 | 0.97894 | 0.8844 | 48.1039 | 1.1485 | 55 | 0.11599 | 1.0325 | 42.9103 | 0.72646 | -12.56 | 1.2429 | -0.51645 | -4.677 | 1.8633 | 57.22 | 0.97894 | 0.8844 | 48.1039 | 1.8486 | 52.78 | 1.0697 | 0.77885 | 45.0418 | 0.18801 | 2.6006 | 0.72092 | 3.7217 | 88.1728 | 0.35033 | 0.21594 | 0.13658 | 0.35033 | 0.34756 | 10.7581 | 10.3408 | -2.3615 | 10.7581 | 9.9234 | 9.0442 | 8.0677 | -0.87933 | 9.0442 | 8.4685 | 0.18801 | 2.6006 | 0.72092 | 3.7217 | 88.1728 | 0.35033 | 0.21594 | 0.13658 | 0.35033 | 0.34756 | 10.7581 | 10.3408 | -2.3615 | 10.7581 | 9.9234 | 9.0442 | 8.0677 | -0.87933 | 9.0442 | 8.4685
56 | 0.25 | 0.17 | South/Central | CA | Los.Angeles.Intl.AP.722950 | 3 | 13764852 | 14.113 | 3.5684 | 19.7182 | 14.0292 | 5.689 | 453.68 | 1.94 | 72.51 | 0.69969 | 1.2403 | 58.7741 | 1.2251 | 70.29 | -0.16326 | 1.3884 | 53.5804 | 0.80307 | 2.73 | 0.96366 | -0.16059 | 5.9932 | 1.94 | 72.51 | 0.69969 | 1.2403 | 58.7741 | 1.9252 | 68.07 | 0.79048 | 1.1347 | 55.712 | 0.18801 | 2.6534 | 0.6709 | 3.7073 | 85.2981 | 0.36474 | 0.23034 | 0.15099 | 0.36474 | 0.36196 | 13.6329 | 13.2155 | 0.51328 | 13.6329 | 12.7981 | 11.0503 | 10.0739 | 1.1268 | 11.0503 | 10.4746 | 0.18801 | 2.6534 | 0.6709 | 3.7073 | 85.2981 | 0.36474 | 0.23034 | 0.15099 | 0.36474 | 0.36196 | 13.6329 | 13.2155 | 0.51328 | 13.6329 | 12.7981 | 11.0503 | 10.0739 | 1.1268 | 11.0503 | 10.4746
57 | 0.24 | 0.47 | South/Central | CA | Los.Angeles.Intl.AP.722950 | 3 | 13764852 | 11.7124 | 6.817 | 21.7165 | 11.6425 | 10.074 | 654.24 | -0.058332 | -128.05 | 3.0863 | -3.1447 | -86.3062 | -0.77316 | -130.27 | 2.2234 | -2.9965 | -91.4998 | -1.1952 | -197.83 | 3.3503 | -4.5455 | -139.087 | -0.058332 | -128.05 | 3.0863 | -3.1447 | -86.3062 | -0.073092 | -132.49 | 3.1771 | -3.2502 | -89.3683 | 0.18801 | 2.2021 | 1.2817 | 4.083 | 123.0061 | -0.010967 | -0.14536 | -0.22472 | -0.010967 | -0.013742 | -24.0752 | -24.4925 | -37.1948 | -24.0752 | -24.9099 | -16.2268 | -17.2032 | -26.1503 | -16.2268 | -16.8025 | 0.18801 | 2.2021 | 1.2817 | 4.083 | 123.0061 | -0.010967 | -0.14536 | -0.22472 | -0.010967 | -0.013742 | -24.0752 | -24.4925 | -37.1948 | -24.0752 | -24.9099 | -16.2268 | -17.2032 | -26.1503 | -16.2268 | -16.8025
58 | 0.24 | 0.42 | South/Central | CA | Los.Angeles.Intl.AP.722950 | 3 | 13764852 | 11.9703 | 6.2609 | 21.2068 | 11.8989 | 9.3079 | 617.35 | 0.45135 | -91.16 | 2.83 | -2.3786 | -58.8883 | -0.26348 | -93.38 | 1.967 | -2.2305 | -64.082 | -0.68553 | -160.94 | 3.0939 | -3.7795 | -111.6692 | 0.45135 | -91.16 | 2.83 | -2.3786 | -58.8883 | 0.43659 | -95.6 | 2.9207 | -2.4842 | -61.9504 | 0.18801 | 2.2506 | 1.1771 | 3.9872 | 116.0703 | 0.08486 | -0.049537 | -0.12889 | 0.08486 | 0.082085 | -17.1393 | -17.5567 | -30.2589 | -17.1393 | -17.9741 | -11.0718 | -12.0483 | -20.9953 | -11.0718 | -11.6475 | 0.18801 | 2.2506 | 1.1771 | 3.9872 | 116.0703 | 0.08486 | -0.049537 | -0.12889 | 0.08486 | 0.082085 | -17.1393 | -17.5567 | -30.2589 | -17.1393 | -17.9741 | -11.0718 | -12.0483 | -20.9953 | -11.0718 | -11.6475
59 | 0.24 | 0.37 | South/Central | CA | Los.Angeles.Intl.AP.722950 | 3 | 13764852 | 12.1115 | 6.0079 | 21.005 | 12.0393 | 8.9657 | 601.17 | 0.65319 | -74.98 | 2.6896 | -2.0364 | -46.9733 | -0.061633 | -77.2 | 1.8266 | -1.8882 | -52.1669 | -0.48369 | -144.76 | 2.9535 | -3.4372 | -99.7541 | 0.65319 | -74.98 | 2.6896 | -2.0364 | -46.9733 | 0.63843 | -79.42 | 2.7804 | -2.1419 | -50.0353 | 0.18801 | 2.2771 | 1.1296 | 3.9492 | 113.0282 | 0.12281 | -0.011588 | -0.090939 | 0.12281 | 0.12003 | -14.0973 | -14.5147 | -27.2169 | -14.0973 | -14.932 | -8.8316 | -9.8081 | -18.7551 | -8.8316 | -9.4073 | 0.18801 | 2.2771 | 1.1296 | 3.9492 | 113.0282 | 0.12281 | -0.011588 | -0.090939 | 0.12281 | 0.12003 | -14.0973 | -14.5147 | -27.2169 | -14.0973 | -14.932 | -8.8316 | -9.8081 | -18.7551 | -8.8316 | -9.4073
60 | 0.24 | 0.32 | South/Central | CA | Los.Angeles.Intl.AP.722950 | 3 | 13764852 | 12.341 | 5.6502 | 20.7354 | 12.2674 | 8.468 | 577.92 | 0.92276 | -51.73 | 2.4614 | -1.5387 | -29.9545 | 0.20793 | -53.95 | 1.5985 | -1.3905 | -35.1481 | -0.21412 | -121.51 | 2.7254 | -2.9395 | -82.7353 | 0.92276 | -51.73 | 2.4614 | -1.5387 | -29.9545 | 0.908 | -56.17 | 2.5522 | -1.6442 | -33.0165 | 0.18801 | 2.3203 | 1.0623 | 3.8985 | 108.6569 | 0.17349 | 0.039094 | -0.040257 | 0.17349 | 0.17072 | -9.7259 | -10.1433 | -22.8455 | -9.7259 | -10.5607 | -5.6319 | -6.6083 | -15.5554 | -5.6319 | -6.2076 | 0.18801 | 2.3203 | 1.0623 | 3.8985 | 108.6569 | 0.17349 | 0.039094 | -0.040257 | 0.17349 | 0.17072 | -9.7259 | -10.1433 | -22.8455 | -9.7259 | -10.5607 | -5.6319 | -6.6083 | -15.5554 | -5.6319 | -6.2076
61 | 0.24 | 0.27 | South/Central | CA | Los.Angeles.Intl.AP.722950 | 3 | 13764852 | 12.7615 | 4.9611 | 20.2337 | 12.6855 | 7.5482 | 534.89 | 1.4244 | -8.7 | 2.0433 | -0.61886 | 1.5431 | 0.70962 | -10.92 | 1.1804 | -0.47074 | -3.6506 | 0.28757 | -78.48 | 2.3073 | -2.0197 | -51.2378 | 1.4244 | -8.7 | 2.0433 | -0.61886 | 1.5431 | 1.4097 | -13.14 | 2.1341 | -0.72442 | -1.519 | 0.18801 | 2.3993 | 0.93275 | 3.8042 | 100.5667 | 0.26782 | 0.13342 | 0.054067 | 0.26782 | 0.26504 | -1.6357 | -2.0531 | -14.7553 | -1.6357 | -2.4705 | 0.29012 | -0.68635 | -9.6334 | 0.29012 | -0.28559 | 0.18801 | 2.3993 | 0.93275 | 3.8042 | 100.5667 | 0.26782 | 0.13342 | 0.054067 | 0.26782 | 0.26504 | -1.6357 | -2.0531 | -14.7553 | -1.6357 | -2.4705 | 0.29012 | -0.68635 | -9.6334 | 0.29012 | -0.28559
62 | 0.24 | 0.23 | South/Central | CA | Los.Angeles.Intl.AP.722950 | 3 | 13764852 | 13.1622 | 4.4035 | 19.8854 | 13.0838 | 6.8015 | 500.65 | 1.7728 | 25.54 | 1.645 | 0.12776 | 26.3503 | 1.058 | 23.32 | 0.78208 | 0.27588 | 21.1567 | 0.63591 | -44.24 | 1.909 | -1.2731 | -26.4305 | 1.7728 | 25.54 | 1.645 | 0.12776 | 26.3503 | 1.758 | 21.1 | 1.7358 | 0.022205 | 23.2882 | 0.18801 | 2.4747 | 0.82793 | 3.7387 | 94.1291 | 0.33331 | 0.19891 | 0.11956 | 0.33331 | 0.33053 | 4.8019 | 4.3845 | -8.3177 | 4.8019 | 3.9671 | 4.9542 | 3.9777 | -4.9693 | 4.9542 | 4.3785 | 0.18801 | 2.4747 | 0.82793 | 3.7387 | 94.1291 | 0.33331 | 0.19891 | 0.11956 | 0.33331 | 0.33053 | 4.8019 | 4.3845 | -8.3177 | 4.8019 | 3.9671 | 4.9542 | 3.9777 | -4.9693 | 4.9542 | 4.3785
63 | 0.24 | 0.19 | South/Central | CA | Los.Angeles.Intl.AP.722950 | 3 | 13764852 | 13.6511 | 3.8644 | 19.6437 | 13.5699 | 6.0739 | 468.41 | 2.0144 | 57.78 | 1.159 | 0.85542 | 49.2648 | 1.2996 | 55.56 | 0.29605 | 1.0035 | 44.0712 | 0.87754 | -12 | 1.423 | -0.54543 | -3.516 | 2.0144 | 57.78 | 1.159 | 0.85542 | 49.2648 | 1.9997 | 53.34 | 1.2498 | 0.74987 | 46.2028 | 0.18801 | 2.5666 | 0.72656 | 3.6933 | 88.0675 | 0.37874 | 0.24434 | 0.16499 | 0.37874 | 0.37596 | 10.8634 | 10.446 | -2.2562 | 10.8634 | 10.0287 | 9.2625 | 8.286 | -0.66106 | 9.2625 | 8.6868 | 0.18801 | 2.5666 | 0.72656 | 3.6933 | 88.0675 | 0.37874 | 0.24434 | 0.16499 | 0.37874 | 0.37596 | 10.8634 | 10.446 | -2.2562 | 10.8634 | 10.0287 | 9.2625 | 8.286 | -0.66106 | 9.2625 | 8.6868
64 | 0.24 | 0.17 | South/Central | CA | Los.Angeles.Intl.AP.722950 | 3 | 13764852 | 13.9235 | 3.5998 | 19.5601 | 13.8407 | 5.7194 | 453.09 | 2.0981 | 73.1 | 0.88815 | 1.2099 | 59.9879 | 1.3832 | 70.88 | 0.025198 | 1.358 | 54.7943 | 0.96117 | 3.32 | 1.1521 | -0.19095 | 7.2071 | 2.0981 | 73.1 | 0.88815 | 1.2099 | 59.9879 | 2.0833 | 68.66 | 0.97894 | 1.1043 | 56.9259 | 0.18801 | 2.6178 | 0.67681 | 3.6776 | 85.1871 | 0.39446 | 0.26006 | 0.18071 | 0.39446 | 0.39169 | 13.7438 | 13.3264 | 0.62421 | 13.7438 | 12.909 | 11.2786 | 10.3021 | 1.355 | 11.2786 | 10.7028 | 0.18801 | 2.6178 | 0.67681 | 3.6776 | 85.1871 | 0.39446 | 0.26006 | 0.18071 | 0.39446 | 0.39169 | 13.7438 | 13.3264 | 0.62421 | 13.7438 | 12.909 | 11.2786 | 10.3021 | 1.355 | 11.2786 | 10.7028
65 | 0.22 | 0.47 | South/Central | CA | Los.Angeles.Intl.AP.722950 | 3 | 13764852 | 11.3733 | 6.9001 | 21.4703 | 11.3053 | 10.1651 | 655.11 | 0.18782 | -128.92 | 3.4236 | -3.2358 | -85.6085 | -0.52701 | -131.14 | 2.5606 | -3.0876 | -90.8021 | -0.94906 | -198.7 | 3.6875 | -4.6366 | -138.3894 | 0.18782 | -128.92 | 3.4236 | -3.2358 | -85.6085 | 0.17306 | -133.36 | 3.5144 | -3.3413 | -88.6706 | 0.18801 | 2.1383 | 1.2973 | 4.0367 | 123.1697 | 0.035312 | -0.099085 | -0.17844 | 0.035312 | 0.032537 | -24.2387 | -24.6561 | -37.3583 | -24.2387 | -25.0735 | -16.0956 | -17.072 | -26.0191 | -16.0956 | -16.6713 | 0.18801 | 2.1383 | 1.2973 | 4.0367 | 123.1697 | 0.035312 | -0.099085 | -0.17844 | 0.035312 | 0.032537 | -24.2387 | -24.6561 | -37.3583 | -24.2387 | -25.0735 | -16.0956 | -17.072 | -26.0191 | -16.0956 | -16.6713
66 | 0.22 | 0.42 | South/Central | CA | Los.Angeles.Intl.AP.722950 | 3 | 13764852 | 11.6311 | 6.334 | 20.9522 | 11.5617 | 9.3905 | 617.78 | 0.706 | -91.59 | 3.1672 | -2.4612 | -57.8498 | -0.0088299 | -93.81 | 2.3042 | -2.3131 | -63.0434 | -0.43088 | -161.37 | 3.4312 | -3.8621 | -110.6306 | 0.706 | -91.59 | 3.1672 | -2.4612 | -57.8498 | 0.69124 | -96.03 | 3.258 | -2.5668 | -60.9119 | 0.18801 | 2.1868 | 1.1909 | 3.9393 | 116.1511 | 0.13274 | -0.0016601 | -0.081012 | 0.13274 | 0.12996 | -17.2202 | -17.6376 | -30.3398 | -17.2202 | -18.055 | -10.8766 | -11.853 | -20.8001 | -10.8766 | -11.4523 | 0.18801 | 2.1868 | 1.1909 | 3.9393 | 116.1511 | 0.13274 | -0.0016601 | -0.081012 | 0.13274 | 0.12996 | -17.2202 | -17.6376 | -30.3398 | -17.2202 | -18.055 | -10.8766 | -11.853 | -20.8001 | -10.8766 | -11.4523
67 | 0.22 | 0.37 | South/Central | CA | Los.Angeles.Intl.AP.722950 | 3 | 13764852 | 11.7708 | 6.0909 | 20.7573 | 11.7005 | 9.0568 | 602.03 | 0.90087 | -75.84 | 3.0283 | -2.1275 | -46.2556 | 0.18604 | -78.06 | 2.1654 | -1.9793 | -51.4492 | -0.23601 | -145.62 | 3.2923 | -3.5283 | -99.0365 | 0.90087 | -75.84 | 3.0283 | -2.1275 | -46.2556 | 0.88611 | -80.28 | 3.1191 | -2.233 | -49.3177 | 0.18801 | 2.2131 | 1.1452 | 3.9027 | 113.1899 | 0.16938 | 0.034979 | -0.044373 | 0.16938 | 0.1666 | -14.259 | -14.6763 | -27.3786 | -14.259 | -15.0937 | -8.6967 | -9.6732 | -18.6202 | -8.6967 | -9.2724 | 0.18801 | 2.2131 | 1.1452 | 3.9027 | 113.1899 | 0.16938 | 0.034979 | -0.044373 | 0.16938 | 0.1666 | -14.259 | -14.6763 | -27.3786 | -14.259 | -15.0937 | -8.6967 | -9.6732 | -18.6202 | -8.6967 | -9.2724
68 | 0.22 | 0.32 | South/Central | CA | Los.Angeles.Intl.AP.722950 | 3 | 13764852 | 11.9918 | 5.7317 | 20.4776 | 11.9203 | 8.5574 | 578.58 | 1.1805 | -52.39 | 2.8086 | -1.6281 | -29.0607 | 0.4657 | -54.61 | 1.9456 | -1.4799 | -34.2543 | 0.043649 | -122.17 | 3.0726 | -3.0289 | -81.8415 | 1.1805 | -52.39 | 2.8086 | -1.6281 | -29.0607 | 1.1658 | -56.83 | 2.8994 | -1.7336 | -32.1227 | 0.18801 | 2.2546 | 1.0776 | 3.8501 | 108.781 | 0.22196 | 0.087558 | 0.0082065 | 0.22196 | 0.21918 | -9.85 | -10.2674 | -22.9696 | -9.85 | -10.6848 | -5.4638 | -6.4403 | -15.3873 | -5.4638 | -6.0395 | 0.18801 | 2.2546 | 1.0776 | 3.8501 | 108.781 | 0.22196 | 0.087558 | 0.0082065 | 0.22196 | 0.21918 | -9.85 | -10.2674 | -22.9696 | -9.85 | -10.6848 | -5.4638 | -6.4403 | -15.3873 | -5.4638 | -6.0395
69 | 0.22 | 0.27 | South/Central | CA | Los.Angeles.Intl.AP.722950 | 3 | 13764852 | 12.4009 | 5.0326 | 19.9462 | 12.3269 | 7.6192 | 534.47 | 1.712 | -8.28 | 2.4019 | -0.68992 | 3.3201 | 0.99717 | -10.5 | 1.539 | -0.5418 | -1.8735 | 0.57512 | -78.06 | 2.6659 | -2.0908 | -49.4608 | 1.712 | -8.28 | 2.4019 | -0.68992 | 3.3201 | 1.6972 | -12.72 | 2.4927 | -0.79547 | 0.25803 | 0.18801 | 2.3315 | 0.94619 | 3.7502 | 100.4877 | 0.32188 | 0.18748 | 0.10813 | 0.32188 | 0.3191 | -1.5568 | -1.9741 | -14.6763 | -1.5568 | -2.3915 | 0.62422 | -0.35225 | -9.2993 | 0.62422 | 0.048513 | 0.18801 | 2.3315 | 0.94619 | 3.7502 | 100.4877 | 0.32188 | 0.18748 | 0.10813 | 0.32188 | 0.3191 | -1.5568 | -1.9741 | -14.6763 | -1.5568 | -2.3915 | 0.62422 | -0.35225 | -9.2993 | 0.62422 | 0.048513
70 | 0.22 | 0.23 | South/Central | CA | Los.Angeles.Intl.AP.722950 | 3 | 13764852 | 12.7931 | 4.475 | 19.5893 | 12.7168 | 6.8725 | 500.12 | 2.0688 | 26.07 | 2.012 | 0.056801 | 28.2398 | 1.354 | 23.85 | 1.1491 | 0.20493 | 23.0462 | 0.93196 | -43.71 | 2.276 | -1.3441 | -24.541 | 2.0688 | 26.07 | 2.012 | 0.056801 | 28.2398 | 2.0541 | 21.63 | 2.1028 | -0.04875 | 25.1778 | 0.18801 | 2.4053 | 0.84136 | 3.6831 | 94.0294 | 0.38897 | 0.25457 | 0.17522 | 0.38897 | 0.38619 | 4.9015 | 4.4841 | -8.2181 | 4.9015 | 4.0667 | 5.3095 | 4.333 | -4.614 | 5.3095 | 4.7338 | 0.18801 | 2.4053 | 0.84136 | 3.6831 | 94.0294 | 0.38897 | 0.25457 | 0.17522 | 0.38897 | 0.38619 | 4.9015 | 4.4841 | -8.2181 | 4.9015 | 4.0667 | 5.3095 | 4.333 | -4.614 | 5.3095 | 4.7338
71 | 0.22 | 0.19 | South/Central | CA | Los.Angeles.Intl.AP.722950 | 3 | 13764852 | 13.272 | 3.9259 | 19.3361 | 13.1929 | 6.1431 | 467.68 | 2.3221 | 58.51 | 1.5359 | 0.78619 | 51.3515 | 1.6073 | 56.29 | 0.67297 | 0.93431 | 46.1579 | 1.1852 | -11.27 | 1.7999 | -0.61466 | -1.4293 | 2.3221 | 58.51 | 1.5359 | 0.78619 | 51.3515 | 2.3074 | 54.07 | 1.6267 | 0.68064 | 48.2895 | 0.18801 | 2.4953 | 0.73812 | 3.6354 | 87.9303 | 0.43659 | 0.30219 | 0.22284 | 0.43659 | 0.43381 | 11.0007 | 10.5833 | -2.1189 | 11.0007 | 10.1659 | 9.6548 | 8.6783 | -0.26873 | 9.6548 | 9.0791 | 0.18801 | 2.4953 | 0.73812 | 3.6354 | 87.9303 | 0.43659 | 0.30219 | 0.22284 | 0.43659 | 0.43381 | 11.0007 | 10.5833 | -2.1189 | 11.0007 | 10.1659 | 9.6548 | 8.6783 | -0.26873 | 9.6548 | 9.0791
72 | 0.22 | 0.17 | South/Central | CA | Los.Angeles.Intl.AP.722950 | 3 | 13764852 | 13.543 | 3.6529 | 19.2426 | 13.4623 | 5.7803 | 451.91 | 2.4156 | 74.28 | 1.2666 | 1.149 | 62.4286 | 1.7008 | 72.06 | 0.40364 | 1.2971 | 57.235 | 1.2787 | 4.5 | 1.5306 | -0.25185 | 9.6478 | 2.4156 | 74.28 | 1.2666 | 1.149 | 62.4286 | 2.4008 | 69.84 | 1.3574 | 1.0435 | 59.3666 | 0.18801 | 2.5463 | 0.68679 | 3.6179 | 84.9653 | 0.45417 | 0.31977 | 0.24042 | 0.45417 | 0.45139 | 13.9657 | 13.5483 | 0.84606 | 13.9657 | 13.1309 | 11.7374 | 10.761 | 1.8139 | 11.7374 | 11.1617 | 0.18801 | 2.5463 | 0.68679 | 3.6179 | 84.9653 | 0.45417 | 0.31977 | 0.24042 | 0.45417 | 0.45139 | 13.9657 | 13.5483 | 0.84606 | 13.9657 | 13.1309 | 11.7374 | 10.761 | 1.8139 | 11.7374 | 11.1617
73 | 0.2 | 0.47 | South/Central | CA | Los.Angeles.Intl.AP.722950 | 3 | 13764852 | 11.0341 | 6.9816 | 21.2227 | 10.968 | 10.2546 | 655.92 | 0.43548 | -129.73 | 3.7608 | -3.3253 | -84.8501 | -0.27935 | -131.95 | 2.8979 | -3.1772 | -90.0437 | -0.7014 | -199.51 | 4.0248 | -4.7262 | -137.6309 | 0.43548 | -129.73 | 3.7608 | -3.3253 | -84.8501 | 0.42072 | -134.17 | 3.8516 | -3.4309 | -87.9121 | 0.18801 | 2.0746 | 1.3126 | 3.9902 | 123.322 | 0.081876 | -0.052521 | -0.13187 | 0.081876 | 0.079101 | -24.391 | -24.8084 | -37.5106 | -24.391 | -25.2258 | -15.953 | -16.9294 | -25.8765 | -15.953 | -16.5287 | 0.18801 | 2.0746 | 1.3126 | 3.9902 | 123.322 | 0.081876 | -0.052521 | -0.13187 | 0.081876 | 0.079101 | -24.391 | -24.8084 | -37.5106 | -24.391 | -25.2258 | -15.953 | -16.9294 | -25.8765 | -15.953 | -16.5287
74 | 0.2 | 0.42 | South/Central | CA | Los.Angeles.Intl.AP.722950 | 3 | 13764852 | 11.2835 | 6.4155 | 20.696 | 11.216 | 9.48 | 618.48 | 0.96213 | -92.29 | 3.5128 | -2.5507 | -56.9802 | 0.2473 | -94.51 | 2.6499 | -2.4026 | -62.1738 | -0.17475 | -162.07 | 3.7768 | -3.9516 | -109.761 | 0.96213 | -92.29 | 3.5128 | -2.5507 | -56.9802 | 0.94737 | -96.73 | 3.6036 | -2.6563 | -60.0423 | 0.18801 | 2.1215 | 1.2062 | 3.8911 | 116.2827 | 0.18089 | 0.046496 | -0.032855 | 0.18089 | 0.17812 | -17.3518 | -17.7692 | -30.4714 | -17.3518 | -18.1866 | -10.7131 | -11.6895 | -20.6366 | -10.7131 | -11.2888 | 0.18801 | 2.1215 | 1.2062 | 3.8911 | 116.2827 | 0.18089 | 0.046496 | -0.032855 | 0.18089 | 0.17812 | -17.3518 | -17.7692 | -30.4714 | -17.3518 | -18.1866 | -10.7131 | -11.6895 | -20.6366 | -10.7131 | -11.2888
75 | 0.2 | 0.37 | South/Central | CA | Los.Angeles.Intl.AP.722950 | 3 | 13764852 | 11.4232 | 6.1724 | 20.5012 | 11.3549 | 9.1463 | 602.73 | 1.157 | -76.54 | 3.374 | -2.217 | -45.3873 | 0.44214 | -78.76 | 2.511 | -2.0689 | -50.5809 | 0.020092 | -146.32 | 3.638 | -3.6179 | -98.1681 | 1.157 | -76.54 | 3.374 | -2.217 | -45.3873 | 1.1422 | -80.98 | 3.4648 | -2.3226 | -48.4494 | 0.18801 | 2.1477 | 1.1605 | 3.8545 | 113.3215 | 0.21753 | 0.083129 | 0.0037776 | 0.21753 | 0.21475 | -14.3906 | -14.808 | -27.5102 | -14.3906 | -15.2253 | -8.5334 | -9.5099 | -18.457 | -8.5334 | -9.1091 | 0.18801 | 2.1477 | 1.1605 | 3.8545 | 113.3215 | 0.21753 | 0.083129 | 0.0037776 | 0.21753 | 0.21475 | -14.3906 | -14.808 | -27.5102 | -14.3906 | -15.2253 | -8.5334 | -9.5099 | -18.457 | -8.5334 | -9.1091
76 | 0.2 | 0.32 | South/Central | CA | Los.Angeles.Intl.AP.722950 | 3 | 13764852 | 11.6327 | 5.8147 | 20.2116 | 11.5632 | 8.6484 | 579.22 | 1.4466 | -53.03 | 3.1657 | -1.7191 | -28.1041 | 0.73176 | -55.25 | 2.3027 | -1.571 | -33.2977 | 0.30971 | -122.81 | 3.4297 | -3.1199 | -80.8849 | 1.4466 | -53.03 | 3.1657 | -1.7191 | -28.1041 | 1.4318 | -57.47 | 3.2565 | -1.8246 | -31.1661 | 0.18801 | 2.1871 | 1.0933 | 3.8001 | 108.9013 | 0.27198 | 0.13758 | 0.05823 | 0.27198 | 0.2692 | -9.9704 | -10.3878 | -23.09 | -9.9704 | -10.8051 | -5.2839 | -6.2604 | -15.2075 | -5.2839 | -5.8597 | 0.18801 | 2.1871 | 1.0933 | 3.8001 | 108.9013 | 0.27198 | 0.13758 | 0.05823 | 0.27198 | 0.2692 | -9.9704 | -10.3878 | -23.09 | -9.9704 | -10.8051 | -5.2839 | -6.2604 | -15.2075 | -5.2839 | -5.8597
77 | 0.2 | 0.27 | South/Central | CA | Los.Angeles.Intl.AP.722950 | 3 | 13764852 | 12.0334 | 5.1056 | 19.6616 | 11.9615 | 7.7002 | 534.5 | 1.9965 | -8.31 | 2.7674 | -0.77087 | 4.7893 | 1.2817 | -10.53 | 1.9044 | -0.62274 | -0.4043 | 0.85965 | -78.09 | 3.0314 | -2.1717 | -47.9915 | 1.9965 | -8.31 | 2.7674 | -0.77087 | 4.7893 | 1.9818 | -12.75 | 2.8582 | -0.87642 | 1.7273 | 0.18801 | 2.2624 | 0.95993 | 3.6967 | 100.4933 | 0.37538 | 0.24098 | 0.16163 | 0.37538 | 0.3726 | -1.5624 | -1.9798 | -14.682 | -1.5624 | -2.3972 | 0.90046 | -0.076015 | -9.0231 | 0.90046 | 0.32475 | 0.18801 | 2.2624 | 0.95993 | 3.6967 | 100.4933 | 0.37538 | 0.24098 | 0.16163 | 0.37538 | 0.3726 | -1.5624 | -1.9798 | -14.682 | -1.5624 | -2.3972 | 0.90046 | -0.076015 | -9.0231 | 0.90046 | 0.32475
78 | 0.2 | 0.23 | South/Central | CA | Los.Angeles.Intl.AP.722950 | 3 | 13764852 | 12.4225 | 4.5465 | 19.2986 | 12.3483 | 6.9503 | 499.95 | 2.3596 | 26.24 | 2.3806 | -0.020999 | 29.8745 | 1.6447 | 24.02 | 1.5176 | 0.12713 | 24.6809 | 1.2227 | -43.54 | 2.6445 | -1.4218 | -22.9063 | 2.3596 | 26.24 | 2.3806 | -0.020999 | 29.8745 | 2.3448 | 21.8 | 2.4714 | -0.12655 | 26.8124 | 0.18801 | 2.3356 | 0.8548 | 3.6284 | 93.9975 | 0.44363 | 0.30923 | 0.22988 | 0.44363 | 0.44085 | 4.9335 | 4.5161 | -8.1861 | 4.9335 | 4.0987 | 5.6168 | 4.6403 | -4.3067 | 5.6168 | 5.0411 | 0.18801 | 2.3356 | 0.8548 | 3.6284 | 93.9975 | 0.44363 | 0.30923 | 0.22988 | 0.44363 | 0.44085 | 4.9335 | 4.5161 | -8.1861 | 4.9335 | 4.0987 | 5.6168 | 4.6403 | -4.3067 | 5.6168 | 5.0411
79 | 0.2 | 0.19 | South/Central | CA | Los.Angeles.Intl.AP.722950 | 3 | 13764852 | 12.8929 | 3.9889 | 19.0201 | 12.816 | 6.2041 | 466.52 | 2.6381 | 59.67 | 1.9128 | 0.72521 | 53.7692 | 1.9232 | 57.45 | 1.0499 | 0.87333 | 48.5756 | 1.5012 | -10.11 | 2.1768 | -0.67564 | 0.98842 | 2.6381 | 59.67 | 1.9128 | 0.72521 | 53.7692 | 2.6233 | 55.23 | 2.0036 | 0.61966 | 50.7072 | 0.18801 | 2.424 | 0.74997 | 3.576 | 87.7122 | 0.49599 | 0.36159 | 0.28224 | 0.49599 | 0.49322 | 11.2188 | 10.8014 | -1.9008 | 11.2188 | 10.384 | 10.1094 | 9.1329 | 0.18584 | 10.1094 | 9.5336 | 0.18801 | 2.424 | 0.74997 | 3.576 | 87.7122 | 0.49599 | 0.36159 | 0.28224 | 0.49599 | 0.49322 | 11.2188 | 10.8014 | -1.9008 | 11.2188 | 10.384 | 10.1094 | 9.1329 | 0.18584 | 10.1094 | 9.5336
80 | 0.2 | 0.17 | South/Central | CA | Los.Angeles.Intl.AP.722950 | 3 | 13764852 | 13.1623 | 3.7143 | 18.9234 | 13.0838 | 5.8396 | 450.65 | 2.7347 | 75.54 | 1.645 | 1.0897 | 64.9332 | 2.0199 | 73.32 | 0.78208 | 1.2378 | 59.7396 | 1.5979 | 5.76 | 1.909 | -0.31115 | 12.1523 | 2.7347 | 75.54 | 1.645 | 1.0897 | 64.9332 | 2.72 | 71.1 | 1.7358 | 0.98415 | 61.8711 | 0.18801 | 2.4747 | 0.69835 | 3.5579 | 84.7284 | 0.51417 | 0.37977 | 0.30042 | 0.51417 | 0.51139 | 14.2026 | 13.7852 | 1.083 | 14.2026 | 13.3678 | 12.2083 | 11.2319 | 2.2848 | 12.2083 | 11.6326 | 0.18801 | 2.4747 | 0.69835 | 3.5579 | 84.7284 | 0.51417 | 0.37977 | 0.30042 | 0.51417 | 0.51139 | 14.2026 | 13.7852 | 1.083 | 14.2026 | 13.3678 | 12.2083 | 11.2319 | 2.2848 | 12.2083 | 11.6326
81 | 0.35 | 0.2 | South/Central | CA | Los.Angeles.Intl.AP.722950 | 3 | 13764852 | 15.5393 | 3.6868 | 21.3829 | 15.4476 | 5.9354 | 482.79 | 0.27522 | 43.4 | -0.71873 | 0.99395 | 30.5926 | -0.4396 | 41.18 | -1.5817 | 1.1421 | 25.399 | -0.86165 | -26.38 | -0.45475 | -0.4069 | -22.1882 | 0.27522 | 43.4 | -0.71873 | 0.99395 | 30.5926 | 0.26046 | 38.96 | -0.62794 | 0.8884 | 27.5306 | 0.18801 | 2.9216 | 0.69318 | 4.0203 | 90.7711 | 0.051746 | -0.082651 | -0.162 | 0.051746 | 0.048971 | 8.1598 | 7.7424 | -4.9598 | 8.1598 | 7.325 | 5.7518 | 4.7754 | -4.1717 | 5.7518 | 5.1761 | 0.18801 | 2.9216 | 0.69318 | 4.0203 | 90.7711 | 0.051746 | -0.082651 | -0.162 | 0.051746 | 0.048971 | 8.1598 | 7.7424 | -4.9598 | 8.1598 | 7.325 | 5.7518 | 4.7754 | -4.1717 | 5.7518 | 5.1761
82 | 0.35 | 0.25 | South/Central | CA | Los.Angeles.Intl.AP.722950 | 3 | 13764852 | 14.9077 | 4.3475 | 21.6434 | 14.8197 | 6.8238 | 521.75 | 0.01476 | 4.44 | -0.090791 | 0.10555 | 3.062 | -0.70007 | 2.22 | -0.95374 | 0.25368 | -2.1316 | -1.1221 | -65.34 | 0.17318 | -1.2953 | -49.7188 | 0.01476 | 4.44 | -0.090791 | 0.10555 | 3.062 | 0 | 0 | 0 | 0 | 0 | 0.18801 | 2.8029 | 0.81739 | 4.0693 | 98.0962 | 0.002775 | -0.13162 | -0.21097 | 0.002775 | 0 | 0.83478 | 0.41739 | -12.2848 | 0.83478 | 0 | 0.57571 | -0.40076 | -9.3478 | 0.57571 | 0 | 0.18801 | 2.8029 | 0.81739 | 4.0693 | 98.0962 | 0.002775 | -0.13162 | -0.21097 | 0.002775 | 0 | 0.83478 | 0.41739 | -12.2848 | 0.83478 | 0 | 0.57571 | -0.40076 | -9.3478 | 0.57571 | 0
83 | 0.35 | 0.3 | South/Central | CA | Los.Angeles.Intl.AP.722950 | 3 | 13764852 | 14.8164 | 4.4021 | 21.6582 | 14.7289 | 6.9293 | 526.19 | 0 | 0 | 0 | 0 | 0 | -0.71483 | -2.22 | -0.86295 | 0.14813 | -5.1936 | -1.1369 | -69.78 | 0.26397 | -1.4009 | -52.7808 | 0 | 0 | 0 | 0 | 0 | -0.01476 | -4.44 | 0.090791 | -0.10555 | -3.062 | 0.18801 | 2.7857 | 0.82765 | 4.072 | 98.9309 | 0 | -0.1344 | -0.21375 | 0 | -0.002775 | 0 | -0.41739 | -13.1196 | 0 | -0.83478 | 0 | -0.97647 | -9.9235 | 0 | -0.57571 | 0.18801 | 2.7857 | 0.82765 | 4.072 | 98.9309 | 0 | -0.1344 | -0.21375 | 0 | -0.002775 | 0 | -0.41739 | -13.1196 | 0 | -0.83478 | 0 | -0.97647 | -9.9235 | 0 | -0.57571
84 | 0.35 | 0.35 | South/Central | CA | Los.Angeles.Intl.AP.722950 | 3 | 13764852 | 14.316 | 5.0396 | 22.0083 | 14.2314 | 7.7769 | 564.52 | -0.35018 | -38.33 | 0.49747 | -0.84765 | -27.5794 | -1.065 | -40.55 | -0.36548 | -0.69952 | -32.773 | -1.4871 | -108.11 | 0.76144 | -2.2485 | -80.3602 | -0.35018 | -38.33 | 0.49747 | -0.84765 | -27.5794 | -0.36494 | -42.77 | 0.58826 | -0.9532 | -30.6414 | 0.18801 | 2.6916 | 0.94752 | 4.1379 | 106.1375 | -0.065838 | -0.20024 | -0.27959 | -0.065838 | -0.068613 | -7.2066 | -7.624 | -20.3262 | -7.2066 | -8.0413 | -5.1853 | -6.1618 | -15.1088 | -5.1853 | -5.761 | 0.18801 | 2.6916 | 0.94752 | 4.1379 | 106.1375 | -0.065838 | -0.20024 | -0.27959 | -0.065838 | -0.068613 | -7.2066 | -7.624 | -20.3262 | -7.2066 | -8.0413 | -5.1853 | -6.1618 | -15.1088 | -5.1853 | -5.761
85 | 0.35 | 0.4 | South/Central | CA | Los.Angeles.Intl.AP.722950 | 3 | 13764852 | 13.9054 | 5.6773 | 22.4553 | 13.8232 | 8.6321 | 604.28 | -0.7971 | -78.09 | 0.90567 | -1.7028 | -56.6107 | -1.5119 | -80.31 | 0.042715 | -1.5546 | -61.8043 | -1.934 | -147.87 | 1.1696 | -3.1036 | -109.3915 | -0.7971 | -78.09 | 0.90567 | -1.7028 | -56.6107 | -0.81186 | -82.53 | 0.99646 | -1.8083 | -59.6727 | 0.18801 | 2.6144 | 1.0674 | 4.2219 | 113.6129 | -0.14987 | -0.28426 | -0.36362 | -0.14987 | -0.15264 | -14.682 | -15.0994 | -27.8016 | -14.682 | -15.5168 | -10.6436 | -11.6201 | -20.5671 | -10.6436 | -11.2193 | 0.18801 | 2.6144 | 1.0674 | 4.2219 | 113.6129 | -0.14987 | -0.28426 | -0.36362 | -0.14987 | -0.15264 | -14.682 | -15.0994 | -27.8016 | -14.682 | -15.5168 | -10.6436 | -11.6201 | -20.5671 | -10.6436 | -11.2193
86 | 0.33 | 0.2 | South/Central | CA | Los.Angeles.Intl.AP.722950 | 3 | 13764852 | 15.1803 | 3.7384 | 21.0754 | 15.0905 | 5.9849 | 481.27 | 0.58277 | 44.92 | -0.36164 | 0.94441 | 33.2132 | -0.13206 | 42.7 | -1.2246 | 1.0925 | 28.0196 | -0.55411 | -24.86 | -0.09767 | -0.45644 | -19.5676 | 0.58277 | 44.92 | -0.36164 | 0.94441 | 33.2132 | 0.56801 | 40.48 | -0.27085 | 0.83886 | 30.1512 | 0.18801 | 2.8541 | 0.70286 | 3.9625 | 90.4854 | 0.10957 | -0.024828 | -0.10418 | 0.10957 | 0.10679 | 8.4456 | 8.0282 | -4.674 | 8.4456 | 7.6108 | 6.2445 | 5.2681 | -3.679 | 6.2445 | 5.6688 | 0.18801 | 2.8541 | 0.70286 | 3.9625 | 90.4854 | 0.10957 | -0.024828 | -0.10418 | 0.10957 | 0.10679 | 8.4456 | 8.0282 | -4.674 | 8.4456 | 7.6108 | 6.2445 | 5.2681 | -3.679 | 6.2445 | 5.6688
87 | 0.33 | 0.25 | South/Central | CA | Los.Angeles.Intl.AP.722950 | 3 | 13764852 | 14.567 | 4.4006 | 21.3573 | 14.4809 | 6.8764 | 520.59 | 0.30089 | 5.6 | 0.24798 | 0.052913 | 5.3219 | -0.41394 | 3.38 | -0.61498 | 0.20104 | 0.12833 | -0.83599 | -64.18 | 0.51195 | -1.3479 | -47.4589 | 0.30089 | 5.6 | 0.24798 | 0.052913 | 5.3219 | 0.28613 | 1.16 | 0.33877 | -0.052637 | 2.2599 | 0.18801 | 2.7388 | 0.82736 | 4.0155 | 97.8781 | 0.056571 | -0.077826 | -0.15718 | 0.056571 | 0.053796 | 1.0529 | 0.63549 | -12.0667 | 1.0529 | 0.2181 | 1.0006 | 0.024129 | -8.9229 | 1.0006 | 0.42489 | 0.18801 | 2.7388 | 0.82736 | 4.0155 | 97.8781 | 0.056571 | -0.077826 | -0.15718 | 0.056571 | 0.053796 | 1.0529 | 0.63549 | -12.0667 | 1.0529 | 0.2181 | 1.0006 | 0.024129 | -8.9229 | 1.0006 | 0.42489
88 | 0.33 | 0.3 | South/Central | CA | Los.Angeles.Intl.AP.722950 | 3 | 13764852 | 14.4688 | 4.462 | 21.3706 | 14.3832 | 6.9874 | 525.23 | 0.28759 | 0.96 | 0.34565 | -0.058053 | 2.1315 | -0.42723 | -1.26 | -0.51731 | 0.090073 | -3.0622 | -0.84929 | -68.82 | 0.60962 | -1.4589 | -50.6494 | 0.28759 | 0.96 | 0.34565 | -0.058053 | 2.1315 | 0.27283 | -3.48 | 0.43644 | -0.1636 | -0.93058 | 0.18801 | 2.7203 | 0.83892 | 4.018 | 98.7504 | 0.054071 | -0.080326 | -0.15968 | 0.054071 | 0.051296 | 0.18049 | -0.2369 | -12.9391 | 0.18049 | -0.65429 | 0.40074 | -0.57573 | -9.5228 | 0.40074 | -0.17496 | 0.18801 | 2.7203 | 0.83892 | 4.018 | 98.7504 | 0.054071 | -0.080326 | -0.15968 | 0.054071 | 0.051296 | 0.18049 | -0.2369 | -12.9391 | 0.18049 | -0.65429 | 0.40074 | -0.57573 | -9.5228 | 0.40074 | -0.17496
89 | 0.33 | 0.35 | South/Central | CA | Los.Angeles.Intl.AP.722950 | 3 | 13764852 | 13.9769 | 5.0927 | 21.7307 | 13.8941 | 7.8366 | 563.75 | -0.072537 | -37.56 | 0.83472 | -0.90725 | -25.6187 | -0.78736 | -39.78 | -0.028237 | -0.75913 | -30.8123 | -1.2094 | -107.34 | 1.0987 | -2.3081 | -78.3995 | -0.072537 | -37.56 | 0.83472 | -0.90725 | -25.6187 | -0.087297 | -42 | 0.92551 | -1.0128 | -28.6807 | 0.18801 | 2.6278 | 0.9575 | 4.0857 | 105.9927 | -0.013638 | -0.14804 | -0.22739 | -0.013638 | -0.016413 | -7.0618 | -7.4792 | -20.1814 | -7.0618 | -7.8966 | -4.8167 | -5.7931 | -14.7402 | -4.8167 | -5.3924 | 0.18801 | 2.6278 | 0.9575 | 4.0857 | 105.9927 | -0.013638 | -0.14804 | -0.22739 | -0.013638 | -0.016413 | -7.0618 | -7.4792 | -20.1814 | -7.0618 | -7.8966 | -4.8167 | -5.7931 | -14.7402 | -4.8167 | -5.3924
90 | 0.33 | 0.4 | South/Central | CA | Los.Angeles.Intl.AP.722950 | 3 | 13764852 | 13.5763 | 5.7403 | 22.1992 | 13.4959 | 8.7033 | 604.23 | -0.54099 | -78.04 | 1.233 | -1.774 | -55.2434 | -1.2558 | -80.26 | 0.37004 | -1.6259 | -60.4371 | -1.6779 | -147.82 | 1.497 | -3.1748 | -108.0243 | -0.54099 | -78.04 | 1.233 | -1.774 | -55.2434 | -0.55575 | -82.48 | 1.3238 | -1.8795 | -58.3055 | 0.18801 | 2.5525 | 1.0793 | 4.1737 | 113.6035 | -0.10171 | -0.23611 | -0.31546 | -0.10171 | -0.10449 | -14.6726 | -15.09 | -27.7922 | -14.6726 | -15.5074 | -10.3865 | -11.363 | -20.31 | -10.3865 | -10.9622 | 0.18801 | 2.5525 | 1.0793 | 4.1737 | 113.6035 | -0.10171 | -0.23611 | -0.31546 | -0.10171 | -0.10449 | -14.6726 | -15.09 | -27.7922 | -14.6726 | -15.5074 | -10.3865 | -11.363 | -20.31 | -10.3865 | -10.9622
91 | 0.3 | 0.2 | South/Central | CA | Los.Angeles.Intl.AP.722950 | 3 | 13764852 | 14.6416 | 3.8114 | 20.6198 | 14.5549 | 6.0649 | 479.26 | 1.0384 | 46.93 | 0.17398 | 0.86441 | 36.9155 | 0.32356 | 44.71 | -0.68897 | 1.0125 | 31.7218 | -0.09849 | -22.85 | 0.43796 | -0.53645 | -15.8654 | 1.0384 | 46.93 | 0.17398 | 0.86441 | 36.9155 | 1.0236 | 42.49 | 0.26477 | 0.75885 | 33.8534 | 0.18801 | 2.7528 | 0.7166 | 3.8768 | 90.1074 | 0.19523 | 0.060834 | -0.018518 | 0.19523 | 0.19246 | 8.8235 | 8.4061 | -4.2961 | 8.8235 | 7.9887 | 6.9406 | 5.9641 | -2.9829 | 6.9406 | 6.3649 | 0.18801 | 2.7528 | 0.7166 | 3.8768 | 90.1074 | 0.19523 | 0.060834 | -0.018518 | 0.19523 | 0.19246 | 8.8235 | 8.4061 | -4.2961 | 8.8235 | 7.9887 | 6.9406 | 5.9641 | -2.9829 | 6.9406 | 6.3649
92 | 0.3 | 0.25 | South/Central | CA | Los.Angeles.Intl.AP.722950 | 3 | 13764852 | 14.0384 | 4.492 | 20.9301 | 13.9552 | 6.9749 | 519.67 | 0.72805 | 6.52 | 0.77368 | -0.045631 | 8.1527 | 0.013224 | 4.3 | -0.089271 | 0.10249 | 2.9591 | -0.40883 | -63.26 | 1.0377 | -1.4465 | -44.6281 | 0.72805 | 6.52 | 0.77368 | -0.045631 | 8.1527 | 0.71329 | 2.08 | 0.86447 | -0.15118 | 5.0907 | 0.18801 | 2.6394 | 0.84456 | 3.9351 | 97.7051 | 0.13688 | 0.0024863 | -0.076865 | 0.13688 | 0.13411 | 1.2258 | 0.80846 | -11.8937 | 1.2258 | 0.39107 | 1.5328 | 0.55635 | -8.3907 | 1.5328 | 0.95712 | 0.18801 | 2.6394 | 0.84456 | 3.9351 | 97.7051 | 0.13688 | 0.0024863 | -0.076865 | 0.13688 | 0.13411 | 1.2258 | 0.80846 | -11.8937 | 1.2258 | 0.39107 | 1.5328 | 0.55635 | -8.3907 | 1.5328 | 0.95712
93 | 0.3 | 0.3 | South/Central | CA | Los.Angeles.Intl.AP.722950 | 3 | 13764852 | 13.9486 | 4.5451 | 20.9433 | 13.8659 | 7.0774 | 523.97 | 0.71483 | 2.22 | 0.86295 | -0.14813 | 5.1936 | 0 | 0 | 0 | 0 | 0 | -0.42205 | -67.56 | 1.1269 | -1.549 | -47.5872 | 0.71483 | 2.22 | 0.86295 | -0.14813 | 5.1936 | 0.70007 | -2.22 | 0.95374 | -0.25368 | 2.1316 | 0.18801 | 2.6225 | 0.85454 | 3.9376 | 98.5135 | 0.1344 | 0 | -0.079351 | 0.1344 | 0.13162 | 0.41739 | 0 | -12.7022 | 0.41739 | -0.41739 | 0.97647 | 0 | -8.947 | 0.97647 | 0.40076 | 0.18801 | 2.6225 | 0.85454 | 3.9376 | 98.5135 | 0.1344 | 0 | -0.079351 | 0.1344 | 0.13162 | 0.41739 | 0 | -12.7022 | 0.41739 | -0.41739 | 0.97647 | 0 | -8.947 | 0.97647 | 0.40076
94 | 0.3 | 0.35 | South/Central | CA | Los.Angeles.Intl.AP.722950 | 3 | 13764852 | 13.4682 | 5.1941 | 21.3334 | 13.3883 | 7.9452 | 563.59 | 0.32472 | -37.4 | 1.3406 | -1.0159 | -23.4477 | -0.39011 | -39.62 | 0.47763 | -0.86774 | -28.6413 | -0.81216 | -107.18 | 1.6046 | -2.4167 | -76.2285 | 0.32472 | -37.4 | 1.3406 | -1.0159 | -23.4477 | 0.30996 | -41.84 | 1.4314 | -1.1214 | -26.5097 | 0.18801 | 2.5322 | 0.97657 | 4.011 | 105.9626 | 0.061052 | -0.073346 | -0.1527 | 0.061052 | 0.058277 | -7.0317 | -7.4491 | -20.1513 | -7.0317 | -7.8665 | -4.4085 | -5.385 | -14.332 | -4.4085 | -4.9842 | 0.18801 | 2.5322 | 0.97657 | 4.011 | 105.9626 | 0.061052 | -0.073346 | -0.1527 | 0.061052 | 0.058277 | -7.0317 | -7.4491 | -20.1513 | -7.0317 | -7.8665 | -4.4085 | -5.385 | -14.332 | -4.4085 | -4.9842
95 | 0.3 | 0.4 | South/Central | CA | Los.Angeles.Intl.AP.722950 | 3 | 13764852 | 13.0775 | 5.8418 | 21.8134 | 12.9999 | 8.8135 | 604.27 | -0.15527 | -78.08 | 1.7289 | -1.8842 | -53.2656 | -0.8701 | -80.3 | 0.86599 | -1.7361 | -58.4592 | -1.2922 | -147.86 | 1.9929 | -3.2851 | -106.0464 | -0.15527 | -78.08 | 1.7289 | -1.8842 | -53.2656 | -0.17003 | -82.52 | 1.8197 | -1.9898 | -56.3276 | 0.18801 | 2.4588 | 1.0983 | 4.1012 | 113.611 | -0.029194 | -0.16359 | -0.24294 | -0.029194 | -0.031969 | -14.6801 | -15.0975 | -27.7997 | -14.6801 | -15.5149 | -10.0147 | -10.9911 | -19.9382 | -10.0147 | -10.5904 | 0.18801 | 2.4588 | 1.0983 | 4.1012 | 113.611 | -0.029194 | -0.16359 | -0.24294 | -0.029194 | -0.031969 | -14.6801 | -15.0975 | -27.7997 | -14.6801 | -15.5149 | -10.0147 | -10.9911 | -19.9382 | -10.0147 | -10.5904
96 | 0.28 | 0.2 | South/Central | CA | Los.Angeles.Intl.AP.722950 | 3 | 13764852 | 14.271 | 3.8729 | 20.3122 | 14.1864 | 6.1258 | 478.19 | 1.346 | 48 | 0.54251 | 0.8035 | 39.2275 | 0.63117 | 45.78 | -0.32045 | 0.95162 | 34.0339 | 0.20912 | -21.78 | 0.80648 | -0.59736 | -13.5533 | 1.346 | 48 | 0.54251 | 0.8035 | 39.2275 | 1.3312 | 43.56 | 0.6333 | 0.69795 | 36.1655 | 0.18801 | 2.6831 | 0.72816 | 3.819 | 89.9063 | 0.25307 | 0.11867 | 0.039318 | 0.25307 | 0.25029 | 9.0247 | 8.6073 | -4.0949 | 9.0247 | 8.1899 | 7.3753 | 6.3988 | -2.5482 | 7.3753 | 6.7996 | 0.18801 | 2.6831 | 0.72816 | 3.819 | 89.9063 | 0.25307 | 0.11867 | 0.039318 | 0.25307 | 0.25029 | 9.0247 | 8.6073 | -4.0949 | 9.0247 | 8.1899 | 7.3753 | 6.3988 | -2.5482 | 7.3753 | 6.7996
97 | 0.28 | 0.25 | South/Central | CA | Los.Angeles.Intl.AP.722950 | 3 | 13764852 | 13.6793 | 4.5535 | 20.6325 | 13.5981 | 7.0344 | 518.66 | 1.0257 | 7.53 | 1.1308 | -0.1051 | 10.375 | 0.31084 | 5.31 | 0.26781 | 0.043027 | 5.1814 | -0.11121 | -62.25 | 1.3947 | -1.5059 | -42.4058 | 1.0257 | 7.53 | 1.1308 | -0.1051 | 10.375 | 1.0109 | 3.09 | 1.2216 | -0.21065 | 7.313 | 0.18801 | 2.5719 | 0.85612 | 3.8792 | 97.5152 | 0.19284 | 0.058442 | -0.020909 | 0.19284 | 0.19006 | 1.4157 | 0.99835 | -11.7039 | 1.4157 | 0.58096 | 1.9506 | 0.97418 | -7.9729 | 1.9506 | 1.3749 | 0.18801 | 2.5719 | 0.85612 | 3.8792 | 97.5152 | 0.19284 | 0.058442 | -0.020909 | 0.19284 | 0.19006 | 1.4157 | 0.99835 | -11.7039 | 1.4157 | 0.58096 | 1.9506 | 0.97418 | -7.9729 | 1.9506 | 1.3749
98 | 0.28 | 0.3 | South/Central | CA | Los.Angeles.Intl.AP.722950 | 3 | 13764852 | 13.4882 | 4.7481 | 20.7275 | 13.4081 | 7.3194 | 531.29 | 0.93069 | -5.1 | 1.3207 | -0.39006 | 1.3969 | 0.21586 | -7.32 | 0.45779 | -0.24193 | -3.7967 | -0.20619 | -74.88 | 1.5847 | -1.7909 | -51.3839 | 0.93069 | -5.1 | 1.3207 | -0.39006 | 1.3969 | 0.91593 | -9.54 | 1.4115 | -0.49561 | -1.6652 | 0.18801 | 2.536 | 0.89271 | 3.897 | 99.8898 | 0.17498 | 0.040585 | -0.038767 | 0.17498 | 0.17221 | -0.95887 | -1.3763 | -14.0785 | -0.95887 | -1.7937 | 0.26263 | -0.71384 | -9.6609 | 0.26263 | -0.31307 | 0.18801 | 2.536 | 0.89271 | 3.897 | 99.8898 | 0.17498 | 0.040585 | -0.038767 | 0.17498 | 0.17221 | -0.95887 | -1.3763 | -14.0785 | -0.95887 | -1.7937 | 0.26263 | -0.71384 | -9.6609 | 0.26263 | -0.31307
99 | 0.28 | 0.35 | South/Central | CA | Los.Angeles.Intl.AP.722950 | 3 | 13764852 | 13.0377 | 5.4072 | 21.1674 | 12.9602 | 8.2072 | 572.3 | 0.49072 | -46.11 | 1.7686 | -1.2779 | -28.4349 | -0.22411 | -48.33 | 0.90567 | -1.1298 | -33.6285 | -0.64616 | -115.89 | 2.0326 | -2.6788 | -81.2157 | 0.49072 | -46.11 | 1.7686 | -1.2779 | -28.4349 | 0.47596 | -50.55 | 1.8594 | -1.3835 | -31.4969 | 0.18801 | 2.4513 | 1.0166 | 3.9798 | 107.6002 | 0.092261 | -0.042136 | -0.12149 | 0.092261 | 0.089486 | -8.6693 | -9.0867 | -21.7889 | -8.6693 | -9.5041 | -5.3461 | -6.3226 | -15.2697 | -5.3461 | -5.9219 | 0.18801 | 2.4513 | 1.0166 | 3.9798 | 107.6002 | 0.092261 | -0.042136 | -0.12149 | 0.092261 | 0.089486 | -8.6693 | -9.0867 | -21.7889 | -8.6693 | -9.5041 | -5.3461 | -6.3226 | -15.2697 | -5.3461 | -5.9219
100 | 0.28 | 0.4 | South/Central | CA | Los.Angeles.Intl.AP.722950 | 3 | 13764852 | 12.7384 | 5.9149 | 21.5489 | 12.6627 | 8.8862 | 604.18 | 0.10926 | -77.99 | 2.0662 | -1.9569 | -51.8305 | -0.60557 | -80.21 | 1.2032 | -1.8088 | -57.0242 | -1.0276 | -147.77 | 2.3302 | -3.3578 | -104.6114 | 0.10926 | -77.99 | 2.0662 | -1.9569 | -51.8305 | 0.094497 | -82.43 | 2.157 | -2.0625 | -54.8926 | 0.18801 | 2.395 | 1.1121 | 4.0515 | 113.5941 | 0.020542 | -0.11386 | -0.19321 | 0.020542 | 0.017767 | -14.6632 | -15.0806 | -27.7828 | -14.6632 | -15.498 | -9.7449 | -10.7213 | -19.6684 | -9.7449 | -10.3206 | 0.18801 | 2.395 | 1.1121 | 4.0515 | 113.5941 | 0.020542 | -0.11386 | -0.19321 | 0.020542 | 0.017767 | -14.6632 | -15.0806 | -27.7828 | -14.6632 | -15.498 | -9.7449 | -10.7213 | -19.6684 | -9.7449 | -10.3206
101 | 0.27 | 0.2 | South/Central | CA | Los.Angeles.Intl.AP.722950 | 3 | 13764852 | 14.0815 | 3.9044 | 20.1542 | 13.9979 | 6.1563 | 477.61 | 1.504 | 48.58 | 0.73097 | 0.77304 | 40.4375 | 0.78917 | 46.36 | -0.13199 | 0.92116 | 35.2439 | 0.36712 | -21.2 | 0.99494 | -0.62782 | -12.3433 | 1.504 | 48.58 | 0.73097 | 0.77304 | 40.4375 | 1.4892 | 44.14 | 0.82176 | 0.66748 | 37.3755 | 0.18801 | 2.6475 | 0.73408 | 3.7893 | 89.7972 | 0.28277 | 0.14838 | 0.069024 | 0.28277 | 0.28 | 9.1337 | 8.7163 | -3.9859 | 9.1337 | 8.2989 | 7.6028 | 6.6263 | -2.3207 | 7.6028 | 7.0271 | 0.18801 | 2.6475 | 0.73408 | 3.7893 | 89.7972 | 0.28277 | 0.14838 | 0.069024 | 0.28277 | 0.28 | 9.1337 | 8.7163 | -3.9859 | 9.1337 | 8.2989 | 7.6028 | 6.6263 | -2.3207 | 7.6028 | 7.0271
102 | 0.27 | 0.25 | South/Central | CA | Los.Angeles.Intl.AP.722950 | 3 | 13764852 | 13.4997 | 4.585 | 20.4944 | 13.4196 | 7.0748 | 518.71 | 1.1638 | 7.48 | 1.3093 | -0.14553 | 11.057 | 0.44895 | 5.26 | 0.44635 | 0.0025919 | 5.8633 | 0.026895 | -62.3 | 1.5733 | -1.5464 | -41.7239 | 1.1638 | 7.48 | 1.3093 | -0.14553 | 11.057 | 1.149 | 3.04 | 1.4001 | -0.25108 | 7.9949 | 0.18801 | 2.5381 | 0.86205 | 3.8532 | 97.5246 | 0.21881 | 0.084408 | 0.0050567 | 0.21881 | 0.21603 | 1.4063 | 0.98895 | -11.7133 | 1.4063 | 0.57156 | 2.0789 | 1.1024 | -7.8447 | 2.0789 | 1.5032 | 0.18801 | 2.5381 | 0.86205 | 3.8532 | 97.5246 | 0.21881 | 0.084408 | 0.0050567 | 0.21881 | 0.21603 | 1.4063 | 0.98895 | -11.7133 | 1.4063 | 0.57156 | 2.0789 | 1.1024 | -7.8447 | 2.0789 | 1.5032
103 | 0.27 | 0.3 | South/Central | CA | Los.Angeles.Intl.AP.722950 | 3 | 13764852 | 13.2388 | 4.8911 | 20.6611 | 13.1601 | 7.501 | 537.89 | 0.99705 | -11.7 | 1.5687 | -0.57167 | -2.6877 | 0.28223 | -13.92 | 0.70577 | -0.42354 | -7.8813 | -0.13983 | -81.48 | 1.8327 | -1.9725 | -55.4685 | 0.99705 | -11.7 | 1.5687 | -0.57167 | -2.6877 | 0.98229 | -16.14 | 1.6595 | -0.67722 | -5.7497 | 0.18801 | 2.4891 | 0.9196 | 3.8846 | 101.1307 | 0.18746 | 0.053062 | -0.026289 | 0.18746 | 0.18468 | -2.1998 | -2.6172 | -15.3194 | -2.1998 | -3.0345 | -0.50532 | -1.4818 | -10.4288 | -0.50532 | -1.081 | 0.18801 | 2.4891 | 0.9196 | 3.8846 | 101.1307 | 0.18746 | 0.053062 | -0.026289 | 0.18746 | 0.18468 | -2.1998 | -2.6172 | -15.3194 | -2.1998 | -3.0345 | -0.50532 | -1.4818 | -10.4288 | -0.50532 | -1.081
104 | 0.27 | 0.35 | South/Central | CA | Los.Angeles.Intl.AP.722950 | 3 | 13764852 | 12.7898 | 5.5918 | 21.1542 | 12.7138 | 8.4404 | 581.6 | 0.50393 | -55.41 | 2.0151 | -1.5111 | -34.6099 | -0.2109 | -57.63 | 1.1521 | -1.363 | -39.8035 | -0.63295 | -125.19 | 2.279 | -2.912 | -87.3907 | 0.50393 | -55.41 | 2.0151 | -1.5111 | -34.6099 | 0.48917 | -59.85 | 2.1059 | -1.6167 | -37.6719 | 0.18801 | 2.4047 | 1.0513 | 3.9773 | 109.3488 | 0.094746 | -0.039651 | -0.119 | 0.094746 | 0.091971 | -10.4178 | -10.8352 | -23.5374 | -10.4178 | -11.2526 | -6.5071 | -7.4836 | -16.4306 | -6.5071 | -7.0828 | 0.18801 | 2.4047 | 1.0513 | 3.9773 | 109.3488 | 0.094746 | -0.039651 | -0.119 | 0.094746 | 0.091971 | -10.4178 | -10.8352 | -23.5374 | -10.4178 | -11.2526 | -6.5071 | -7.4836 | -16.4306 | -6.5071 | -7.0828
105 | 0.27 | 0.4 | South/Central | CA | Los.Angeles.Intl.AP.722950 | 3 | 13764852 | 12.5688 | 5.9564 | 21.4292 | 12.494 | 8.9352 | 604.79 | 0.22894 | -78.6 | 2.2348 | -2.0059 | -51.6175 | -0.48588 | -80.82 | 1.3719 | -1.8577 | -56.8111 | -0.90793 | -148.38 | 2.4988 | -3.4067 | -104.3983 | 0.22894 | -78.6 | 2.2348 | -2.0059 | -51.6175 | 0.21419 | -83.04 | 2.3256 | -2.1114 | -54.6795 | 0.18801 | 2.3631 | 1.1199 | 4.029 | 113.7088 | 0.043045 | -0.091353 | -0.1707 | 0.043045 | 0.04027 | -14.7779 | -15.1953 | -27.8975 | -14.7779 | -15.6127 | -9.7048 | -10.6813 | -19.6283 | -9.7048 | -10.2805 | 0.18801 | 2.3631 | 1.1199 | 4.029 | 113.7088 | 0.043045 | -0.091353 | -0.1707 | 0.043045 | 0.04027 | -14.7779 | -15.1953 | -27.8975 | -14.7779 | -15.6127 | -9.7048 | -10.6813 | -19.6283 | -9.7048 | -10.2805
106 | 0.26 | 0.2 | South/Central | CA | Los.Angeles.Intl.AP.722950 | 3 | 13764852 | 13.892 | 3.9344 | 20.0031 | 13.8094 | 6.1937 | 477.39 | 1.6551 | 48.8 | 0.91943 | 0.73565 | 41.3698 | 0.94025 | 46.58 | 0.056475 | 0.88378 | 36.1762 | 0.5182 | -20.98 | 1.1834 | -0.6652 | -11.411 | 1.6551 | 48.8 | 0.91943 | 0.73565 | 41.3698 | 1.6403 | 44.36 | 1.0102 | 0.6301 | 38.3078 | 0.18801 | 2.6119 | 0.73972 | 3.7609 | 89.7559 | 0.31118 | 0.17678 | 0.097429 | 0.31118 | 0.3084 | 9.1751 | 8.7577 | -3.9445 | 9.1751 | 8.3403 | 7.7781 | 6.8016 | -2.1454 | 7.7781 | 7.2024 | 0.18801 | 2.6119 | 0.73972 | 3.7609 | 89.7559 | 0.31118 | 0.17678 | 0.097429 | 0.31118 | 0.3084 | 9.1751 | 8.7577 | -3.9445 | 9.1751 | 8.3403 | 7.7781 | 6.8016 | -2.1454 | 7.7781 | 7.2024
107 | 0.26 | 0.25 | South/Central | CA | Los.Angeles.Intl.AP.722950 | 3 | 13764852 | 13.3202 | 4.615 | 20.3449 | 13.241 | 7.1038 | 518.17 | 1.3133 | 8.02 | 1.4878 | -0.17454 | 12.1974 | 0.59849 | 5.8 | 0.6249 | -0.026412 | 7.0038 | 0.17643 | -61.76 | 1.7518 | -1.5754 | -40.5834 | 1.3133 | 8.02 | 1.4878 | -0.17454 | 12.1974 | 1.2986 | 3.58 | 1.5786 | -0.28009 | 9.1354 | 0.18801 | 2.5044 | 0.86769 | 3.8251 | 97.4231 | 0.24692 | 0.11252 | 0.033172 | 0.24692 | 0.24415 | 1.5079 | 1.0905 | -11.6117 | 1.5079 | 0.67309 | 2.2933 | 1.3168 | -7.6302 | 2.2933 | 1.7176 | 0.18801 | 2.5044 | 0.86769 | 3.8251 | 97.4231 | 0.24692 | 0.11252 | 0.033172 | 0.24692 | 0.24415 | 1.5079 | 1.0905 | -11.6117 | 1.5079 | 0.67309 | 2.2933 | 1.3168 | -7.6302 | 2.2933 | 1.7176
108 | 0.26 | 0.3 | South/Central | CA | Los.Angeles.Intl.AP.722950 | 3 | 13764852 | 12.9595 | 5.1041 | 20.6463 | 12.8824 | 7.7639 | 548.36 | 1.0119 | -22.17 | 1.8465 | -0.83457 | -9.6489 | 0.29705 | -24.39 | 0.9835 | -0.68645 | -14.8425 | -0.125 | -91.95 | 2.1104 | -2.2354 | -62.4297 | 1.0119 | -22.17 | 1.8465 | -0.83457 | -9.6489 | 0.99712 | -26.61 | 1.9372 | -0.94012 | -12.7109 | 0.18801 | 2.4366 | 0.95965 | 3.8818 | 103.0992 | 0.19025 | 0.05585 | -0.023501 | 0.19025 | 0.18747 | -4.1683 | -4.5857 | -17.2879 | -4.1683 | -5.003 | -1.8141 | -2.7906 | -11.7376 | -1.8141 | -2.3898 | 0.18801 | 2.4366 | 0.95965 | 3.8818 | 103.0992 | 0.19025 | 0.05585 | -0.023501 | 0.19025 | 0.18747 | -4.1683 | -4.5857 | -17.2879 | -4.1683 | -5.003 | -1.8141 | -2.7906 | -11.7376 | -1.8141 | -2.3898
109 | 0.26 | 0.35 | South/Central | CA | Los.Angeles.Intl.AP.722950 | 3 | 13764852 | 12.5489 | 5.7934 | 21.1664 | 12.4742 | 8.6922 | 591.93 | 0.49177 | -65.74 | 2.2547 | -1.7629 | -41.6155 | -0.22306 | -67.96 | 1.3917 | -1.6148 | -46.8091 | -0.64511 | -135.52 | 2.5186 | -3.1637 | -94.3963 | 0.49177 | -65.74 | 2.2547 | -1.7629 | -41.6155 | 0.47701 | -70.18 | 2.3454 | -1.8684 | -44.6775 | 0.18801 | 2.3594 | 1.0892 | 3.9796 | 111.291 | 0.09246 | -0.041937 | -0.12129 | 0.09246 | 0.089685 | -12.36 | -12.7774 | -25.4796 | -12.36 | -13.1948 | -7.8243 | -8.8007 | -17.7478 | -7.8243 | -8.4 | 0.18801 | 2.3594 | 1.0892 | 3.9796 | 111.291 | 0.09246 | -0.041937 | -0.12129 | 0.09246 | 0.089685 | -12.36 | -12.7774 | -25.4796 | -12.36 | -13.1948 | -7.8243 | -8.8007 | -17.7478 | -7.8243 | -8.4
110 | 0.26 | 0.4 | South/Central | CA | Los.Angeles.Intl.AP.722950 | 3 | 13764852 | 12.3908 | 5.9979 | 21.2943 | 12.317 | 8.9773 | 604.96 | 0.36382 | -78.77 | 2.4118 | -2.048 | -51.024 | -0.35101 | -80.99 | 1.5489 | -1.8999 | -56.2176 | -0.77306 | -148.55 | 2.6758 | -3.4489 | -103.8048 | 0.36382 | -78.77 | 2.4118 | -2.048 | -51.024 | 0.34906 | -83.21 | 2.5026 | -2.1536 | -54.086 | 0.18801 | 2.3296 | 1.1277 | 4.0036 | 113.7408 | 0.068403 | -0.065995 | -0.14535 | 0.068403 | 0.065628 | -14.8098 | -15.2272 | -27.9294 | -14.8098 | -15.6446 | -9.5932 | -10.5697 | -19.5167 | -9.5932 | -10.1689 | 0.18801 | 2.3296 | 1.1277 | 4.0036 | 113.7408 | 0.068403 | -0.065995 | -0.14535 | 0.068403 | 0.065628 | -14.8098 | -15.2272 | -27.9294 | -14.8098 | -15.6446 | -9.5932 | -10.5697 | -19.5167 | -9.5932 | -10.1689
111 | 0.25 | 0.2 | South/Central | CA | Los.Angeles.Intl.AP.722950 | 3 | 13764852 | 13.7025 | 3.9659 | 19.8466 | 13.621 | 6.2256 | 476.88 | 1.8116 | 49.31 | 1.1079 | 0.70368 | 42.5192 | 1.0967 | 47.09 | 0.24494 | 0.85181 | 37.3256 | 0.67469 | -20.47 | 1.3719 | -0.69717 | -10.2616 | 1.8116 | 49.31 | 1.1079 | 0.70368 | 42.5192 | 1.7968 | 44.87 | 1.1987 | 0.59813 | 39.4572 | 0.18801 | 2.5762 | 0.74565 | 3.7314 | 89.66 | 0.3406 | 0.2062 | 0.12685 | 0.3406 | 0.33782 | 9.271 | 8.8536 | -3.8486 | 9.271 | 8.4362 | 7.9942 | 7.0177 | -1.9293 | 7.9942 | 7.4185 | 0.18801 | 2.5762 | 0.74565 | 3.7314 | 89.66 | 0.3406 | 0.2062 | 0.12685 | 0.3406 | 0.33782 | 9.271 | 8.8536 | -3.8486 | 9.271 | 8.4362 | 7.9942 | 7.0177 | -1.9293 | 7.9942 | 7.4185
112 | 0.25 | 0.25 | South/Central | CA | Los.Angeles.Intl.AP.722950 | 3 | 13764852 | 13.1406 | 4.6465 | 20.1968 | 13.0625 | 7.1344 | 517.71 | 1.4613 | 8.48 | 1.6664 | -0.20505 | 13.2773 | 0.74651 | 6.26 | 0.80344 | -0.056925 | 8.0837 | 0.32446 | -61.3 | 1.9304 | -1.6059 | -39.5035 | 1.4613 | 8.48 | 1.6664 | -0.20505 | 13.2773 | 1.4466 | 4.04 | 1.7572 | -0.3106 | 10.2152 | 0.18801 | 2.4706 | 0.87361 | 3.7973 | 97.3366 | 0.27475 | 0.14035 | 0.061003 | 0.27475 | 0.27198 | 1.5944 | 1.177 | -11.5252 | 1.5944 | 0.75958 | 2.4963 | 1.5198 | -7.4272 | 2.4963 | 1.9206 | 0.18801 | 2.4706 | 0.87361 | 3.7973 | 97.3366 | 0.27475 | 0.14035 | 0.061003 | 0.27475 | 0.27198 | 1.5944 | 1.177 | -11.5252 | 1.5944 | 0.75958 | 2.4963 | 1.5198 | -7.4272 | 2.4963 | 1.9206
113 | 0.25 | 0.3 | South/Central | CA | Los.Angeles.Intl.AP.722950 | 3 | 13764852 | 12.6801 | 5.3356 | 20.6668 | 12.6047 | 8.0622 | 560.68 | 0.99133 | -34.49 | 2.1242 | -1.1329 | -18.0293 | 0.2765 | -36.71 | 1.2612 | -0.98473 | -23.2229 | -0.14555 | -104.27 | 2.3882 | -2.5337 | -70.8101 | 0.99133 | -34.49 | 2.1242 | -1.1329 | -18.0293 | 0.97657 | -38.93 | 2.215 | -1.2384 | -21.0913 | 0.18801 | 2.384 | 1.0032 | 3.8856 | 105.4155 | 0.18638 | 0.051986 | -0.027366 | 0.18638 | 0.18361 | -6.4846 | -6.902 | -19.6042 | -6.4846 | -7.3194 | -3.3897 | -4.3662 | -13.3133 | -3.3897 | -3.9655 | 0.18801 | 2.384 | 1.0032 | 3.8856 | 105.4155 | 0.18638 | 0.051986 | -0.027366 | 0.18638 | 0.18361 | -6.4846 | -6.902 | -19.6042 | -6.4846 | -7.3194 | -3.3897 | -4.3662 | -13.3133 | -3.3897 | -3.9655
114 | 0.25 | 0.35 | South/Central | CA | Los.Angeles.Intl.AP.722950 | 3 | 13764852 | 12.2895 | 6.0564 | 21.2499 | 12.2163 | 9.0336 | 606.73 | 0.40822 | -80.54 | 2.5125 | -2.1043 | -51.9828 | -0.3066 | -82.76 | 1.6496 | -1.9562 | -57.1764 | -0.72866 | -150.32 | 2.7765 | -3.5052 | -104.7636 | 0.40822 | -80.54 | 2.5125 | -2.1043 | -51.9828 | 0.39346 | -84.98 | 2.6033 | -2.2099 | -55.0448 | 0.18801 | 2.3106 | 1.1387 | 3.9953 | 114.0736 | 0.076751 | -0.057646 | -0.137 | 0.076751 | 0.073976 | -15.1426 | -15.56 | -28.2622 | -15.1426 | -15.9774 | -9.7735 | -10.7499 | -19.697 | -9.7735 | -10.3492 | 0.18801 | 2.3106 | 1.1387 | 3.9953 | 114.0736 | 0.076751 | -0.057646 | -0.137 | 0.076751 | 0.073976 | -15.1426 | -15.56 | -28.2622 | -15.1426 | -15.9774 | -9.7735 | -10.7499 | -19.697 | -9.7735 | -10.3492
115 | 0.25 | 0.4 | South/Central | CA | Los.Angeles.Intl.AP.722950 | 3 | 13764852 | 12.2212 | 6.0379 | 21.1732 | 12.1484 | 9.0248 | 605.48 | 0.48501 | -79.29 | 2.5805 | -2.0955 | -50.7508 | -0.22982 | -81.51 | 1.7175 | -1.9473 | -55.9444 | -0.65187 | -149.07 | 2.8444 | -3.4963 | -103.5316 | 0.48501 | -79.29 | 2.5805 | -2.0955 | -50.7508 | 0.47025 | -83.73 | 2.6713 | -2.201 | -53.8128 | 0.18801 | 2.2978 | 1.1352 | 3.9808 | 113.8385 | 0.091188 | -0.04321 | -0.12256 | 0.091188 | 0.088413 | -14.9076 | -15.325 | -28.0272 | -14.9076 | -15.7424 | -9.5418 | -10.5183 | -19.4654 | -9.5418 | -10.1175 | 0.18801 | 2.2978 | 1.1352 | 3.9808 | 113.8385 | 0.091188 | -0.04321 | -0.12256 | 0.091188 | 0.088413 | -14.9076 | -15.325 | -28.0272 | -14.9076 | -15.7424 | -9.5418 | -10.5183 | -19.4654 | -9.5418 | -10.1175
116 | 0.24 | 0.2 | South/Central | CA | Los.Angeles.Intl.AP.722950 | 3 | 13764852 | 13.5213 | 3.9974 | 19.697 | 13.4409 | 6.2561 | 476.4 | 1.9612 | 49.79 | 1.288 | 0.67322 | 43.621 | 1.2463 | 47.57 | 0.425 | 0.82135 | 38.4274 | 0.82429 | -19.99 | 1.5519 | -0.72763 | -9.1599 | 1.9612 | 49.79 | 1.288 | 0.67322 | 43.621 | 1.9464 | 45.35 | 1.3787 | 0.56767 | 40.5589 | 0.18801 | 2.5422 | 0.75157 | 3.7033 | 89.5697 | 0.36873 | 0.23433 | 0.15498 | 0.36873 | 0.36595 | 9.3612 | 8.9438 | -3.7584 | 9.3612 | 8.5264 | 8.2013 | 7.2249 | -1.7222 | 8.2013 | 7.6256 | 0.18801 | 2.5422 | 0.75157 | 3.7033 | 89.5697 | 0.36873 | 0.23433 | 0.15498 | 0.36873 | 0.36595 | 9.3612 | 8.9438 | -3.7584 | 9.3612 | 8.5264 | 8.2013 | 7.2249 | -1.7222 | 8.2013 | 7.6256
117 | 0.24 | 0.25 | South/Central | CA | Los.Angeles.Intl.AP.722950 | 3 | 13764852 | 12.9511 | 4.6781 | 20.0404 | 12.874 | 7.1664 | 517.21 | 1.6178 | 8.98 | 1.8549 | -0.2371 | 14.4236 | 0.90293 | 6.76 | 0.9919 | -0.088974 | 9.23 | 0.48087 | -60.8 | 2.1188 | -1.638 | -38.3572 | 1.6178 | 8.98 | 1.8549 | -0.2371 | 14.4236 | 1.603 | 4.54 | 1.9456 | -0.34265 | 11.3615 | 0.18801 | 2.435 | 0.87954 | 3.7679 | 97.2426 | 0.30416 | 0.16976 | 0.090411 | 0.30416 | 0.30138 | 1.6884 | 1.271 | -11.4312 | 1.6884 | 0.85358 | 2.7118 | 1.7354 | -7.2117 | 2.7118 | 2.1361 | 0.18801 | 2.435 | 0.87954 | 3.7679 | 97.2426 | 0.30416 | 0.16976 | 0.090411 | 0.30416 | 0.30138 | 1.6884 | 1.271 | -11.4312 | 1.6884 | 0.85358 | 2.7118 | 1.7354 | -7.2117 | 2.7118 | 2.1361
118 | 0.24 | 0.3 | South/Central | CA | Los.Angeles.Intl.AP.722950 | 3 | 13764852 | 12.5006 | 5.3672 | 20.5204 | 12.4261 | 8.0943 | 560.31 | 1.1378 | -34.12 | 2.3027 | -1.165 | -17.0137 | 0.42292 | -36.34 | 1.4398 | -1.0168 | -22.2073 | 0.00087344 | -103.9 | 2.5667 | -2.5658 | -69.7945 | 1.1378 | -34.12 | 2.3027 | -1.165 | -17.0137 | 1.123 | -38.56 | 2.3935 | -1.2705 | -20.0757 | 0.18801 | 2.3503 | 1.0091 | 3.8581 | 105.346 | 0.21391 | 0.079516 | 0.00016422 | 0.21391 | 0.21114 | -6.415 | -6.8324 | -19.5346 | -6.415 | -7.2498 | -3.1988 | -4.1753 | -13.1223 | -3.1988 | -3.7745 | 0.18801 | 2.3503 | 1.0091 | 3.8581 | 105.346 | 0.21391 | 0.079516 | 0.00016422 | 0.21391 | 0.21114 | -6.415 | -6.8324 | -19.5346 | -6.415 | -7.2498 | -3.1988 | -4.1753 | -13.1223 | -3.1988 | -3.7745
119 | 0.24 | 0.35 | South/Central | CA | Los.Angeles.Intl.AP.722950 | 3 | 13764852 | 12.1115 | 6.0964 | 21.1119 | 12.0393 | 9.0726 | 606.73 | 0.54624 | -80.54 | 2.6896 | -2.1433 | -51.2633 | -0.16859 | -82.76 | 1.8266 | -1.9952 | -56.4569 | -0.59064 | -150.32 | 2.9535 | -3.5442 | -104.0441 | 0.54624 | -80.54 | 2.6896 | -2.1433 | -51.2633 | 0.53148 | -84.98 | 2.7804 | -2.2489 | -54.3253 | 0.18801 | 2.2771 | 1.1462 | 3.9693 | 114.0736 | 0.1027 | -0.031697 | -0.11105 | 0.1027 | 0.099925 | -15.1426 | -15.56 | -28.2622 | -15.1426 | -15.9774 | -9.6382 | -10.6147 | -19.5617 | -9.6382 | -10.2139 | 0.18801 | 2.2771 | 1.1462 | 3.9693 | 114.0736 | 0.1027 | -0.031697 | -0.11105 | 0.1027 | 0.099925 | -15.1426 | -15.56 | -28.2622 | -15.1426 | -15.9774 | -9.6382 | -10.6147 | -19.5617 | -9.6382 | -10.2139
120 | 0.24 | 0.4 | South/Central | CA | Los.Angeles.Intl.AP.722950 | 3 | 13764852 | 12.0501 | 6.0794 | 21.045 | 11.9783 | 9.0668 | 605.73 | 0.61312 | -79.54 | 2.7506 | -2.1375 | -50.241 | -0.10171 | -81.76 | 1.8876 | -1.9894 | -55.4347 | -0.52376 | -149.32 | 3.0146 | -3.5383 | -103.0219 | 0.61312 | -79.54 | 2.7506 | -2.1375 | -50.241 | 0.59836 | -83.98 | 2.8414 | -2.243 | -53.3031 | 0.18801 | 2.2656 | 1.143 | 3.9568 | 113.8855 | 0.11528 | -0.019122 | -0.098474 | 0.11528 | 0.1125 | -14.9546 | -15.372 | -28.0742 | -14.9546 | -15.7894 | -9.446 | -10.4225 | -19.3695 | -9.446 | -10.0217 | 0.18801 | 2.2656 | 1.143 | 3.9568 | 113.8855 | 0.11528 | -0.019122 | -0.098474 | 0.11528 | 0.1125 | -14.9546 | -15.372 | -28.0742 | -14.9546 | -15.7894 | -9.446 | -10.4225 | -19.3695 | -9.446 | -10.0217
121 | 0.22 | 0.2 | South/Central | CA | Los.Angeles.Intl.AP.722950 | 3 | 13764852 | 13.1423 | 4.0589 | 19.381 | 13.064 | 6.317 | 475.24 | 2.2771 | 50.95 | 1.6649 | 0.61227 | 46.0398 | 1.5623 | 48.73 | 0.80192 | 0.7604 | 40.8462 | 1.1403 | -18.83 | 1.9288 | -0.78858 | -6.741 | 2.2771 | 50.95 | 1.6649 | 0.61227 | 46.0398 | 2.2624 | 46.51 | 1.7557 | 0.50672 | 42.9778 | 0.18801 | 2.4709 | 0.76314 | 3.6439 | 89.3516 | 0.42813 | 0.29374 | 0.21439 | 0.42813 | 0.42536 | 9.5793 | 9.1619 | -3.5403 | 9.5793 | 8.7445 | 8.6561 | 7.6796 | -1.2674 | 8.6561 | 8.0804 | 0.18801 | 2.4709 | 0.76314 | 3.6439 | 89.3516 | 0.42813 | 0.29374 | 0.21439 | 0.42813 | 0.42536 | 9.5793 | 9.1619 | -3.5403 | 9.5793 | 8.7445 | 8.6561 | 7.6796 | -1.2674 | 8.6561 | 8.0804
122 | 0.22 | 0.25 | South/Central | CA | Los.Angeles.Intl.AP.722950 | 3 | 13764852 | 12.592 | 4.7496 | 19.7627 | 12.5169 | 7.2458 | 517.24 | 1.8955 | 8.95 | 2.2119 | -0.31646 | 15.848 | 1.1806 | 6.73 | 1.349 | -0.16833 | 10.6544 | 0.7586 | -60.83 | 2.4759 | -1.7173 | -36.9328 | 1.8955 | 8.95 | 2.2119 | -0.31646 | 15.848 | 1.8807 | 4.51 | 2.3027 | -0.42201 | 12.786 | 0.18801 | 2.3675 | 0.89298 | 3.7157 | 97.2482 | 0.35638 | 0.22198 | 0.14263 | 0.35638 | 0.3536 | 1.6827 | 1.2653 | -11.4369 | 1.6827 | 0.84794 | 2.9796 | 2.0032 | -6.9439 | 2.9796 | 2.4039 | 0.18801 | 2.3675 | 0.89298 | 3.7157 | 97.2482 | 0.35638 | 0.22198 | 0.14263 | 0.35638 | 0.3536 | 1.6827 | 1.2653 | -11.4369 | 1.6827 | 0.84794 | 2.9796 | 2.0032 | -6.9439 | 2.9796 | 2.4039
123 | 0.22 | 0.3 | South/Central | CA | Los.Angeles.Intl.AP.722950 | 3 | 13764852 | 12.1415 | 5.4487 | 20.2528 | 12.0691 | 8.1838 | 560.86 | 1.4053 | -34.67 | 2.6598 | -1.2545 | -15.9957 | 0.69051 | -36.89 | 1.7969 | -1.1063 | -21.1894 | 0.26846 | -104.45 | 2.9238 | -2.6553 | -68.7766 | 1.4053 | -34.67 | 2.6598 | -1.2545 | -15.9957 | 1.3906 | -39.11 | 2.7506 | -1.36 | -19.0578 | 0.18801 | 2.2828 | 1.0244 | 3.8078 | 105.4494 | 0.26422 | 0.12983 | 0.050475 | 0.26422 | 0.26145 | -6.5184 | -6.9358 | -19.638 | -6.5184 | -7.3532 | -3.0074 | -3.9839 | -12.9309 | -3.0074 | -3.5831 | 0.18801 | 2.2828 | 1.0244 | 3.8078 | 105.4494 | 0.26422 | 0.12983 | 0.050475 | 0.26422 | 0.26145 | -6.5184 | -6.9358 | -19.638 | -6.5184 | -7.3532 | -3.0074 | -3.9839 | -12.9309 | -3.0074 | -3.5831
124 | 0.22 | 0.35 | South/Central | CA | Los.Angeles.Intl.AP.722950 | 3 | 13764852 | 11.7708 | 6.1794 | 20.8657 | 11.7005 | 9.1652 | 607.67 | 0.79242 | -81.48 | 3.0283 | -2.2359 | -50.6054 | 0.077596 | -83.7 | 2.1654 | -2.0878 | -55.799 | -0.34446 | -151.26 | 3.2923 | -3.6368 | -103.3862 | 0.79242 | -81.48 | 3.0283 | -2.2359 | -50.6054 | 0.77766 | -85.92 | 3.1191 | -2.3415 | -53.6674 | 0.18801 | 2.2131 | 1.1618 | 3.923 | 114.2503 | 0.14899 | 0.014589 | -0.064762 | 0.14899 | 0.14621 | -15.3194 | -15.7367 | -28.439 | -15.3194 | -16.1541 | -9.5145 | -10.491 | -19.438 | -9.5145 | -10.0902 | 0.18801 | 2.2131 | 1.1618 | 3.923 | 114.2503 | 0.14899 | 0.014589 | -0.064762 | 0.14899 | 0.14621 | -15.3194 | -15.7367 | -28.439 | -15.3194 | -16.1541 | -9.5145 | -10.491 | -19.438 | -9.5145 | -10.0902
125 | 0.22 | 0.4 | South/Central | CA | Los.Angeles.Intl.AP.722950 | 3 | 13764852 | 11.7109 | 6.1524 | 20.7889 | 11.641 | 9.1479 | 606.08 | 0.86924 | -79.89 | 3.0878 | -2.2186 | -49.1436 | 0.15441 | -82.11 | 2.2249 | -2.0705 | -54.3372 | -0.26764 | -149.67 | 3.3518 | -3.6195 | -101.9244 | 0.86924 | -79.89 | 3.0878 | -2.2186 | -49.1436 | 0.85448 | -84.33 | 3.1786 | -2.3242 | -52.2056 | 0.18801 | 2.2018 | 1.1567 | 3.9086 | 113.9513 | 0.16343 | 0.029031 | -0.05032 | 0.16343 | 0.16065 | -15.0204 | -15.4378 | -28.14 | -15.0204 | -15.8552 | -9.2397 | -10.2161 | -19.1632 | -9.2397 | -9.8154 | 0.18801 | 2.2018 | 1.1567 | 3.9086 | 113.9513 | 0.16343 | 0.029031 | -0.05032 | 0.16343 | 0.16065 | -15.0204 | -15.4378 | -28.14 | -15.0204 | -15.8552 | -9.2397 | -10.2161 | -19.1632 | -9.2397 | -9.8154
126 | 0.2 | 0.2 | South/Central | CA | Los.Angeles.Intl.AP.722950 | 3 | 13764852 | 12.7632 | 4.1304 | 19.0818 | 12.6871 | 6.3947 | 474.95 | 2.5764 | 51.24 | 2.0418 | 0.53457 | 47.7868 | 1.8615 | 49.02 | 1.1788 | 0.6827 | 42.5932 | 1.4395 | -18.54 | 2.3058 | -0.86628 | -4.994 | 2.5764 | 51.24 | 2.0418 | 0.53457 | 47.7868 | 2.5616 | 46.8 | 2.1326 | 0.42902 | 44.7247 | 0.18801 | 2.3997 | 0.77657 | 3.5876 | 89.2971 | 0.48439 | 0.34999 | 0.27064 | 0.48439 | 0.48162 | 9.6338 | 9.2164 | -3.4858 | 9.6338 | 8.799 | 8.9846 | 8.0081 | -0.93895 | 8.9846 | 8.4089 | 0.18801 | 2.3997 | 0.77657 | 3.5876 | 89.2971 | 0.48439 | 0.34999 | 0.27064 | 0.48439 | 0.48162 | 9.6338 | 9.2164 | -3.4858 | 9.6338 | 8.799 | 8.9846 | 8.0081 | -0.93895 | 8.9846 | 8.4089
127 | 0.2 | 0.25 | South/Central | CA | Los.Angeles.Intl.AP.722950 | 3 | 13764852 | 12.2229 | 4.8226 | 19.4682 | 12.1499 | 7.3183 | 516.8 | 2.1899 | 9.39 | 2.5789 | -0.38902 | 17.6732 | 1.4751 | 7.17 | 1.716 | -0.24089 | 12.4796 | 1.053 | -60.39 | 2.8429 | -1.7899 | -35.1076 | 2.1899 | 9.39 | 2.5789 | -0.38902 | 17.6732 | 2.1752 | 4.95 | 2.6697 | -0.49457 | 14.6112 | 0.18801 | 2.2981 | 0.90672 | 3.6603 | 97.1655 | 0.41174 | 0.27734 | 0.19799 | 0.41174 | 0.40896 | 1.7654 | 1.3481 | -11.3541 | 1.7654 | 0.93067 | 3.3228 | 2.3463 | -6.6007 | 3.3228 | 2.7471 | 0.18801 | 2.2981 | 0.90672 | 3.6603 | 97.1655 | 0.41174 | 0.27734 | 0.19799 | 0.41174 | 0.40896 | 1.7654 | 1.3481 | -11.3541 | 1.7654 | 0.93067 | 3.3228 | 2.3463 | -6.6007 | 3.3228 | 2.7471
128 | 0.2 | 0.3 | South/Central | CA | Los.Angeles.Intl.AP.722950 | 3 | 13764852 | 11.7824 | 5.5317 | 19.9867 | 11.712 | 8.2747 | 561.51 | 1.6715 | -35.32 | 3.0169 | -1.3454 | -15.037 | 0.95663 | -37.54 | 2.1539 | -1.1973 | -20.2306 | 0.53458 | -105.1 | 3.2809 | -2.7463 | -67.8178 | 1.6715 | -35.32 | 3.0169 | -1.3454 | -15.037 | 1.6567 | -39.76 | 3.1077 | -1.451 | -18.099 | 0.18801 | 2.2153 | 1.04 | 3.7578 | 105.5716 | 0.31426 | 0.17986 | 0.10051 | 0.31426 | 0.31148 | -6.6406 | -7.058 | -19.7602 | -6.6406 | -7.4754 | -2.8272 | -3.8036 | -12.7507 | -2.8272 | -3.4029 | 0.18801 | 2.2153 | 1.04 | 3.7578 | 105.5716 | 0.31426 | 0.17986 | 0.10051 | 0.31426 | 0.31148 | -6.6406 | -7.058 | -19.7602 | -6.6406 | -7.4754 | -2.8272 | -3.8036 | -12.7507 | -2.8272 | -3.4029
129 | 0.2 | 0.35 | South/Central | CA | Los.Angeles.Intl.AP.722950 | 3 | 13764852 | 11.4132 | 6.2708 | 20.6097 | 11.345 | 9.2647 | 608.77 | 1.0485 | -82.58 | 3.3839 | -2.3354 | -50.0078 | 0.33367 | -84.8 | 2.5209 | -2.1873 | -55.2015 | -0.088379 | -152.36 | 3.6479 | -3.7362 | -102.7887 | 1.0485 | -82.58 | 3.3839 | -2.3354 | -50.0078 | 1.0337 | -87.02 | 3.4747 | -2.4409 | -53.0699 | 0.18801 | 2.1458 | 1.179 | 3.8749 | 114.4571 | 0.19713 | 0.062735 | -0.016616 | 0.19713 | 0.19436 | -15.5262 | -15.9436 | -28.6458 | -15.5262 | -16.361 | -9.4022 | -10.3786 | -19.3257 | -9.4022 | -9.9779 | 0.18801 | 2.1458 | 1.179 | 3.8749 | 114.4571 | 0.19713 | 0.062735 | -0.016616 | 0.19713 | 0.19436 | -15.5262 | -15.9436 | -28.6458 | -15.5262 | -16.361 | -9.4022 | -10.3786 | -19.3257 | -9.4022 | -9.9779
130 | 0.2 | 0.4 | South/Central | CA | Los.Angeles.Intl.AP.722950 | 3 | 13764852 | 11.3618 | 6.234 | 20.5313 | 11.2938 | 9.2375 | 606.77 | 1.1268 | -80.58 | 3.435 | -2.3082 | -48.2566 | 0.41201 | -82.8 | 2.5721 | -2.1601 | -53.4502 | -0.010045 | -150.36 | 3.699 | -3.709 | -101.0374 | 1.1268 | -80.58 | 3.435 | -2.3082 | -48.2566 | 1.1121 | -85.02 | 3.5258 | -2.4137 | -51.3186 | 0.18801 | 2.1362 | 1.1721 | 3.8602 | 114.0811 | 0.21186 | 0.077463 | -0.0018887 | 0.21186 | 0.20909 | -15.1501 | -15.5675 | -28.2697 | -15.1501 | -15.9849 | -9.0729 | -10.0494 | -18.9964 | -9.0729 | -9.6486 | 0.18801 | 2.1362 | 1.1721 | 3.8602 | 114.0811 | 0.21186 | 0.077463 | -0.0018887 | 0.21186 | 0.20909 | -15.1501 | -15.5675 | -28.2697 | -15.1501 | -15.9849 | -9.0729 | -10.0494 | -18.9964 | -9.0729 | -9.6486
Double | Double | Double | South/Central | CA | Los.Angeles.Intl.AP.722950 | 3 | 13764852 | 15.4098 | 7.2781 | 26.2834 | 15.3194 | 10.964 | 742.66 | -4.6253 | -216.47 | -0.59058 | -4.0347 | -169.4487 | -5.3401 | -218.69 | -1.4535 | -3.8866 | -174.6423 | -5.7622 | -286.25 | -0.32661 | -5.4356 | -222.2295 | -4.6253 | -216.47 | -0.59058 | -4.0347 | -169.4487 | -4.64 | -220.91 | -0.49979 | -4.1403 | -172.5107 | 0.18801 | 2.8973 | 1.3684 | 4.9416 | 139.6303 | -0.86962 | -1.004 | -1.0834 | -0.86962 | -0.87239 | -40.6993 | -41.1167 | -53.8189 | -40.6993 | -41.5341 | -31.8587 | -32.8351 | -41.7822 | -31.8587 | -32.4344 | 0.18801 | 2.8973 | 1.3684 | 4.9416 | 139.6303 | -0.86962 | -1.004 | -1.0834 | -0.86962 | -0.87239 | -40.6993 | -41.1167 | -53.8189 | -40.6993 | -41.5341 | -31.8587 | -32.8351 | -41.7822 | -31.8587 | -32.4344
Single | Single | Single | South/Central | CA | Los.Angeles.Intl.AP.722950 | 3 | 13764852 | 20.7602 | 8.8623 | 34.1378 | 20.6406 | 13.4972 | 935.56 | -12.4796 | -409.37 | -5.9117 | -6.5679 | -339.7123 | -13.1944 | -411.59 | -6.7747 | -6.4198 | -344.9059 | -13.6165 | -479.15 | -5.6478 | -7.9687 | -392.4932 | -12.4796 | -409.37 | -5.9117 | -6.5679 | -339.7123 | -12.4944 | -413.81 | -5.8209 | -6.6734 | -342.7744 | 0.18801 | 3.9032 | 1.6662 | 6.4184 | 175.8981 | -2.3463 | -2.4807 | -2.5601 | -2.3463 | -2.3491 | -76.9672 | -77.3846 | -90.0868 | -76.9672 | -77.802 | -63.8706 | -64.847 | -73.7941 | -63.8706 | -64.4463 | 0.18801 | 3.9032 | 1.6662 | 6.4184 | 175.8981 | -2.3463 | -2.4807 | -2.5601 | -2.3463 | -2.3491 | -76.9672 | -77.3846 | -90.0868 | -76.9672 | -77.802 | -63.8706 | -64.847 | -73.7941 | -63.8706 | -64.4463
1 | 0.35 | 0.47 | South/Central | TX | Lubbock.Intl.AP.722670 | 3 | 1094700 | 55.5152 | 12.0792 | 73.8043 | 55.4233 | 18.3809 | 985.69 | 1.2682 | -70.83 | 4.1613 | -2.893 | -62.3442 | -0.84078 | -84.23 | 2.0557 | -2.8965 | -89.6499 | 0.338 | -119.16 | 4.79 | -4.4519 | -116.7582 | 1.2682 | -70.83 | 4.1613 | -2.893 | -62.3442 | 1.4281 | -73.08 | 4.4407 | -3.0126 | -63.5336 | 0.014952 | 0.83009 | 0.18061 | 1.1036 | 14.7385 | 0.018963 | -0.012572 | 0.005054 | 0.018963 | 0.021353 | -1.0591 | -1.2594 | -1.7817 | -1.0591 | -1.0927 | -0.9322 | -1.3405 | -1.7458 | -0.9322 | -0.94998 | 0.014952 | 0.83009 | 0.18061 | 1.1036 | 14.7385 | 0.018963 | -0.012572 | 0.005054 | 0.018963 | 0.021353 | -1.0591 | -1.2594 | -1.7817 | -1.0591 | -1.0927 | -0.9322 | -1.3405 | -1.7458 | -0.9322 | -0.94998
2 | 0.35 | 0.42 | South/Central | TX | Lubbock.Intl.AP.722670 | 3 | 1094700 | 56.6847 | 11.3792 | 74.0338 | 56.5909 | 17.4429 | 961.61 | 1.0387 | -46.75 | 2.9937 | -1.955 | -39.7853 | -1.0703 | -60.15 | 0.88814 | -1.9584 | -67.091 | 0.10849 | -95.08 | 3.6224 | -3.5139 | -94.1994 | 1.0387 | -46.75 | 2.9937 | -1.955 | -39.7853 | 1.1986 | -49 | 3.2731 | -2.0745 | -40.9747 | 0.014952 | 0.84758 | 0.17015 | 1.107 | 14.3784 | 0.015531 | -0.016003 | 0.0016223 | 0.015531 | 0.017922 | -0.69903 | -0.89939 | -1.4217 | -0.69903 | -0.73267 | -0.59489 | -1.0032 | -1.4085 | -0.59489 | -0.61267 | 0.014952 | 0.84758 | 0.17015 | 1.107 | 14.3784 | 0.015531 | -0.016003 | 0.0016223 | 0.015531 | 0.017922 | -0.69903 | -0.89939 | -1.4217 | -0.69903 | -0.73267 | -0.59489 | -1.0032 | -1.4085 | -0.59489 | -0.61267
3 | 0.35 | 0.37 | South/Central | TX | Lubbock.Intl.AP.722670 | 3 | 1094700 | 57.8541 | 10.7692 | 74.3833 | 57.7584 | 16.6248 | 941.52 | 0.68924 | -26.66 | 1.8262 | -1.1369 | -22.038 | -1.4198 | -40.06 | -0.27941 | -1.1403 | -49.3437 | -0.24098 | -74.99 | 2.4549 | -2.6958 | -76.452 | 0.68924 | -26.66 | 1.8262 | -1.1369 | -22.038 | 0.84911 | -28.91 | 2.1056 | -1.2565 | -23.2273 | 0.014952 | 0.86506 | 0.16103 | 1.1122 | 14.0781 | 0.010306 | -0.021229 | -0.0036032 | 0.010306 | 0.012696 | -0.39863 | -0.599 | -1.1213 | -0.39863 | -0.43228 | -0.32952 | -0.73781 | -1.1431 | -0.32952 | -0.34731 | 0.014952 | 0.86506 | 0.16103 | 1.1122 | 14.0781 | 0.010306 | -0.021229 | -0.0036032 | 0.010306 | 0.012696 | -0.39863 | -0.599 | -1.1213 | -0.39863 | -0.43228 | -0.32952 | -0.73781 | -1.1431 | -0.32952 | -0.34731
4 | 0.35 | 0.32 | South/Central | TX | Lubbock.Intl.AP.722670 | 3 | 1094700 | 59.1336 | 10.1692 | 74.8527 | 59.0358 | 15.817 | 922.45 | 0.21977 | -7.59 | 0.54885 | -0.32908 | -6.1172 | -1.8892 | -20.99 | -1.5567 | -0.3325 | -33.4229 | -0.71044 | -55.92 | 1.1775 | -1.888 | -60.5312 | 0.21977 | -7.59 | 0.54885 | -0.32908 | -6.1172 | 0.37964 | -9.84 | 0.82826 | -0.44862 | -7.3065 | 0.014952 | 0.88419 | 0.15205 | 1.1192 | 13.7929 | 0.0032861 | -0.028249 | -0.010623 | 0.0032861 | 0.0056766 | -0.11349 | -0.31385 | -0.83614 | -0.11349 | -0.14713 | -0.091467 | -0.49975 | -0.90509 | -0.091467 | -0.10925 | 0.014952 | 0.88419 | 0.15205 | 1.1192 | 13.7929 | 0.0032861 | -0.028249 | -0.010623 | 0.0032861 | 0.0056766 | -0.11349 | -0.31385 | -0.83614 | -0.11349 | -0.14713 | -0.091467 | -0.49975 | -0.90509 | -0.091467 | -0.10925
5 | 0.35 | 0.27 | South/Central | TX | Lubbock.Intl.AP.722670 | 3 | 1094700 | 60.0132 | 9.7992 | 75.2024 | 59.9139 | 15.2885 | 910.26 | -0.12987 | 4.6 | -0.32931 | 0.19944 | 3.7503 | -2.2389 | -8.8 | -2.4349 | 0.19602 | -23.5554 | -1.0601 | -43.73 | 0.29938 | -1.3595 | -50.6637 | -0.12987 | 4.6 | -0.32931 | 0.19944 | 3.7503 | 0.030007 | 2.35 | -0.049895 | 0.079902 | 2.561 | 0.014952 | 0.89735 | 0.14652 | 1.1245 | 13.6106 | -0.0019418 | -0.033477 | -0.015851 | -0.0019418 | 0.00044868 | 0.068781 | -0.13158 | -0.65387 | 0.068781 | 0.035138 | 0.056077 | -0.35221 | -0.75755 | 0.056077 | 0.038293 | 0.014952 | 0.89735 | 0.14652 | 1.1245 | 13.6106 | -0.0019418 | -0.033477 | -0.015851 | -0.0019418 | 0.00044868 | 0.068781 | -0.13158 | -0.65387 | 0.068781 | 0.035138 | 0.056077 | -0.35221 | -0.75755 | 0.056077 | 0.038293
6 | 0.35 | 0.23 | South/Central | TX | Lubbock.Intl.AP.722670 | 3 | 1094700 | 60.5429 | 9.6292 | 75.4621 | 60.4428 | 15.0193 | 904.55 | -0.38962 | 10.31 | -0.8582 | 0.46858 | 7.7207 | -2.4986 | -3.09 | -2.9638 | 0.46516 | -19.585 | -1.3198 | -38.02 | -0.22951 | -1.0903 | -46.6933 | -0.38962 | 10.31 | -0.8582 | 0.46858 | 7.7207 | -0.22975 | 8.06 | -0.57879 | 0.34904 | 6.5314 | 0.014952 | 0.90527 | 0.14398 | 1.1283 | 13.5253 | -0.0058258 | -0.037361 | -0.019735 | -0.0058258 | -0.0034353 | 0.15416 | -0.046203 | -0.56849 | 0.15416 | 0.12052 | 0.11544 | -0.29284 | -0.69818 | 0.11544 | 0.09766 | 0.014952 | 0.90527 | 0.14398 | 1.1283 | 13.5253 | -0.0058258 | -0.037361 | -0.019735 | -0.0058258 | -0.0034353 | 0.15416 | -0.046203 | -0.56849 | 0.15416 | 0.12052 | 0.11544 | -0.29284 | -0.69818 | 0.11544 | 0.09766
7 | 0.35 | 0.19 | South/Central | TX | Lubbock.Intl.AP.722670 | 3 | 1094700 | 61.7824 | 9.1092 | 75.9916 | 61.6802 | 14.3114 | 888.6 | -0.91908 | 26.26 | -2.0956 | 1.1765 | 20.1494 | -3.0281 | 12.86 | -4.2012 | 1.1731 | -7.1563 | -1.8493 | -22.07 | -1.4669 | -0.38238 | -34.2646 | -0.91908 | 26.26 | -2.0956 | 1.1765 | 20.1494 | -0.75921 | 24.01 | -1.8162 | 1.057 | 18.9601 | 0.014952 | 0.9238 | 0.13621 | 1.1363 | 13.2868 | -0.013743 | -0.045277 | -0.027651 | -0.013743 | -0.011352 | 0.39265 | 0.19229 | -0.33 | 0.39265 | 0.35901 | 0.30128 | -0.107 | -0.51234 | 0.30128 | 0.2835 | 0.014952 | 0.9238 | 0.13621 | 1.1363 | 13.2868 | -0.013743 | -0.045277 | -0.027651 | -0.013743 | -0.011352 | 0.39265 | 0.19229 | -0.33 | 0.39265 | 0.35901 | 0.30128 | -0.107 | -0.51234 | 0.30128 | 0.2835
8 | 0.35 | 0.17 | South/Central | TX | Lubbock.Intl.AP.722670 | 3 | 1094700 | 62.4421 | 8.8592 | 76.3013 | 62.3388 | 13.9625 | 881.05 | -1.2288 | 33.81 | -2.7542 | 1.5254 | 25.6457 | -3.3378 | 20.41 | -4.8598 | 1.522 | -1.66 | -2.159 | -14.52 | -2.1255 | -0.033465 | -28.7683 | -1.2288 | 33.81 | -2.7542 | 1.5254 | 25.6457 | -1.0689 | 31.56 | -2.4748 | 1.4059 | 24.4564 | 0.014952 | 0.93366 | 0.13247 | 1.1409 | 13.1739 | -0.018373 | -0.049908 | -0.032282 | -0.018373 | -0.015983 | 0.50554 | 0.30518 | -0.21711 | 0.50554 | 0.4719 | 0.38347 | -0.024821 | -0.43016 | 0.38347 | 0.36568 | 0.014952 | 0.93366 | 0.13247 | 1.1409 | 13.1739 | -0.018373 | -0.049908 | -0.032282 | -0.018373 | -0.015983 | 0.50554 | 0.30518 | -0.21711 | 0.50554 | 0.4719 | 0.38347 | -0.024821 | -0.43016 | 0.38347 | 0.36568
9 | 0.33 | 0.47 | South/Central | TX | Lubbock.Intl.AP.722670 | 3 | 1094700 | 54.6956 | 12.0992 | 72.9947 | 54.6051 | 18.3896 | 980.79 | 2.0778 | -65.93 | 4.9795 | -2.9017 | -52.1344 | -0.03119 | -79.33 | 2.874 | -2.9052 | -79.4401 | 1.1476 | -114.26 | 5.6082 | -4.4606 | -106.5484 | 2.0778 | -65.93 | 4.9795 | -2.9017 | -52.1344 | 2.2377 | -68.18 | 5.259 | -3.0213 | -53.3238 | 0.014952 | 0.81783 | 0.18091 | 1.0915 | 14.6652 | 0.031068 | -0.00046637 | 0.017159 | 0.031068 | 0.033459 | -0.98582 | -1.1862 | -1.7085 | -0.98582 | -1.0195 | -0.77954 | -1.1878 | -1.5932 | -0.77954 | -0.79732 | 0.014952 | 0.81783 | 0.18091 | 1.0915 | 14.6652 | 0.031068 | -0.00046637 | 0.017159 | 0.031068 | 0.033459 | -0.98582 | -1.1862 | -1.7085 | -0.98582 | -1.0195 | -0.77954 | -1.1878 | -1.5932 | -0.77954 | -0.79732
10 | 0.33 | 0.42 | South/Central | TX | Lubbock.Intl.AP.722670 | 3 | 1094700 | 55.8551 | 11.3992 | 73.2142 | 55.7626 | 17.4516 | 956.67 | 1.8583 | -41.81 | 3.822 | -1.9637 | -29.4459 | -0.2507 | -55.21 | 1.7164 | -1.9671 | -56.7516 | 0.92808 | -90.14 | 4.4507 | -3.5226 | -83.8599 | 1.8583 | -41.81 | 3.822 | -1.9637 | -29.4459 | 2.0182 | -44.06 | 4.1014 | -2.0832 | -30.6353 | 0.014952 | 0.83517 | 0.17045 | 1.0947 | 14.3046 | 0.027786 | -0.0037486 | 0.013877 | 0.027786 | 0.030177 | -0.62516 | -0.82553 | -1.3478 | -0.62516 | -0.65881 | -0.44029 | -0.84858 | -1.2539 | -0.44029 | -0.45807 | 0.014952 | 0.83517 | 0.17045 | 1.0947 | 14.3046 | 0.027786 | -0.0037486 | 0.013877 | 0.027786 | 0.030177 | -0.62516 | -0.82553 | -1.3478 | -0.62516 | -0.65881 | -0.44029 | -0.84858 | -1.2539 | -0.44029 | -0.45807
11 | 0.33 | 0.37 | South/Central | TX | Lubbock.Intl.AP.722670 | 3 | 1094700 | 57.0145 | 10.7892 | 73.5537 | 56.9202 | 16.6335 | 936.51 | 1.5188 | -21.65 | 2.6644 | -1.1456 | -11.5689 | -0.59017 | -35.05 | 0.55883 | -1.149 | -38.8746 | 0.58862 | -69.98 | 3.2931 | -2.7045 | -65.9829 | 1.5188 | -21.65 | 2.6644 | -1.1456 | -11.5689 | 1.6787 | -23.9 | 2.9438 | -1.2651 | -12.7582 | 0.014952 | 0.85251 | 0.16133 | 1.0998 | 14.0031 | 0.02271 | -0.0088245 | 0.0088013 | 0.02271 | 0.025101 | -0.32372 | -0.52408 | -1.0464 | -0.32372 | -0.35736 | -0.17298 | -0.58127 | -0.98661 | -0.17298 | -0.19077 | 0.014952 | 0.85251 | 0.16133 | 1.0998 | 14.0031 | 0.02271 | -0.0088245 | 0.0088013 | 0.02271 | 0.025101 | -0.32372 | -0.52408 | -1.0464 | -0.32372 | -0.35736 | -0.17298 | -0.58127 | -0.98661 | -0.17298 | -0.19077
12 | 0.33 | 0.32 | South/Central | TX | Lubbock.Intl.AP.722670 | 3 | 1094700 | 58.304 | 10.1792 | 74.0131 | 58.2075 | 15.8056 | 916.85 | 1.0594 | -1.99 | 1.3771 | -0.31775 | 5.0245 | -1.0496 | -15.39 | -0.72847 | -0.32117 | -22.2812 | 0.12915 | -50.32 | 2.0058 | -1.8766 | -49.3896 | 1.0594 | -1.99 | 1.3771 | -0.31775 | 5.0245 | 1.2192 | -4.24 | 1.6565 | -0.43729 | 3.8351 | 0.014952 | 0.87179 | 0.1522 | 1.1067 | 13.7092 | 0.01584 | -0.015695 | 0.0019311 | 0.01584 | 0.018231 | -0.029755 | -0.23012 | -0.75241 | -0.029755 | -0.063398 | 0.075128 | -0.33316 | -0.7385 | 0.075128 | 0.057344 | 0.014952 | 0.87179 | 0.1522 | 1.1067 | 13.7092 | 0.01584 | -0.015695 | 0.0019311 | 0.01584 | 0.018231 | -0.029755 | -0.23012 | -0.75241 | -0.029755 | -0.063398 | 0.075128 | -0.33316 | -0.7385 | 0.075128 | 0.057344
13 | 0.33 | 0.27 | South/Central | TX | Lubbock.Intl.AP.722670 | 3 | 1094700 | 59.1736 | 9.8192 | 74.3628 | 59.0757 | 15.2871 | 904.93 | 0.70974 | 9.93 | 0.50893 | 0.20082 | 14.6213 | -1.3992 | -3.47 | -1.5966 | 0.19739 | -12.6844 | -0.22047 | -38.4 | 1.1376 | -1.3581 | -39.7927 | 0.70974 | 9.93 | 0.50893 | 0.20082 | 14.6213 | 0.86962 | 7.68 | 0.78834 | 0.081274 | 13.4319 | 0.014952 | 0.88479 | 0.14682 | 1.1119 | 13.5309 | 0.010612 | -0.020922 | -0.0032965 | 0.010612 | 0.013003 | 0.14848 | -0.051885 | -0.57418 | 0.14848 | 0.11484 | 0.21862 | -0.18966 | -0.595 | 0.21862 | 0.20084 | 0.014952 | 0.88479 | 0.14682 | 1.1119 | 13.5309 | 0.010612 | -0.020922 | -0.0032965 | 0.010612 | 0.013003 | 0.14848 | -0.051885 | -0.57418 | 0.14848 | 0.11484 | 0.21862 | -0.18966 | -0.595 | 0.21862 | 0.20084
14 | 0.33 | 0.23 | South/Central | TX | Lubbock.Intl.AP.722670 | 3 | 1094700 | 59.7033 | 9.6392 | 74.6225 | 59.6046 | 15.0179 | 899.22 | 0.45001 | 15.64 | -0.019962 | 0.46997 | 18.5925 | -1.659 | 2.24 | -2.1255 | 0.46655 | -8.7132 | -0.4802 | -32.69 | 0.60873 | -1.0889 | -35.8215 | 0.45001 | 15.64 | -0.019962 | 0.46997 | 18.5925 | 0.60988 | 13.39 | 0.25945 | 0.35043 | 17.4032 | 0.014952 | 0.89271 | 0.14413 | 1.1158 | 13.4456 | 0.0067287 | -0.024806 | -0.0071802 | 0.0067287 | 0.0091192 | 0.23386 | 0.033494 | -0.4888 | 0.23386 | 0.20021 | 0.278 | -0.13028 | -0.53562 | 0.278 | 0.26022 | 0.014952 | 0.89271 | 0.14413 | 1.1158 | 13.4456 | 0.0067287 | -0.024806 | -0.0071802 | 0.0067287 | 0.0091192 | 0.23386 | 0.033494 | -0.4888 | 0.23386 | 0.20021 | 0.278 | -0.13028 | -0.53562 | 0.278 | 0.26022
15 | 0.33 | 0.19 | South/Central | TX | Lubbock.Intl.AP.722670 | 3 | 1094700 | 60.9328 | 9.1192 | 75.132 | 60.832 | 14.3 | 882.87 | -0.059491 | 31.99 | -1.2474 | 1.1879 | 31.5502 | -2.1685 | 18.59 | -3.353 | 1.1845 | 4.2445 | -0.9897 | -16.34 | -0.6187 | -0.371 | -22.8638 | -0.059491 | 31.99 | -1.2474 | 1.1879 | 31.5502 | 0.10038 | 29.74 | -0.96797 | 1.0684 | 30.3609 | 0.014952 | 0.9111 | 0.13635 | 1.1234 | 13.2011 | -0.00088954 | -0.032424 | -0.014798 | -0.00088954 | 0.001501 | 0.47833 | 0.27797 | -0.24432 | 0.47833 | 0.44469 | 0.47175 | 0.063466 | -0.34187 | 0.47175 | 0.45397 | 0.014952 | 0.9111 | 0.13635 | 1.1234 | 13.2011 | -0.00088954 | -0.032424 | -0.014798 | -0.00088954 | 0.001501 | 0.47833 | 0.27797 | -0.24432 | 0.47833 | 0.44469 | 0.47175 | 0.063466 | -0.34187 | 0.47175 | 0.45397
16 | 0.33 | 0.17 | South/Central | TX | Lubbock.Intl.AP.722670 | 3 | 1094700 | 61.5925 | 8.8592 | 75.4317 | 61.4906 | 13.9411 | 874.99 | -0.35922 | 39.87 | -1.906 | 1.5468 | 37.4468 | -2.4682 | 26.47 | -4.0116 | 1.5434 | 10.1411 | -1.2894 | -8.46 | -1.2773 | -0.012113 | -16.9672 | -0.35922 | 39.87 | -1.906 | 1.5468 | 37.4468 | -0.19934 | 37.62 | -1.6266 | 1.4272 | 36.2574 | 0.014952 | 0.92096 | 0.13247 | 1.1279 | 13.0833 | -0.0053712 | -0.036906 | -0.01928 | -0.0053712 | -0.0029807 | 0.59616 | 0.39579 | -0.1265 | 0.59616 | 0.56251 | 0.55992 | 0.15163 | -0.2537 | 0.55992 | 0.54214 | 0.014952 | 0.92096 | 0.13247 | 1.1279 | 13.0833 | -0.0053712 | -0.036906 | -0.01928 | -0.0053712 | -0.0029807 | 0.59616 | 0.39579 | -0.1265 | 0.59616 | 0.56251 | 0.55992 | 0.15163 | -0.2537 | 0.55992 | 0.54214
17 | 0.3 | 0.47 | South/Central | TX | Lubbock.Intl.AP.722670 | 3 | 1094700 | 53.4562 | 12.1492 | 71.7953 | 53.3677 | 18.4276 | 974.25 | 3.2772 | -59.39 | 6.2169 | -2.9397 | -37.6911 | 1.1682 | -72.79 | 4.1114 | -2.9431 | -64.9968 | 2.347 | -107.72 | 6.8456 | -4.4986 | -92.1052 | 3.2772 | -59.39 | 6.2169 | -2.9397 | -37.6911 | 3.4371 | -61.64 | 6.4964 | -3.0593 | -38.8805 | 0.014952 | 0.7993 | 0.18166 | 1.0735 | 14.5674 | 0.049003 | 0.017468 | 0.035094 | 0.049003 | 0.051393 | -0.88803 | -1.0884 | -1.6107 | -0.88803 | -0.92167 | -0.56358 | -0.97186 | -1.3772 | -0.56358 | -0.58136 | 0.014952 | 0.7993 | 0.18166 | 1.0735 | 14.5674 | 0.049003 | 0.017468 | 0.035094 | 0.049003 | 0.051393 | -0.88803 | -1.0884 | -1.6107 | -0.88803 | -0.92167 | -0.56358 | -0.97186 | -1.3772 | -0.56358 | -0.58136
18 | 0.3 | 0.42 | South/Central | TX | Lubbock.Intl.AP.722670 | 3 | 1094700 | 54.6156 | 11.4392 | 71.9948 | 54.5252 | 17.4695 | 949.46 | 3.0777 | -34.6 | 5.0594 | -1.9816 | -14.1997 | 0.96875 | -48 | 2.9538 | -1.9851 | -41.5054 | 2.1475 | -82.93 | 5.6881 | -3.5405 | -68.6137 | 3.0777 | -34.6 | 5.0594 | -1.9816 | -14.1997 | 3.2376 | -36.85 | 5.3388 | -2.1012 | -15.389 | 0.014952 | 0.81664 | 0.17104 | 1.0765 | 14.1968 | 0.04602 | 0.014485 | 0.032111 | 0.04602 | 0.04841 | -0.51736 | -0.71772 | -1.24 | -0.51736 | -0.551 | -0.21232 | -0.62061 | -1.0259 | -0.21232 | -0.2301 | 0.014952 | 0.81664 | 0.17104 | 1.0765 | 14.1968 | 0.04602 | 0.014485 | 0.032111 | 0.04602 | 0.04841 | -0.51736 | -0.71772 | -1.24 | -0.51736 | -0.551 | -0.21232 | -0.62061 | -1.0259 | -0.21232 | -0.2301
19 | 0.3 | 0.37 | South/Central | TX | Lubbock.Intl.AP.722670 | 3 | 1094700 | 55.7651 | 10.8192 | 72.3143 | 55.6728 | 16.6415 | 928.91 | 2.7582 | -14.05 | 3.9118 | -1.1536 | 4.2064 | 0.64924 | -27.45 | 1.8062 | -1.157 | -23.0993 | 1.828 | -62.38 | 4.5405 | -2.7125 | -50.2077 | 2.7582 | -14.05 | 3.9118 | -1.1536 | 4.2064 | 2.9181 | -16.3 | 4.1912 | -1.2731 | 3.017 | 0.014952 | 0.83383 | 0.16177 | 1.0813 | 13.8895 | 0.041242 | 0.0097077 | 0.027333 | 0.041242 | 0.043633 | -0.21008 | -0.41045 | -0.93274 | -0.21008 | -0.24373 | 0.062895 | -0.34539 | -0.75073 | 0.062895 | 0.045112 | 0.014952 | 0.83383 | 0.16177 | 1.0813 | 13.8895 | 0.041242 | 0.0097077 | 0.027333 | 0.041242 | 0.043633 | -0.21008 | -0.41045 | -0.93274 | -0.21008 | -0.24373 | 0.062895 | -0.34539 | -0.75073 | 0.062895 | 0.045112
20 | 0.3 | 0.32 | South/Central | TX | Lubbock.Intl.AP.722670 | 3 | 1094700 | 57.0346 | 10.2092 | 72.7537 | 56.9402 | 15.8136 | 909.1 | 2.3188 | 5.76 | 2.6444 | -0.32568 | 21.0589 | 0.20977 | -7.64 | 0.53887 | -0.3291 | -6.2468 | 1.3886 | -42.57 | 3.2731 | -1.8846 | -33.3551 | 2.3188 | 5.76 | 2.6444 | -0.32568 | 21.0589 | 2.4786 | 3.51 | 2.9239 | -0.44522 | 19.8696 | 0.014952 | 0.85281 | 0.15265 | 1.0878 | 13.5933 | 0.034671 | 0.0031366 | 0.020762 | 0.034671 | 0.037062 | 0.086126 | -0.11424 | -0.63653 | 0.086126 | 0.052483 | 0.31488 | -0.093405 | -0.49874 | 0.31488 | 0.2971 | 0.014952 | 0.85281 | 0.15265 | 1.0878 | 13.5933 | 0.034671 | 0.0031366 | 0.020762 | 0.034671 | 0.037062 | 0.086126 | -0.11424 | -0.63653 | 0.086126 | 0.052483 | 0.31488 | -0.093405 | -0.49874 | 0.31488 | 0.2971
21 | 0.3 | 0.27 | South/Central | TX | Lubbock.Intl.AP.722670 | 3 | 1094700 | 57.8942 | 9.8392 | 73.0834 | 57.7984 | 15.285 | 896.8 | 1.9891 | 18.06 | 1.7862 | 0.20289 | 31.1857 | -0.11986 | 4.66 | -0.31933 | 0.19946 | 3.88 | 1.0589 | -30.27 | 2.4149 | -1.356 | -23.2283 | 1.9891 | 18.06 | 1.7862 | 0.20289 | 31.1857 | 2.149 | 15.81 | 2.0657 | 0.083344 | 29.9964 | 0.014952 | 0.86566 | 0.14712 | 1.0928 | 13.4094 | 0.029742 | -0.0017923 | 0.015833 | 0.029742 | 0.032133 | 0.27004 | 0.069679 | -0.45261 | 0.27004 | 0.2364 | 0.4663 | 0.058016 | -0.34732 | 0.4663 | 0.44852 | 0.014952 | 0.86566 | 0.14712 | 1.0928 | 13.4094 | 0.029742 | -0.0017923 | 0.015833 | 0.029742 | 0.032133 | 0.27004 | 0.069679 | -0.45261 | 0.27004 | 0.2364 | 0.4663 | 0.058016 | -0.34732 | 0.4663 | 0.44852
22 | 0.3 | 0.23 | South/Central | TX | Lubbock.Intl.AP.722670 | 3 | 1094700 | 58.414 | 9.6592 | 73.3231 | 58.3173 | 15.0059 | 890.69 | 1.7494 | 24.17 | 1.2673 | 0.48204 | 35.6868 | -0.35962 | 10.77 | -0.83824 | 0.47862 | 8.3811 | 0.81916 | -24.16 | 1.896 | -1.0769 | -18.7273 | 1.7494 | 24.17 | 1.2673 | 0.48204 | 35.6868 | 1.9092 | 21.92 | 1.5467 | 0.3625 | 34.4974 | 0.014952 | 0.87343 | 0.14443 | 1.0964 | 13.318 | 0.026157 | -0.0053772 | 0.012248 | 0.026157 | 0.028548 | 0.3614 | 0.16104 | -0.36125 | 0.3614 | 0.32776 | 0.53361 | 0.12532 | -0.28002 | 0.53361 | 0.51582 | 0.014952 | 0.87343 | 0.14443 | 1.0964 | 13.318 | 0.026157 | -0.0053772 | 0.012248 | 0.026157 | 0.028548 | 0.3614 | 0.16104 | -0.36125 | 0.3614 | 0.32776 | 0.53361 | 0.12532 | -0.28002 | 0.53361 | 0.51582
23 | 0.3 | 0.19 | South/Central | TX | Lubbock.Intl.AP.722670 | 3 | 1094700 | 59.6534 | 9.1292 | 73.8426 | 59.5547 | 14.2879 | 874.41 | 1.2299 | 40.45 | 0.029929 | 1.2 | 48.5166 | -0.87908 | 27.05 | -2.0756 | 1.1966 | 21.2109 | 0.29971 | -7.88 | 0.65862 | -0.35891 | -5.8974 | 1.2299 | 40.45 | 0.029929 | 1.2 | 48.5166 | 1.3898 | 38.2 | 0.30934 | 1.0804 | 47.3273 | 0.014952 | 0.89197 | 0.1365 | 1.1041 | 13.0746 | 0.01839 | -0.013144 | 0.0044813 | 0.01839 | 0.020781 | 0.60483 | 0.40446 | -0.11783 | 0.60483 | 0.57118 | 0.72544 | 0.31716 | -0.088181 | 0.72544 | 0.70766 | 0.014952 | 0.89197 | 0.1365 | 1.1041 | 13.0746 | 0.01839 | -0.013144 | 0.0044813 | 0.01839 | 0.020781 | 0.60483 | 0.40446 | -0.11783 | 0.60483 | 0.57118 | 0.72544 | 0.31716 | -0.088181 | 0.72544 | 0.70766
24 | 0.3 | 0.17 | South/Central | TX | Lubbock.Intl.AP.722670 | 3 | 1094700 | 60.3131 | 8.8692 | 74.1423 | 60.2133 | 13.929 | 866.53 | 0.93021 | 48.33 | -0.62869 | 1.5589 | 54.414 | -1.1788 | 34.93 | -2.7343 | 1.5555 | 27.1083 | 0 | 0 | 0 | 0 | 0 | 0.93021 | 48.33 | -0.62869 | 1.5589 | 54.414 | 1.0901 | 46.08 | -0.34927 | 1.4394 | 53.2247 | 0.014952 | 0.90183 | 0.13262 | 1.1086 | 12.9568 | 0.013909 | -0.017626 | 0 | 0.013909 | 0.016299 | 0.72265 | 0.52229 | 0 | 0.72265 | 0.68901 | 0.81362 | 0.40534 | 0 | 0.81362 | 0.79584 | 0.014952 | 0.90183 | 0.13262 | 1.1086 | 12.9568 | 0.013909 | -0.017626 | 0 | 0.013909 | 0.016299 | 0.72265 | 0.52229 | 0 | 0.72265 | 0.68901 | 0.81362 | 0.40534 | 0 | 0.81362 | 0.79584
25 | 0.28 | 0.47 | South/Central | TX | Lubbock.Intl.AP.722670 | 3 | 1094700 | 52.8465 | 12.0292 | 71.0156 | 52.7589 | 18.2566 | 964.69 | 4.0569 | -49.83 | 6.8257 | -2.7687 | -22.9795 | 1.9479 | -63.23 | 4.7201 | -2.7722 | -50.2852 | 3.1267 | -98.16 | 7.4544 | -4.3276 | -77.3936 | 4.0569 | -49.83 | 6.8257 | -2.7687 | -22.9795 | 4.2168 | -52.08 | 7.1051 | -2.8883 | -24.1689 | 0.014952 | 0.79019 | 0.17987 | 1.0619 | 14.4245 | 0.060661 | 0.029126 | 0.046752 | 0.060661 | 0.063051 | -0.74508 | -0.94544 | -1.4677 | -0.74508 | -0.77872 | -0.3436 | -0.75189 | -1.1572 | -0.3436 | -0.36138 | 0.014952 | 0.79019 | 0.17987 | 1.0619 | 14.4245 | 0.060661 | 0.029126 | 0.046752 | 0.060661 | 0.063051 | -0.74508 | -0.94544 | -1.4677 | -0.74508 | -0.77872 | -0.3436 | -0.75189 | -1.1572 | -0.3436 | -0.36138
26 | 0.28 | 0.42 | South/Central | TX | Lubbock.Intl.AP.722670 | 3 | 1094700 | 53.8161 | 11.4392 | 71.1752 | 53.7269 | 17.4483 | 943.69 | 3.8973 | -28.83 | 5.8577 | -1.9604 | -3.0456 | 1.7883 | -42.23 | 3.7521 | -1.9638 | -30.3513 | 2.9671 | -77.16 | 6.4864 | -3.5193 | -57.4596 | 3.8973 | -28.83 | 5.8577 | -1.9604 | -3.0456 | 4.0572 | -31.08 | 6.1371 | -2.0799 | -4.235 | 0.014952 | 0.80468 | 0.17104 | 1.0642 | 14.1105 | 0.058275 | 0.02674 | 0.044366 | 0.058275 | 0.060665 | -0.43108 | -0.63144 | -1.1537 | -0.43108 | -0.46472 | -0.045539 | -0.45383 | -0.85916 | -0.045539 | -0.063323 | 0.014952 | 0.80468 | 0.17104 | 1.0642 | 14.1105 | 0.058275 | 0.02674 | 0.044366 | 0.058275 | 0.060665 | -0.43108 | -0.63144 | -1.1537 | -0.43108 | -0.46472 | -0.045539 | -0.45383 | -0.85916 | -0.045539 | -0.063323
27 | 0.28 | 0.37 | South/Central | TX | Lubbock.Intl.AP.722670 | 3 | 1094700 | 54.7856 | 10.9092 | 71.4247 | 54.6949 | 16.7299 | 925.71 | 3.6478 | -10.85 | 4.8897 | -1.242 | 13.2791 | 1.5388 | -24.25 | 2.7842 | -1.2454 | -14.0266 | 2.7176 | -59.18 | 5.5184 | -2.8009 | -41.135 | 3.6478 | -10.85 | 4.8897 | -1.242 | 13.2791 | 3.8076 | -13.1 | 5.1691 | -1.3615 | 12.0897 | 0.014952 | 0.81918 | 0.16312 | 1.068 | 13.8417 | 0.054543 | 0.023009 | 0.040634 | 0.054543 | 0.056934 | -0.16223 | -0.3626 | -0.88489 | -0.16223 | -0.19588 | 0.19856 | -0.20973 | -0.61507 | 0.19856 | 0.18077 | 0.014952 | 0.81918 | 0.16312 | 1.068 | 13.8417 | 0.054543 | 0.023009 | 0.040634 | 0.054543 | 0.056934 | -0.16223 | -0.3626 | -0.88489 | -0.16223 | -0.19588 | 0.19856 | -0.20973 | -0.61507 | 0.19856 | 0.18077
28 | 0.28 | 0.32 | South/Central | TX | Lubbock.Intl.AP.722670 | 3 | 1094700 | 55.9251 | 10.3592 | 71.8142 | 55.8325 | 15.9818 | 907.78 | 3.2583 | 7.08 | 3.7521 | -0.49386 | 28.6059 | 1.1493 | -6.32 | 1.6465 | -0.49728 | 1.3002 | 2.328 | -41.25 | 4.3808 | -2.0528 | -25.8081 | 3.2583 | 7.08 | 3.7521 | -0.49386 | 28.6059 | 3.4181 | 4.83 | 4.0315 | -0.6134 | 27.4165 | 0.014952 | 0.83622 | 0.1549 | 1.0738 | 13.5736 | 0.048719 | 0.017184 | 0.03481 | 0.048719 | 0.05111 | 0.10586 | -0.0945 | -0.61679 | 0.10586 | 0.07222 | 0.42773 | 0.019441 | -0.3859 | 0.42773 | 0.40995 | 0.014952 | 0.83622 | 0.1549 | 1.0738 | 13.5736 | 0.048719 | 0.017184 | 0.03481 | 0.048719 | 0.05111 | 0.10586 | -0.0945 | -0.61679 | 0.10586 | 0.07222 | 0.42773 | 0.019441 | -0.3859 | 0.42773 | 0.40995
29 | 0.28 | 0.27 | South/Central | TX | Lubbock.Intl.AP.722670 | 3 | 1094700 | 56.8147 | 9.9692 | 72.1539 | 56.7206 | 15.4332 | 894.97 | 2.9186 | 19.89 | 2.864 | 0.054666 | 39.147 | 0.80965 | 6.49 | 0.75841 | 0.051246 | 11.8413 | 1.9884 | -28.44 | 3.4927 | -1.5042 | -15.2671 | 2.9186 | 19.89 | 2.864 | 0.054666 | 39.147 | 3.0785 | 17.64 | 3.1434 | -0.064875 | 37.9576 | 0.014952 | 0.84952 | 0.14906 | 1.0789 | 13.382 | 0.043641 | 0.012106 | 0.029732 | 0.043641 | 0.046031 | 0.2974 | 0.097042 | -0.42525 | 0.2974 | 0.26376 | 0.58534 | 0.17706 | -0.22828 | 0.58534 | 0.56756 | 0.014952 | 0.84952 | 0.14906 | 1.0789 | 13.382 | 0.043641 | 0.012106 | 0.029732 | 0.043641 | 0.046031 | 0.2974 | 0.097042 | -0.42525 | 0.2974 | 0.26376 | 0.58534 | 0.17706 | -0.22828 | 0.58534 | 0.56756
30 | 0.28 | 0.23 | South/Central | TX | Lubbock.Intl.AP.722670 | 3 | 1094700 | 57.5444 | 9.6692 | 72.4535 | 57.4491 | 15.0044 | 885.16 | 2.619 | 29.7 | 2.1355 | 0.48345 | 46.9457 | 0.50997 | 16.3 | 0.029934 | 0.48003 | 19.64 | 1.6888 | -18.63 | 2.7642 | -1.0754 | -7.4683 | 2.619 | 29.7 | 2.1355 | 0.48345 | 46.9457 | 2.7788 | 27.45 | 2.4149 | 0.36391 | 45.7563 | 0.014952 | 0.86043 | 0.14458 | 1.0834 | 13.2353 | 0.03916 | 0.0076253 | 0.025251 | 0.03916 | 0.04155 | 0.44409 | 0.24373 | -0.27856 | 0.44409 | 0.41045 | 0.70195 | 0.29367 | -0.11167 | 0.70195 | 0.68417 | 0.014952 | 0.86043 | 0.14458 | 1.0834 | 13.2353 | 0.03916 | 0.0076253 | 0.025251 | 0.03916 | 0.04155 | 0.44409 | 0.24373 | -0.27856 | 0.44409 | 0.41045 | 0.70195 | 0.29367 | -0.11167 | 0.70195 | 0.68417
31 | 0.28 | 0.19 | South/Central | TX | Lubbock.Intl.AP.722670 | 3 | 1094700 | 58.7738 | 9.1492 | 72.963 | 58.6765 | 14.2865 | 868.82 | 2.1095 | 46.04 | 0.90808 | 1.2014 | 59.9043 | 0.00049201 | 32.64 | -1.1975 | 1.198 | 32.5986 | 1.1793 | -2.29 | 1.5368 | -0.3575 | 5.4903 | 2.1095 | 46.04 | 0.90808 | 1.2014 | 59.9043 | 2.2694 | 43.79 | 1.1875 | 1.0819 | 58.715 | 0.014952 | 0.87881 | 0.1368 | 1.091 | 12.991 | 0.031542 | 7.3567e-06 | 0.017633 | 0.031542 | 0.033933 | 0.68841 | 0.48805 | -0.034241 | 0.68841 | 0.65477 | 0.89572 | 0.48743 | 0.082093 | 0.89572 | 0.87793 | 0.014952 | 0.87881 | 0.1368 | 1.091 | 12.991 | 0.031542 | 7.3567e-06 | 0.017633 | 0.031542 | 0.033933 | 0.68841 | 0.48805 | -0.034241 | 0.68841 | 0.65477 | 0.89572 | 0.48743 | 0.082093 | 0.89572 | 0.87793
32 | 0.28 | 0.17 | South/Central | TX | Lubbock.Intl.AP.722670 | 3 | 1094700 | 59.4235 | 8.8892 | 73.2527 | 59.3252 | 13.9276 | 860.88 | 1.8198 | 53.98 | 0.25945 | 1.5603 | 65.9313 | -0.28921 | 40.58 | -1.8461 | 1.5569 | 38.6256 | 0.88957 | 5.65 | 0.88813 | 0.001435 | 11.5173 | 1.8198 | 53.98 | 0.25945 | 1.5603 | 65.9313 | 1.9797 | 51.73 | 0.53886 | 1.4408 | 64.742 | 0.014952 | 0.88853 | 0.13292 | 1.0953 | 12.8723 | 0.02721 | -0.0043245 | 0.013301 | 0.02721 | 0.029601 | 0.80713 | 0.60677 | 0.084481 | 0.80713 | 0.77349 | 0.98584 | 0.57755 | 0.17221 | 0.98584 | 0.96805 | 0.014952 | 0.88853 | 0.13292 | 1.0953 | 12.8723 | 0.02721 | -0.0043245 | 0.013301 | 0.02721 | 0.029601 | 0.80713 | 0.60677 | 0.084481 | 0.80713 | 0.77349 | 0.98584 | 0.57755 | 0.17221 | 0.98584 | 0.96805
33 | 0.27 | 0.47 | South/Central | TX | Lubbock.Intl.AP.722670 | 3 | 1094700 | 52.4767 | 12.0192 | 70.6258 | 52.3897 | 18.2361 | 961.66 | 4.4467 | -46.8 | 7.1949 | -2.7482 | -17.3894 | 2.3377 | -60.2 | 5.0893 | -2.7516 | -44.6951 | 3.5165 | -95.13 | 7.8236 | -4.3071 | -71.8034 | 4.4467 | -46.8 | 7.1949 | -2.7482 | -17.3894 | 4.6066 | -49.05 | 7.4743 | -2.8677 | -18.5787 | 0.014952 | 0.78466 | 0.17972 | 1.056 | 14.3792 | 0.06649 | 0.034955 | 0.052581 | 0.06649 | 0.06888 | -0.69978 | -0.90014 | -1.4224 | -0.69978 | -0.73342 | -0.26001 | -0.6683 | -1.0736 | -0.26001 | -0.2778 | 0.014952 | 0.78466 | 0.17972 | 1.056 | 14.3792 | 0.06649 | 0.034955 | 0.052581 | 0.06649 | 0.06888 | -0.69978 | -0.90014 | -1.4224 | -0.69978 | -0.73342 | -0.26001 | -0.6683 | -1.0736 | -0.26001 | -0.2778
34 | 0.27 | 0.42 | South/Central | TX | Lubbock.Intl.AP.722670 | 3 | 1094700 | 53.4162 | 11.4392 | 70.7654 | 53.3277 | 17.4376 | 940.81 | 4.3071 | -25.95 | 6.2569 | -1.9497 | 2.5321 | 2.1982 | -39.35 | 4.1513 | -1.9531 | -24.7736 | 3.3769 | -74.28 | 6.8855 | -3.5086 | -51.8819 | 4.3071 | -25.95 | 6.2569 | -1.9497 | 2.5321 | 4.467 | -28.2 | 6.5363 | -2.0692 | 1.3428 | 0.014952 | 0.7987 | 0.17104 | 1.0581 | 14.0674 | 0.064403 | 0.032868 | 0.050494 | 0.064403 | 0.066793 | -0.38802 | -0.58838 | -1.1107 | -0.38802 | -0.42166 | 0.037861 | -0.37043 | -0.77576 | 0.037861 | 0.020077 | 0.014952 | 0.7987 | 0.17104 | 1.0581 | 14.0674 | 0.064403 | 0.032868 | 0.050494 | 0.064403 | 0.066793 | -0.38802 | -0.58838 | -1.1107 | -0.38802 | -0.42166 | 0.037861 | -0.37043 | -0.77576 | 0.037861 | 0.020077
35 | 0.27 | 0.37 | South/Central | TX | Lubbock.Intl.AP.722670 | 3 | 1094700 | 54.2259 | 11.0092 | 70.985 | 54.136 | 16.849 | 926.16 | 4.0875 | -11.3 | 5.4486 | -1.3611 | 15.7127 | 1.9785 | -24.7 | 3.343 | -1.3645 | -11.593 | 3.1573 | -59.63 | 6.0772 | -2.92 | -38.7013 | 4.0875 | -11.3 | 5.4486 | -1.3611 | 15.7127 | 4.2474 | -13.55 | 5.728 | -1.4806 | 14.5234 | 0.014952 | 0.81081 | 0.16461 | 1.0614 | 13.8484 | 0.061118 | 0.029584 | 0.047209 | 0.061118 | 0.063509 | -0.16896 | -0.36933 | -0.89162 | -0.16896 | -0.20261 | 0.23494 | -0.17334 | -0.57868 | 0.23494 | 0.21716 | 0.014952 | 0.81081 | 0.16461 | 1.0614 | 13.8484 | 0.061118 | 0.029584 | 0.047209 | 0.061118 | 0.063509 | -0.16896 | -0.36933 | -0.89162 | -0.16896 | -0.20261 | 0.23494 | -0.17334 | -0.57868 | 0.23494 | 0.21716
36 | 0.27 | 0.32 | South/Central | TX | Lubbock.Intl.AP.722670 | 3 | 1094700 | 55.2654 | 10.5092 | 71.3345 | 55.1739 | 16.1607 | 909.61 | 3.738 | 5.25 | 4.4107 | -0.67277 | 29.9279 | 1.629 | -8.15 | 2.3052 | -0.67619 | 2.6222 | 2.8077 | -43.08 | 5.0394 | -2.2317 | -24.4861 | 3.738 | 5.25 | 4.4107 | -0.67277 | 29.9279 | 3.8978 | 3 | 4.6901 | -0.79232 | 28.7386 | 0.014952 | 0.82635 | 0.15714 | 1.0666 | 13.6009 | 0.055892 | 0.024357 | 0.041983 | 0.055892 | 0.058282 | 0.0785 | -0.12186 | -0.64415 | 0.0785 | 0.044857 | 0.4475 | 0.039208 | -0.36613 | 0.4475 | 0.42971 | 0.014952 | 0.82635 | 0.15714 | 1.0666 | 13.6009 | 0.055892 | 0.024357 | 0.041983 | 0.055892 | 0.058282 | 0.0785 | -0.12186 | -0.64415 | 0.0785 | 0.044857 | 0.4475 | 0.039208 | -0.36613 | 0.4475 | 0.42971
37 | 0.27 | 0.27 | South/Central | TX | Lubbock.Intl.AP.722670 | 3 | 1094700 | 56.245 | 10.0492 | 71.6742 | 56.1518 | 15.5223 | 894.35 | 3.3984 | 20.51 | 3.4328 | -0.034434 | 42.9126 | 1.2894 | 7.11 | 1.3272 | -0.037854 | 15.6069 | 2.4681 | -27.82 | 4.0615 | -1.5933 | -11.5014 | 3.3984 | 20.51 | 3.4328 | -0.034434 | 42.9126 | 3.5582 | 18.26 | 3.7122 | -0.15397 | 41.7232 | 0.014952 | 0.841 | 0.15026 | 1.0717 | 13.3727 | 0.050814 | 0.019279 | 0.036905 | 0.050814 | 0.053204 | 0.30668 | 0.10631 | -0.41598 | 0.30668 | 0.27303 | 0.64165 | 0.23336 | -0.17197 | 0.64165 | 0.62387 | 0.014952 | 0.841 | 0.15026 | 1.0717 | 13.3727 | 0.050814 | 0.019279 | 0.036905 | 0.050814 | 0.053204 | 0.30668 | 0.10631 | -0.41598 | 0.30668 | 0.27303 | 0.64165 | 0.23336 | -0.17197 | 0.64165 | 0.62387
38 | 0.27 | 0.23 | South/Central | TX | Lubbock.Intl.AP.722670 | 3 | 1094700 | 57.1046 | 9.6792 | 72.0138 | 57.01 | 15.0038 | 882.37 | 3.0587 | 32.49 | 2.5746 | 0.48415 | 52.6391 | 0.94974 | 19.09 | 0.46901 | 0.48073 | 25.3334 | 2.1285 | -15.84 | 3.2033 | -1.0747 | -1.775 | 3.0587 | 32.49 | 2.5746 | 0.48415 | 52.6391 | 3.2186 | 30.24 | 2.854 | 0.36461 | 51.4497 | 0.014952 | 0.85386 | 0.14473 | 1.0768 | 13.1936 | 0.045736 | 0.014201 | 0.031827 | 0.045736 | 0.048126 | 0.48581 | 0.28544 | -0.23685 | 0.48581 | 0.45216 | 0.78708 | 0.3788 | -0.02654 | 0.78708 | 0.7693 | 0.014952 | 0.85386 | 0.14473 | 1.0768 | 13.1936 | 0.045736 | 0.014201 | 0.031827 | 0.045736 | 0.048126 | 0.48581 | 0.28544 | -0.23685 | 0.48581 | 0.45216 | 0.78708 | 0.3788 | -0.02654 | 0.78708 | 0.7693
39 | 0.27 | 0.19 | South/Central | TX | Lubbock.Intl.AP.722670 | 3 | 1094700 | 58.3241 | 9.1592 | 72.5132 | 58.2275 | 14.2858 | 865.97 | 2.5593 | 48.89 | 1.3571 | 1.2021 | 65.7274 | 0.45027 | 35.49 | -0.74843 | 1.1987 | 38.4217 | 1.629 | 0.56 | 1.9858 | -0.35678 | 11.3134 | 2.5593 | 48.89 | 1.3571 | 1.2021 | 65.7274 | 2.7191 | 46.64 | 1.6366 | 1.0826 | 64.538 | 0.014952 | 0.87209 | 0.13695 | 1.0843 | 12.9484 | 0.038267 | 0.0067326 | 0.024358 | 0.038267 | 0.040658 | 0.73103 | 0.53066 | 0.0083734 | 0.73103 | 0.69738 | 0.98279 | 0.5745 | 0.16916 | 0.98279 | 0.965 | 0.014952 | 0.87209 | 0.13695 | 1.0843 | 12.9484 | 0.038267 | 0.0067326 | 0.024358 | 0.038267 | 0.040658 | 0.73103 | 0.53066 | 0.0083734 | 0.73103 | 0.69738 | 0.98279 | 0.5745 | 0.16916 | 0.98279 | 0.965
40 | 0.27 | 0.17 | South/Central | TX | Lubbock.Intl.AP.722670 | 3 | 1094700 | 58.9738 | 8.8992 | 72.8129 | 58.8761 | 13.9368 | 858.34 | 2.2596 | 56.52 | 0.7085 | 1.5511 | 71.3541 | 0.15058 | 43.12 | -1.3971 | 1.5477 | 44.0484 | 1.3294 | 8.19 | 1.3372 | -0.007827 | 16.94 | 2.2596 | 56.52 | 0.7085 | 1.5511 | 71.3541 | 2.4194 | 54.27 | 0.98792 | 1.4315 | 70.1647 | 0.014952 | 0.8818 | 0.13307 | 1.0887 | 12.8343 | 0.033786 | 0.0022515 | 0.019877 | 0.033786 | 0.036177 | 0.84511 | 0.64475 | 0.12246 | 0.84511 | 0.81147 | 1.0669 | 0.65863 | 0.2533 | 1.0669 | 1.0491 | 0.014952 | 0.8818 | 0.13307 | 1.0887 | 12.8343 | 0.033786 | 0.0022515 | 0.019877 | 0.033786 | 0.036177 | 0.84511 | 0.64475 | 0.12246 | 0.84511 | 0.81147 | 1.0669 | 0.65863 | 0.2533 | 1.0669 | 1.0491
41 | 0.26 | 0.47 | South/Central | TX | Lubbock.Intl.AP.722670 | 3 | 1094700 | 52.1168 | 12.0092 | 70.2459 | 52.0305 | 18.2155 | 958.69 | 4.8266 | -43.83 | 7.5541 | -2.7276 | -11.9279 | 2.7176 | -57.23 | 5.4486 | -2.731 | -39.2336 | 3.8964 | -92.16 | 8.1828 | -4.2865 | -66.3419 | 4.8266 | -43.83 | 7.5541 | -2.7276 | -11.9279 | 4.9864 | -46.08 | 7.8335 | -2.8471 | -13.1172 | 0.014952 | 0.77928 | 0.17957 | 1.0504 | 14.3348 | 0.072169 | 0.040635 | 0.05826 | 0.072169 | 0.07456 | -0.65537 | -0.85573 | -1.378 | -0.65537 | -0.68901 | -0.17835 | -0.58664 | -0.99198 | -0.17835 | -0.19613 | 0.014952 | 0.77928 | 0.17957 | 1.0504 | 14.3348 | 0.072169 | 0.040635 | 0.05826 | 0.072169 | 0.07456 | -0.65537 | -0.85573 | -1.378 | -0.65537 | -0.68901 | -0.17835 | -0.58664 | -0.99198 | -0.17835 | -0.19613
42 | 0.26 | 0.42 | South/Central | TX | Lubbock.Intl.AP.722670 | 3 | 1094700 | 53.0164 | 11.4392 | 70.3556 | 52.9286 | 17.427 | 937.93 | 4.7169 | -23.07 | 6.656 | -1.9391 | 8.1091 | 2.608 | -36.47 | 4.5504 | -1.9425 | -19.1966 | 3.7867 | -71.4 | 7.2847 | -3.498 | -46.3049 | 4.7169 | -23.07 | 6.656 | -1.9391 | 8.1091 | 4.8768 | -25.32 | 6.9354 | -2.0586 | 6.9197 | 0.014952 | 0.79273 | 0.17104 | 1.052 | 14.0244 | 0.07053 | 0.038995 | 0.056621 | 0.07053 | 0.072921 | -0.34495 | -0.54532 | -1.0676 | -0.34495 | -0.3786 | 0.12125 | -0.28704 | -0.69237 | 0.12125 | 0.10347 | 0.014952 | 0.79273 | 0.17104 | 1.052 | 14.0244 | 0.07053 | 0.038995 | 0.056621 | 0.07053 | 0.072921 | -0.34495 | -0.54532 | -1.0676 | -0.34495 | -0.3786 | 0.12125 | -0.28704 | -0.69237 | 0.12125 | 0.10347
43 | 0.26 | 0.37 | South/Central | TX | Lubbock.Intl.AP.722670 | 3 | 1094700 | 53.6661 | 11.1092 | 70.5453 | 53.5772 | 16.9681 | 926.62 | 4.5272 | -11.76 | 6.0074 | -1.4802 | 18.1463 | 2.4182 | -25.16 | 3.9018 | -1.4836 | -9.1594 | 3.597 | -60.09 | 6.6361 | -3.0391 | -36.2677 | 4.5272 | -11.76 | 6.0074 | -1.4802 | 18.1463 | 4.6871 | -14.01 | 6.2868 | -1.5997 | 16.957 | 0.014952 | 0.80244 | 0.16611 | 1.0548 | 13.8553 | 0.067693 | 0.036159 | 0.053784 | 0.067693 | 0.070084 | -0.17584 | -0.3762 | -0.89849 | -0.17584 | -0.20948 | 0.27133 | -0.13696 | -0.54229 | 0.27133 | 0.25355 | 0.014952 | 0.80244 | 0.16611 | 1.0548 | 13.8553 | 0.067693 | 0.036159 | 0.053784 | 0.067693 | 0.070084 | -0.17584 | -0.3762 | -0.89849 | -0.17584 | -0.20948 | 0.27133 | -0.13696 | -0.54229 | 0.27133 | 0.25355
44 | 0.26 | 0.32 | South/Central | TX | Lubbock.Intl.AP.722670 | 3 | 1094700 | 54.5657 | 10.6892 | 70.8549 | 54.4753 | 16.3795 | 912.53 | 4.2176 | 2.33 | 5.1093 | -0.89163 | 30.163 | 2.1086 | -11.07 | 3.0037 | -0.89505 | 2.8573 | 3.2874 | -46 | 5.738 | -2.4505 | -24.251 | 4.2176 | 2.33 | 5.1093 | -0.89163 | 30.163 | 4.3775 | 0.08 | 5.3887 | -1.0112 | 28.9737 | 0.014952 | 0.81589 | 0.15983 | 1.0595 | 13.6446 | 0.063064 | 0.031529 | 0.049155 | 0.063064 | 0.065455 | 0.034839 | -0.16552 | -0.68781 | 0.034839 | 0.0011962 | 0.45101 | 0.042724 | -0.36261 | 0.45101 | 0.43323 | 0.014952 | 0.81589 | 0.15983 | 1.0595 | 13.6446 | 0.063064 | 0.031529 | 0.049155 | 0.063064 | 0.065455 | 0.034839 | -0.16552 | -0.68781 | 0.034839 | 0.0011962 | 0.45101 | 0.042724 | -0.36261 | 0.45101 | 0.43323
45 | 0.26 | 0.27 | South/Central | TX | Lubbock.Intl.AP.722670 | 3 | 1094700 | 55.6853 | 10.1392 | 71.2144 | 55.593 | 15.6214 | 894.15 | 3.8581 | 20.71 | 3.9916 | -0.13351 | 46.1492 | 1.7491 | 7.31 | 1.886 | -0.13693 | 18.8435 | 2.9279 | -27.62 | 4.6203 | -1.6924 | -8.2648 | 3.8581 | 20.71 | 3.9916 | -0.13351 | 46.1492 | 4.018 | 18.46 | 4.271 | -0.25305 | 44.9598 | 0.014952 | 0.83263 | 0.15161 | 1.0648 | 13.3698 | 0.057688 | 0.026153 | 0.043779 | 0.057688 | 0.060079 | 0.30967 | 0.1093 | -0.41299 | 0.30967 | 0.27602 | 0.69004 | 0.28176 | -0.12358 | 0.69004 | 0.67226 | 0.014952 | 0.83263 | 0.15161 | 1.0648 | 13.3698 | 0.057688 | 0.026153 | 0.043779 | 0.057688 | 0.060079 | 0.30967 | 0.1093 | -0.41299 | 0.30967 | 0.27602 | 0.69004 | 0.28176 | -0.12358 | 0.69004 | 0.67226
46 | 0.26 | 0.23 | South/Central | TX | Lubbock.Intl.AP.722670 | 3 | 1094700 | 56.6648 | 9.6892 | 71.574 | 56.5709 | 15.003 | 879.58 | 3.4985 | 35.28 | 3.0137 | 0.48487 | 58.3333 | 1.3895 | 21.88 | 0.90809 | 0.48145 | 31.0276 | 2.5683 | -13.05 | 3.6424 | -1.074 | 3.9192 | 3.4985 | 35.28 | 3.0137 | 0.48487 | 58.3333 | 3.6584 | 33.03 | 3.2931 | 0.36533 | 57.1439 | 0.014952 | 0.84728 | 0.14488 | 1.0702 | 13.1519 | 0.052312 | 0.020777 | 0.038403 | 0.052312 | 0.054702 | 0.52752 | 0.32716 | -0.19513 | 0.52752 | 0.49388 | 0.87223 | 0.46394 | 0.058602 | 0.87223 | 0.85444 | 0.014952 | 0.84728 | 0.14488 | 1.0702 | 13.1519 | 0.052312 | 0.020777 | 0.038403 | 0.052312 | 0.054702 | 0.52752 | 0.32716 | -0.19513 | 0.52752 | 0.49388 | 0.87223 | 0.46394 | 0.058602 | 0.87223 | 0.85444
47 | 0.26 | 0.19 | South/Central | TX | Lubbock.Intl.AP.722670 | 3 | 1094700 | 57.8743 | 9.1692 | 72.0734 | 57.7784 | 14.295 | 863.44 | 2.9991 | 51.42 | 1.8062 | 1.1929 | 71.1517 | 0.8901 | 38.02 | -0.29938 | 1.1895 | 43.846 | 2.0689 | 3.09 | 2.4349 | -0.366 | 16.7377 | 2.9991 | 51.42 | 1.8062 | 1.1929 | 71.1517 | 3.159 | 49.17 | 2.0856 | 1.0734 | 69.9624 | 0.014952 | 0.86536 | 0.1371 | 1.0777 | 12.9106 | 0.044844 | 0.013309 | 0.030935 | 0.044844 | 0.047234 | 0.76886 | 0.56849 | 0.046203 | 0.76886 | 0.73521 | 1.0639 | 0.65561 | 0.25027 | 1.0639 | 1.0461 | 0.014952 | 0.86536 | 0.1371 | 1.0777 | 12.9106 | 0.044844 | 0.013309 | 0.030935 | 0.044844 | 0.047234 | 0.76886 | 0.56849 | 0.046203 | 0.76886 | 0.73521 | 1.0639 | 0.65561 | 0.25027 | 1.0639 | 1.0461
48 | 0.26 | 0.17 | South/Central | TX | Lubbock.Intl.AP.722670 | 3 | 1094700 | 58.514 | 8.8992 | 72.3432 | 58.4171 | 13.9261 | 855.09 | 2.7293 | 59.77 | 1.1675 | 1.5618 | 77.7061 | 0.62031 | 46.37 | -0.93804 | 1.5583 | 50.4004 | 1.7991 | 11.44 | 1.7962 | 0.002869 | 23.292 | 2.7293 | 59.77 | 1.1675 | 1.5618 | 77.7061 | 2.8892 | 57.52 | 1.447 | 1.4422 | 76.5167 | 0.014952 | 0.87493 | 0.13307 | 1.0817 | 12.7857 | 0.04081 | 0.0092752 | 0.026901 | 0.04081 | 0.0432 | 0.89371 | 0.69335 | 0.17106 | 0.89371 | 0.86007 | 1.1619 | 0.75361 | 0.34827 | 1.1619 | 1.1441 | 0.014952 | 0.87493 | 0.13307 | 1.0817 | 12.7857 | 0.04081 | 0.0092752 | 0.026901 | 0.04081 | 0.0432 | 0.89371 | 0.69335 | 0.17106 | 0.89371 | 0.86007 | 1.1619 | 0.75361 | 0.34827 | 1.1619 | 1.1441
49 | 0.25 | 0.47 | South/Central | TX | Lubbock.Intl.AP.722670 | 3 | 1094700 | 51.747 | 11.9892 | 69.8461 | 51.6612 | 18.1849 | 955.32 | 5.2264 | -40.46 | 7.9234 | -2.697 | -5.9366 | 3.1174 | -53.86 | 5.8178 | -2.7004 | -33.2423 | 4.2962 | -88.79 | 8.552 | -4.2559 | -60.3506 | 5.2264 | -40.46 | 7.9234 | -2.697 | -5.9366 | 5.3863 | -42.71 | 8.2028 | -2.8165 | -7.1259 | 0.014952 | 0.77375 | 0.17927 | 1.0444 | 14.2844 | 0.078148 | 0.046613 | 0.064239 | 0.078148 | 0.080538 | -0.60498 | -0.80534 | -1.3276 | -0.60498 | -0.63862 | -0.088767 | -0.49705 | -0.90239 | -0.088767 | -0.10655 | 0.014952 | 0.77375 | 0.17927 | 1.0444 | 14.2844 | 0.078148 | 0.046613 | 0.064239 | 0.078148 | 0.080538 | -0.60498 | -0.80534 | -1.3276 | -0.60498 | -0.63862 | -0.088767 | -0.49705 | -0.90239 | -0.088767 | -0.10655
50 | 0.25 | 0.42 | South/Central | TX | Lubbock.Intl.AP.722670 | 3 | 1094700 | 52.6166 | 11.4392 | 69.9457 | 52.5294 | 17.4163 | 935.04 | 5.1268 | -20.18 | 7.0552 | -1.9284 | 13.6877 | 3.0178 | -33.58 | 4.9496 | -1.9318 | -13.618 | 4.1966 | -68.51 | 7.6839 | -3.4873 | -40.7263 | 5.1268 | -20.18 | 7.0552 | -1.9284 | 13.6877 | 5.2867 | -22.43 | 7.3346 | -2.0479 | 12.4984 | 0.014952 | 0.78675 | 0.17104 | 1.0459 | 13.9812 | 0.076658 | 0.045123 | 0.062749 | 0.076658 | 0.079049 | -0.30174 | -0.5021 | -1.0244 | -0.30174 | -0.33538 | 0.20467 | -0.20362 | -0.60896 | 0.20467 | 0.18688 | 0.014952 | 0.78675 | 0.17104 | 1.0459 | 13.9812 | 0.076658 | 0.045123 | 0.062749 | 0.076658 | 0.079049 | -0.30174 | -0.5021 | -1.0244 | -0.30174 | -0.33538 | 0.20467 | -0.20362 | -0.60896 | 0.20467 | 0.18688
51 | 0.25 | 0.37 | South/Central | TX | Lubbock.Intl.AP.722670 | 3 | 1094700 | 53.1164 | 11.2192 | 70.1255 | 53.0284 | 17.0971 | 927.47 | 4.947 | -12.61 | 6.5562 | -1.6092 | 20.0509 | 2.838 | -26.01 | 4.4507 | -1.6127 | -7.2548 | 4.0168 | -60.94 | 7.1849 | -3.1681 | -34.3631 | 4.947 | -12.61 | 6.5562 | -1.6092 | 20.0509 | 5.1069 | -14.86 | 6.8356 | -1.7288 | 18.8616 | 0.014952 | 0.79422 | 0.16775 | 1.0485 | 13.868 | 0.07397 | 0.042435 | 0.060061 | 0.07397 | 0.07636 | -0.18855 | -0.38891 | -0.9112 | -0.18855 | -0.22219 | 0.29981 | -0.10848 | -0.51381 | 0.29981 | 0.28203 | 0.014952 | 0.79422 | 0.16775 | 1.0485 | 13.868 | 0.07397 | 0.042435 | 0.060061 | 0.07397 | 0.07636 | -0.18855 | -0.38891 | -0.9112 | -0.18855 | -0.22219 | 0.29981 | -0.10848 | -0.51381 | 0.29981 | 0.28203
52 | 0.25 | 0.32 | South/Central | TX | Lubbock.Intl.AP.722670 | 3 | 1094700 | 53.8461 | 10.8792 | 70.3752 | 53.7568 | 16.6184 | 915.99 | 4.6973 | -1.13 | 5.8278 | -1.1305 | 29.8544 | 2.5883 | -14.53 | 3.7222 | -1.1339 | 2.5487 | 3.7671 | -49.46 | 6.4564 | -2.6894 | -24.5596 | 4.6973 | -1.13 | 5.8278 | -1.1305 | 29.8544 | 4.8572 | -3.38 | 6.1072 | -1.25 | 28.6651 | 0.014952 | 0.80513 | 0.16267 | 1.0523 | 13.6963 | 0.070236 | 0.038701 | 0.056327 | 0.070236 | 0.072627 | -0.016896 | -0.21726 | -0.73955 | -0.016896 | -0.050539 | 0.4464 | 0.03811 | -0.36723 | 0.4464 | 0.42861 | 0.014952 | 0.80513 | 0.16267 | 1.0523 | 13.6963 | 0.070236 | 0.038701 | 0.056327 | 0.070236 | 0.072627 | -0.016896 | -0.21726 | -0.73955 | -0.016896 | -0.050539 | 0.4464 | 0.03811 | -0.36723 | 0.4464 | 0.42861
53 | 0.25 | 0.27 | South/Central | TX | Lubbock.Intl.AP.722670 | 3 | 1094700 | 55.1155 | 10.2192 | 70.7446 | 55.0242 | 15.7205 | 893.88 | 4.3279 | 20.98 | 4.5604 | -0.23255 | 49.5162 | 2.2189 | 7.58 | 2.4548 | -0.23597 | 22.2105 | 3.3977 | -27.35 | 5.1891 | -1.7915 | -4.8978 | 4.3279 | 20.98 | 4.5604 | -0.23255 | 49.5162 | 4.4877 | 18.73 | 4.8398 | -0.35209 | 48.3269 | 0.014952 | 0.82411 | 0.1528 | 1.0578 | 13.3657 | 0.064712 | 0.033178 | 0.050803 | 0.064712 | 0.067103 | 0.3137 | 0.11334 | -0.40895 | 0.3137 | 0.28006 | 0.74039 | 0.3321 | -0.073234 | 0.74039 | 0.72261 | 0.014952 | 0.82411 | 0.1528 | 1.0578 | 13.3657 | 0.064712 | 0.033178 | 0.050803 | 0.064712 | 0.067103 | 0.3137 | 0.11334 | -0.40895 | 0.3137 | 0.28006 | 0.74039 | 0.3321 | -0.073234 | 0.74039 | 0.72261
54 | 0.25 | 0.23 | South/Central | TX | Lubbock.Intl.AP.722670 | 3 | 1094700 | 56.215 | 9.6992 | 71.1242 | 56.1219 | 15.0023 | 876.72 | 3.9483 | 38.14 | 3.4627 | 0.48559 | 64.1563 | 1.8393 | 24.74 | 1.3571 | 0.48217 | 36.8506 | 3.0181 | -10.19 | 4.0914 | -1.0733 | 9.7423 | 3.9483 | 38.14 | 3.4627 | 0.48559 | 64.1563 | 4.1082 | 35.89 | 3.7421 | 0.36604 | 62.967 | 0.014952 | 0.84055 | 0.14503 | 1.0635 | 13.1091 | 0.059037 | 0.027502 | 0.045128 | 0.059037 | 0.061427 | 0.57029 | 0.36992 | -0.15237 | 0.57029 | 0.53664 | 0.9593 | 0.55101 | 0.14567 | 0.9593 | 0.94151 | 0.014952 | 0.84055 | 0.14503 | 1.0635 | 13.1091 | 0.059037 | 0.027502 | 0.045128 | 0.059037 | 0.061427 | 0.57029 | 0.36992 | -0.15237 | 0.57029 | 0.53664 | 0.9593 | 0.55101 | 0.14567 | 0.9593 | 0.94151
55 | 0.25 | 0.19 | South/Central | TX | Lubbock.Intl.AP.722670 | 3 | 1094700 | 57.4245 | 9.1792 | 71.6237 | 57.3293 | 14.2943 | 860.58 | 3.4488 | 54.28 | 2.2553 | 1.1936 | 76.9739 | 1.3399 | 40.88 | 0.14968 | 1.1902 | 49.6682 | 2.5186 | 5.95 | 2.8839 | -0.3653 | 22.5599 | 3.4488 | 54.28 | 2.2553 | 1.1936 | 76.9739 | 3.6087 | 52.03 | 2.5347 | 1.0741 | 75.7846 | 0.014952 | 0.85864 | 0.13725 | 1.071 | 12.8678 | 0.051569 | 0.020034 | 0.03766 | 0.051569 | 0.053959 | 0.81162 | 0.61126 | 0.088967 | 0.81162 | 0.77798 | 1.151 | 0.74266 | 0.33733 | 1.151 | 1.1332 | 0.014952 | 0.85864 | 0.13725 | 1.071 | 12.8678 | 0.051569 | 0.020034 | 0.03766 | 0.051569 | 0.053959 | 0.81162 | 0.61126 | 0.088967 | 0.81162 | 0.77798 | 1.151 | 0.74266 | 0.33733 | 1.151 | 1.1332
56 | 0.25 | 0.17 | South/Central | TX | Lubbock.Intl.AP.722670 | 3 | 1094700 | 58.0642 | 8.9092 | 71.8934 | 57.968 | 13.9254 | 852.24 | 3.1791 | 62.62 | 1.6166 | 1.5625 | 83.5299 | 1.0701 | 49.22 | -0.48898 | 1.5591 | 56.2242 | 2.2489 | 14.29 | 2.2453 | 0.003607 | 29.1159 | 3.1791 | 62.62 | 1.6166 | 1.5625 | 83.5299 | 3.339 | 60.37 | 1.896 | 1.443 | 82.3406 | 0.014952 | 0.8682 | 0.13322 | 1.075 | 12.7431 | 0.047535 | 0.016001 | 0.033626 | 0.047535 | 0.049926 | 0.93632 | 0.73596 | 0.21367 | 0.93632 | 0.90268 | 1.249 | 0.84069 | 0.43535 | 1.249 | 1.2312 | 0.014952 | 0.8682 | 0.13322 | 1.075 | 12.7431 | 0.047535 | 0.016001 | 0.033626 | 0.047535 | 0.049926 | 0.93632 | 0.73596 | 0.21367 | 0.93632 | 0.90268 | 1.249 | 0.84069 | 0.43535 | 1.249 | 1.2312
57 | 0.24 | 0.47 | South/Central | TX | Lubbock.Intl.AP.722670 | 3 | 1094700 | 51.3172 | 12.0092 | 69.4263 | 51.2321 | 18.1942 | 952.91 | 5.6462 | -38.05 | 8.3525 | -2.7063 | -0.77316 | 3.5372 | -51.45 | 6.2469 | -2.7097 | -28.0789 | 4.716 | -86.38 | 8.9811 | -4.2652 | -55.1872 | 5.6462 | -38.05 | 8.3525 | -2.7063 | -0.77316 | 5.8061 | -40.3 | 8.6319 | -2.8258 | -1.9625 | 0.014952 | 0.76732 | 0.17957 | 1.0381 | 14.2484 | 0.084424 | 0.05289 | 0.070515 | 0.084424 | 0.086815 | -0.56894 | -0.7693 | -1.2916 | -0.56894 | -0.60258 | -0.011561 | -0.41985 | -0.82519 | -0.011561 | -0.029344 | 0.014952 | 0.76732 | 0.17957 | 1.0381 | 14.2484 | 0.084424 | 0.05289 | 0.070515 | 0.084424 | 0.086815 | -0.56894 | -0.7693 | -1.2916 | -0.56894 | -0.60258 | -0.011561 | -0.41985 | -0.82519 | -0.011561 | -0.029344
58 | 0.24 | 0.42 | South/Central | TX | Lubbock.Intl.AP.722670 | 3 | 1094700 | 52.1868 | 11.4492 | 69.516 | 52.1003 | 17.4156 | 932.3 | 5.5565 | -17.44 | 7.4843 | -1.9277 | 19.2507 | 3.4475 | -30.84 | 5.3787 | -1.9312 | -8.055 | 4.6263 | -65.77 | 8.113 | -3.4866 | -35.1634 | 5.5565 | -17.44 | 7.4843 | -1.9277 | 19.2507 | 5.7164 | -19.69 | 7.7637 | -2.0473 | 18.0613 | 0.014952 | 0.78032 | 0.17119 | 1.0394 | 13.9402 | 0.083084 | 0.051549 | 0.069175 | 0.083084 | 0.085474 | -0.26077 | -0.46113 | -0.98342 | -0.26077 | -0.29441 | 0.28784 | -0.12044 | -0.52578 | 0.28784 | 0.27006 | 0.014952 | 0.78032 | 0.17119 | 1.0394 | 13.9402 | 0.083084 | 0.051549 | 0.069175 | 0.083084 | 0.085474 | -0.26077 | -0.46113 | -0.98342 | -0.26077 | -0.29441 | 0.28784 | -0.12044 | -0.52578 | 0.28784 | 0.27006
59 | 0.24 | 0.37 | South/Central | TX | Lubbock.Intl.AP.722670 | 3 | 1094700 | 52.6866 | 11.2292 | 69.6957 | 52.5993 | 17.0965 | 924.73 | 5.3768 | -9.87 | 6.9853 | -1.6086 | 25.6147 | 3.2678 | -23.27 | 4.8798 | -1.612 | -1.691 | 4.4466 | -58.2 | 7.614 | -3.1675 | -28.7994 | 5.3768 | -9.87 | 6.9853 | -1.6086 | 25.6147 | 5.5366 | -12.12 | 7.2647 | -1.7281 | 24.4253 | 0.014952 | 0.7878 | 0.1679 | 1.0421 | 13.827 | 0.080396 | 0.048861 | 0.066487 | 0.080396 | 0.082786 | -0.14758 | -0.34794 | -0.87023 | -0.14758 | -0.18122 | 0.383 | -0.025285 | -0.43062 | 0.383 | 0.36522 | 0.014952 | 0.7878 | 0.1679 | 1.0421 | 13.827 | 0.080396 | 0.048861 | 0.066487 | 0.080396 | 0.082786 | -0.14758 | -0.34794 | -0.87023 | -0.14758 | -0.18122 | 0.383 | -0.025285 | -0.43062 | 0.383 | 0.36522
60 | 0.24 | 0.32 | South/Central | TX | Lubbock.Intl.AP.722670 | 3 | 1094700 | 53.4163 | 10.8892 | 69.9454 | 53.3277 | 16.6177 | 913.26 | 5.1271 | 1.6 | 6.2569 | -1.1298 | 35.419 | 3.0181 | -11.8 | 4.1513 | -1.1332 | 8.1133 | 4.1969 | -46.73 | 6.8855 | -2.6887 | -18.995 | 5.1271 | 1.6 | 6.2569 | -1.1298 | 35.419 | 5.287 | -0.65 | 6.5363 | -1.2493 | 34.2297 | 0.014952 | 0.79871 | 0.16282 | 1.0459 | 13.6555 | 0.076663 | 0.045128 | 0.062754 | 0.076663 | 0.079053 | 0.023924 | -0.17644 | -0.69873 | 0.023924 | -0.0097191 | 0.5296 | 0.12131 | -0.28402 | 0.5296 | 0.51182 | 0.014952 | 0.79871 | 0.16282 | 1.0459 | 13.6555 | 0.076663 | 0.045128 | 0.062754 | 0.076663 | 0.079053 | 0.023924 | -0.17644 | -0.69873 | 0.023924 | -0.0097191 | 0.5296 | 0.12131 | -0.28402 | 0.5296 | 0.51182
61 | 0.24 | 0.27 | South/Central | TX | Lubbock.Intl.AP.722670 | 3 | 1094700 | 54.6757 | 10.2292 | 70.3049 | 54.5851 | 15.7198 | 891.09 | 4.7676 | 23.77 | 4.9995 | -0.23186 | 55.2096 | 2.6586 | 10.37 | 2.8939 | -0.23528 | 27.9039 | 3.8374 | -24.56 | 5.6282 | -1.7908 | 0.7956 | 4.7676 | 23.77 | 4.9995 | -0.23186 | 55.2096 | 4.9275 | 21.52 | 5.2789 | -0.3514 | 54.0203 | 0.014952 | 0.81754 | 0.15295 | 1.0512 | 13.324 | 0.071288 | 0.039753 | 0.057379 | 0.071288 | 0.073678 | 0.35542 | 0.15506 | -0.36723 | 0.35542 | 0.32178 | 0.82552 | 0.41723 | 0.011896 | 0.82552 | 0.80774 | 0.014952 | 0.81754 | 0.15295 | 1.0512 | 13.324 | 0.071288 | 0.039753 | 0.057379 | 0.071288 | 0.073678 | 0.35542 | 0.15506 | -0.36723 | 0.35542 | 0.32178 | 0.82552 | 0.41723 | 0.011896 | 0.82552 | 0.80774
62 | 0.24 | 0.23 | South/Central | TX | Lubbock.Intl.AP.722670 | 3 | 1094700 | 55.7753 | 9.7092 | 70.6944 | 55.6828 | 15.0116 | 874.25 | 4.3781 | 40.61 | 3.9018 | 0.47632 | 69.4504 | 2.2691 | 27.21 | 1.7962 | 0.4729 | 42.1447 | 3.4479 | -7.72 | 4.5305 | -1.0826 | 15.0363 | 4.3781 | 40.61 | 3.9018 | 0.47632 | 69.4504 | 4.538 | 38.36 | 4.1812 | 0.35678 | 68.261 | 0.014952 | 0.83398 | 0.14518 | 1.0571 | 13.0722 | 0.065464 | 0.033929 | 0.051555 | 0.065464 | 0.067854 | 0.60722 | 0.40686 | -0.11543 | 0.60722 | 0.57358 | 1.0385 | 0.63017 | 0.22483 | 1.0385 | 1.0207 | 0.014952 | 0.83398 | 0.14518 | 1.0571 | 13.0722 | 0.065464 | 0.033929 | 0.051555 | 0.065464 | 0.067854 | 0.60722 | 0.40686 | -0.11543 | 0.60722 | 0.57358 | 1.0385 | 0.63017 | 0.22483 | 1.0385 | 1.0207
63 | 0.24 | 0.19 | South/Central | TX | Lubbock.Intl.AP.722670 | 3 | 1094700 | 56.9847 | 9.1792 | 71.1739 | 56.8903 | 14.2836 | 857.45 | 3.8986 | 57.41 | 2.6943 | 1.2043 | 83.0684 | 1.7896 | 44.01 | 0.58876 | 1.2009 | 55.7627 | 2.9684 | 9.08 | 3.323 | -0.35461 | 28.6544 | 3.8986 | 57.41 | 2.6943 | 1.2043 | 83.0684 | 4.0585 | 55.16 | 2.9737 | 1.0848 | 81.8791 | 0.014952 | 0.85206 | 0.13725 | 1.0642 | 12.821 | 0.058294 | 0.026759 | 0.044385 | 0.058294 | 0.060685 | 0.85842 | 0.65806 | 0.13577 | 0.85842 | 0.82478 | 1.2421 | 0.83379 | 0.42845 | 1.2421 | 1.2243 | 0.014952 | 0.85206 | 0.13725 | 1.0642 | 12.821 | 0.058294 | 0.026759 | 0.044385 | 0.058294 | 0.060685 | 0.85842 | 0.65806 | 0.13577 | 0.85842 | 0.82478 | 1.2421 | 0.83379 | 0.42845 | 1.2421 | 1.2243
64 | 0.24 | 0.17 | South/Central | TX | Lubbock.Intl.AP.722670 | 3 | 1094700 | 57.6244 | 8.9192 | 71.4536 | 57.5289 | 13.9247 | 849.44 | 3.6189 | 65.42 | 2.0557 | 1.5632 | 89.225 | 1.5099 | 52.02 | -0.049904 | 1.5598 | 61.9193 | 2.6887 | 17.09 | 2.6844 | 0.004345 | 34.8109 | 3.6189 | 65.42 | 2.0557 | 1.5632 | 89.225 | 3.7788 | 63.17 | 2.3351 | 1.4437 | 88.0356 | 0.014952 | 0.86163 | 0.13336 | 1.0684 | 12.7012 | 0.054112 | 0.022577 | 0.040203 | 0.054112 | 0.056502 | 0.97819 | 0.77783 | 0.25554 | 0.97819 | 0.94455 | 1.3341 | 0.92585 | 0.52051 | 1.3341 | 1.3164 | 0.014952 | 0.86163 | 0.13336 | 1.0684 | 12.7012 | 0.054112 | 0.022577 | 0.040203 | 0.054112 | 0.056502 | 0.97819 | 0.77783 | 0.25554 | 0.97819 | 0.94455 | 1.3341 | 0.92585 | 0.52051 | 1.3341 | 1.3164
65 | 0.22 | 0.47 | South/Central | TX | Lubbock.Intl.AP.722670 | 3 | 1094700 | 50.4676 | 12.0392 | 68.5967 | 50.3839 | 18.2128 | 948.17 | 6.4758 | -33.31 | 9.2007 | -2.7249 | 9.4244 | 4.3668 | -46.71 | 7.0951 | -2.7283 | -17.8813 | 5.5456 | -81.64 | 9.8294 | -4.2838 | -44.9897 | 6.4758 | -33.31 | 9.2007 | -2.7249 | 9.4244 | 6.6356 | -35.56 | 9.4801 | -2.8444 | 8.235 | 0.014952 | 0.75462 | 0.18002 | 1.0257 | 14.1775 | 0.096829 | 0.065294 | 0.08292 | 0.096829 | 0.099219 | -0.49807 | -0.69843 | -1.2207 | -0.49807 | -0.53171 | 0.14092 | -0.26737 | -0.67271 | 0.14092 | 0.12313 | 0.014952 | 0.75462 | 0.18002 | 1.0257 | 14.1775 | 0.096829 | 0.065294 | 0.08292 | 0.096829 | 0.099219 | -0.49807 | -0.69843 | -1.2207 | -0.49807 | -0.53171 | 0.14092 | -0.26737 | -0.67271 | 0.14092 | 0.12313
66 | 0.22 | 0.42 | South/Central | TX | Lubbock.Intl.AP.722670 | 3 | 1094700 | 51.3272 | 11.4892 | 68.6864 | 51.2421 | 17.4442 | 927.84 | 6.3861 | -12.98 | 8.3425 | -1.9563 | 29.1775 | 4.2771 | -26.38 | 6.2369 | -1.9597 | 1.8718 | 5.4559 | -61.31 | 8.9712 | -3.5152 | -25.2365 | 6.3861 | -12.98 | 8.3425 | -1.9563 | 29.1775 | 6.546 | -15.23 | 8.6219 | -2.0759 | 27.9881 | 0.014952 | 0.76747 | 0.17179 | 1.027 | 13.8735 | 0.095489 | 0.063954 | 0.08158 | 0.095489 | 0.097879 | -0.19408 | -0.39445 | -0.91674 | -0.19408 | -0.22773 | 0.43628 | 0.027988 | -0.37735 | 0.43628 | 0.41849 | 0.014952 | 0.76747 | 0.17179 | 1.027 | 13.8735 | 0.095489 | 0.063954 | 0.08158 | 0.095489 | 0.097879 | -0.19408 | -0.39445 | -0.91674 | -0.19408 | -0.22773 | 0.43628 | 0.027988 | -0.37735 | 0.43628 | 0.41849
67 | 0.22 | 0.37 | South/Central | TX | Lubbock.Intl.AP.722670 | 3 | 1094700 | 51.817 | 11.2692 | 68.8561 | 51.7311 | 17.125 | 920.2 | 6.2164 | -5.34 | 7.8535 | -1.6371 | 35.6711 | 4.1074 | -18.74 | 5.7479 | -1.6405 | 8.3654 | 5.2862 | -53.67 | 8.4822 | -3.196 | -18.743 | 6.2164 | -5.34 | 7.8535 | -1.6371 | 35.6711 | 6.3762 | -7.59 | 8.1329 | -1.7567 | 34.4817 | 0.014952 | 0.77479 | 0.1685 | 1.0296 | 13.7593 | 0.09295 | 0.061415 | 0.079041 | 0.09295 | 0.095341 | -0.079846 | -0.28021 | -0.8025 | -0.079846 | -0.11349 | 0.53337 | 0.12508 | -0.28025 | 0.53337 | 0.51559 | 0.014952 | 0.77479 | 0.1685 | 1.0296 | 13.7593 | 0.09295 | 0.061415 | 0.079041 | 0.09295 | 0.095341 | -0.079846 | -0.28021 | -0.8025 | -0.079846 | -0.11349 | 0.53337 | 0.12508 | -0.28025 | 0.53337 | 0.51559
68 | 0.22 | 0.32 | South/Central | TX | Lubbock.Intl.AP.722670 | 3 | 1094700 | 52.5267 | 10.9192 | 69.0759 | 52.4396 | 16.6362 | 908.27 | 5.9966 | 6.59 | 7.145 | -1.1483 | 46.1341 | 3.8877 | -6.81 | 5.0394 | -1.1518 | 18.8284 | 5.0664 | -41.74 | 7.7737 | -2.7072 | -8.28 | 5.9966 | 6.59 | 7.145 | -1.1483 | 46.1341 | 6.1565 | 4.34 | 7.4244 | -1.2679 | 44.9447 | 0.014952 | 0.7854 | 0.16327 | 1.0329 | 13.5809 | 0.089665 | 0.05813 | 0.075756 | 0.089665 | 0.092055 | 0.098537 | -0.10183 | -0.62412 | 0.098537 | 0.064894 | 0.68982 | 0.28153 | -0.12381 | 0.68982 | 0.67203 | 0.014952 | 0.7854 | 0.16327 | 1.0329 | 13.5809 | 0.089665 | 0.05813 | 0.075756 | 0.089665 | 0.092055 | 0.098537 | -0.10183 | -0.62412 | 0.098537 | 0.064894 | 0.68982 | 0.28153 | -0.12381 | 0.68982 | 0.67203
69 | 0.22 | 0.27 | South/Central | TX | Lubbock.Intl.AP.722670 | 3 | 1094700 | 53.7861 | 10.2592 | 69.4353 | 53.697 | 15.7383 | 886.1 | 5.6372 | 28.76 | 5.8876 | -0.25038 | 65.9264 | 3.5283 | 15.36 | 3.7821 | -0.2538 | 38.6207 | 4.707 | -19.57 | 6.5163 | -1.8093 | 11.5123 | 5.6372 | 28.76 | 5.8876 | -0.25038 | 65.9264 | 5.7971 | 26.51 | 6.167 | -0.36992 | 64.737 | 0.014952 | 0.80424 | 0.1534 | 1.0382 | 13.2494 | 0.084291 | 0.052756 | 0.070382 | 0.084291 | 0.086681 | 0.43003 | 0.22967 | -0.29262 | 0.43003 | 0.39639 | 0.98576 | 0.57747 | 0.17214 | 0.98576 | 0.96798 | 0.014952 | 0.80424 | 0.1534 | 1.0382 | 13.2494 | 0.084291 | 0.052756 | 0.070382 | 0.084291 | 0.086681 | 0.43003 | 0.22967 | -0.29262 | 0.43003 | 0.39639 | 0.98576 | 0.57747 | 0.17214 | 0.98576 | 0.96798
70 | 0.22 | 0.23 | South/Central | TX | Lubbock.Intl.AP.722670 | 3 | 1094700 | 54.8857 | 9.7292 | 69.8048 | 54.7947 | 15.0101 | 868.6 | 5.2677 | 46.26 | 4.7899 | 0.47778 | 80.9683 | 3.1587 | 32.86 | 2.6844 | 0.47436 | 53.6626 | 4.3375 | -2.07 | 5.4186 | -1.0811 | 26.5543 | 5.2677 | 46.26 | 4.7899 | 0.47778 | 80.9683 | 5.4276 | 44.01 | 5.0693 | 0.35824 | 79.779 | 0.014952 | 0.82068 | 0.14548 | 1.0438 | 12.9877 | 0.078765 | 0.047231 | 0.064856 | 0.078765 | 0.081156 | 0.6917 | 0.49134 | -0.030952 | 0.6917 | 0.65806 | 1.2107 | 0.80239 | 0.39705 | 1.2107 | 1.1929 | 0.014952 | 0.82068 | 0.14548 | 1.0438 | 12.9877 | 0.078765 | 0.047231 | 0.064856 | 0.078765 | 0.081156 | 0.6917 | 0.49134 | -0.030952 | 0.6917 | 0.65806 | 1.2107 | 0.80239 | 0.39705 | 1.2107 | 1.1929
71 | 0.22 | 0.19 | South/Central | TX | Lubbock.Intl.AP.722670 | 3 | 1094700 | 56.0851 | 9.1892 | 70.2643 | 55.9922 | 14.2722 | 851.39 | 4.8082 | 63.47 | 3.5924 | 1.2157 | 95.1163 | 2.6992 | 50.07 | 1.4869 | 1.2123 | 67.8106 | 3.878 | 15.14 | 4.2211 | -0.34315 | 40.7023 | 4.8082 | 63.47 | 3.5924 | 1.2157 | 95.1163 | 4.9681 | 61.22 | 3.8719 | 1.0962 | 93.9269 | 0.014952 | 0.83861 | 0.1374 | 1.0506 | 12.7304 | 0.071894 | 0.04036 | 0.057985 | 0.071894 | 0.074285 | 0.94903 | 0.74867 | 0.22638 | 0.94903 | 0.91539 | 1.4222 | 1.0139 | 0.6086 | 1.4222 | 1.4044 | 0.014952 | 0.83861 | 0.1374 | 1.0506 | 12.7304 | 0.071894 | 0.04036 | 0.057985 | 0.071894 | 0.074285 | 0.94903 | 0.74867 | 0.22638 | 0.94903 | 0.91539 | 1.4222 | 1.0139 | 0.6086 | 1.4222 | 1.4044
72 | 0.22 | 0.17 | South/Central | TX | Lubbock.Intl.AP.722670 | 3 | 1094700 | 56.7348 | 8.9292 | 70.564 | 56.6408 | 13.9232 | 843.79 | 4.5085 | 71.07 | 2.9438 | 1.5647 | 100.7431 | 2.3995 | 57.67 | 0.83823 | 1.5613 | 73.4374 | 3.5783 | 22.74 | 3.5725 | 0.005801 | 46.3291 | 4.5085 | 71.07 | 2.9438 | 1.5647 | 100.7431 | 4.6684 | 68.82 | 3.2232 | 1.4452 | 99.5538 | 0.014952 | 0.84833 | 0.13351 | 1.0551 | 12.6167 | 0.067413 | 0.035879 | 0.053504 | 0.067413 | 0.069804 | 1.0627 | 0.86231 | 0.34002 | 1.0627 | 1.029 | 1.5064 | 1.0981 | 0.69273 | 1.5064 | 1.4886 | 0.014952 | 0.84833 | 0.13351 | 1.0551 | 12.6167 | 0.067413 | 0.035879 | 0.053504 | 0.067413 | 0.069804 | 1.0627 | 0.86231 | 0.34002 | 1.0627 | 1.029 | 1.5064 | 1.0981 | 0.69273 | 1.5064 | 1.4886
73 | 0.2 | 0.47 | South/Central | TX | Lubbock.Intl.AP.722670 | 3 | 1094700 | 49.598 | 12.0792 | 67.7571 | 49.5158 | 18.2414 | 943.62 | 7.3154 | -28.76 | 10.0688 | -2.7535 | 19.4808 | 5.2064 | -42.16 | 7.9633 | -2.7569 | -7.8249 | 6.3852 | -77.09 | 10.6975 | -4.3124 | -34.9333 | 7.3154 | -28.76 | 10.0688 | -2.7535 | 19.4808 | 7.4753 | -31.01 | 10.3483 | -2.873 | 18.2914 | 0.014952 | 0.74161 | 0.18061 | 1.0131 | 14.1095 | 0.10938 | 0.077848 | 0.095474 | 0.10938 | 0.11177 | -0.43003 | -0.6304 | -1.1527 | -0.43003 | -0.46368 | 0.29129 | -0.117 | -0.52234 | 0.29129 | 0.2735 | 0.014952 | 0.74161 | 0.18061 | 1.0131 | 14.1095 | 0.10938 | 0.077848 | 0.095474 | 0.10938 | 0.11177 | -0.43003 | -0.6304 | -1.1527 | -0.43003 | -0.46368 | 0.29129 | -0.117 | -0.52234 | 0.29129 | 0.2735
74 | 0.2 | 0.42 | South/Central | TX | Lubbock.Intl.AP.722670 | 3 | 1094700 | 50.4577 | 11.5192 | 67.8368 | 50.374 | 17.4628 | 922.96 | 7.2357 | -8.1 | 9.2106 | -1.9749 | 39.6341 | 5.1267 | -21.5 | 7.1051 | -1.9783 | 12.3284 | 6.3055 | -56.43 | 9.8393 | -3.5338 | -14.7799 | 7.2357 | -8.1 | 9.2106 | -1.9749 | 39.6341 | 7.3956 | -10.35 | 9.4901 | -2.0945 | 38.4448 | 0.014952 | 0.75447 | 0.17224 | 1.0143 | 13.8005 | 0.10819 | 0.076657 | 0.094283 | 0.10819 | 0.11058 | -0.12112 | -0.32148 | -0.84377 | -0.12112 | -0.15476 | 0.59263 | 0.18434 | -0.221 | 0.59263 | 0.57484 | 0.014952 | 0.75447 | 0.17224 | 1.0143 | 13.8005 | 0.10819 | 0.076657 | 0.094283 | 0.10819 | 0.11058 | -0.12112 | -0.32148 | -0.84377 | -0.12112 | -0.15476 | 0.59263 | 0.18434 | -0.221 | 0.59263 | 0.57484
75 | 0.2 | 0.37 | South/Central | TX | Lubbock.Intl.AP.722670 | 3 | 1094700 | 50.9375 | 11.2992 | 67.9966 | 50.8529 | 17.1436 | 915.27 | 7.0759 | -0.41 | 8.7317 | -1.6557 | 46.2565 | 4.9669 | -13.81 | 6.6261 | -1.6591 | 18.9508 | 6.1457 | -48.74 | 9.3603 | -3.2146 | -8.1576 | 7.0759 | -0.41 | 8.7317 | -1.6557 | 46.2565 | 7.2358 | -2.66 | 9.0111 | -1.7753 | 45.0671 | 0.014952 | 0.76164 | 0.16895 | 1.0167 | 13.6856 | 0.1058 | 0.074268 | 0.091894 | 0.1058 | 0.10819 | -0.0061305 | -0.20649 | -0.72878 | -0.0061305 | -0.039774 | 0.69165 | 0.28336 | -0.12198 | 0.69165 | 0.67386 | 0.014952 | 0.76164 | 0.16895 | 1.0167 | 13.6856 | 0.1058 | 0.074268 | 0.091894 | 0.1058 | 0.10819 | -0.0061305 | -0.20649 | -0.72878 | -0.0061305 | -0.039774 | 0.69165 | 0.28336 | -0.12198 | 0.69165 | 0.67386
76 | 0.2 | 0.32 | South/Central | TX | Lubbock.Intl.AP.722670 | 3 | 1094700 | 51.6371 | 10.9592 | 68.2162 | 51.5515 | 16.6647 | 903.62 | 6.8563 | 11.24 | 8.0331 | -1.1768 | 56.4505 | 4.7473 | -2.16 | 5.9275 | -1.1803 | 29.1448 | 5.9261 | -37.09 | 8.6618 | -2.7357 | 2.0364 | 6.8563 | 11.24 | 8.0331 | -1.1768 | 56.4505 | 7.0162 | 8.99 | 8.3125 | -1.2964 | 55.2611 | 0.014952 | 0.7721 | 0.16387 | 1.02 | 13.5114 | 0.10252 | 0.070984 | 0.088609 | 0.10252 | 0.10491 | 0.16807 | -0.032297 | -0.55459 | 0.16807 | 0.13442 | 0.84407 | 0.43579 | 0.03045 | 0.84407 | 0.82629 | 0.014952 | 0.7721 | 0.16387 | 1.02 | 13.5114 | 0.10252 | 0.070984 | 0.088609 | 0.10252 | 0.10491 | 0.16807 | -0.032297 | -0.55459 | 0.16807 | 0.13442 | 0.84407 | 0.43579 | 0.03045 | 0.84407 | 0.82629
77 | 0.2 | 0.27 | South/Central | TX | Lubbock.Intl.AP.722670 | 3 | 1094700 | 52.8866 | 10.2792 | 68.5357 | 52.7989 | 15.7369 | 880.37 | 6.5368 | 34.49 | 6.7857 | -0.24895 | 77.5722 | 4.4278 | 21.09 | 4.6802 | -0.25237 | 50.2665 | 5.6066 | -13.84 | 7.4144 | -1.8078 | 23.1582 | 6.5368 | 34.49 | 6.7857 | -0.24895 | 77.5722 | 6.6967 | 32.24 | 7.0652 | -0.36849 | 76.3829 | 0.014952 | 0.79079 | 0.1537 | 1.0248 | 13.1637 | 0.097741 | 0.066206 | 0.083832 | 0.097741 | 0.10013 | 0.51571 | 0.31535 | -0.20694 | 0.51571 | 0.48207 | 1.1599 | 0.75161 | 0.34627 | 1.1599 | 1.1421 | 0.014952 | 0.79079 | 0.1537 | 1.0248 | 13.1637 | 0.097741 | 0.066206 | 0.083832 | 0.097741 | 0.10013 | 0.51571 | 0.31535 | -0.20694 | 0.51571 | 0.48207 | 1.1599 | 0.75161 | 0.34627 | 1.1599 | 1.1421
78 | 0.2 | 0.23 | South/Central | TX | Lubbock.Intl.AP.722670 | 3 | 1094700 | 53.9861 | 9.7392 | 68.9052 | 53.8966 | 15.0087 | 862.88 | 6.1673 | 51.98 | 5.688 | 0.47923 | 92.6151 | 4.0583 | 38.58 | 3.5825 | 0.47581 | 65.3094 | 5.2371 | 3.65 | 6.3167 | -1.0797 | 38.2011 | 6.1673 | 51.98 | 5.688 | 0.47923 | 92.6151 | 6.3271 | 49.73 | 5.9675 | 0.35969 | 91.4258 | 0.014952 | 0.80723 | 0.14563 | 1.0303 | 12.9022 | 0.092216 | 0.060681 | 0.078307 | 0.092216 | 0.094606 | 0.77723 | 0.57687 | 0.054577 | 0.77723 | 0.74359 | 1.3848 | 0.97654 | 0.5712 | 1.3848 | 1.367 | 0.014952 | 0.80723 | 0.14563 | 1.0303 | 12.9022 | 0.092216 | 0.060681 | 0.078307 | 0.092216 | 0.094606 | 0.77723 | 0.57687 | 0.054577 | 0.77723 | 0.74359 | 1.3848 | 0.97654 | 0.5712 | 1.3848 | 1.367
79 | 0.2 | 0.19 | South/Central | TX | Lubbock.Intl.AP.722670 | 3 | 1094700 | 55.1856 | 9.2092 | 69.3747 | 55.094 | 14.2807 | 846.02 | 5.6978 | 68.84 | 4.4906 | 1.2072 | 106.3638 | 3.5888 | 55.44 | 2.385 | 1.2038 | 79.0581 | 4.7676 | 20.51 | 5.1192 | -0.35166 | 51.9497 | 5.6978 | 68.84 | 4.4906 | 1.2072 | 106.3638 | 5.8577 | 66.59 | 4.77 | 1.0877 | 105.1744 | 0.014952 | 0.82516 | 0.1377 | 1.0373 | 12.6501 | 0.085196 | 0.053662 | 0.071287 | 0.085196 | 0.087587 | 1.0293 | 0.82897 | 0.30668 | 1.0293 | 0.99569 | 1.5904 | 1.1821 | 0.77678 | 1.5904 | 1.5726 | 0.014952 | 0.82516 | 0.1377 | 1.0373 | 12.6501 | 0.085196 | 0.053662 | 0.071287 | 0.085196 | 0.087587 | 1.0293 | 0.82897 | 0.30668 | 1.0293 | 0.99569 | 1.5904 | 1.1821 | 0.77678 | 1.5904 | 1.5726
80 | 0.2 | 0.17 | South/Central | TX | Lubbock.Intl.AP.722670 | 3 | 1094700 | 55.8353 | 8.9392 | 69.6544 | 55.7427 | 13.9117 | 837.73 | 5.4181 | 77.13 | 3.8419 | 1.5762 | 112.791 | 3.3091 | 63.73 | 1.7363 | 1.5727 | 85.4853 | 4.4879 | 28.8 | 4.4706 | 0.017256 | 58.377 | 5.4181 | 77.13 | 3.8419 | 1.5762 | 112.791 | 5.5779 | 74.88 | 4.1213 | 1.4566 | 111.6017 | 0.014952 | 0.83488 | 0.13366 | 1.0415 | 12.5261 | 0.081014 | 0.049479 | 0.067105 | 0.081014 | 0.083404 | 1.1533 | 0.95292 | 0.43063 | 1.1533 | 1.1196 | 1.6865 | 1.2782 | 0.87288 | 1.6865 | 1.6687 | 0.014952 | 0.83488 | 0.13366 | 1.0415 | 12.5261 | 0.081014 | 0.049479 | 0.067105 | 0.081014 | 0.083404 | 1.1533 | 0.95292 | 0.43063 | 1.1533 | 1.1196 | 1.6865 | 1.2782 | 0.87288 | 1.6865 | 1.6687
81 | 0.35 | 0.2 | South/Central | TX | Lubbock.Intl.AP.722670 | 3 | 1094700 | 61.4625 | 9.2392 | 75.8517 | 61.3609 | 14.4908 | 892.61 | -0.77922 | 22.25 | -1.7763 | 0.99706 | 17.0716 | -2.8882 | 8.85 | -3.8818 | 0.99364 | -10.2342 | -1.7094 | -26.08 | -1.1476 | -0.56184 | -37.3425 | -0.77922 | 22.25 | -1.7763 | 0.99706 | 17.0716 | -0.61934 | 20 | -1.4969 | 0.87752 | 15.8822 | 0.014952 | 0.91902 | 0.13815 | 1.1342 | 13.3467 | -0.011651 | -0.043186 | -0.02556 | -0.011651 | -0.0092607 | 0.33269 | 0.13233 | -0.38996 | 0.33269 | 0.29905 | 0.25526 | -0.15303 | -0.55836 | 0.25526 | 0.23748 | 0.014952 | 0.91902 | 0.13815 | 1.1342 | 13.3467 | -0.011651 | -0.043186 | -0.02556 | -0.011651 | -0.0092607 | 0.33269 | 0.13233 | -0.38996 | 0.33269 | 0.29905 | 0.25526 | -0.15303 | -0.55836 | 0.25526 | 0.23748
82 | 0.35 | 0.25 | South/Central | TX | Lubbock.Intl.AP.722670 | 3 | 1094700 | 59.9632 | 9.8792 | 75.2324 | 59.864 | 15.3684 | 912.61 | -0.15987 | 2.25 | -0.27941 | 0.11954 | 1.1894 | -2.2689 | -11.15 | -2.385 | 0.11612 | -26.1163 | -1.0901 | -46.08 | 0.34927 | -1.4394 | -53.2247 | -0.15987 | 2.25 | -0.27941 | 0.11954 | 1.1894 | 0 | 0 | 0 | 0 | 0 | 0.014952 | 0.8966 | 0.14772 | 1.1249 | 13.6458 | -0.0023905 | -0.033925 | -0.016299 | -0.0023905 | 0 | 0.033643 | -0.16672 | -0.68901 | 0.033643 | 0 | 0.017784 | -0.3905 | -0.79584 | 0.017784 | 0 | 0.014952 | 0.8966 | 0.14772 | 1.1249 | 13.6458 | -0.0023905 | -0.033925 | -0.016299 | -0.0023905 | 0 | 0.033643 | -0.16672 | -0.68901 | 0.033643 | 0 | 0.017784 | -0.3905 | -0.79584 | 0.017784 | 0
83 | 0.35 | 0.3 | South/Central | TX | Lubbock.Intl.AP.722670 | 3 | 1094700 | 59.6833 | 9.9292 | 75.0725 | 59.5846 | 15.4879 | 914.86 | 0 | 0 | 0 | 0 | 0 | -2.109 | -13.4 | -2.1056 | -0.00342 | -27.3057 | -0.93021 | -48.33 | 0.62869 | -1.5589 | -54.414 | 0 | 0 | 0 | 0 | 0 | 0.15987 | -2.25 | 0.27941 | -0.11954 | -1.1894 | 0.014952 | 0.89241 | 0.14847 | 1.1225 | 13.6794 | 0 | -0.031535 | -0.013909 | 0 | 0.0023905 | 0 | -0.20036 | -0.72265 | 0 | -0.033643 | 0 | -0.40829 | -0.81362 | 0 | -0.017784 | 0.014952 | 0.89241 | 0.14847 | 1.1225 | 13.6794 | 0 | -0.031535 | -0.013909 | 0 | 0.0023905 | 0 | -0.20036 | -0.72265 | 0 | -0.033643 | 0 | -0.40829 | -0.81362 | 0 | -0.017784
84 | 0.35 | 0.35 | South/Central | TX | Lubbock.Intl.AP.722670 | 3 | 1094700 | 58.3439 | 10.5292 | 74.5431 | 58.2474 | 16.2956 | 933.55 | 0.52944 | -18.69 | 1.3372 | -0.80775 | -15.1441 | -1.5796 | -32.09 | -0.76838 | -0.81117 | -42.4498 | -0.40077 | -67.02 | 1.9659 | -2.3666 | -69.5581 | 0.52944 | -18.69 | 1.3372 | -0.80775 | -15.1441 | 0.68932 | -20.94 | 1.6166 | -0.92729 | -16.3334 | 0.014952 | 0.87239 | 0.15744 | 1.1146 | 13.9589 | 0.0079165 | -0.023618 | -0.0059925 | 0.0079165 | 0.010307 | -0.27946 | -0.47982 | -1.0021 | -0.27946 | -0.3131 | -0.22644 | -0.63473 | -1.0401 | -0.22644 | -0.24423 | 0.014952 | 0.87239 | 0.15744 | 1.1146 | 13.9589 | 0.0079165 | -0.023618 | -0.0059925 | 0.0079165 | 0.010307 | -0.27946 | -0.47982 | -1.0021 | -0.27946 | -0.3131 | -0.22644 | -0.63473 | -1.0401 | -0.22644 | -0.24423
85 | 0.35 | 0.4 | South/Central | TX | Lubbock.Intl.AP.722670 | 3 | 1094700 | 57.1444 | 11.1292 | 74.1636 | 57.0499 | 17.1136 | 953.46 | 0.90893 | -38.6 | 2.5347 | -1.6257 | -32.5019 | -1.2001 | -52 | 0.4291 | -1.6292 | -59.8076 | -0.021278 | -86.93 | 3.1634 | -3.1846 | -86.9159 | 0.90893 | -38.6 | 2.5347 | -1.6257 | -32.5019 | 1.0688 | -40.85 | 2.8141 | -1.7453 | -33.6912 | 0.014952 | 0.85445 | 0.16641 | 1.1089 | 14.2566 | 0.013591 | -0.017944 | -0.00031816 | 0.013591 | 0.015981 | -0.57717 | -0.77753 | -1.2998 | -0.57717 | -0.61081 | -0.48598 | -0.89427 | -1.2996 | -0.48598 | -0.50377 | 0.014952 | 0.85445 | 0.16641 | 1.1089 | 14.2566 | 0.013591 | -0.017944 | -0.00031816 | 0.013591 | 0.015981 | -0.57717 | -0.77753 | -1.2998 | -0.57717 | -0.61081 | -0.48598 | -0.89427 | -1.2996 | -0.48598 | -0.50377
86 | 0.33 | 0.2 | South/Central | TX | Lubbock.Intl.AP.722670 | 3 | 1094700 | 60.6129 | 9.2492 | 74.9921 | 60.5127 | 14.4795 | 886.88 | 0.080373 | 27.98 | -0.92806 | 1.0084 | 28.4724 | -2.0286 | 14.58 | -3.0336 | 1.005 | 1.1667 | -0.84984 | -20.35 | -0.29937 | -0.55047 | -25.9417 | 0.080373 | 27.98 | -0.92806 | 1.0084 | 28.4724 | 0.24025 | 25.73 | -0.64864 | 0.88889 | 27.283 | 0.014952 | 0.90631 | 0.1383 | 1.1213 | 13.2611 | 0.0012018 | -0.030333 | -0.012707 | 0.0012018 | 0.0035923 | 0.41837 | 0.21801 | -0.30428 | 0.41837 | 0.38473 | 0.42573 | 0.017445 | -0.38789 | 0.42573 | 0.40795 | 0.014952 | 0.90631 | 0.1383 | 1.1213 | 13.2611 | 0.0012018 | -0.030333 | -0.012707 | 0.0012018 | 0.0035923 | 0.41837 | 0.21801 | -0.30428 | 0.41837 | 0.38473 | 0.42573 | 0.017445 | -0.38789 | 0.42573 | 0.40795
87 | 0.33 | 0.25 | South/Central | TX | Lubbock.Intl.AP.722670 | 3 | 1094700 | 59.1136 | 9.8992 | 74.3828 | 59.0158 | 15.367 | 907.21 | 0.68974 | 7.65 | 0.5688 | 0.12093 | 12.1899 | -1.4193 | -5.75 | -1.5368 | 0.11751 | -15.1158 | -0.24047 | -40.68 | 1.1975 | -1.438 | -42.2241 | 0.68974 | 7.65 | 0.5688 | 0.12093 | 12.1899 | 0.84961 | 5.4 | 0.84822 | 0.001394 | 11.0006 | 0.014952 | 0.88389 | 0.14802 | 1.1122 | 13.565 | 0.010313 | -0.021221 | -0.0035957 | 0.010313 | 0.012704 | 0.11439 | -0.085977 | -0.60827 | 0.11439 | 0.080743 | 0.18227 | -0.22602 | -0.63135 | 0.18227 | 0.16449 | 0.014952 | 0.88389 | 0.14802 | 1.1122 | 13.565 | 0.010313 | -0.021221 | -0.0035957 | 0.010313 | 0.012704 | 0.11439 | -0.085977 | -0.60827 | 0.11439 | 0.080743 | 0.18227 | -0.22602 | -0.63135 | 0.18227 | 0.16449
88 | 0.33 | 0.3 | South/Central | TX | Lubbock.Intl.AP.722670 | 3 | 1094700 | 58.8437 | 9.9492 | 74.2429 | 58.7464 | 15.4965 | 909.86 | 0.82963 | 5 | 0.83824 | -0.008605 | 10.4708 | -1.2794 | -8.4 | -1.2673 | -0.012025 | -16.8349 | -0.10058 | -43.33 | 1.4669 | -1.5675 | -43.9433 | 0.82963 | 5 | 0.83824 | -0.008605 | 10.4708 | 0.98951 | 2.75 | 1.1177 | -0.12815 | 9.2814 | 0.014952 | 0.87986 | 0.14877 | 1.1101 | 13.6047 | 0.012405 | -0.01913 | -0.0015039 | 0.012405 | 0.014796 | 0.074762 | -0.1256 | -0.64789 | 0.074762 | 0.041119 | 0.15656 | -0.25172 | -0.65706 | 0.15656 | 0.13878 | 0.014952 | 0.87986 | 0.14877 | 1.1101 | 13.6047 | 0.012405 | -0.01913 | -0.0015039 | 0.012405 | 0.014796 | 0.074762 | -0.1256 | -0.64789 | 0.074762 | 0.041119 | 0.15656 | -0.25172 | -0.65706 | 0.15656 | 0.13878
89 | 0.33 | 0.35 | South/Central | TX | Lubbock.Intl.AP.722670 | 3 | 1094700 | 57.5143 | 10.5492 | 73.7234 | 57.4191 | 16.3043 | 928.61 | 1.3491 | -13.75 | 2.1655 | -0.8164 | -4.8038 | -0.75994 | -27.15 | 0.059877 | -0.81982 | -32.1095 | 0.41884 | -62.08 | 2.7941 | -2.3753 | -59.2178 | 1.3491 | -13.75 | 2.1655 | -0.8164 | -4.8038 | 1.5089 | -16 | 2.4449 | -0.93594 | -5.9931 | 0.014952 | 0.85998 | 0.15774 | 1.1023 | 13.885 | 0.020172 | -0.011363 | 0.0062628 | 0.020172 | 0.022562 | -0.2056 | -0.40596 | -0.92825 | -0.2056 | -0.23924 | -0.071829 | -0.48012 | -0.88545 | -0.071829 | -0.089612 | 0.014952 | 0.85998 | 0.15774 | 1.1023 | 13.885 | 0.020172 | -0.011363 | 0.0062628 | 0.020172 | 0.022562 | -0.2056 | -0.40596 | -0.92825 | -0.2056 | -0.23924 | -0.071829 | -0.48012 | -0.88545 | -0.071829 | -0.089612
90 | 0.33 | 0.4 | South/Central | TX | Lubbock.Intl.AP.722670 | 3 | 1094700 | 56.3148 | 11.1492 | 73.334 | 56.2217 | 17.1123 | 948.18 | 1.7385 | -33.32 | 3.3629 | -1.6244 | -21.7614 | -0.37047 | -46.72 | 1.2574 | -1.6278 | -49.0671 | 0.80831 | -81.65 | 3.9916 | -3.1833 | -76.1754 | 1.7385 | -33.32 | 3.3629 | -1.6244 | -21.7614 | 1.8984 | -35.57 | 3.6424 | -1.744 | -22.9507 | 0.014952 | 0.84205 | 0.16671 | 1.0965 | 14.1776 | 0.025995 | -0.0055395 | 0.012086 | 0.025995 | 0.028386 | -0.49822 | -0.69858 | -1.2209 | -0.49822 | -0.53186 | -0.32539 | -0.73367 | -1.139 | -0.32539 | -0.34317 | 0.014952 | 0.84205 | 0.16671 | 1.0965 | 14.1776 | 0.025995 | -0.0055395 | 0.012086 | 0.025995 | 0.028386 | -0.49822 | -0.69858 | -1.2209 | -0.49822 | -0.53186 | -0.32539 | -0.73367 | -1.139 | -0.32539 | -0.34317
91 | 0.3 | 0.2 | South/Central | TX | Lubbock.Intl.AP.722670 | 3 | 1094700 | 59.3336 | 9.2592 | 73.6927 | 59.2353 | 14.4574 | 878.08 | 1.3798 | 36.78 | 0.34926 | 1.0305 | 45.8389 | -0.72924 | 23.38 | -1.7563 | 1.0271 | 18.5332 | 0.44955 | -11.55 | 0.97795 | -0.5284 | -8.5751 | 1.3798 | 36.78 | 0.34926 | 1.0305 | 45.8389 | 1.5396 | 34.53 | 0.62867 | 0.91096 | 44.6496 | 0.014952 | 0.88718 | 0.13845 | 1.1019 | 13.1295 | 0.020631 | -0.010904 | 0.0067218 | 0.020631 | 0.023021 | 0.54995 | 0.34959 | -0.1727 | 0.54995 | 0.51631 | 0.68541 | 0.27712 | -0.12822 | 0.68541 | 0.66762 | 0.014952 | 0.88718 | 0.13845 | 1.1019 | 13.1295 | 0.020631 | -0.010904 | 0.0067218 | 0.020631 | 0.023021 | 0.54995 | 0.34959 | -0.1727 | 0.54995 | 0.51631 | 0.68541 | 0.27712 | -0.12822 | 0.68541 | 0.66762
92 | 0.3 | 0.25 | South/Central | TX | Lubbock.Intl.AP.722670 | 3 | 1094700 | 57.8342 | 9.9192 | 73.1034 | 57.7385 | 15.3649 | 899.08 | 1.9691 | 15.78 | 1.8461 | 0.123 | 28.7543 | -0.13987 | 2.38 | -0.25946 | 0.11958 | 1.4486 | 1.0389 | -32.55 | 2.4748 | -1.4359 | -25.6598 | 1.9691 | 15.78 | 1.8461 | 0.123 | 28.7543 | 2.129 | 13.53 | 2.1255 | 0.003462 | 27.5649 | 0.014952 | 0.86476 | 0.14832 | 1.0931 | 13.4435 | 0.029443 | -0.0020914 | 0.015534 | 0.029443 | 0.031834 | 0.23595 | 0.035587 | -0.4867 | 0.23595 | 0.20231 | 0.42995 | 0.02166 | -0.38368 | 0.42995 | 0.41216 | 0.014952 | 0.86476 | 0.14832 | 1.0931 | 13.4435 | 0.029443 | -0.0020914 | 0.015534 | 0.029443 | 0.031834 | 0.23595 | 0.035587 | -0.4867 | 0.23595 | 0.20231 | 0.42995 | 0.02166 | -0.38368 | 0.42995 | 0.41216
93 | 0.3 | 0.3 | South/Central | TX | Lubbock.Intl.AP.722670 | 3 | 1094700 | 57.5744 | 9.9692 | 72.9635 | 57.479 | 15.4845 | 901.46 | 2.109 | 13.4 | 2.1056 | 0.00342 | 27.3057 | 0 | 0 | 0 | 0 | 0 | 1.1788 | -34.93 | 2.7343 | -1.5555 | -27.1083 | 2.109 | 13.4 | 2.1056 | 0.00342 | 27.3057 | 2.2689 | 11.15 | 2.385 | -0.11612 | 26.1163 | 0.014952 | 0.86088 | 0.14906 | 1.091 | 13.4791 | 0.031535 | 0 | 0.017626 | 0.031535 | 0.033925 | 0.20036 | 0 | -0.52229 | 0.20036 | 0.16672 | 0.40829 | 0 | -0.40534 | 0.40829 | 0.3905 | 0.014952 | 0.86088 | 0.14906 | 1.091 | 13.4791 | 0.031535 | 0 | 0.017626 | 0.031535 | 0.033925 | 0.20036 | 0 | -0.52229 | 0.20036 | 0.16672 | 0.40829 | 0 | -0.40534 | 0.40829 | 0.3905
94 | 0.3 | 0.35 | South/Central | TX | Lubbock.Intl.AP.722670 | 3 | 1094700 | 56.2549 | 10.5792 | 72.4741 | 56.1618 | 16.3123 | 920.94 | 2.5984 | -6.08 | 3.4228 | -0.82437 | 11.1003 | 0.48944 | -19.48 | 1.3172 | -0.82779 | -16.2054 | 1.6682 | -54.41 | 4.0515 | -2.3833 | -43.3138 | 2.5984 | -6.08 | 3.4228 | -0.82437 | 11.1003 | 2.7583 | -8.33 | 3.7022 | -0.94391 | 9.9109 | 0.014952 | 0.84115 | 0.15819 | 1.0837 | 13.7703 | 0.038853 | 0.0073184 | 0.024944 | 0.038853 | 0.041244 | -0.090911 | -0.29127 | -0.81356 | -0.090911 | -0.12455 | 0.16598 | -0.24231 | -0.64765 | 0.16598 | 0.14819 | 0.014952 | 0.84115 | 0.15819 | 1.0837 | 13.7703 | 0.038853 | 0.0073184 | 0.024944 | 0.038853 | 0.041244 | -0.090911 | -0.29127 | -0.81356 | -0.090911 | -0.12455 | 0.16598 | -0.24231 | -0.64765 | 0.16598 | 0.14819
95 | 0.3 | 0.4 | South/Central | TX | Lubbock.Intl.AP.722670 | 3 | 1094700 | 55.0555 | 11.1892 | 72.1046 | 54.9643 | 17.1403 | 941.17 | 2.9679 | -26.31 | 4.6203 | -1.6524 | -6.6594 | 0.85891 | -39.71 | 2.5147 | -1.6558 | -33.9651 | 2.0377 | -74.64 | 5.249 | -3.2113 | -61.0734 | 2.9679 | -26.31 | 4.6203 | -1.6524 | -6.6594 | 3.1278 | -28.56 | 4.8997 | -1.7719 | -7.8488 | 0.014952 | 0.82322 | 0.16731 | 1.0781 | 14.0728 | 0.044378 | 0.012843 | 0.030469 | 0.044378 | 0.046768 | -0.3934 | -0.59376 | -1.1161 | -0.3934 | -0.42704 | -0.099575 | -0.50786 | -0.9132 | -0.099575 | -0.11736 | 0.014952 | 0.82322 | 0.16731 | 1.0781 | 14.0728 | 0.044378 | 0.012843 | 0.030469 | 0.044378 | 0.046768 | -0.3934 | -0.59376 | -1.1161 | -0.3934 | -0.42704 | -0.099575 | -0.50786 | -0.9132 | -0.099575 | -0.11736
96 | 0.28 | 0.2 | South/Central | TX | Lubbock.Intl.AP.722670 | 3 | 1094700 | 58.454 | 9.2792 | 72.8232 | 58.3572 | 14.466 | 872.83 | 2.2493 | 42.03 | 1.2274 | 1.0219 | 56.8256 | 0.14034 | 28.63 | -0.87816 | 1.0185 | 29.5199 | 1.3191 | -6.3 | 1.8561 | -0.53698 | 2.4116 | 2.2493 | 42.03 | 1.2274 | 1.0219 | 56.8256 | 2.4092 | 39.78 | 1.5068 | 0.90237 | 55.6363 | 0.014952 | 0.87403 | 0.13875 | 1.0889 | 13.051 | 0.033633 | 0.0020984 | 0.019724 | 0.033633 | 0.036024 | 0.62845 | 0.42809 | -0.094201 | 0.62845 | 0.59481 | 0.84968 | 0.4414 | 0.03606 | 0.84968 | 0.8319 | 0.014952 | 0.87403 | 0.13875 | 1.0889 | 13.051 | 0.033633 | 0.0020984 | 0.019724 | 0.033633 | 0.036024 | 0.62845 | 0.42809 | -0.094201 | 0.62845 | 0.59481 | 0.84968 | 0.4414 | 0.03606 | 0.84968 | 0.8319
97 | 0.28 | 0.25 | South/Central | TX | Lubbock.Intl.AP.722670 | 3 | 1094700 | 56.9746 | 9.9292 | 72.2338 | 56.8803 | 15.3535 | 893.29 | 2.8387 | 21.57 | 2.7043 | 0.13438 | 40.2838 | 0.7297 | 8.17 | 0.59874 | 0.13096 | 12.9781 | 1.9085 | -26.76 | 3.333 | -1.4245 | -14.1302 | 2.8387 | 21.57 | 2.7043 | 0.13438 | 40.2838 | 2.9986 | 19.32 | 2.9837 | 0.014834 | 39.0945 | 0.014952 | 0.85191 | 0.14847 | 1.0801 | 13.3569 | 0.042445 | 0.010911 | 0.028536 | 0.042445 | 0.044836 | 0.32252 | 0.12216 | -0.40013 | 0.32252 | 0.28888 | 0.60234 | 0.19406 | -0.21128 | 0.60234 | 0.58456 | 0.014952 | 0.85191 | 0.14847 | 1.0801 | 13.3569 | 0.042445 | 0.010911 | 0.028536 | 0.042445 | 0.044836 | 0.32252 | 0.12216 | -0.40013 | 0.32252 | 0.28888 | 0.60234 | 0.19406 | -0.21128 | 0.60234 | 0.58456
98 | 0.28 | 0.3 | South/Central | TX | Lubbock.Intl.AP.722670 | 3 | 1094700 | 56.4349 | 10.1192 | 71.994 | 56.3414 | 15.6526 | 899.93 | 3.0785 | 14.93 | 3.2432 | -0.16472 | 35.2406 | 0.96947 | 1.53 | 1.1376 | -0.16814 | 7.9349 | 2.1483 | -33.4 | 3.8719 | -1.7236 | -19.1734 | 3.0785 | 14.93 | 3.2432 | -0.16472 | 35.2406 | 3.2383 | 12.68 | 3.5226 | -0.28426 | 34.0512 | 0.014952 | 0.84384 | 0.15131 | 1.0765 | 13.4562 | 0.046031 | 0.014496 | 0.032122 | 0.046031 | 0.048421 | 0.22324 | 0.022877 | -0.49941 | 0.22324 | 0.1896 | 0.52693 | 0.11865 | -0.28669 | 0.52693 | 0.50915 | 0.014952 | 0.84384 | 0.15131 | 1.0765 | 13.4562 | 0.046031 | 0.014496 | 0.032122 | 0.046031 | 0.048421 | 0.22324 | 0.022877 | -0.49941 | 0.22324 | 0.1896 | 0.52693 | 0.11865 | -0.28669 | 0.52693 | 0.50915
99 | 0.28 | 0.35 | South/Central | TX | Lubbock.Intl.AP.722670 | 3 | 1094700 | 55.1455 | 10.7392 | 71.5546 | 55.0541 | 16.5005 | 920.27 | 3.5179 | -5.41 | 4.5305 | -1.0126 | 17.8434 | 1.4089 | -18.81 | 2.4249 | -1.016 | -9.4623 | 2.5877 | -53.74 | 5.1592 | -2.5715 | -36.5707 | 3.5179 | -5.41 | 4.5305 | -1.0126 | 17.8434 | 3.6778 | -7.66 | 4.8099 | -1.1321 | 16.654 | 0.014952 | 0.82456 | 0.16058 | 1.0699 | 13.7603 | 0.052601 | 0.021067 | 0.038692 | 0.052601 | 0.054992 | -0.080893 | -0.28126 | -0.80355 | -0.080893 | -0.11454 | 0.2668 | -0.14149 | -0.54682 | 0.2668 | 0.24902 | 0.014952 | 0.82456 | 0.16058 | 1.0699 | 13.7603 | 0.052601 | 0.021067 | 0.038692 | 0.052601 | 0.054992 | -0.080893 | -0.28126 | -0.80355 | -0.080893 | -0.11454 | 0.2668 | -0.14149 | -0.54682 | 0.2668 | 0.24902
100 | 0.28 | 0.4 | South/Central | TX | Lubbock.Intl.AP.722670 | 3 | 1094700 | 54.1959 | 11.2192 | 71.255 | 54.1061 | 17.1489 | 936.05 | 3.8175 | -21.19 | 5.4785 | -1.661 | 4.0687 | 1.7085 | -34.59 | 3.3729 | -1.6644 | -23.237 | 2.8873 | -69.52 | 6.1072 | -3.2199 | -50.3454 | 3.8175 | -21.19 | 5.4785 | -1.661 | 4.0687 | 3.9774 | -23.44 | 5.7579 | -1.7805 | 2.8793 | 0.014952 | 0.81036 | 0.16775 | 1.0654 | 13.9963 | 0.057081 | 0.025546 | 0.043172 | 0.057081 | 0.059472 | -0.31684 | -0.51721 | -1.0395 | -0.31684 | -0.35049 | 0.060837 | -0.34745 | -0.75279 | 0.060837 | 0.043053 | 0.014952 | 0.81036 | 0.16775 | 1.0654 | 13.9963 | 0.057081 | 0.025546 | 0.043172 | 0.057081 | 0.059472 | -0.31684 | -0.51721 | -1.0395 | -0.31684 | -0.35049 | 0.060837 | -0.34745 | -0.75279 | 0.060837 | 0.043053
101 | 0.27 | 0.2 | South/Central | TX | Lubbock.Intl.AP.722670 | 3 | 1094700 | 58.0042 | 9.2892 | 72.3734 | 57.9081 | 14.4652 | 869.97 | 2.6991 | 44.89 | 1.6765 | 1.0227 | 62.6495 | 0.59013 | 31.49 | -0.4291 | 1.0192 | 35.3438 | 1.7689 | -3.44 | 2.3052 | -0.53625 | 8.2354 | 2.6991 | 44.89 | 1.6765 | 1.0227 | 62.6495 | 2.859 | 42.64 | 1.9559 | 0.90311 | 61.4601 | 0.014952 | 0.86731 | 0.1389 | 1.0822 | 13.0082 | 0.040359 | 0.0088239 | 0.02645 | 0.040359 | 0.042749 | 0.67122 | 0.47085 | -0.051437 | 0.67122 | 0.63757 | 0.93676 | 0.52848 | 0.12314 | 0.93676 | 0.91898 | 0.014952 | 0.86731 | 0.1389 | 1.0822 | 13.0082 | 0.040359 | 0.0088239 | 0.02645 | 0.040359 | 0.042749 | 0.67122 | 0.47085 | -0.051437 | 0.67122 | 0.63757 | 0.93676 | 0.52848 | 0.12314 | 0.93676 | 0.91898
102 | 0.27 | 0.25 | South/Central | TX | Lubbock.Intl.AP.722670 | 3 | 1094700 | 56.5349 | 9.9392 | 71.804 | 56.4412 | 15.3628 | 890.82 | 3.2685 | 24.04 | 3.1434 | 0.12511 | 45.5778 | 1.1595 | 10.64 | 1.0378 | 0.12169 | 18.2721 | 2.3383 | -24.29 | 3.7721 | -1.4338 | -8.8362 | 3.2685 | 24.04 | 3.1434 | 0.12511 | 45.5778 | 3.4284 | 21.79 | 3.4228 | 0.005573 | 44.3885 | 0.014952 | 0.84534 | 0.14862 | 1.0736 | 13.32 | 0.048872 | 0.017338 | 0.034963 | 0.048872 | 0.051263 | 0.35946 | 0.15909 | -0.3632 | 0.35946 | 0.32581 | 0.6815 | 0.27321 | -0.13212 | 0.6815 | 0.66372 | 0.014952 | 0.84534 | 0.14862 | 1.0736 | 13.32 | 0.048872 | 0.017338 | 0.034963 | 0.048872 | 0.051263 | 0.35946 | 0.15909 | -0.3632 | 0.35946 | 0.32581 | 0.6815 | 0.27321 | -0.13212 | 0.6815 | 0.66372
103 | 0.27 | 0.3 | South/Central | TX | Lubbock.Intl.AP.722670 | 3 | 1094700 | 55.8052 | 10.2392 | 71.5143 | 55.7127 | 15.8016 | 900.96 | 3.5582 | 13.9 | 3.8719 | -0.31365 | 37.3788 | 1.4492 | 0.5 | 1.7663 | -0.31707 | 10.0731 | 2.628 | -34.43 | 4.5006 | -1.8726 | -17.0352 | 3.5582 | 13.9 | 3.8719 | -0.31365 | 37.3788 | 3.7181 | 11.65 | 4.1513 | -0.43319 | 36.1895 | 0.014952 | 0.83443 | 0.1531 | 1.0693 | 13.4716 | 0.053204 | 0.021669 | 0.039295 | 0.053204 | 0.055595 | 0.20784 | 0.0074762 | -0.51481 | 0.20784 | 0.1742 | 0.55891 | 0.15062 | -0.25472 | 0.55891 | 0.54112 | 0.014952 | 0.83443 | 0.1531 | 1.0693 | 13.4716 | 0.053204 | 0.021669 | 0.039295 | 0.053204 | 0.055595 | 0.20784 | 0.0074762 | -0.51481 | 0.20784 | 0.1742 | 0.55891 | 0.15062 | -0.25472 | 0.55891 | 0.54112
104 | 0.27 | 0.35 | South/Central | TX | Lubbock.Intl.AP.722670 | 3 | 1094700 | 54.4858 | 10.9092 | 71.1049 | 54.3955 | 16.7094 | 923.09 | 3.9676 | -8.23 | 5.1891 | -1.2215 | 17.963 | 1.8586 | -21.63 | 3.0835 | -1.2249 | -9.3427 | 3.0374 | -56.56 | 5.8178 | -2.7804 | -36.451 | 3.9676 | -8.23 | 5.1891 | -1.2215 | 17.963 | 4.1275 | -10.48 | 5.4685 | -1.341 | 16.7736 | 0.014952 | 0.8147 | 0.16312 | 1.0632 | 13.8025 | 0.059326 | 0.027791 | 0.045417 | 0.059326 | 0.061716 | -0.12306 | -0.32342 | -0.84571 | -0.12306 | -0.1567 | 0.26859 | -0.1397 | -0.54503 | 0.26859 | 0.25081 | 0.014952 | 0.8147 | 0.16312 | 1.0632 | 13.8025 | 0.059326 | 0.027791 | 0.045417 | 0.059326 | 0.061716 | -0.12306 | -0.32342 | -0.84571 | -0.12306 | -0.1567 | 0.26859 | -0.1397 | -0.54503 | 0.26859 | 0.25081
105 | 0.27 | 0.4 | South/Central | TX | Lubbock.Intl.AP.722670 | 3 | 1094700 | 53.7661 | 11.2392 | 70.8452 | 53.677 | 17.1682 | 933.98 | 4.2273 | -19.12 | 5.9076 | -1.6803 | 8.8328 | 2.1183 | -32.52 | 3.802 | -1.6837 | -18.4729 | 3.2971 | -67.45 | 6.5363 | -3.2392 | -45.5812 | 4.2273 | -19.12 | 5.9076 | -1.6803 | 8.8328 | 4.3872 | -21.37 | 6.187 | -1.7998 | 7.6434 | 0.014952 | 0.80394 | 0.16805 | 1.0593 | 13.9653 | 0.063209 | 0.031674 | 0.0493 | 0.063209 | 0.0656 | -0.28589 | -0.48625 | -1.0085 | -0.28589 | -0.31953 | 0.13207 | -0.27622 | -0.68155 | 0.13207 | 0.11429 | 0.014952 | 0.80394 | 0.16805 | 1.0593 | 13.9653 | 0.063209 | 0.031674 | 0.0493 | 0.063209 | 0.0656 | -0.28589 | -0.48625 | -1.0085 | -0.28589 | -0.31953 | 0.13207 | -0.27622 | -0.68155 | 0.13207 | 0.11429
106 | 0.26 | 0.2 | South/Central | TX | Lubbock.Intl.AP.722670 | 3 | 1094700 | 57.5644 | 9.2992 | 71.9435 | 57.4691 | 14.4745 | 867.52 | 3.129 | 47.34 | 2.1155 | 1.0134 | 67.9443 | 1.02 | 33.94 | 0.009973 | 1.01 | 40.6386 | 2.1987 | -0.99 | 2.7442 | -0.54549 | 13.5302 | 3.129 | 47.34 | 2.1155 | 1.0134 | 67.9443 | 3.2888 | 45.09 | 2.395 | 0.89387 | 66.7549 | 0.014952 | 0.86073 | 0.13905 | 1.0757 | 12.9716 | 0.046786 | 0.015251 | 0.032877 | 0.046786 | 0.049176 | 0.70785 | 0.50749 | -0.014803 | 0.70785 | 0.67421 | 1.0159 | 0.60765 | 0.20231 | 1.0159 | 0.99815 | 0.014952 | 0.86073 | 0.13905 | 1.0757 | 12.9716 | 0.046786 | 0.015251 | 0.032877 | 0.046786 | 0.049176 | 0.70785 | 0.50749 | -0.014803 | 0.70785 | 0.67421 | 1.0159 | 0.60765 | 0.20231 | 1.0159 | 0.99815
107 | 0.26 | 0.25 | South/Central | TX | Lubbock.Intl.AP.722670 | 3 | 1094700 | 56.0951 | 9.9492 | 71.3642 | 56.0021 | 15.3621 | 888.03 | 3.7083 | 26.83 | 3.5825 | 0.12581 | 51.2713 | 1.5993 | 13.43 | 1.4769 | 0.12239 | 23.9656 | 2.7781 | -21.5 | 4.2112 | -1.4331 | -3.1428 | 3.7083 | 26.83 | 3.5825 | 0.12581 | 51.2713 | 3.8682 | 24.58 | 3.8619 | 0.00627 | 50.0819 | 0.014952 | 0.83876 | 0.14877 | 1.0671 | 13.2782 | 0.055448 | 0.023913 | 0.041539 | 0.055448 | 0.057838 | 0.40117 | 0.20081 | -0.32148 | 0.40117 | 0.36753 | 0.76663 | 0.35834 | -0.046992 | 0.76663 | 0.74885 | 0.014952 | 0.83876 | 0.14877 | 1.0671 | 13.2782 | 0.055448 | 0.023913 | 0.041539 | 0.055448 | 0.057838 | 0.40117 | 0.20081 | -0.32148 | 0.40117 | 0.36753 | 0.76663 | 0.35834 | -0.046992 | 0.76663 | 0.74885
108 | 0.26 | 0.3 | South/Central | TX | Lubbock.Intl.AP.722670 | 3 | 1094700 | 55.0755 | 10.4192 | 71.0047 | 54.9843 | 16.0204 | 903.7 | 4.0678 | 11.16 | 4.6003 | -0.53249 | 38.0011 | 1.9589 | -2.24 | 2.4948 | -0.53591 | 10.6954 | 3.1376 | -37.17 | 5.229 | -2.0914 | -16.4129 | 4.0678 | 11.16 | 4.6003 | -0.53249 | 38.0011 | 4.2277 | 8.91 | 4.8797 | -0.65203 | 36.8118 | 0.014952 | 0.82352 | 0.15579 | 1.0617 | 13.5126 | 0.060824 | 0.02929 | 0.046915 | 0.060824 | 0.063215 | 0.16687 | -0.033494 | -0.55578 | 0.16687 | 0.13323 | 0.56821 | 0.15992 | -0.24541 | 0.56821 | 0.55043 | 0.014952 | 0.82352 | 0.15579 | 1.0617 | 13.5126 | 0.060824 | 0.02929 | 0.046915 | 0.060824 | 0.063215 | 0.16687 | -0.033494 | -0.55578 | 0.16687 | 0.13323 | 0.56821 | 0.15992 | -0.24541 | 0.56821 | 0.55043
109 | 0.26 | 0.35 | South/Central | TX | Lubbock.Intl.AP.722670 | 3 | 1094700 | 53.8361 | 11.0792 | 70.6652 | 53.7469 | 16.9183 | 926.01 | 4.4073 | -11.15 | 5.8377 | -1.4304 | 17.9529 | 2.2983 | -24.55 | 3.7322 | -1.4338 | -9.3528 | 3.4771 | -59.48 | 6.4664 | -2.9893 | -36.4611 | 4.4073 | -11.15 | 5.8377 | -1.4304 | 17.9529 | 4.5672 | -13.4 | 6.1171 | -1.5499 | 16.7636 | 0.014952 | 0.80498 | 0.16566 | 1.0566 | 13.8461 | 0.065901 | 0.034366 | 0.051992 | 0.065901 | 0.068291 | -0.16672 | -0.36708 | -0.88937 | -0.16672 | -0.20036 | 0.26844 | -0.13985 | -0.54518 | 0.26844 | 0.25066 | 0.014952 | 0.80498 | 0.16566 | 1.0566 | 13.8461 | 0.065901 | 0.034366 | 0.051992 | 0.065901 | 0.068291 | -0.16672 | -0.36708 | -0.88937 | -0.16672 | -0.20036 | 0.26844 | -0.13985 | -0.54518 | 0.26844 | 0.25066
110 | 0.26 | 0.4 | South/Central | TX | Lubbock.Intl.AP.722670 | 3 | 1094700 | 53.3263 | 11.2492 | 70.4054 | 53.2379 | 17.1675 | 931.18 | 4.6671 | -16.32 | 6.3467 | -1.6796 | 14.5253 | 2.5581 | -29.72 | 4.2411 | -1.683 | -12.7804 | 3.7369 | -64.65 | 6.9754 | -3.2385 | -39.8887 | 4.6671 | -16.32 | 6.3467 | -1.6796 | 14.5253 | 4.827 | -18.57 | 6.6261 | -1.7991 | 13.336 | 0.014952 | 0.79736 | 0.1682 | 1.0527 | 13.9234 | 0.069784 | 0.03825 | 0.055875 | 0.069784 | 0.072175 | -0.24402 | -0.44439 | -0.96668 | -0.24402 | -0.27767 | 0.21719 | -0.1911 | -0.59643 | 0.21719 | 0.19941 | 0.014952 | 0.79736 | 0.1682 | 1.0527 | 13.9234 | 0.069784 | 0.03825 | 0.055875 | 0.069784 | 0.072175 | -0.24402 | -0.44439 | -0.96668 | -0.24402 | -0.27767 | 0.21719 | -0.1911 | -0.59643 | 0.21719 | 0.19941
111 | 0.25 | 0.2 | South/Central | TX | Lubbock.Intl.AP.722670 | 3 | 1094700 | 57.1146 | 9.3092 | 71.4938 | 57.02 | 14.4738 | 864.65 | 3.5787 | 50.21 | 2.5646 | 1.0141 | 73.7664 | 1.4697 | 36.81 | 0.45903 | 1.0107 | 46.4607 | 2.6485 | 1.88 | 3.1933 | -0.54479 | 19.3524 | 3.5787 | 50.21 | 2.5646 | 1.0141 | 73.7664 | 3.7386 | 47.96 | 2.844 | 0.89457 | 72.5771 | 0.014952 | 0.85401 | 0.1392 | 1.069 | 12.9287 | 0.053511 | 0.021976 | 0.039602 | 0.053511 | 0.055901 | 0.75076 | 0.5504 | 0.028111 | 0.75076 | 0.71712 | 1.103 | 0.6947 | 0.28937 | 1.103 | 1.0852 | 0.014952 | 0.85401 | 0.1392 | 1.069 | 12.9287 | 0.053511 | 0.021976 | 0.039602 | 0.053511 | 0.055901 | 0.75076 | 0.5504 | 0.028111 | 0.75076 | 0.71712 | 1.103 | 0.6947 | 0.28937 | 1.103 | 1.0852
112 | 0.25 | 0.25 | South/Central | TX | Lubbock.Intl.AP.722670 | 3 | 1094700 | 55.6553 | 9.9592 | 70.9244 | 55.5631 | 15.3614 | 885.24 | 4.1481 | 29.62 | 4.0215 | 0.12653 | 56.9655 | 2.0391 | 16.22 | 1.916 | 0.12311 | 29.6598 | 3.2179 | -18.71 | 4.6502 | -1.4324 | 2.5514 | 4.1481 | 29.62 | 4.0215 | 0.12653 | 56.9655 | 4.3079 | 27.37 | 4.301 | 0.006986 | 55.7761 | 0.014952 | 0.83218 | 0.14891 | 1.0605 | 13.2365 | 0.062024 | 0.030489 | 0.048115 | 0.062024 | 0.064414 | 0.44289 | 0.24253 | -0.27976 | 0.44289 | 0.40925 | 0.85177 | 0.44349 | 0.03815 | 0.85177 | 0.83399 | 0.014952 | 0.83218 | 0.14891 | 1.0605 | 13.2365 | 0.062024 | 0.030489 | 0.048115 | 0.062024 | 0.064414 | 0.44289 | 0.24253 | -0.27976 | 0.44289 | 0.40925 | 0.85177 | 0.44349 | 0.03815 | 0.85177 | 0.83399
113 | 0.25 | 0.3 | South/Central | TX | Lubbock.Intl.AP.722670 | 3 | 1094700 | 54.3459 | 10.6192 | 70.515 | 54.2558 | 16.2592 | 907.1 | 4.5575 | 7.76 | 5.3288 | -0.77128 | 37.8228 | 2.4485 | -5.64 | 3.2232 | -0.7747 | 10.5171 | 3.6273 | -40.57 | 5.9575 | -2.3302 | -16.5912 | 4.5575 | 7.76 | 5.3288 | -0.77128 | 37.8228 | 4.7174 | 5.51 | 5.6082 | -0.89082 | 36.6335 | 0.014952 | 0.8126 | 0.15878 | 1.0544 | 13.5634 | 0.068146 | 0.036612 | 0.054237 | 0.068146 | 0.070537 | 0.11603 | -0.084332 | -0.60662 | 0.11603 | 0.082388 | 0.56554 | 0.15726 | -0.24808 | 0.56554 | 0.54776 | 0.014952 | 0.8126 | 0.15878 | 1.0544 | 13.5634 | 0.068146 | 0.036612 | 0.054237 | 0.068146 | 0.070537 | 0.11603 | -0.084332 | -0.60662 | 0.11603 | 0.082388 | 0.56554 | 0.15726 | -0.24808 | 0.56554 | 0.54776
114 | 0.25 | 0.35 | South/Central | TX | Lubbock.Intl.AP.722670 | 3 | 1094700 | 53.1164 | 11.3092 | 70.2355 | 53.0284 | 17.2071 | 931.13 | 4.837 | -16.27 | 6.5562 | -1.7192 | 15.6388 | 2.728 | -29.67 | 4.4507 | -1.7227 | -11.6669 | 3.9068 | -64.6 | 7.1849 | -3.2781 | -38.7752 | 4.837 | -16.27 | 6.5562 | -1.7192 | 15.6388 | 4.9969 | -18.52 | 6.8356 | -1.8388 | 14.4495 | 0.014952 | 0.79422 | 0.1691 | 1.0502 | 13.9227 | 0.072325 | 0.04079 | 0.058416 | 0.072325 | 0.074715 | -0.24328 | -0.44364 | -0.96593 | -0.24328 | -0.27692 | 0.23384 | -0.17445 | -0.57979 | 0.23384 | 0.21606 | 0.014952 | 0.79422 | 0.1691 | 1.0502 | 13.9227 | 0.072325 | 0.04079 | 0.058416 | 0.072325 | 0.074715 | -0.24328 | -0.44364 | -0.96593 | -0.24328 | -0.27692 | 0.23384 | -0.17445 | -0.57979 | 0.23384 | 0.21606
115 | 0.25 | 0.4 | South/Central | TX | Lubbock.Intl.AP.722670 | 3 | 1094700 | 52.8865 | 11.2692 | 69.9756 | 52.7989 | 17.1768 | 928.72 | 5.0969 | -13.86 | 6.7857 | -1.6889 | 19.8184 | 2.9879 | -27.26 | 4.6802 | -1.6923 | -7.4873 | 4.1667 | -62.19 | 7.4144 | -3.2478 | -34.5956 | 5.0969 | -13.86 | 6.7857 | -1.6889 | 19.8184 | 5.2567 | -16.11 | 7.0652 | -1.8084 | 18.6291 | 0.014952 | 0.79078 | 0.1685 | 1.0463 | 13.8867 | 0.076211 | 0.044676 | 0.062302 | 0.076211 | 0.078601 | -0.20724 | -0.4076 | -0.92989 | -0.20724 | -0.24088 | 0.29633 | -0.11195 | -0.51729 | 0.29633 | 0.27855 | 0.014952 | 0.79078 | 0.1685 | 1.0463 | 13.8867 | 0.076211 | 0.044676 | 0.062302 | 0.076211 | 0.078601 | -0.20724 | -0.4076 | -0.92989 | -0.20724 | -0.24088 | 0.29633 | -0.11195 | -0.51729 | 0.29633 | 0.27855
116 | 0.24 | 0.2 | South/Central | TX | Lubbock.Intl.AP.722670 | 3 | 1094700 | 56.6649 | 9.3092 | 71.034 | 56.5709 | 14.4631 | 861.45 | 4.0385 | 53.41 | 3.0137 | 1.0248 | 79.9897 | 1.9295 | 40.01 | 0.90809 | 1.0214 | 52.684 | 3.1083 | 5.08 | 3.6423 | -0.5341 | 25.5756 | 4.0385 | 53.41 | 3.0137 | 1.0248 | 79.9897 | 4.1983 | 51.16 | 3.2931 | 0.90526 | 78.8003 | 0.014952 | 0.84728 | 0.1392 | 1.0621 | 12.8808 | 0.060385 | 0.02885 | 0.046476 | 0.060385 | 0.062776 | 0.79861 | 0.59825 | 0.075959 | 0.79861 | 0.76497 | 1.196 | 0.78776 | 0.38242 | 1.196 | 1.1783 | 0.014952 | 0.84728 | 0.1392 | 1.0621 | 12.8808 | 0.060385 | 0.02885 | 0.046476 | 0.060385 | 0.062776 | 0.79861 | 0.59825 | 0.075959 | 0.79861 | 0.76497 | 1.196 | 0.78776 | 0.38242 | 1.196 | 1.1783
117 | 0.24 | 0.25 | South/Central | TX | Lubbock.Intl.AP.722670 | 3 | 1094700 | 55.2155 | 9.9692 | 70.4846 | 55.124 | 15.3607 | 882.44 | 4.5879 | 32.42 | 4.4606 | 0.12724 | 62.6597 | 2.4789 | 19.02 | 2.355 | 0.12382 | 35.354 | 3.6577 | -15.91 | 5.0893 | -1.4317 | 8.2456 | 4.5879 | 32.42 | 4.4606 | 0.12724 | 62.6597 | 4.7477 | 30.17 | 4.74 | 0.007702 | 61.4703 | 0.014952 | 0.82561 | 0.14906 | 1.0539 | 13.1947 | 0.0686 | 0.037065 | 0.054691 | 0.0686 | 0.07099 | 0.48476 | 0.2844 | -0.23789 | 0.48476 | 0.45112 | 0.93692 | 0.52863 | 0.12329 | 0.93692 | 0.91913 | 0.014952 | 0.82561 | 0.14906 | 1.0539 | 13.1947 | 0.0686 | 0.037065 | 0.054691 | 0.0686 | 0.07099 | 0.48476 | 0.2844 | -0.23789 | 0.48476 | 0.45112 | 0.93692 | 0.52863 | 0.12329 | 0.93692 | 0.91913
118 | 0.24 | 0.3 | South/Central | TX | Lubbock.Intl.AP.722670 | 3 | 1094700 | 53.9061 | 10.6292 | 70.0852 | 53.8167 | 16.2684 | 904.63 | 4.9873 | 10.23 | 5.7679 | -0.78054 | 43.1168 | 2.8783 | -3.17 | 3.6623 | -0.78396 | 15.8111 | 4.0571 | -38.1 | 6.3966 | -2.3394 | -11.2972 | 4.9873 | 10.23 | 5.7679 | -0.78054 | 43.1168 | 5.1472 | 7.98 | 6.0473 | -0.90009 | 41.9275 | 0.014952 | 0.80603 | 0.15893 | 1.0479 | 13.5265 | 0.074573 | 0.043038 | 0.060664 | 0.074573 | 0.076963 | 0.15296 | -0.047399 | -0.56969 | 0.15296 | 0.11932 | 0.6447 | 0.23642 | -0.16892 | 0.6447 | 0.62692 | 0.014952 | 0.80603 | 0.15893 | 1.0479 | 13.5265 | 0.074573 | 0.043038 | 0.060664 | 0.074573 | 0.076963 | 0.15296 | -0.047399 | -0.56969 | 0.15296 | 0.11932 | 0.6447 | 0.23642 | -0.16892 | 0.6447 | 0.62692
119 | 0.24 | 0.35 | South/Central | TX | Lubbock.Intl.AP.722670 | 3 | 1094700 | 52.6866 | 11.3292 | 69.8157 | 52.5993 | 17.2164 | 928.73 | 5.2568 | -13.87 | 6.9853 | -1.7285 | 20.8024 | 3.1478 | -27.27 | 4.8797 | -1.732 | -6.5033 | 4.3266 | -62.2 | 7.614 | -3.2874 | -33.6116 | 5.2568 | -13.87 | 6.9853 | -1.7285 | 20.8024 | 5.4167 | -16.12 | 7.2647 | -1.8481 | 19.6131 | 0.014952 | 0.7878 | 0.1694 | 1.0439 | 13.8868 | 0.078602 | 0.047067 | 0.064693 | 0.078602 | 0.080992 | -0.20739 | -0.40775 | -0.93004 | -0.20739 | -0.24103 | 0.31105 | -0.09724 | -0.50258 | 0.31105 | 0.29326 | 0.014952 | 0.7878 | 0.1694 | 1.0439 | 13.8868 | 0.078602 | 0.047067 | 0.064693 | 0.078602 | 0.080992 | -0.20739 | -0.40775 | -0.93004 | -0.20739 | -0.24103 | 0.31105 | -0.09724 | -0.50258 | 0.31105 | 0.29326
120 | 0.24 | 0.4 | South/Central | TX | Lubbock.Intl.AP.722670 | 3 | 1094700 | 52.4567 | 11.2792 | 69.5559 | 52.3698 | 17.1861 | 926.32 | 5.5166 | -11.46 | 7.2148 | -1.6982 | 24.9812 | 3.4077 | -24.86 | 5.1093 | -1.7016 | -2.3245 | 4.5864 | -59.79 | 7.8435 | -3.2571 | -29.4329 | 5.5166 | -11.46 | 7.2148 | -1.6982 | 24.9812 | 5.6765 | -13.71 | 7.4943 | -1.8177 | 23.7918 | 0.014952 | 0.78436 | 0.16865 | 1.04 | 13.8508 | 0.082488 | 0.050953 | 0.068579 | 0.082488 | 0.084878 | -0.17136 | -0.37172 | -0.89401 | -0.17136 | -0.205 | 0.37353 | -0.034757 | -0.44009 | 0.37353 | 0.35575 | 0.014952 | 0.78436 | 0.16865 | 1.04 | 13.8508 | 0.082488 | 0.050953 | 0.068579 | 0.082488 | 0.084878 | -0.17136 | -0.37172 | -0.89401 | -0.17136 | -0.205 | 0.37353 | -0.034757 | -0.44009 | 0.37353 | 0.35575
121 | 0.22 | 0.2 | South/Central | TX | Lubbock.Intl.AP.722670 | 3 | 1094700 | 55.7753 | 9.3292 | 70.1444 | 55.6828 | 14.4616 | 855.8 | 4.9281 | 59.06 | 3.9018 | 1.0263 | 91.5085 | 2.8191 | 45.66 | 1.7962 | 1.0229 | 64.2028 | 3.9979 | 10.73 | 4.5305 | -0.53262 | 37.0945 | 4.9281 | 59.06 | 3.9018 | 1.0263 | 91.5085 | 5.0879 | 56.81 | 4.1812 | 0.90674 | 90.3192 | 0.014952 | 0.83398 | 0.13949 | 1.0488 | 12.7963 | 0.073687 | 0.042152 | 0.059778 | 0.073687 | 0.076077 | 0.88309 | 0.68273 | 0.16044 | 0.88309 | 0.84945 | 1.3683 | 0.95999 | 0.55465 | 1.3683 | 1.3505 | 0.014952 | 0.83398 | 0.13949 | 1.0488 | 12.7963 | 0.073687 | 0.042152 | 0.059778 | 0.073687 | 0.076077 | 0.88309 | 0.68273 | 0.16044 | 0.88309 | 0.84945 | 1.3683 | 0.95999 | 0.55465 | 1.3683 | 1.3505
122 | 0.22 | 0.25 | South/Central | TX | Lubbock.Intl.AP.722670 | 3 | 1094700 | 54.3259 | 9.9892 | 69.6051 | 54.2358 | 15.3692 | 877.12 | 5.4674 | 37.74 | 5.3488 | 0.11868 | 73.7758 | 3.3584 | 24.34 | 3.2432 | 0.11526 | 46.4701 | 4.5372 | -10.59 | 5.9774 | -1.4402 | 19.3618 | 5.4674 | 37.74 | 5.3488 | 0.11868 | 73.7758 | 5.6273 | 35.49 | 5.6282 | -0.00086397 | 72.5865 | 0.014952 | 0.81231 | 0.14936 | 1.0408 | 13.1151 | 0.081752 | 0.050217 | 0.067843 | 0.081752 | 0.084142 | 0.56431 | 0.36394 | -0.15835 | 0.56431 | 0.53066 | 1.1031 | 0.69484 | 0.28951 | 1.1031 | 1.0853 | 0.014952 | 0.81231 | 0.14936 | 1.0408 | 13.1151 | 0.081752 | 0.050217 | 0.067843 | 0.081752 | 0.084142 | 0.56431 | 0.36394 | -0.15835 | 0.56431 | 0.53066 | 1.1031 | 0.69484 | 0.28951 | 1.1031 | 1.0853
123 | 0.22 | 0.3 | South/Central | TX | Lubbock.Intl.AP.722670 | 3 | 1094700 | 53.0165 | 10.6592 | 69.2056 | 52.9286 | 16.277 | 899.31 | 5.8669 | 15.55 | 6.656 | -0.78913 | 54.232 | 3.7579 | 2.15 | 4.5504 | -0.79255 | 26.9263 | 4.9367 | -32.78 | 7.2847 | -2.348 | -0.18199 | 5.8669 | 15.55 | 6.656 | -0.78913 | 54.232 | 6.0268 | 13.3 | 6.9354 | -0.90867 | 53.0427 | 0.014952 | 0.79273 | 0.15938 | 1.0348 | 13.4469 | 0.087724 | 0.05619 | 0.073815 | 0.087724 | 0.090115 | 0.23251 | 0.032148 | -0.49014 | 0.23251 | 0.19887 | 0.8109 | 0.40262 | -0.0027212 | 0.8109 | 0.79312 | 0.014952 | 0.79273 | 0.15938 | 1.0348 | 13.4469 | 0.087724 | 0.05619 | 0.073815 | 0.087724 | 0.090115 | 0.23251 | 0.032148 | -0.49014 | 0.23251 | 0.19887 | 0.8109 | 0.40262 | -0.0027212 | 0.8109 | 0.79312
124 | 0.22 | 0.35 | South/Central | TX | Lubbock.Intl.AP.722670 | 3 | 1094700 | 51.807 | 11.3592 | 68.9561 | 51.7211 | 17.235 | 923.8 | 6.1164 | -8.94 | 7.8635 | -1.7471 | 31.3894 | 4.0074 | -22.34 | 5.7579 | -1.7505 | 4.0837 | 5.1862 | -57.27 | 8.4922 | -3.306 | -23.0246 | 6.1164 | -8.94 | 7.8635 | -1.7471 | 31.3894 | 6.2763 | -11.19 | 8.1429 | -1.8666 | 30.2001 | 0.014952 | 0.77464 | 0.16985 | 1.0311 | 13.8131 | 0.091455 | 0.05992 | 0.077546 | 0.091455 | 0.093846 | -0.13368 | -0.33404 | -0.85633 | -0.13368 | -0.16732 | 0.46935 | 0.061062 | -0.34427 | 0.46935 | 0.45157 | 0.014952 | 0.77464 | 0.16985 | 1.0311 | 13.8131 | 0.091455 | 0.05992 | 0.077546 | 0.091455 | 0.093846 | -0.13368 | -0.33404 | -0.85633 | -0.13368 | -0.16732 | 0.46935 | 0.061062 | -0.34427 | 0.46935 | 0.45157
125 | 0.22 | 0.4 | South/Central | TX | Lubbock.Intl.AP.722670 | 3 | 1094700 | 51.5971 | 11.3192 | 68.7262 | 51.5116 | 17.2146 | 921.84 | 6.3463 | -6.98 | 8.073 | -1.7267 | 34.9097 | 4.2373 | -20.38 | 5.9675 | -1.7302 | 7.604 | 5.4161 | -55.31 | 8.7017 | -3.2856 | -19.5044 | 6.3463 | -6.98 | 8.073 | -1.7267 | 34.9097 | 6.5062 | -9.23 | 8.3525 | -1.8463 | 33.7203 | 0.014952 | 0.7715 | 0.16925 | 1.0276 | 13.7838 | 0.094893 | 0.063358 | 0.080984 | 0.094893 | 0.097283 | -0.10437 | -0.30473 | -0.82702 | -0.10437 | -0.13801 | 0.52199 | 0.1137 | -0.29164 | 0.52199 | 0.5042 | 0.014952 | 0.7715 | 0.16925 | 1.0276 | 13.7838 | 0.094893 | 0.063358 | 0.080984 | 0.094893 | 0.097283 | -0.10437 | -0.30473 | -0.82702 | -0.10437 | -0.13801 | 0.52199 | 0.1137 | -0.29164 | 0.52199 | 0.5042
126 | 0.2 | 0.2 | South/Central | TX | Lubbock.Intl.AP.722670 | 3 | 1094700 | 54.8757 | 9.3392 | 69.2448 | 54.7847 | 14.4601 | 850.08 | 5.8277 | 64.78 | 4.7999 | 1.0278 | 103.1562 | 3.7187 | 51.38 | 2.6943 | 1.0243 | 75.8505 | 4.8974 | 16.45 | 5.4286 | -0.53115 | 48.7422 | 5.8277 | 64.78 | 4.7999 | 1.0278 | 103.1562 | 5.9875 | 62.53 | 5.0793 | 0.90821 | 101.9668 | 0.014952 | 0.82053 | 0.13964 | 1.0354 | 12.7108 | 0.087138 | 0.055603 | 0.073229 | 0.087138 | 0.089528 | 0.96862 | 0.76826 | 0.24597 | 0.96862 | 0.93498 | 1.5424 | 1.1342 | 0.72882 | 1.5424 | 1.5247 | 0.014952 | 0.82053 | 0.13964 | 1.0354 | 12.7108 | 0.087138 | 0.055603 | 0.073229 | 0.087138 | 0.089528 | 0.96862 | 0.76826 | 0.24597 | 0.96862 | 0.93498 | 1.5424 | 1.1342 | 0.72882 | 1.5424 | 1.5247
127 | 0.2 | 0.25 | South/Central | TX | Lubbock.Intl.AP.722670 | 3 | 1094700 | 53.4264 | 10.0092 | 68.7055 | 53.3377 | 15.3678 | 871.4 | 6.367 | 43.46 | 6.2469 | 0.12013 | 85.4226 | 4.258 | 30.06 | 4.1413 | 0.11671 | 58.1169 | 5.4368 | -4.87 | 6.8756 | -1.4388 | 31.0085 | 6.367 | 43.46 | 6.2469 | 0.12013 | 85.4226 | 6.5269 | 41.21 | 6.5263 | 0.00058903 | 84.2332 | 0.014952 | 0.79886 | 0.14966 | 1.0273 | 13.0296 | 0.095202 | 0.063668 | 0.081293 | 0.095202 | 0.097593 | 0.64983 | 0.44947 | -0.072819 | 0.64983 | 0.61619 | 1.2773 | 0.86899 | 0.46365 | 1.2773 | 1.2595 | 0.014952 | 0.79886 | 0.14966 | 1.0273 | 13.0296 | 0.095202 | 0.063668 | 0.081293 | 0.095202 | 0.097593 | 0.64983 | 0.44947 | -0.072819 | 0.64983 | 0.61619 | 1.2773 | 0.86899 | 0.46365 | 1.2773 | 1.2595
128 | 0.2 | 0.3 | South/Central | TX | Lubbock.Intl.AP.722670 | 3 | 1094700 | 52.1269 | 10.6892 | 68.336 | 52.0405 | 16.2956 | 894.32 | 6.7365 | 20.54 | 7.5441 | -0.80766 | 64.9488 | 4.6275 | 7.14 | 5.4386 | -0.81108 | 37.6431 | 5.8063 | -27.79 | 8.1728 | -2.3666 | 10.5347 | 6.7365 | 20.54 | 7.5441 | -0.80766 | 64.9488 | 6.8964 | 18.29 | 7.8236 | -0.9272 | 63.7594 | 0.014952 | 0.77943 | 0.15983 | 1.0218 | 13.3723 | 0.10073 | 0.069193 | 0.086818 | 0.10073 | 0.10312 | 0.30712 | 0.10676 | -0.41553 | 0.30712 | 0.27348 | 0.97115 | 0.56286 | 0.15752 | 0.97115 | 0.95336 | 0.014952 | 0.77943 | 0.15983 | 1.0218 | 13.3723 | 0.10073 | 0.069193 | 0.086818 | 0.10073 | 0.10312 | 0.30712 | 0.10676 | -0.41553 | 0.30712 | 0.27348 | 0.97115 | 0.56286 | 0.15752 | 0.97115 | 0.95336
129 | 0.2 | 0.35 | South/Central | TX | Lubbock.Intl.AP.722670 | 3 | 1094700 | 50.9175 | 11.3892 | 68.0865 | 50.833 | 17.2536 | 918.81 | 6.986 | -3.95 | 8.7516 | -1.7657 | 42.1044 | 4.877 | -17.35 | 6.646 | -1.7691 | 14.7987 | 6.0557 | -52.28 | 9.3803 | -3.3246 | -12.3096 | 6.986 | -3.95 | 8.7516 | -1.7657 | 42.1044 | 7.1458 | -6.2 | 9.031 | -1.8852 | 40.9151 | 0.014952 | 0.76134 | 0.1703 | 1.0181 | 13.7385 | 0.10446 | 0.072923 | 0.090548 | 0.10446 | 0.10685 | -0.059062 | -0.25943 | -0.78172 | -0.059062 | -0.092705 | 0.62957 | 0.22128 | -0.18406 | 0.62957 | 0.61178 | 0.014952 | 0.76134 | 0.1703 | 1.0181 | 13.7385 | 0.10446 | 0.072923 | 0.090548 | 0.10446 | 0.10685 | -0.059062 | -0.25943 | -0.78172 | -0.059062 | -0.092705 | 0.62957 | 0.22128 | -0.18406 | 0.62957 | 0.61178
130 | 0.2 | 0.4 | South/Central | TX | Lubbock.Intl.AP.722670 | 3 | 1094700 | 50.7275 | 11.3492 | 67.8766 | 50.6434 | 17.2332 | 916.98 | 7.1959 | -2.12 | 8.9412 | -1.7453 | 45.3654 | 5.0869 | -15.52 | 6.8356 | -1.7488 | 18.0597 | 6.2657 | -50.45 | 9.5699 | -3.3042 | -9.0486 | 7.1959 | -2.12 | 8.9412 | -1.7453 | 45.3654 | 7.3557 | -4.37 | 9.2206 | -1.8649 | 44.1761 | 0.014952 | 0.7585 | 0.1697 | 1.0149 | 13.7111 | 0.1076 | 0.076061 | 0.093687 | 0.1076 | 0.10999 | -0.031699 | -0.23206 | -0.75435 | -0.031699 | -0.065342 | 0.67833 | 0.27004 | -0.1353 | 0.67833 | 0.66054 | 0.014952 | 0.7585 | 0.1697 | 1.0149 | 13.7111 | 0.1076 | 0.076061 | 0.093687 | 0.1076 | 0.10999 | -0.031699 | -0.23206 | -0.75435 | -0.031699 | -0.065342 | 0.67833 | 0.27004 | -0.1353 | 0.67833 | 0.66054
Double | Double | Double | South/Central | TX | Lubbock.Intl.AP.722670 | 3 | 1094700 | 60.3827 | 12.9792 | 80.1119 | 60.2831 | 19.8288 | 1064.95 | -5.0394 | -150.09 | -0.69852 | -4.3409 | -183.1213 | -7.1484 | -163.49 | -2.8041 | -4.3443 | -210.427 | -5.9696 | -198.42 | -0.069829 | -5.8998 | -237.5353 | -5.0394 | -150.09 | -0.69852 | -4.3409 | -183.1213 | -4.8795 | -152.34 | -0.4191 | -4.4604 | -184.3106 | 0.014952 | 0.90287 | 0.19407 | 1.1979 | 15.9236 | -0.075351 | -0.10689 | -0.08926 | -0.075351 | -0.072961 | -2.2442 | -2.4446 | -2.9669 | -2.2442 | -2.2779 | -2.7381 | -3.1464 | -3.5517 | -2.7381 | -2.7559 | 0.014952 | 0.90287 | 0.19407 | 1.1979 | 15.9236 | -0.075351 | -0.10689 | -0.08926 | -0.075351 | -0.072961 | -2.2442 | -2.4446 | -2.9669 | -2.2442 | -2.2779 | -2.7381 | -3.1464 | -3.5517 | -2.7381 | -2.7559
Single | Single | Single | South/Central | TX | Lubbock.Intl.AP.722670 | 3 | 1094700 | 74.6057 | 15.0792 | 97.6049 | 74.4833 | 23.1216 | 1264.86 | -22.5324 | -350 | -14.8987 | -7.6337 | -498.4216 | -24.6414 | -363.4 | -17.0042 | -7.6371 | -525.7273 | -23.4626 | -398.33 | -14.27 | -9.1926 | -552.8356 | -22.5324 | -350 | -14.8987 | -7.6337 | -498.4216 | -22.3725 | -352.25 | -14.6192 | -7.7533 | -499.611 | 0.014952 | 1.1155 | 0.22547 | 1.4594 | 18.9128 | -0.33691 | -0.36845 | -0.35082 | -0.33691 | -0.33452 | -5.2334 | -5.4337 | -5.956 | -5.2334 | -5.267 | -7.4526 | -7.8609 | -8.2663 | -7.4526 | -7.4704 | 0.014952 | 1.1155 | 0.22547 | 1.4594 | 18.9128 | -0.33691 | -0.36845 | -0.35082 | -0.33691 | -0.33452 | -5.2334 | -5.4337 | -5.956 | -5.2334 | -5.267 | -7.4526 | -7.8609 | -8.2663 | -7.4526 | -7.4704
1 | 0.35 | 0.47 | South/Central | GA | Macon-Middle.Georgia.Rgnl.AP.722170 | 3 | 1376995 | 33.9195 | 14.4192 | 53.922 | 33.8391 | 20.0829 | 1084.12 | 0.087268 | -45.15 | 2.8791 | -2.7918 | -74.8283 | -1.3123 | -63.73 | 1.481 | -2.7933 | -92.9287 | -0.94019 | -83.79 | 3.3582 | -4.2984 | -129.0725 | 0.087268 | -45.15 | 2.8791 | -2.7918 | -74.8283 | 0.12816 | -46.63 | 3.0404 | -2.9122 | -77.5759 | 0.018808 | 0.63797 | 0.2712 | 1.0142 | 20.3905 | 0.0016414 | -0.024682 | -0.017683 | 0.0016414 | 0.0024105 | -0.8492 | -1.1987 | -1.576 | -0.8492 | -0.87703 | -1.4074 | -1.7478 | -2.4276 | -1.4074 | -1.4591 | 0.018808 | 0.63797 | 0.2712 | 1.0142 | 20.3905 | 0.0016414 | -0.024682 | -0.017683 | 0.0016414 | 0.0024105 | -0.8492 | -1.1987 | -1.576 | -0.8492 | -0.87703 | -1.4074 | -1.7478 | -2.4276 | -1.4074 | -1.4591
2 | 0.35 | 0.42 | South/Central | GA | Macon-Middle.Georgia.Rgnl.AP.722170 | 3 | 1376995 | 34.7236 | 13.7375 | 53.8247 | 34.6413 | 19.1834 | 1067.93 | 0.18453 | -28.96 | 2.0769 | -1.8924 | -49.1028 | -1.2151 | -47.54 | 0.67884 | -1.8939 | -67.2032 | -0.84293 | -67.6 | 2.556 | -3.3989 | -103.347 | 0.18453 | -28.96 | 2.0769 | -1.8924 | -49.1028 | 0.22543 | -30.44 | 2.2382 | -2.0128 | -51.8504 | 0.018808 | 0.65309 | 0.25838 | 1.0124 | 20.086 | 0.0034707 | -0.022853 | -0.015854 | 0.0034707 | 0.0042399 | -0.54469 | -0.89415 | -1.2714 | -0.54469 | -0.57253 | -0.92354 | -1.264 | -1.9438 | -0.92354 | -0.97522 | 0.018808 | 0.65309 | 0.25838 | 1.0124 | 20.086 | 0.0034707 | -0.022853 | -0.015854 | 0.0034707 | 0.0042399 | -0.54469 | -0.89415 | -1.2714 | -0.54469 | -0.57253 | -0.92354 | -1.264 | -1.9438 | -0.92354 | -0.97522
3 | 0.35 | 0.37 | South/Central | GA | Macon-Middle.Georgia.Rgnl.AP.722170 | 3 | 1376995 | 35.529 | 13.1355 | 53.8375 | 35.4449 | 18.3926 | 1054.98 | 0.17175 | -16.01 | 1.2733 | -1.1016 | -27.7539 | -1.2278 | -34.59 | -0.12472 | -1.1031 | -45.8543 | -0.85571 | -54.65 | 1.7524 | -2.6081 | -81.9981 | 0.17175 | -16.01 | 1.2733 | -1.1016 | -27.7539 | 0.21264 | -17.49 | 1.4346 | -1.222 | -30.5016 | 0.018808 | 0.66824 | 0.24706 | 1.0126 | 19.8424 | 0.0032303 | -0.023094 | -0.016095 | 0.0032303 | 0.0039994 | -0.30112 | -0.65058 | -1.0279 | -0.30112 | -0.32896 | -0.52201 | -0.86244 | -1.5422 | -0.52201 | -0.57368 | 0.018808 | 0.66824 | 0.24706 | 1.0126 | 19.8424 | 0.0032303 | -0.023094 | -0.016095 | 0.0032303 | 0.0039994 | -0.30112 | -0.65058 | -1.0279 | -0.30112 | -0.32896 | -0.52201 | -0.86244 | -1.5422 | -0.52201 | -0.57368
4 | 0.35 | 0.32 | South/Central | GA | Macon-Middle.Georgia.Rgnl.AP.722170 | 3 | 1376995 | 36.4237 | 12.5429 | 53.9481 | 36.3374 | 17.6106 | 1043.47 | 0.06118 | -4.5 | 0.38079 | -0.31961 | -7.9059 | -1.3384 | -23.08 | -1.0173 | -0.32113 | -26.0063 | -0.96628 | -43.14 | 0.85986 | -1.8261 | -62.1501 | 0.06118 | -4.5 | 0.38079 | -0.31961 | -7.9059 | 0.10208 | -5.98 | 0.54207 | -0.44 | -10.6535 | 0.018808 | 0.68507 | 0.23591 | 1.0147 | 19.6259 | 0.0011507 | -0.025173 | -0.018174 | 0.0011507 | 0.0019199 | -0.084638 | -0.4341 | -0.81139 | -0.084638 | -0.11247 | -0.1487 | -0.48913 | -1.1689 | -0.1487 | -0.20037 | 0.018808 | 0.68507 | 0.23591 | 1.0147 | 19.6259 | 0.0011507 | -0.025173 | -0.018174 | 0.0011507 | 0.0019199 | -0.084638 | -0.4341 | -0.81139 | -0.084638 | -0.11247 | -0.1487 | -0.48913 | -1.1689 | -0.1487 | -0.20037
5 | 0.35 | 0.27 | South/Central | GA | Macon-Middle.Georgia.Rgnl.AP.722170 | 3 | 1376995 | 37.017 | 12.1809 | 54.0389 | 36.9294 | 17.1095 | 1036.35 | -0.029647 | 2.62 | -0.21113 | 0.18149 | 4.555 | -1.4292 | -15.96 | -1.6092 | 0.17997 | -13.5454 | -1.0571 | -36.02 | 0.26794 | -1.325 | -49.6892 | -0.029647 | 2.62 | -0.21113 | 0.18149 | 4.555 | 0.011249 | 1.14 | -0.04985 | 0.061099 | 1.8074 | 0.018808 | 0.69623 | 0.2291 | 1.0164 | 19.492 | -0.00055761 | -0.026881 | -0.019882 | -0.00055761 | 0.00021157 | 0.049278 | -0.30018 | -0.67748 | 0.049278 | 0.021442 | 0.085672 | -0.25477 | -0.93457 | 0.085672 | 0.033994 | 0.018808 | 0.69623 | 0.2291 | 1.0164 | 19.492 | -0.00055761 | -0.026881 | -0.019882 | -0.00055761 | 0.00021157 | 0.049278 | -0.30018 | -0.67748 | 0.049278 | 0.021442 | 0.085672 | -0.25477 | -0.93457 | 0.085672 | 0.033994
6 | 0.35 | 0.23 | South/Central | GA | Macon-Middle.Georgia.Rgnl.AP.722170 | 3 | 1376995 | 37.3699 | 12.0089 | 54.129 | 37.2814 | 16.8476 | 1033.15 | -0.1197 | 5.82 | -0.56318 | 0.44348 | 10.5208 | -1.5193 | -12.76 | -1.9612 | 0.44196 | -7.5796 | -1.1472 | -32.82 | -0.084107 | -1.0631 | -43.7234 | -0.1197 | 5.82 | -0.56318 | 0.44348 | 10.5208 | -0.078803 | 4.34 | -0.4019 | 0.32309 | 7.7732 | 0.018808 | 0.70287 | 0.22587 | 1.0181 | 19.4318 | -0.0022513 | -0.028575 | -0.021576 | -0.0022513 | -0.0014822 | 0.10946 | -0.23999 | -0.61729 | 0.10946 | 0.081628 | 0.19788 | -0.14256 | -0.82236 | 0.19788 | 0.1462 | 0.018808 | 0.70287 | 0.22587 | 1.0181 | 19.4318 | -0.0022513 | -0.028575 | -0.021576 | -0.0022513 | -0.0014822 | 0.10946 | -0.23999 | -0.61729 | 0.10946 | 0.081628 | 0.19788 | -0.14256 | -0.82236 | 0.19788 | 0.1462
7 | 0.35 | 0.19 | South/Central | GA | Macon-Middle.Georgia.Rgnl.AP.722170 | 3 | 1376995 | 38.2351 | 11.4868 | 54.301 | 38.1446 | 16.1564 | 1023.94 | -0.2917 | 15.03 | -1.4264 | 1.1347 | 27.1055 | -1.6913 | -3.55 | -2.8244 | 1.1331 | 9.005 | -1.3192 | -23.61 | -0.94728 | -0.37188 | -27.1388 | -0.2917 | 15.03 | -1.4264 | 1.1347 | 27.1055 | -0.25081 | 13.55 | -1.2651 | 1.0143 | 24.3578 | 0.018808 | 0.71914 | 0.21605 | 1.0213 | 19.2586 | -0.0054865 | -0.03181 | -0.024811 | -0.0054865 | -0.0047173 | 0.28269 | -0.06677 | -0.44406 | 0.28269 | 0.25485 | 0.50981 | 0.16937 | -0.51043 | 0.50981 | 0.45813 | 0.018808 | 0.71914 | 0.21605 | 1.0213 | 19.2586 | -0.0054865 | -0.03181 | -0.024811 | -0.0054865 | -0.0047173 | 0.28269 | -0.06677 | -0.44406 | 0.28269 | 0.25485 | 0.50981 | 0.16937 | -0.51043 | 0.50981 | 0.45813
8 | 0.35 | 0.17 | South/Central | GA | Macon-Middle.Georgia.Rgnl.AP.722170 | 3 | 1376995 | 38.6979 | 11.2252 | 54.4122 | 38.6063 | 15.8059 | 1019.61 | -0.40292 | 19.36 | -1.8881 | 1.4852 | 35.2062 | -1.8025 | 0.78 | -3.2861 | 1.4836 | 17.1058 | -1.4304 | -19.28 | -1.409 | -0.021378 | -19.038 | -0.40292 | 19.36 | -1.8881 | 1.4852 | 35.2062 | -0.36202 | 17.88 | -1.7268 | 1.3648 | 32.4586 | 0.018808 | 0.72784 | 0.21113 | 1.0234 | 19.1772 | -0.0075782 | -0.033902 | -0.026903 | -0.0075782 | -0.006809 | 0.36413 | 0.014671 | -0.36262 | 0.36413 | 0.33629 | 0.66217 | 0.32173 | -0.35807 | 0.66217 | 0.61049 | 0.018808 | 0.72784 | 0.21113 | 1.0234 | 19.1772 | -0.0075782 | -0.033902 | -0.026903 | -0.0075782 | -0.006809 | 0.36413 | 0.014671 | -0.36262 | 0.36413 | 0.33629 | 0.66217 | 0.32173 | -0.35807 | 0.66217 | 0.61049
9 | 0.33 | 0.47 | South/Central | GA | Macon-Middle.Georgia.Rgnl.AP.722170 | 3 | 1376995 | 33.3788 | 14.4491 | 53.4018 | 33.2997 | 20.102 | 1077.51 | 0.6075 | -38.54 | 3.4185 | -2.811 | -68.6376 | -0.79209 | -57.12 | 2.0204 | -2.8125 | -86.738 | -0.41997 | -77.18 | 3.8976 | -4.3175 | -122.8818 | 0.6075 | -38.54 | 3.4185 | -2.811 | -68.6376 | 0.64839 | -40.02 | 3.5798 | -2.9314 | -71.3852 | 0.018808 | 0.6278 | 0.27176 | 1.0044 | 20.2662 | 0.011426 | -0.014898 | -0.0078988 | 0.011426 | 0.012195 | -0.72487 | -1.0743 | -1.4516 | -0.72487 | -0.75271 | -1.291 | -1.6314 | -2.3112 | -1.291 | -1.3426 | 0.018808 | 0.6278 | 0.27176 | 1.0044 | 20.2662 | 0.011426 | -0.014898 | -0.0078988 | 0.011426 | 0.012195 | -0.72487 | -1.0743 | -1.4516 | -0.72487 | -0.75271 | -1.291 | -1.6314 | -2.3112 | -1.291 | -1.3426
10 | 0.33 | 0.42 | South/Central | GA | Macon-Middle.Georgia.Rgnl.AP.722170 | 3 | 1376995 | 34.1829 | 13.7579 | 53.3036 | 34.1019 | 19.2017 | 1061.31 | 0.70569 | -22.34 | 2.6163 | -1.9106 | -42.8746 | -0.69389 | -40.92 | 1.2182 | -1.9121 | -60.975 | -0.32177 | -60.98 | 3.0954 | -3.4172 | -97.1188 | 0.70569 | -22.34 | 2.6163 | -1.9106 | -42.8746 | 0.74659 | -23.82 | 2.7776 | -2.031 | -45.6222 | 0.018808 | 0.64292 | 0.25876 | 1.0026 | 19.9615 | 0.013273 | -0.013051 | -0.0060519 | 0.013273 | 0.014042 | -0.42018 | -0.76964 | -1.1469 | -0.42018 | -0.44801 | -0.8064 | -1.1468 | -1.8266 | -0.8064 | -0.85808 | 0.018808 | 0.64292 | 0.25876 | 1.0026 | 19.9615 | 0.013273 | -0.013051 | -0.0060519 | 0.013273 | 0.014042 | -0.42018 | -0.76964 | -1.1469 | -0.42018 | -0.44801 | -0.8064 | -1.1468 | -1.8266 | -0.8064 | -0.85808
11 | 0.33 | 0.37 | South/Central | GA | Macon-Middle.Georgia.Rgnl.AP.722170 | 3 | 1376995 | 34.9877 | 13.1553 | 53.3151 | 34.9047 | 18.4103 | 1048.34 | 0.6942 | -9.37 | 1.8135 | -1.1193 | -21.4939 | -0.70538 | -27.95 | 0.41542 | -1.1208 | -39.5943 | -0.33326 | -48.01 | 2.2926 | -2.6258 | -75.7381 | 0.6942 | -9.37 | 1.8135 | -1.1193 | -21.4939 | 0.7351 | -10.85 | 1.9748 | -1.2397 | -24.2415 | 0.018808 | 0.65806 | 0.24743 | 1.0028 | 19.7175 | 0.013057 | -0.013267 | -0.006268 | 0.013057 | 0.013826 | -0.17623 | -0.52569 | -0.90299 | -0.17623 | -0.20407 | -0.40426 | -0.7447 | -1.4245 | -0.40426 | -0.45594 | 0.018808 | 0.65806 | 0.24743 | 1.0028 | 19.7175 | 0.013057 | -0.013267 | -0.006268 | 0.013057 | 0.013826 | -0.17623 | -0.52569 | -0.90299 | -0.17623 | -0.20407 | -0.40426 | -0.7447 | -1.4245 | -0.40426 | -0.45594
12 | 0.33 | 0.32 | South/Central | GA | Macon-Middle.Georgia.Rgnl.AP.722170 | 3 | 1376995 | 35.8725 | 12.5537 | 53.398 | 35.7875 | 17.6105 | 1036.17 | 0.61129 | 2.8 | 0.9307 | -0.31942 | -0.80255 | -0.7883 | -15.78 | -0.46736 | -0.32094 | -18.903 | -0.41617 | -35.84 | 1.4098 | -1.826 | -55.0468 | 0.61129 | 2.8 | 0.9307 | -0.31942 | -0.80255 | 0.65218 | 1.32 | 1.092 | -0.43981 | -3.5502 | 0.018808 | 0.6747 | 0.23611 | 1.0043 | 19.4886 | 0.011497 | -0.014827 | -0.0078275 | 0.011497 | 0.012266 | 0.052663 | -0.2968 | -0.67409 | 0.052663 | 0.024827 | -0.015095 | -0.35553 | -1.0353 | -0.015095 | -0.066773 | 0.018808 | 0.6747 | 0.23611 | 1.0043 | 19.4886 | 0.011497 | -0.014827 | -0.0078275 | 0.011497 | 0.012266 | 0.052663 | -0.2968 | -0.67409 | 0.052663 | 0.024827 | -0.015095 | -0.35553 | -1.0353 | -0.015095 | -0.066773
13 | 0.33 | 0.27 | South/Central | GA | Macon-Middle.Georgia.Rgnl.AP.722170 | 3 | 1376995 | 36.4565 | 12.1915 | 53.479 | 36.3701 | 17.1089 | 1028.92 | 0.53025 | 10.05 | 0.34812 | 0.18213 | 11.797 | -0.86933 | -8.53 | -1.0499 | 0.18061 | -6.3034 | -0.49721 | -28.59 | 0.82719 | -1.3244 | -42.4472 | 0.53025 | 10.05 | 0.34812 | 0.18213 | 11.797 | 0.57115 | 8.57 | 0.5094 | 0.061745 | 9.0494 | 0.018808 | 0.68569 | 0.2293 | 1.0059 | 19.3523 | 0.0099731 | -0.016351 | -0.0093517 | 0.0099731 | 0.010742 | 0.18902 | -0.16044 | -0.53773 | 0.18902 | 0.16119 | 0.22188 | -0.11856 | -0.79836 | 0.22188 | 0.1702 | 0.018808 | 0.68569 | 0.2293 | 1.0059 | 19.3523 | 0.0099731 | -0.016351 | -0.0093517 | 0.0099731 | 0.010742 | 0.18902 | -0.16044 | -0.53773 | 0.18902 | 0.16119 | 0.22188 | -0.11856 | -0.79836 | 0.22188 | 0.1702
14 | 0.33 | 0.23 | South/Central | GA | Macon-Middle.Georgia.Rgnl.AP.722170 | 3 | 1376995 | 36.8095 | 12.0194 | 53.5601 | 36.7223 | 16.8379 | 1025.46 | 0.44914 | 13.51 | -0.0040279 | 0.45317 | 18.1241 | -0.95045 | -5.07 | -1.4021 | 0.45165 | 0.023727 | -0.57832 | -25.13 | 0.47505 | -1.0534 | -36.1201 | 0.44914 | 13.51 | -0.0040279 | 0.45317 | 18.1241 | 0.49003 | 12.03 | 0.15726 | 0.33278 | 15.3765 | 0.018808 | 0.69232 | 0.22607 | 1.0074 | 19.2872 | 0.0084476 | -0.017876 | -0.010877 | 0.0084476 | 0.0092167 | 0.2541 | -0.095358 | -0.47265 | 0.2541 | 0.22626 | 0.34088 | 0.00044627 | -0.67936 | 0.34088 | 0.28921 | 0.018808 | 0.69232 | 0.22607 | 1.0074 | 19.2872 | 0.0084476 | -0.017876 | -0.010877 | 0.0084476 | 0.0092167 | 0.2541 | -0.095358 | -0.47265 | 0.2541 | 0.22626 | 0.34088 | 0.00044627 | -0.67936 | 0.34088 | 0.28921
15 | 0.33 | 0.19 | South/Central | GA | Macon-Middle.Georgia.Rgnl.AP.722170 | 3 | 1376995 | 37.6836 | 11.4965 | 53.74 | 37.5944 | 16.1456 | 1016.36 | 0.26925 | 22.61 | -0.87614 | 1.1454 | 34.6359 | -1.1303 | 4.03 | -2.2742 | 1.1439 | 16.5355 | -0.75821 | -16.03 | -0.39707 | -0.36114 | -19.6083 | 0.26925 | 22.61 | -0.87614 | 1.1454 | 34.6359 | 0.31015 | 21.13 | -0.71486 | 1.025 | 31.8883 | 0.018808 | 0.70877 | 0.21623 | 1.0108 | 19.116 | 0.0050642 | -0.02126 | -0.014261 | 0.0050642 | 0.0058334 | 0.42526 | 0.075798 | -0.3015 | 0.42526 | 0.39742 | 0.65144 | 0.311 | -0.3688 | 0.65144 | 0.59976 | 0.018808 | 0.70877 | 0.21623 | 1.0108 | 19.116 | 0.0050642 | -0.02126 | -0.014261 | 0.0050642 | 0.0058334 | 0.42526 | 0.075798 | -0.3015 | 0.42526 | 0.39742 | 0.65144 | 0.311 | -0.3688 | 0.65144 | 0.59976
16 | 0.33 | 0.17 | South/Central | GA | Macon-Middle.Georgia.Rgnl.AP.722170 | 3 | 1376995 | 38.1461 | 11.2357 | 53.8517 | 38.0558 | 15.7959 | 1012.04 | 0.15757 | 26.93 | -1.3375 | 1.4951 | 42.7087 | -1.242 | 8.35 | -2.7356 | 1.4936 | 24.6083 | -0.86989 | -11.71 | -0.85845 | -0.011438 | -11.5355 | 0.15757 | 26.93 | -1.3375 | 1.4951 | 42.7087 | 0.19847 | 25.45 | -1.1762 | 1.3747 | 39.9611 | 0.018808 | 0.71746 | 0.21132 | 1.0129 | 19.0348 | 0.0029636 | -0.02336 | -0.016361 | 0.0029636 | 0.0037328 | 0.50651 | 0.15705 | -0.22025 | 0.50651 | 0.47867 | 0.80328 | 0.46284 | -0.21696 | 0.80328 | 0.7516 | 0.018808 | 0.71746 | 0.21132 | 1.0129 | 19.0348 | 0.0029636 | -0.02336 | -0.016361 | 0.0029636 | 0.0037328 | 0.50651 | 0.15705 | -0.22025 | 0.50651 | 0.47867 | 0.80328 | 0.46284 | -0.21696 | 0.80328 | 0.7516
17 | 0.3 | 0.47 | South/Central | GA | Macon-Middle.Georgia.Rgnl.AP.722170 | 3 | 1376995 | 32.5674 | 14.4901 | 52.6207 | 32.4901 | 20.1306 | 1067.57 | 1.3886 | -28.6 | 4.2281 | -2.8396 | -59.3367 | -0.011024 | -47.18 | 2.8301 | -2.8411 | -77.4371 | 0.3611 | -67.24 | 4.7072 | -4.3461 | -113.5809 | 1.3886 | -28.6 | 4.2281 | -2.8396 | -59.3367 | 1.4295 | -30.08 | 4.3894 | -2.96 | -62.0843 | 0.018808 | 0.61254 | 0.27253 | 0.98971 | 20.0792 | 0.026117 | -0.00020734 | 0.0067917 | 0.026117 | 0.026886 | -0.53792 | -0.88738 | -1.2647 | -0.53792 | -0.56575 | -1.116 | -1.4565 | -2.1363 | -1.116 | -1.1677 | 0.018808 | 0.61254 | 0.27253 | 0.98971 | 20.0792 | 0.026117 | -0.00020734 | 0.0067917 | 0.026117 | 0.026886 | -0.53792 | -0.88738 | -1.2647 | -0.53792 | -0.56575 | -1.116 | -1.4565 | -2.1363 | -1.116 | -1.1677
18 | 0.3 | 0.42 | South/Central | GA | Macon-Middle.Georgia.Rgnl.AP.722170 | 3 | 1376995 | 33.3526 | 13.7885 | 52.4938 | 33.2735 | 19.2203 | 1050.84 | 1.5155 | -11.87 | 3.4448 | -1.9293 | -32.9327 | 0.11591 | -30.45 | 2.0467 | -1.9308 | -51.0331 | 0.48803 | -50.51 | 3.9238 | -3.4358 | -87.1769 | 1.5155 | -11.87 | 3.4448 | -1.9293 | -32.9327 | 1.5564 | -13.35 | 3.606 | -2.0496 | -35.6803 | 0.018808 | 0.62731 | 0.25934 | 0.98732 | 19.7645 | 0.028504 | 0.0021801 | 0.0091791 | 0.028504 | 0.029273 | -0.22325 | -0.57271 | -0.95001 | -0.22325 | -0.25109 | -0.61941 | -0.95985 | -1.6397 | -0.61941 | -0.67109 | 0.018808 | 0.62731 | 0.25934 | 0.98732 | 19.7645 | 0.028504 | 0.0021801 | 0.0091791 | 0.028504 | 0.029273 | -0.22325 | -0.57271 | -0.95001 | -0.22325 | -0.25109 | -0.61941 | -0.95985 | -1.6397 | -0.61941 | -0.67109
19 | 0.3 | 0.37 | South/Central | GA | Macon-Middle.Georgia.Rgnl.AP.722170 | 3 | 1376995 | 34.1467 | 13.1859 | 52.485 | 34.0657 | 18.4193 | 1037.45 | 1.5243 | 1.52 | 2.6525 | -1.1282 | -11.0262 | 0.12472 | -17.06 | 1.2545 | -1.1297 | -29.1267 | 0.49684 | -37.12 | 3.1316 | -2.6348 | -65.2705 | 1.5243 | 1.52 | 2.6525 | -1.1282 | -11.0262 | 1.5652 | 0.04 | 2.8138 | -1.2486 | -13.7739 | 0.018808 | 0.64224 | 0.248 | 0.98715 | 19.5127 | 0.02867 | 0.0023458 | 0.0093448 | 0.02867 | 0.029439 | 0.028589 | -0.32087 | -0.69817 | 0.028589 | 0.00075233 | -0.20739 | -0.54782 | -1.2276 | -0.20739 | -0.25906 | 0.018808 | 0.64224 | 0.248 | 0.98715 | 19.5127 | 0.02867 | 0.0023458 | 0.0093448 | 0.02867 | 0.029439 | 0.028589 | -0.32087 | -0.69817 | 0.028589 | 0.00075233 | -0.20739 | -0.54782 | -1.2276 | -0.20739 | -0.25906
20 | 0.3 | 0.32 | South/Central | GA | Macon-Middle.Georgia.Rgnl.AP.722170 | 3 | 1376995 | 35.0313 | 12.584 | 52.5672 | 34.9483 | 17.6189 | 1025.29 | 1.442 | 13.68 | 1.7699 | -0.32791 | 9.6859 | 0.042458 | -4.9 | 0.37189 | -0.32943 | -8.4146 | 0.41458 | -24.96 | 2.249 | -1.8344 | -44.5584 | 1.442 | 13.68 | 1.7699 | -0.32791 | 9.6859 | 1.4829 | 12.2 | 1.9312 | -0.4483 | 6.9382 | 0.018808 | 0.65888 | 0.23668 | 0.9887 | 19.284 | 0.027122 | 0.00079857 | 0.0077976 | 0.027122 | 0.027892 | 0.2573 | -0.092161 | -0.46946 | 0.2573 | 0.22946 | 0.18217 | -0.15826 | -0.83807 | 0.18217 | 0.1305 | 0.018808 | 0.65888 | 0.23668 | 0.9887 | 19.284 | 0.027122 | 0.00079857 | 0.0077976 | 0.027122 | 0.027892 | 0.2573 | -0.092161 | -0.46946 | 0.2573 | 0.22946 | 0.18217 | -0.15826 | -0.83807 | 0.18217 | 0.1305
21 | 0.3 | 0.27 | South/Central | GA | Macon-Middle.Georgia.Rgnl.AP.722170 | 3 | 1376995 | 35.6054 | 12.2126 | 52.629 | 35.521 | 17.108 | 1017.64 | 1.3802 | 21.33 | 1.1972 | 0.18301 | 22.7885 | -0.01934 | 2.75 | -0.20083 | 0.18149 | 4.6881 | 0.35278 | -17.31 | 1.6763 | -1.3235 | -31.4557 | 1.3802 | 21.33 | 1.1972 | 0.18301 | 22.7885 | 1.4211 | 19.85 | 1.3585 | 0.062622 | 20.0409 | 0.018808 | 0.66968 | 0.2297 | 0.98986 | 19.1401 | 0.02596 | -0.00036376 | 0.0066353 | 0.02596 | 0.026729 | 0.40118 | 0.051723 | -0.32557 | 0.40118 | 0.37335 | 0.42861 | 0.088175 | -0.59163 | 0.42861 | 0.37694 | 0.018808 | 0.66968 | 0.2297 | 0.98986 | 19.1401 | 0.02596 | -0.00036376 | 0.0066353 | 0.02596 | 0.026729 | 0.40118 | 0.051723 | -0.32557 | 0.40118 | 0.37335 | 0.42861 | 0.088175 | -0.59163 | 0.42861 | 0.37694
22 | 0.3 | 0.23 | South/Central | GA | Macon-Middle.Georgia.Rgnl.AP.722170 | 3 | 1376995 | 35.9674 | 12.0306 | 52.7184 | 35.8822 | 16.8363 | 1014.29 | 1.2908 | 24.68 | 0.83605 | 0.45478 | 29.0284 | -0.10876 | 6.1 | -0.56201 | 0.45326 | 10.928 | 0.26337 | -13.96 | 1.3151 | -1.0518 | -25.2158 | 1.2908 | 24.68 | 0.83605 | 0.45478 | 29.0284 | 1.3317 | 23.2 | 0.99733 | 0.33439 | 26.2808 | 0.018808 | 0.67649 | 0.22628 | 0.99155 | 19.0771 | 0.024278 | -0.0020455 | 0.0049535 | 0.024278 | 0.025047 | 0.46419 | 0.11473 | -0.26256 | 0.46419 | 0.43635 | 0.54598 | 0.20554 | -0.47427 | 0.54598 | 0.4943 | 0.018808 | 0.67649 | 0.22628 | 0.99155 | 19.0771 | 0.024278 | -0.0020455 | 0.0049535 | 0.024278 | 0.025047 | 0.46419 | 0.11473 | -0.26256 | 0.46419 | 0.43635 | 0.54598 | 0.20554 | -0.47427 | 0.54598 | 0.4943
23 | 0.3 | 0.19 | South/Central | GA | Macon-Middle.Georgia.Rgnl.AP.722170 | 3 | 1376995 | 36.823 | 11.5071 | 52.87 | 36.7357 | 16.1343 | 1004.65 | 1.1392 | 34.32 | -0.017457 | 1.1567 | 46.1692 | -0.26034 | 15.74 | -1.4155 | 1.1552 | 28.0688 | 0.11179 | -4.32 | 0.46162 | -0.34983 | -8.075 | 1.1392 | 34.32 | -0.017457 | 1.1567 | 46.1692 | 1.1801 | 32.84 | 0.14383 | 1.0363 | 43.4216 | 0.018808 | 0.69258 | 0.21643 | 0.9944 | 18.8958 | 0.021427 | -0.0048965 | 0.0021025 | 0.021427 | 0.022197 | 0.6455 | 0.29604 | -0.081252 | 0.6455 | 0.61767 | 0.86837 | 0.52793 | -0.15188 | 0.86837 | 0.81669 | 0.018808 | 0.69258 | 0.21643 | 0.9944 | 18.8958 | 0.021427 | -0.0048965 | 0.0021025 | 0.021427 | 0.022197 | 0.6455 | 0.29604 | -0.081252 | 0.6455 | 0.61767 | 0.86837 | 0.52793 | -0.15188 | 0.86837 | 0.81669
24 | 0.3 | 0.17 | South/Central | GA | Macon-Middle.Georgia.Rgnl.AP.722170 | 3 | 1376995 | 37.2857 | 11.2462 | 52.9818 | 37.1973 | 15.7845 | 1000.33 | 1.0275 | 38.64 | -0.47907 | 1.5065 | 54.2442 | -0.37212 | 20.06 | -1.8771 | 1.505 | 36.1438 | 0 | 0 | 0 | 0 | 0 | 1.0275 | 38.64 | -0.47907 | 1.5065 | 54.2442 | 1.0684 | 37.16 | -0.31779 | 1.3861 | 51.4966 | 0.018808 | 0.70128 | 0.21152 | 0.9965 | 18.8145 | 0.019325 | -0.006999 | 0 | 0.019325 | 0.020094 | 0.72675 | 0.3773 | 0 | 0.72675 | 0.69892 | 1.0202 | 0.6798 | 0 | 1.0202 | 0.96857 | 0.018808 | 0.70128 | 0.21152 | 0.9965 | 18.8145 | 0.019325 | -0.006999 | 0 | 0.019325 | 0.020094 | 0.72675 | 0.3773 | 0 | 0.72675 | 0.69892 | 1.0202 | 0.6798 | 0 | 1.0202 | 0.96857
25 | 0.28 | 0.47 | South/Central | GA | Macon-Middle.Georgia.Rgnl.AP.722170 | 3 | 1376995 | 32.1771 | 14.3701 | 52.061 | 32.1007 | 19.9603 | 1057.31 | 1.9483 | -18.34 | 4.6175 | -2.6692 | -47.4801 | 0.54869 | -36.92 | 3.2194 | -2.6707 | -65.5805 | 0.92081 | -56.98 | 5.0966 | -4.1758 | -101.7243 | 1.9483 | -18.34 | 4.6175 | -2.6692 | -47.4801 | 1.9892 | -19.82 | 4.7788 | -2.7896 | -50.2277 | 0.018808 | 0.6052 | 0.27028 | 0.97918 | 19.8862 | 0.036644 | 0.01032 | 0.017319 | 0.036644 | 0.037413 | -0.34494 | -0.6944 | -1.0717 | -0.34494 | -0.37278 | -0.89302 | -1.2335 | -1.9133 | -0.89302 | -0.9447 | 0.018808 | 0.6052 | 0.27028 | 0.97918 | 19.8862 | 0.036644 | 0.01032 | 0.017319 | 0.036644 | 0.037413 | -0.34494 | -0.6944 | -1.0717 | -0.34494 | -0.37278 | -0.89302 | -1.2335 | -1.9133 | -0.89302 | -0.9447
26 | 0.28 | 0.42 | South/Central | GA | Macon-Middle.Georgia.Rgnl.AP.722170 | 3 | 1376995 | 32.8404 | 13.7883 | 51.952 | 32.7625 | 19.1895 | 1043.12 | 2.0572 | -4.15 | 3.9557 | -1.8985 | -25.1062 | 0.65763 | -22.73 | 2.5577 | -1.9 | -43.2066 | 1.0298 | -42.79 | 4.4348 | -3.405 | -79.3504 | 2.0572 | -4.15 | 3.9557 | -1.8985 | -25.1062 | 2.0981 | -5.63 | 4.117 | -2.0189 | -27.8538 | 0.018808 | 0.61767 | 0.25933 | 0.97713 | 19.6193 | 0.038693 | 0.012369 | 0.019368 | 0.038693 | 0.039462 | -0.078055 | -0.42751 | -0.80481 | -0.078055 | -0.10589 | -0.47221 | -0.81264 | -1.4924 | -0.47221 | -0.52388 | 0.018808 | 0.61767 | 0.25933 | 0.97713 | 19.6193 | 0.038693 | 0.012369 | 0.019368 | 0.038693 | 0.039462 | -0.078055 | -0.42751 | -0.80481 | -0.078055 | -0.10589 | -0.47221 | -0.81264 | -1.4924 | -0.47221 | -0.52388
27 | 0.28 | 0.37 | South/Central | GA | Macon-Middle.Georgia.Rgnl.AP.722170 | 3 | 1376995 | 33.4948 | 13.2857 | 51.9426 | 33.4153 | 18.5273 | 1032.05 | 2.0667 | 6.92 | 3.3029 | -1.2363 | -6.9666 | 0.66711 | -11.66 | 1.9049 | -1.2378 | -25.067 | 1.0392 | -31.72 | 3.782 | -2.7428 | -61.2108 | 2.0667 | 6.92 | 3.3029 | -1.2363 | -6.9666 | 2.1076 | 5.44 | 3.4642 | -1.3566 | -9.7142 | 0.018808 | 0.62998 | 0.24988 | 0.97695 | 19.4111 | 0.038871 | 0.012547 | 0.019546 | 0.038871 | 0.03964 | 0.13015 | -0.21931 | -0.5966 | 0.13015 | 0.10232 | -0.13103 | -0.47147 | -1.1513 | -0.13103 | -0.18271 | 0.018808 | 0.62998 | 0.24988 | 0.97695 | 19.4111 | 0.038871 | 0.012547 | 0.019546 | 0.038871 | 0.03964 | 0.13015 | -0.21931 | -0.5966 | 0.13015 | 0.10232 | -0.13103 | -0.47147 | -1.1513 | -0.13103 | -0.18271
28 | 0.28 | 0.32 | South/Central | GA | Macon-Middle.Georgia.Rgnl.AP.722170 | 3 | 1376995 | 34.2696 | 12.7344 | 51.9856 | 34.1883 | 17.7973 | 1020.51 | 2.0237 | 18.46 | 2.5299 | -0.50625 | 12.3389 | 0.6241 | -0.12 | 1.1319 | -0.50777 | -5.7615 | 0.99622 | -20.18 | 3.009 | -2.0128 | -41.9053 | 2.0237 | 18.46 | 2.5299 | -0.50625 | 12.3389 | 2.0646 | 16.98 | 2.6912 | -0.62664 | 9.5913 | 0.018808 | 0.64455 | 0.23951 | 0.97776 | 19.1941 | 0.038062 | 0.011738 | 0.018737 | 0.038062 | 0.038831 | 0.3472 | -0.002257 | -0.37955 | 0.3472 | 0.31937 | 0.23207 | -0.10836 | -0.78817 | 0.23207 | 0.1804 | 0.018808 | 0.64455 | 0.23951 | 0.97776 | 19.1941 | 0.038062 | 0.011738 | 0.018737 | 0.038062 | 0.038831 | 0.3472 | -0.002257 | -0.37955 | 0.3472 | 0.31937 | 0.23207 | -0.10836 | -0.78817 | 0.23207 | 0.1804
29 | 0.28 | 0.27 | South/Central | GA | Macon-Middle.Georgia.Rgnl.AP.722170 | 3 | 1376995 | 34.8828 | 12.3429 | 52.0567 | 34.8001 | 17.2566 | 1012.5 | 1.9526 | 26.47 | 1.9182 | 0.034406 | 26.1304 | 0.55299 | 7.89 | 0.5201 | 0.032885 | 8.03 | 0.92511 | -12.17 | 2.3972 | -1.4721 | -28.1138 | 1.9526 | 26.47 | 1.9182 | 0.034406 | 26.1304 | 1.9935 | 24.99 | 2.0795 | -0.085983 | 23.3828 | 0.018808 | 0.65609 | 0.23215 | 0.9791 | 19.0434 | 0.036725 | 0.010401 | 0.0174 | 0.036725 | 0.037494 | 0.49786 | 0.1484 | -0.2289 | 0.49786 | 0.47002 | 0.49147 | 0.15103 | -0.52877 | 0.49147 | 0.43979 | 0.018808 | 0.65609 | 0.23215 | 0.9791 | 19.0434 | 0.036725 | 0.010401 | 0.0174 | 0.036725 | 0.037494 | 0.49786 | 0.1484 | -0.2289 | 0.49786 | 0.47002 | 0.49147 | 0.15103 | -0.52877 | 0.49147 | 0.43979
30 | 0.28 | 0.23 | South/Central | GA | Macon-Middle.Georgia.Rgnl.AP.722170 | 3 | 1376995 | 35.3863 | 12.0501 | 52.1467 | 35.3024 | 16.8444 | 1006.84 | 1.8625 | 32.13 | 1.4159 | 0.44665 | 36.184 | 0.46294 | 13.55 | 0.017811 | 0.44513 | 18.0836 | 0.83506 | -6.51 | 1.8949 | -1.0599 | -18.0602 | 1.8625 | 32.13 | 1.4159 | 0.44665 | 36.184 | 1.9034 | 30.65 | 1.5772 | 0.32626 | 33.4364 | 0.018808 | 0.66556 | 0.22664 | 0.98079 | 18.937 | 0.035031 | 0.0087072 | 0.015706 | 0.035031 | 0.0358 | 0.60431 | 0.25485 | -0.12244 | 0.60431 | 0.57648 | 0.68056 | 0.34012 | -0.33968 | 0.68056 | 0.62888 | 0.018808 | 0.66556 | 0.22664 | 0.98079 | 18.937 | 0.035031 | 0.0087072 | 0.015706 | 0.035031 | 0.0358 | 0.60431 | 0.25485 | -0.12244 | 0.60431 | 0.57648 | 0.68056 | 0.34012 | -0.33968 | 0.68056 | 0.62888
31 | 0.28 | 0.19 | South/Central | GA | Macon-Middle.Georgia.Rgnl.AP.722170 | 3 | 1376995 | 36.2321 | 11.5271 | 52.2891 | 36.1461 | 16.143 | 997.1 | 1.7202 | 41.87 | 0.5721 | 1.1481 | 53.4301 | 0.32059 | 23.29 | -0.82596 | 1.1466 | 35.3297 | 0.69272 | 3.23 | 1.0512 | -0.35846 | -0.81408 | 1.7202 | 41.87 | 0.5721 | 1.1481 | 53.4301 | 1.7611 | 40.39 | 0.73339 | 1.0277 | 50.6825 | 0.018808 | 0.68146 | 0.21681 | 0.98347 | 18.7538 | 0.032354 | 0.0060298 | 0.013029 | 0.032354 | 0.033123 | 0.7875 | 0.43805 | 0.060751 | 0.7875 | 0.75967 | 1.0049 | 0.66449 | -0.015312 | 1.0049 | 0.95325 | 0.018808 | 0.68146 | 0.21681 | 0.98347 | 18.7538 | 0.032354 | 0.0060298 | 0.013029 | 0.032354 | 0.033123 | 0.7875 | 0.43805 | 0.060751 | 0.7875 | 0.75967 | 1.0049 | 0.66449 | -0.015312 | 1.0049 | 0.95325
32 | 0.28 | 0.17 | South/Central | GA | Macon-Middle.Georgia.Rgnl.AP.722170 | 3 | 1376995 | 36.6942 | 11.2661 | 52.4002 | 36.6072 | 15.793 | 992.78 | 1.609 | 46.19 | 0.11102 | 1.498 | 61.5161 | 0.20944 | 27.61 | -1.287 | 1.4965 | 43.4157 | 0.58156 | 7.55 | 0.59009 | -0.0085312 | 7.2719 | 1.609 | 46.19 | 0.11102 | 1.498 | 61.5161 | 1.6499 | 44.71 | 0.27231 | 1.3776 | 58.7685 | 0.018808 | 0.69016 | 0.2119 | 0.98556 | 18.6725 | 0.030263 | 0.0039392 | 0.010938 | 0.030263 | 0.031032 | 0.86876 | 0.5193 | 0.142 | 0.86876 | 0.84092 | 1.157 | 0.81658 | 0.13677 | 1.157 | 1.1053 | 0.018808 | 0.69016 | 0.2119 | 0.98556 | 18.6725 | 0.030263 | 0.0039392 | 0.010938 | 0.030263 | 0.031032 | 0.86876 | 0.5193 | 0.142 | 0.86876 | 0.84092 | 1.157 | 0.81658 | 0.13677 | 1.157 | 1.1053
33 | 0.27 | 0.47 | South/Central | GA | Macon-Middle.Georgia.Rgnl.AP.722170 | 3 | 1376995 | 31.9367 | 14.36 | 51.8006 | 31.8609 | 19.9397 | 1053.5 | 2.2087 | -14.53 | 4.8573 | -2.6487 | -43.5605 | 0.80908 | -33.11 | 3.4593 | -2.6502 | -61.6609 | 1.1812 | -53.17 | 5.3364 | -4.1552 | -97.8047 | 2.2087 | -14.53 | 4.8573 | -2.6487 | -43.5605 | 2.2496 | -16.01 | 5.0186 | -2.769 | -46.3081 | 0.018808 | 0.60068 | 0.27009 | 0.97428 | 19.8146 | 0.041541 | 0.015217 | 0.022216 | 0.041541 | 0.04231 | -0.27329 | -0.62274 | -1 | -0.27329 | -0.30112 | -0.8193 | -1.1597 | -1.8395 | -0.8193 | -0.87098 | 0.018808 | 0.60068 | 0.27009 | 0.97428 | 19.8146 | 0.041541 | 0.015217 | 0.022216 | 0.041541 | 0.04231 | -0.27329 | -0.62274 | -1 | -0.27329 | -0.30112 | -0.8193 | -1.1597 | -1.8395 | -0.8193 | -0.87098
34 | 0.27 | 0.42 | South/Central | GA | Macon-Middle.Georgia.Rgnl.AP.722170 | 3 | 1376995 | 32.5802 | 13.7886 | 51.673 | 32.5029 | 19.1701 | 1039.09 | 2.3363 | -0.12 | 4.2153 | -1.8791 | -20.9766 | 0.93669 | -18.7 | 2.8173 | -1.8806 | -39.077 | 1.3088 | -38.76 | 4.6944 | -3.3856 | -75.2208 | 2.3363 | -0.12 | 4.2153 | -1.8791 | -20.9766 | 2.3772 | -1.6 | 4.3766 | -1.9995 | -23.7242 | 0.018808 | 0.61278 | 0.25934 | 0.97188 | 19.5436 | 0.043941 | 0.017618 | 0.024617 | 0.043941 | 0.044711 | -0.002257 | -0.35172 | -0.72901 | -0.002257 | -0.030093 | -0.39454 | -0.73497 | -1.4148 | -0.39454 | -0.44621 | 0.018808 | 0.61278 | 0.25934 | 0.97188 | 19.5436 | 0.043941 | 0.017618 | 0.024617 | 0.043941 | 0.044711 | -0.002257 | -0.35172 | -0.72901 | -0.002257 | -0.030093 | -0.39454 | -0.73497 | -1.4148 | -0.39454 | -0.44621
35 | 0.27 | 0.37 | South/Central | GA | Macon-Middle.Georgia.Rgnl.AP.722170 | 3 | 1376995 | 33.1239 | 13.3767 | 51.6733 | 33.0453 | 18.628 | 1030.13 | 2.336 | 8.84 | 3.673 | -1.337 | -6.2319 | 0.93641 | -9.74 | 2.2749 | -1.3385 | -24.3323 | 1.3085 | -29.8 | 4.152 | -2.8435 | -60.4761 | 2.336 | 8.84 | 3.673 | -1.337 | -6.2319 | 2.3769 | 7.36 | 3.8343 | -1.4574 | -8.9796 | 0.018808 | 0.623 | 0.25159 | 0.97189 | 19.375 | 0.043936 | 0.017612 | 0.024611 | 0.043936 | 0.044705 | 0.16627 | -0.18319 | -0.56049 | 0.16627 | 0.13843 | -0.11721 | -0.45765 | -1.1375 | -0.11721 | -0.16889 | 0.018808 | 0.623 | 0.25159 | 0.97189 | 19.375 | 0.043936 | 0.017612 | 0.024611 | 0.043936 | 0.044705 | 0.16627 | -0.18319 | -0.56049 | 0.16627 | 0.13843 | -0.11721 | -0.45765 | -1.1375 | -0.11721 | -0.16889
36 | 0.27 | 0.32 | South/Central | GA | Macon-Middle.Georgia.Rgnl.AP.722170 | 3 | 1376995 | 33.8278 | 12.8847 | 51.7148 | 33.7476 | 17.9673 | 1019.72 | 2.2944 | 19.25 | 2.9707 | -0.67625 | 11.2071 | 0.89484 | 0.67 | 1.5726 | -0.67777 | -6.8933 | 1.267 | -19.39 | 3.4497 | -2.1828 | -43.0371 | 2.2944 | 19.25 | 2.9707 | -0.67625 | 11.2071 | 2.3353 | 17.77 | 3.132 | -0.79664 | 8.4595 | 0.018808 | 0.63625 | 0.24234 | 0.97267 | 19.1792 | 0.043154 | 0.01683 | 0.023829 | 0.043154 | 0.043923 | 0.36206 | 0.012602 | -0.36469 | 0.36206 | 0.33422 | 0.21079 | -0.12965 | -0.80946 | 0.21079 | 0.15911 | 0.018808 | 0.63625 | 0.24234 | 0.97267 | 19.1792 | 0.043154 | 0.01683 | 0.023829 | 0.043154 | 0.043923 | 0.36206 | 0.012602 | -0.36469 | 0.36206 | 0.33422 | 0.21079 | -0.12965 | -0.80946 | 0.21079 | 0.15911
37 | 0.27 | 0.27 | South/Central | GA | Macon-Middle.Georgia.Rgnl.AP.722170 | 3 | 1376995 | 34.5021 | 12.4235 | 51.7666 | 34.4203 | 17.3464 | 1010.12 | 2.2426 | 28.85 | 2.298 | -0.055345 | 27.4311 | 0.84303 | 10.27 | 0.8999 | -0.056866 | 9.3307 | 1.2152 | -9.79 | 2.777 | -1.5619 | -26.8131 | 2.2426 | 28.85 | 2.298 | -0.055345 | 27.4311 | 2.2835 | 27.37 | 2.4592 | -0.17573 | 24.6835 | 0.018808 | 0.64893 | 0.23367 | 0.97364 | 18.9987 | 0.04218 | 0.015856 | 0.022855 | 0.04218 | 0.042949 | 0.54262 | 0.19316 | -0.18413 | 0.54262 | 0.51478 | 0.51593 | 0.17549 | -0.50431 | 0.51593 | 0.46425 | 0.018808 | 0.64893 | 0.23367 | 0.97364 | 18.9987 | 0.04218 | 0.015856 | 0.022855 | 0.04218 | 0.042949 | 0.54262 | 0.19316 | -0.18413 | 0.54262 | 0.51478 | 0.51593 | 0.17549 | -0.50431 | 0.51593 | 0.46425
38 | 0.27 | 0.23 | South/Central | GA | Macon-Middle.Georgia.Rgnl.AP.722170 | 3 | 1376995 | 35.0863 | 12.0599 | 51.8466 | 35.0031 | 16.8435 | 1002.83 | 2.1627 | 36.14 | 1.7152 | 0.44752 | 40.0806 | 0.76311 | 17.56 | 0.31711 | 0.446 | 21.9802 | 1.1352 | -2.5 | 2.1942 | -1.059 | -14.1636 | 2.1627 | 36.14 | 1.7152 | 0.44752 | 40.0806 | 2.2036 | 34.66 | 1.8765 | 0.32713 | 37.333 | 0.018808 | 0.65991 | 0.22683 | 0.97515 | 18.8616 | 0.040677 | 0.014353 | 0.021352 | 0.040677 | 0.041446 | 0.67973 | 0.33027 | -0.047021 | 0.67973 | 0.6519 | 0.75385 | 0.41341 | -0.26639 | 0.75385 | 0.70217 | 0.018808 | 0.65991 | 0.22683 | 0.97515 | 18.8616 | 0.040677 | 0.014353 | 0.021352 | 0.040677 | 0.041446 | 0.67973 | 0.33027 | -0.047021 | 0.67973 | 0.6519 | 0.75385 | 0.41341 | -0.26639 | 0.75385 | 0.70217
39 | 0.27 | 0.19 | South/Central | GA | Macon-Middle.Georgia.Rgnl.AP.722170 | 3 | 1376995 | 35.9409 | 11.5376 | 51.9989 | 35.8556 | 16.1432 | 993.27 | 2.0104 | 45.7 | 0.8626 | 1.1478 | 57.1675 | 0.61082 | 27.12 | -0.53546 | 1.1463 | 39.0671 | 0.98294 | 7.06 | 1.3417 | -0.35873 | 2.9233 | 2.0104 | 45.7 | 0.8626 | 1.1478 | 57.1675 | 2.0513 | 44.22 | 1.0239 | 1.0274 | 54.4199 | 0.018808 | 0.67599 | 0.217 | 0.97801 | 18.6818 | 0.037812 | 0.011488 | 0.018487 | 0.037812 | 0.038581 | 0.85954 | 0.51008 | 0.13279 | 0.85954 | 0.8317 | 1.0752 | 0.73479 | 0.054982 | 1.0752 | 1.0235 | 0.018808 | 0.67599 | 0.217 | 0.97801 | 18.6818 | 0.037812 | 0.011488 | 0.018487 | 0.037812 | 0.038581 | 0.85954 | 0.51008 | 0.13279 | 0.85954 | 0.8317 | 1.0752 | 0.73479 | 0.054982 | 1.0752 | 1.0235
40 | 0.27 | 0.17 | South/Central | GA | Macon-Middle.Georgia.Rgnl.AP.722170 | 3 | 1376995 | 36.3937 | 11.2767 | 52.1094 | 36.3074 | 15.802 | 989.07 | 1.8999 | 49.9 | 0.41085 | 1.489 | 65.0237 | 0.50027 | 31.32 | -0.98721 | 1.4875 | 46.9233 | 0.87239 | 11.26 | 0.88993 | -0.017535 | 10.7795 | 1.8999 | 49.9 | 0.41085 | 1.489 | 65.0237 | 1.9407 | 48.42 | 0.57214 | 1.3686 | 62.2761 | 0.018808 | 0.6845 | 0.2121 | 0.98009 | 18.6028 | 0.035733 | 0.0094092 | 0.016408 | 0.035733 | 0.036502 | 0.93854 | 0.58908 | 0.21178 | 0.93854 | 0.9107 | 1.223 | 0.88255 | 0.20274 | 1.223 | 1.1713 | 0.018808 | 0.6845 | 0.2121 | 0.98009 | 18.6028 | 0.035733 | 0.0094092 | 0.016408 | 0.035733 | 0.036502 | 0.93854 | 0.58908 | 0.21178 | 0.93854 | 0.9107 | 1.223 | 0.88255 | 0.20274 | 1.223 | 1.1713
41 | 0.26 | 0.47 | South/Central | GA | Macon-Middle.Georgia.Rgnl.AP.722170 | 3 | 1376995 | 31.6966 | 14.3402 | 51.5307 | 31.6213 | 19.9093 | 1049.4 | 2.4786 | -10.43 | 5.0969 | -2.6183 | -39.2519 | 1.079 | -29.01 | 3.6988 | -2.6198 | -57.3523 | 1.4511 | -49.07 | 5.576 | -4.1248 | -93.4961 | 2.4786 | -10.43 | 5.0969 | -2.6183 | -39.2519 | 2.5195 | -11.91 | 5.2582 | -2.7387 | -41.9995 | 0.018808 | 0.59616 | 0.26971 | 0.96921 | 19.7375 | 0.046618 | 0.020294 | 0.027293 | 0.046618 | 0.047387 | -0.19617 | -0.54563 | -0.92292 | -0.19617 | -0.22401 | -0.73826 | -1.0787 | -1.7585 | -0.73826 | -0.78994 | 0.018808 | 0.59616 | 0.26971 | 0.96921 | 19.7375 | 0.046618 | 0.020294 | 0.027293 | 0.046618 | 0.047387 | -0.19617 | -0.54563 | -0.92292 | -0.19617 | -0.22401 | -0.73826 | -1.0787 | -1.7585 | -0.73826 | -0.78994
42 | 0.26 | 0.42 | South/Central | GA | Macon-Middle.Georgia.Rgnl.AP.722170 | 3 | 1376995 | 32.3099 | 13.7886 | 51.4018 | 32.2332 | 19.1686 | 1035.46 | 2.6075 | 3.51 | 4.4851 | -1.8776 | -17.4372 | 1.2079 | -15.07 | 3.087 | -1.8791 | -35.5377 | 1.58 | -35.13 | 4.9641 | -3.3841 | -71.6815 | 2.6075 | 3.51 | 4.4851 | -1.8776 | -17.4372 | 2.6484 | 2.03 | 4.6463 | -1.998 | -20.1849 | 0.018808 | 0.60769 | 0.25934 | 0.96678 | 19.4753 | 0.049042 | 0.022718 | 0.029717 | 0.049042 | 0.049811 | 0.066017 | -0.28344 | -0.66074 | 0.066017 | 0.038181 | -0.32797 | -0.6684 | -1.3482 | -0.32797 | -0.37964 | 0.018808 | 0.60769 | 0.25934 | 0.96678 | 19.4753 | 0.049042 | 0.022718 | 0.029717 | 0.049042 | 0.049811 | 0.066017 | -0.28344 | -0.66074 | 0.066017 | 0.038181 | -0.32797 | -0.6684 | -1.3482 | -0.32797 | -0.37964
43 | 0.26 | 0.37 | South/Central | GA | Macon-Middle.Georgia.Rgnl.AP.722170 | 3 | 1376995 | 32.7431 | 13.4774 | 51.4126 | 32.6654 | 18.7472 | 1028.6 | 2.5966 | 10.37 | 4.0529 | -1.4562 | -6.1128 | 1.1971 | -8.21 | 2.6548 | -1.4577 | -24.2132 | 1.5692 | -28.27 | 4.5319 | -2.9627 | -60.357 | 2.5966 | 10.37 | 4.0529 | -1.4562 | -6.1128 | 2.6375 | 8.89 | 4.2141 | -1.5766 | -8.8604 | 0.018808 | 0.61584 | 0.25349 | 0.96699 | 19.3463 | 0.048839 | 0.022515 | 0.029514 | 0.048839 | 0.049608 | 0.19504 | -0.15442 | -0.53171 | 0.19504 | 0.16721 | -0.11497 | -0.45541 | -1.1352 | -0.11497 | -0.16665 | 0.018808 | 0.61584 | 0.25349 | 0.96699 | 19.3463 | 0.048839 | 0.022515 | 0.029514 | 0.048839 | 0.049608 | 0.19504 | -0.15442 | -0.53171 | 0.19504 | 0.16721 | -0.11497 | -0.45541 | -1.1352 | -0.11497 | -0.16665
44 | 0.26 | 0.32 | South/Central | GA | Macon-Middle.Georgia.Rgnl.AP.722170 | 3 | 1376995 | 33.3467 | 13.0651 | 51.4538 | 33.2676 | 18.1863 | 1019.85 | 2.5554 | 19.12 | 3.4507 | -0.89523 | 8.6174 | 1.1558 | 0.54 | 2.0526 | -0.89675 | -9.483 | 1.528 | -19.52 | 3.9297 | -2.4018 | -45.6268 | 2.5554 | 19.12 | 3.4507 | -0.89523 | 8.6174 | 2.5963 | 17.64 | 3.612 | -1.0156 | 5.8698 | 0.018808 | 0.6272 | 0.24573 | 0.96776 | 19.1817 | 0.048063 | 0.02174 | 0.028739 | 0.048063 | 0.048833 | 0.35962 | 0.010157 | -0.36714 | 0.35962 | 0.33178 | 0.16208 | -0.17836 | -0.85816 | 0.16208 | 0.1104 | 0.018808 | 0.6272 | 0.24573 | 0.96776 | 19.1817 | 0.048063 | 0.02174 | 0.028739 | 0.048063 | 0.048833 | 0.35962 | 0.010157 | -0.36714 | 0.35962 | 0.33178 | 0.16208 | -0.17836 | -0.85816 | 0.16208 | 0.1104
45 | 0.26 | 0.27 | South/Central | GA | Macon-Middle.Georgia.Rgnl.AP.722170 | 3 | 1376995 | 34.1214 | 12.5133 | 51.4769 | 34.0404 | 17.4365 | 1007.74 | 2.5324 | 31.23 | 2.6779 | -0.14546 | 28.7185 | 1.1328 | 12.65 | 1.2798 | -0.14698 | 10.618 | 1.5049 | -7.41 | 3.1569 | -1.652 | -25.5258 | 2.5324 | 31.23 | 2.6779 | -0.14546 | 28.7185 | 2.5733 | 29.75 | 2.8391 | -0.26585 | 25.9708 | 0.018808 | 0.64177 | 0.23535 | 0.96819 | 18.9539 | 0.04763 | 0.021306 | 0.028305 | 0.04763 | 0.048399 | 0.58738 | 0.23793 | -0.13937 | 0.58738 | 0.55955 | 0.54015 | 0.19971 | -0.4801 | 0.54015 | 0.48847 | 0.018808 | 0.64177 | 0.23535 | 0.96819 | 18.9539 | 0.04763 | 0.021306 | 0.028305 | 0.04763 | 0.048399 | 0.58738 | 0.23793 | -0.13937 | 0.58738 | 0.55955 | 0.54015 | 0.19971 | -0.4801 | 0.54015 | 0.48847
46 | 0.26 | 0.23 | South/Central | GA | Macon-Middle.Georgia.Rgnl.AP.722170 | 3 | 1376995 | 34.7956 | 12.0702 | 51.566 | 34.7131 | 16.8529 | 999.26 | 2.4432 | 39.71 | 2.0051 | 0.43811 | 43.4447 | 1.0437 | 21.13 | 0.60707 | 0.43659 | 25.3443 | 1.4158 | 1.07 | 2.4842 | -1.0684 | -10.7995 | 2.4432 | 39.71 | 2.0051 | 0.43811 | 43.4447 | 2.4841 | 38.23 | 2.1664 | 0.31772 | 40.697 | 0.018808 | 0.65445 | 0.22702 | 0.96987 | 18.7944 | 0.045953 | 0.01963 | 0.026629 | 0.045953 | 0.046723 | 0.74688 | 0.39742 | 0.020125 | 0.74688 | 0.71904 | 0.81712 | 0.47668 | -0.20312 | 0.81712 | 0.76544 | 0.018808 | 0.65445 | 0.22702 | 0.96987 | 18.7944 | 0.045953 | 0.01963 | 0.026629 | 0.045953 | 0.046723 | 0.74688 | 0.39742 | 0.020125 | 0.74688 | 0.71904 | 0.81712 | 0.47668 | -0.20312 | 0.81712 | 0.76544
47 | 0.26 | 0.19 | South/Central | GA | Macon-Middle.Georgia.Rgnl.AP.722170 | 3 | 1376995 | 35.631 | 11.547 | 51.6979 | 35.5465 | 16.1515 | 989.4 | 2.3113 | 49.57 | 1.1718 | 1.1396 | 60.8266 | 0.91175 | 30.99 | -0.22629 | 1.138 | 42.7262 | 1.2839 | 10.93 | 1.6508 | -0.36697 | 6.5824 | 2.3113 | 49.57 | 1.1718 | 1.1396 | 60.8266 | 2.3522 | 48.09 | 1.3331 | 1.0192 | 58.0789 | 0.018808 | 0.67016 | 0.21718 | 0.97235 | 18.609 | 0.043472 | 0.017149 | 0.024148 | 0.043472 | 0.044242 | 0.93233 | 0.58287 | 0.20558 | 0.93233 | 0.90449 | 1.144 | 0.80361 | 0.1238 | 1.144 | 1.0924 | 0.018808 | 0.67016 | 0.21718 | 0.97235 | 18.609 | 0.043472 | 0.017149 | 0.024148 | 0.043472 | 0.044242 | 0.93233 | 0.58287 | 0.20558 | 0.93233 | 0.90449 | 1.144 | 0.80361 | 0.1238 | 1.144 | 1.0924
48 | 0.26 | 0.17 | South/Central | GA | Macon-Middle.Georgia.Rgnl.AP.722170 | 3 | 1376995 | 36.0839 | 11.2958 | 51.8096 | 35.9983 | 15.8113 | 985.25 | 2.1996 | 53.72 | 0.71992 | 1.4797 | 68.6398 | 0.80007 | 35.14 | -0.67814 | 1.4782 | 50.5394 | 1.1722 | 15.08 | 1.199 | -0.026808 | 14.3956 | 2.1996 | 53.72 | 0.71992 | 1.4797 | 68.6398 | 2.2405 | 52.24 | 0.88121 | 1.3593 | 65.8922 | 0.018808 | 0.67868 | 0.21246 | 0.97445 | 18.5309 | 0.041372 | 0.015048 | 0.022047 | 0.041372 | 0.042141 | 1.0104 | 0.66092 | 0.28363 | 1.0104 | 0.98255 | 1.291 | 0.95056 | 0.27076 | 1.291 | 1.2393 | 0.018808 | 0.67868 | 0.21246 | 0.97445 | 18.5309 | 0.041372 | 0.015048 | 0.022047 | 0.041372 | 0.042141 | 1.0104 | 0.66092 | 0.28363 | 1.0104 | 0.98255 | 1.291 | 0.95056 | 0.27076 | 1.291 | 1.2393
49 | 0.25 | 0.47 | South/Central | GA | Macon-Middle.Georgia.Rgnl.AP.722170 | 3 | 1376995 | 31.456 | 14.3299 | 51.2698 | 31.3813 | 19.8885 | 1045.57 | 2.7395 | -6.6 | 5.3369 | -2.5975 | -35.3186 | 1.3399 | -25.18 | 3.9388 | -2.599 | -53.4191 | 1.712 | -45.24 | 5.816 | -4.104 | -89.5629 | 2.7395 | -6.6 | 5.3369 | -2.5975 | -35.3186 | 2.7803 | -8.08 | 5.4982 | -2.7178 | -38.0663 | 0.018808 | 0.59164 | 0.26952 | 0.9643 | 19.6654 | 0.051525 | 0.025201 | 0.0322 | 0.051525 | 0.052294 | -0.12414 | -0.47359 | -0.85089 | -0.12414 | -0.15197 | -0.66428 | -1.0047 | -1.6845 | -0.66428 | -0.71596 | 0.018808 | 0.59164 | 0.26952 | 0.9643 | 19.6654 | 0.051525 | 0.025201 | 0.0322 | 0.051525 | 0.052294 | -0.12414 | -0.47359 | -0.85089 | -0.12414 | -0.15197 | -0.66428 | -1.0047 | -1.6845 | -0.66428 | -0.71596
50 | 0.25 | 0.42 | South/Central | GA | Macon-Middle.Georgia.Rgnl.AP.722170 | 3 | 1376995 | 32.0399 | 13.7886 | 51.1217 | 31.9638 | 19.1579 | 1031.53 | 2.8875 | 7.44 | 4.7545 | -1.8669 | -13.5328 | 1.488 | -11.14 | 3.3564 | -1.8684 | -31.6332 | 1.8601 | -31.2 | 5.2335 | -3.3734 | -67.777 | 2.8875 | 7.44 | 4.7545 | -1.8669 | -13.5328 | 2.9284 | 5.96 | 4.9157 | -1.9873 | -16.2804 | 0.018808 | 0.60262 | 0.25934 | 0.96151 | 19.4014 | 0.05431 | 0.027986 | 0.034985 | 0.05431 | 0.055079 | 0.13993 | -0.20952 | -0.58682 | 0.13993 | 0.1121 | -0.25453 | -0.59497 | -1.2748 | -0.25453 | -0.30621 | 0.018808 | 0.60262 | 0.25934 | 0.96151 | 19.4014 | 0.05431 | 0.027986 | 0.034985 | 0.05431 | 0.055079 | 0.13993 | -0.20952 | -0.58682 | 0.13993 | 0.1121 | -0.25453 | -0.59497 | -1.2748 | -0.25453 | -0.30621
51 | 0.25 | 0.37 | South/Central | GA | Macon-Middle.Georgia.Rgnl.AP.722170 | 3 | 1376995 | 32.3623 | 13.5877 | 51.1622 | 32.2855 | 18.8767 | 1027.39 | 2.8471 | 11.58 | 4.4328 | -1.5857 | -6.403 | 1.4475 | -7 | 3.0347 | -1.5872 | -24.5034 | 1.8196 | -27.06 | 4.9118 | -3.0922 | -60.6472 | 2.8471 | 11.58 | 4.4328 | -1.5857 | -6.403 | 2.888 | 10.1 | 4.594 | -1.706 | -9.1506 | 0.018808 | 0.60868 | 0.25556 | 0.96228 | 19.3235 | 0.053549 | 0.027225 | 0.034224 | 0.053549 | 0.054318 | 0.2178 | -0.13166 | -0.50895 | 0.2178 | 0.18996 | -0.12043 | -0.46087 | -1.1407 | -0.12043 | -0.17211 | 0.018808 | 0.60868 | 0.25556 | 0.96228 | 19.3235 | 0.053549 | 0.027225 | 0.034224 | 0.053549 | 0.054318 | 0.2178 | -0.13166 | -0.50895 | 0.2178 | 0.18996 | -0.12043 | -0.46087 | -1.1407 | -0.12043 | -0.17211
52 | 0.25 | 0.32 | South/Central | GA | Macon-Middle.Georgia.Rgnl.AP.722170 | 3 | 1376995 | 32.8655 | 13.2549 | 51.2017 | 32.7875 | 18.4143 | 1020.24 | 2.8075 | 18.73 | 3.9308 | -1.1232 | 5.6668 | 1.4079 | 0.15 | 2.5327 | -1.1248 | -12.4336 | 1.7801 | -19.91 | 4.4098 | -2.6298 | -48.5774 | 2.8075 | 18.73 | 3.9308 | -1.1232 | 5.6668 | 2.8484 | 17.25 | 4.092 | -1.2436 | 2.9192 | 0.018808 | 0.61815 | 0.2493 | 0.96302 | 19.189 | 0.052805 | 0.026481 | 0.03348 | 0.052805 | 0.053574 | 0.35228 | 0.0028213 | -0.37447 | 0.35228 | 0.32444 | 0.10658 | -0.23386 | -0.91366 | 0.10658 | 0.054905 | 0.018808 | 0.61815 | 0.2493 | 0.96302 | 19.189 | 0.052805 | 0.026481 | 0.03348 | 0.052805 | 0.053574 | 0.35228 | 0.0028213 | -0.37447 | 0.35228 | 0.32444 | 0.10658 | -0.23386 | -0.91366 | 0.10658 | 0.054905
53 | 0.25 | 0.27 | South/Central | GA | Macon-Middle.Georgia.Rgnl.AP.722170 | 3 | 1376995 | 33.7311 | 12.6031 | 51.1958 | 33.651 | 17.5447 | 1005.79 | 2.8135 | 33.18 | 3.0672 | -0.25369 | 29.4012 | 1.4139 | 14.6 | 1.6691 | -0.25521 | 11.3008 | 1.786 | -5.46 | 3.5463 | -1.7602 | -24.843 | 2.8135 | 33.18 | 3.0672 | -0.25369 | 29.4012 | 2.8544 | 31.7 | 3.2285 | -0.37407 | 26.6535 | 0.018808 | 0.63443 | 0.23704 | 0.96291 | 18.9172 | 0.052917 | 0.026593 | 0.033592 | 0.052917 | 0.053686 | 0.62406 | 0.2746 | -0.10269 | 0.62406 | 0.59622 | 0.55299 | 0.21255 | -0.46726 | 0.55299 | 0.50131 | 0.018808 | 0.63443 | 0.23704 | 0.96291 | 18.9172 | 0.052917 | 0.026593 | 0.033592 | 0.052917 | 0.053686 | 0.62406 | 0.2746 | -0.10269 | 0.62406 | 0.59622 | 0.55299 | 0.21255 | -0.46726 | 0.55299 | 0.50131
54 | 0.25 | 0.23 | South/Central | GA | Macon-Middle.Georgia.Rgnl.AP.722170 | 3 | 1376995 | 34.4957 | 12.0802 | 51.2663 | 34.4138 | 16.8525 | 995.28 | 2.743 | 43.69 | 2.3044 | 0.43855 | 47.3244 | 1.3434 | 25.11 | 0.90637 | 0.43703 | 29.2239 | 1.7155 | 5.05 | 2.7835 | -1.068 | -6.9199 | 2.743 | 43.69 | 2.3044 | 0.43855 | 47.3244 | 2.7839 | 42.21 | 2.4657 | 0.31816 | 44.5767 | 0.018808 | 0.64881 | 0.22721 | 0.96423 | 18.7196 | 0.051591 | 0.025267 | 0.032266 | 0.051591 | 0.05236 | 0.82174 | 0.47228 | 0.094982 | 0.82174 | 0.7939 | 0.89009 | 0.54965 | -0.13015 | 0.89009 | 0.83841 | 0.018808 | 0.64881 | 0.22721 | 0.96423 | 18.7196 | 0.051591 | 0.025267 | 0.032266 | 0.051591 | 0.05236 | 0.82174 | 0.47228 | 0.094982 | 0.82174 | 0.7939 | 0.89009 | 0.54965 | -0.13015 | 0.89009 | 0.83841
55 | 0.25 | 0.19 | South/Central | GA | Macon-Middle.Georgia.Rgnl.AP.722170 | 3 | 1376995 | 35.3304 | 11.5576 | 51.407 | 35.2465 | 16.1605 | 985.69 | 2.6023 | 53.28 | 1.4717 | 1.1306 | 64.3356 | 1.2027 | 34.7 | 0.073638 | 1.129 | 46.2352 | 1.5748 | 14.64 | 1.9508 | -0.37597 | 10.0914 | 2.6023 | 53.28 | 1.4717 | 1.1306 | 64.3356 | 2.6432 | 51.8 | 1.633 | 1.0102 | 61.588 | 0.018808 | 0.66451 | 0.21738 | 0.96688 | 18.5392 | 0.048944 | 0.02262 | 0.029619 | 0.048944 | 0.049714 | 1.0021 | 0.65265 | 0.27535 | 1.0021 | 0.97427 | 1.21 | 0.86961 | 0.1898 | 1.21 | 1.1584 | 0.018808 | 0.66451 | 0.21738 | 0.96688 | 18.5392 | 0.048944 | 0.02262 | 0.029619 | 0.048944 | 0.049714 | 1.0021 | 0.65265 | 0.27535 | 1.0021 | 0.97427 | 1.21 | 0.86961 | 0.1898 | 1.21 | 1.1584
56 | 0.25 | 0.17 | South/Central | GA | Macon-Middle.Georgia.Rgnl.AP.722170 | 3 | 1376995 | 35.7826 | 11.3058 | 51.5174 | 35.6976 | 15.8198 | 981.52 | 2.4918 | 57.45 | 1.0206 | 1.4713 | 72.1797 | 1.0923 | 38.87 | -0.37747 | 1.4697 | 54.0793 | 1.4644 | 18.81 | 1.4997 | -0.035275 | 17.9355 | 2.4918 | 57.45 | 1.0206 | 1.4713 | 72.1797 | 2.5327 | 55.97 | 1.1819 | 1.3509 | 69.4321 | 0.018808 | 0.67301 | 0.21264 | 0.96896 | 18.4608 | 0.046868 | 0.020544 | 0.027543 | 0.046868 | 0.047637 | 1.0805 | 0.73108 | 0.35378 | 1.0805 | 1.0527 | 1.3576 | 1.0171 | 0.33734 | 1.3576 | 1.3059 | 0.018808 | 0.67301 | 0.21264 | 0.96896 | 18.4608 | 0.046868 | 0.020544 | 0.027543 | 0.046868 | 0.047637 | 1.0805 | 0.73108 | 0.35378 | 1.0805 | 1.0527 | 1.3576 | 1.0171 | 0.33734 | 1.3576 | 1.3059
57 | 0.24 | 0.47 | South/Central | GA | Macon-Middle.Georgia.Rgnl.AP.722170 | 3 | 1376995 | 31.1662 | 14.3405 | 50.9898 | 31.0922 | 19.8976 | 1041.97 | 3.0194 | -3 | 5.626 | -2.6066 | -31.9543 | 1.6199 | -21.58 | 4.228 | -2.6081 | -50.0547 | 1.992 | -41.64 | 6.1051 | -4.1131 | -86.1985 | 3.0194 | -3 | 5.626 | -2.6066 | -31.9543 | 3.0603 | -4.48 | 5.7873 | -2.727 | -34.7019 | 0.018808 | 0.58618 | 0.26972 | 0.95903 | 19.5977 | 0.056791 | 0.030467 | 0.037466 | 0.056791 | 0.05756 | -0.056425 | -0.40588 | -0.78318 | -0.056425 | -0.084261 | -0.60101 | -0.94145 | -1.6213 | -0.60101 | -0.65269 | 0.018808 | 0.58618 | 0.26972 | 0.95903 | 19.5977 | 0.056791 | 0.030467 | 0.037466 | 0.056791 | 0.05756 | -0.056425 | -0.40588 | -0.78318 | -0.056425 | -0.084261 | -0.60101 | -0.94145 | -1.6213 | -0.60101 | -0.65269
58 | 0.24 | 0.42 | South/Central | GA | Macon-Middle.Georgia.Rgnl.AP.722170 | 3 | 1376995 | 31.7499 | 13.7992 | 50.8329 | 31.6744 | 19.1584 | 1027.68 | 3.1764 | 11.29 | 5.0438 | -1.8674 | -9.8197 | 1.7768 | -7.29 | 3.6457 | -1.8689 | -27.9201 | 2.1489 | -27.35 | 5.5229 | -3.3739 | -64.0639 | 3.1764 | 11.29 | 5.0438 | -1.8674 | -9.8197 | 3.2173 | 9.81 | 5.2051 | -1.9878 | -12.5673 | 0.018808 | 0.59716 | 0.25954 | 0.95608 | 19.3289 | 0.059742 | 0.033418 | 0.040417 | 0.059742 | 0.060511 | 0.21235 | -0.13711 | -0.51441 | 0.21235 | 0.18451 | -0.18469 | -0.52513 | -1.2049 | -0.18469 | -0.23637 | 0.018808 | 0.59716 | 0.25954 | 0.95608 | 19.3289 | 0.059742 | 0.033418 | 0.040417 | 0.059742 | 0.060511 | 0.21235 | -0.13711 | -0.51441 | 0.21235 | 0.18451 | -0.18469 | -0.52513 | -1.2049 | -0.18469 | -0.23637
59 | 0.24 | 0.37 | South/Central | GA | Macon-Middle.Georgia.Rgnl.AP.722170 | 3 | 1376995 | 32.0815 | 13.6069 | 50.8911 | 32.0053 | 18.8858 | 1023.94 | 3.1181 | 15.03 | 4.7129 | -1.5948 | -3.154 | 1.7186 | -3.55 | 3.3149 | -1.5963 | -21.2544 | 2.0907 | -23.61 | 5.192 | -3.1013 | -57.3982 | 3.1181 | 15.03 | 4.7129 | -1.5948 | -3.154 | 3.159 | 13.55 | 4.8742 | -1.7152 | -5.9016 | 0.018808 | 0.6034 | 0.25592 | 0.95718 | 19.2586 | 0.058647 | 0.032323 | 0.039322 | 0.058647 | 0.059416 | 0.28269 | -0.06677 | -0.44406 | 0.28269 | 0.25485 | -0.059321 | -0.39976 | -1.0796 | -0.059321 | -0.111 | 0.018808 | 0.6034 | 0.25592 | 0.95718 | 19.2586 | 0.058647 | 0.032323 | 0.039322 | 0.058647 | 0.059416 | 0.28269 | -0.06677 | -0.44406 | 0.28269 | 0.25485 | -0.059321 | -0.39976 | -1.0796 | -0.059321 | -0.111
60 | 0.24 | 0.32 | South/Central | GA | Macon-Middle.Georgia.Rgnl.AP.722170 | 3 | 1376995 | 32.5749 | 13.2655 | 50.912 | 32.4975 | 18.4145 | 1016.39 | 3.0973 | 22.58 | 4.2207 | -1.1234 | 9.4006 | 1.6977 | 4 | 2.8227 | -1.125 | -8.6999 | 2.0698 | -16.06 | 4.6998 | -2.63 | -44.8437 | 3.0973 | 22.58 | 4.2207 | -1.1234 | 9.4006 | 3.1382 | 21.1 | 4.382 | -1.2438 | 6.6529 | 0.018808 | 0.61268 | 0.2495 | 0.95757 | 19.1166 | 0.058255 | 0.031931 | 0.03893 | 0.058255 | 0.059024 | 0.42469 | 0.075233 | -0.30206 | 0.42469 | 0.39686 | 0.17681 | -0.16363 | -0.84343 | 0.17681 | 0.12513 | 0.018808 | 0.61268 | 0.2495 | 0.95757 | 19.1166 | 0.058255 | 0.031931 | 0.03893 | 0.058255 | 0.059024 | 0.42469 | 0.075233 | -0.30206 | 0.42469 | 0.39686 | 0.17681 | -0.16363 | -0.84343 | 0.17681 | 0.12513
61 | 0.24 | 0.27 | South/Central | GA | Macon-Middle.Georgia.Rgnl.AP.722170 | 3 | 1376995 | 33.4398 | 12.6129 | 50.9042 | 33.3604 | 17.5438 | 1001.9 | 3.1051 | 37.07 | 3.3579 | -0.25282 | 33.1869 | 1.7055 | 18.49 | 1.9598 | -0.25434 | 15.0865 | 2.0776 | -1.57 | 3.8369 | -1.7594 | -21.0573 | 3.1051 | 37.07 | 3.3579 | -0.25282 | 33.1869 | 3.146 | 35.59 | 3.5192 | -0.37321 | 30.4393 | 0.018808 | 0.62895 | 0.23723 | 0.95742 | 18.8441 | 0.058401 | 0.032077 | 0.039076 | 0.058401 | 0.05917 | 0.69722 | 0.34777 | -0.029529 | 0.69722 | 0.66939 | 0.62419 | 0.28375 | -0.39605 | 0.62419 | 0.57251 | 0.018808 | 0.62895 | 0.23723 | 0.95742 | 18.8441 | 0.058401 | 0.032077 | 0.039076 | 0.058401 | 0.05917 | 0.69722 | 0.34777 | -0.029529 | 0.69722 | 0.66939 | 0.62419 | 0.28375 | -0.39605 | 0.62419 | 0.57251
62 | 0.24 | 0.23 | South/Central | GA | Macon-Middle.Georgia.Rgnl.AP.722170 | 3 | 1376995 | 34.1951 | 12.0902 | 50.9755 | 34.114 | 16.8615 | 991.56 | 3.0338 | 47.41 | 2.6043 | 0.4295 | 50.8303 | 1.6342 | 28.83 | 1.2062 | 0.42798 | 32.7299 | 2.0063 | 8.77 | 3.0833 | -1.077 | -3.4139 | 3.0338 | 47.41 | 2.6043 | 0.4295 | 50.8303 | 3.0747 | 45.93 | 2.7656 | 0.30912 | 48.0827 | 0.018808 | 0.64315 | 0.2274 | 0.95876 | 18.6496 | 0.05706 | 0.030736 | 0.037735 | 0.05706 | 0.057829 | 0.8917 | 0.54224 | 0.16495 | 0.8917 | 0.86387 | 0.95603 | 0.61559 | -0.06421 | 0.95603 | 0.90436 | 0.018808 | 0.64315 | 0.2274 | 0.95876 | 18.6496 | 0.05706 | 0.030736 | 0.037735 | 0.05706 | 0.057829 | 0.8917 | 0.54224 | 0.16495 | 0.8917 | 0.86387 | 0.95603 | 0.61559 | -0.06421 | 0.95603 | 0.90436
63 | 0.24 | 0.19 | South/Central | GA | Macon-Middle.Georgia.Rgnl.AP.722170 | 3 | 1376995 | 35.0304 | 11.5668 | 51.1069 | 34.9472 | 16.1597 | 981.7 | 2.9023 | 57.27 | 1.771 | 1.1313 | 68.2283 | 1.5028 | 38.69 | 0.37294 | 1.1298 | 50.1279 | 1.8749 | 18.63 | 2.2501 | -0.3752 | 13.9841 | 2.9023 | 57.27 | 1.771 | 1.1313 | 68.2283 | 2.9432 | 55.79 | 1.9323 | 1.0109 | 65.4807 | 0.018808 | 0.65886 | 0.21755 | 0.96124 | 18.4641 | 0.054588 | 0.028264 | 0.035263 | 0.054588 | 0.055357 | 1.0772 | 0.72769 | 0.3504 | 1.0772 | 1.0493 | 1.2833 | 0.94282 | 0.26302 | 1.2833 | 1.2316 | 0.018808 | 0.65886 | 0.21755 | 0.96124 | 18.4641 | 0.054588 | 0.028264 | 0.035263 | 0.054588 | 0.055357 | 1.0772 | 0.72769 | 0.3504 | 1.0772 | 1.0493 | 1.2833 | 0.94282 | 0.26302 | 1.2833 | 1.2316
64 | 0.24 | 0.17 | South/Central | GA | Macon-Middle.Georgia.Rgnl.AP.722170 | 3 | 1376995 | 35.4828 | 11.3064 | 51.2091 | 35.3985 | 15.8105 | 977.28 | 2.8002 | 61.69 | 1.3197 | 1.4805 | 76.4091 | 1.4006 | 43.11 | -0.078374 | 1.479 | 58.3087 | 1.7727 | 23.05 | 1.7988 | -0.026048 | 22.1649 | 2.8002 | 61.69 | 1.3197 | 1.4805 | 76.4091 | 2.8411 | 60.21 | 1.481 | 1.3601 | 73.6615 | 0.018808 | 0.66737 | 0.21266 | 0.96316 | 18.381 | 0.052667 | 0.026343 | 0.033342 | 0.052667 | 0.053436 | 1.1603 | 0.81083 | 0.43353 | 1.1603 | 1.1324 | 1.4371 | 1.0967 | 0.41689 | 1.4371 | 1.3855 | 0.018808 | 0.66737 | 0.21266 | 0.96316 | 18.381 | 0.052667 | 0.026343 | 0.033342 | 0.052667 | 0.053436 | 1.1603 | 0.81083 | 0.43353 | 1.1603 | 1.1324 | 1.4371 | 1.0967 | 0.41689 | 1.4371 | 1.3855
65 | 0.22 | 0.47 | South/Central | GA | Macon-Middle.Georgia.Rgnl.AP.722170 | 3 | 1376995 | 30.5946 | 14.3711 | 50.4393 | 30.5218 | 19.9175 | 1034.94 | 3.5699 | 4.03 | 6.1964 | -2.6264 | -25.3914 | 2.1704 | -14.55 | 4.7983 | -2.628 | -43.4918 | 2.5425 | -34.61 | 6.6755 | -4.133 | -79.6356 | 3.5699 | 4.03 | 6.1964 | -2.6264 | -25.3914 | 3.6108 | 2.55 | 6.3577 | -2.7468 | -28.139 | 0.018808 | 0.57543 | 0.2703 | 0.94868 | 19.4655 | 0.067145 | 0.040821 | 0.04782 | 0.067145 | 0.067914 | 0.075798 | -0.27366 | -0.65096 | 0.075798 | 0.047961 | -0.47757 | -0.81801 | -1.4978 | -0.47757 | -0.52925 | 0.018808 | 0.57543 | 0.2703 | 0.94868 | 19.4655 | 0.067145 | 0.040821 | 0.04782 | 0.067145 | 0.067914 | 0.075798 | -0.27366 | -0.65096 | 0.075798 | 0.047961 | -0.47757 | -0.81801 | -1.4978 | -0.47757 | -0.52925
66 | 0.22 | 0.42 | South/Central | GA | Macon-Middle.Georgia.Rgnl.AP.722170 | 3 | 1376995 | 31.1778 | 13.8293 | 50.2901 | 31.1037 | 19.1864 | 1020.9 | 3.7192 | 18.07 | 5.6146 | -1.8954 | -3.5777 | 2.3196 | -0.51 | 4.2165 | -1.8969 | -21.6781 | 2.6917 | -20.57 | 6.0936 | -3.4019 | -57.8219 | 3.7192 | 18.07 | 5.6146 | -1.8954 | -3.5777 | 3.7601 | 16.59 | 5.7759 | -2.0158 | -6.3254 | 0.018808 | 0.5864 | 0.26011 | 0.94587 | 19.2014 | 0.069951 | 0.043627 | 0.050626 | 0.069951 | 0.07072 | 0.33987 | -0.0095923 | -0.38689 | 0.33987 | 0.31203 | -0.067291 | -0.40773 | -1.0875 | -0.067291 | -0.11897 | 0.018808 | 0.5864 | 0.26011 | 0.94587 | 19.2014 | 0.069951 | 0.043627 | 0.050626 | 0.069951 | 0.07072 | 0.33987 | -0.0095923 | -0.38689 | 0.33987 | 0.31203 | -0.067291 | -0.40773 | -1.0875 | -0.067291 | -0.11897
67 | 0.22 | 0.37 | South/Central | GA | Macon-Middle.Georgia.Rgnl.AP.722170 | 3 | 1376995 | 31.5 | 13.6374 | 50.3302 | 31.4252 | 18.905 | 1016.76 | 3.6791 | 22.21 | 5.2931 | -1.614 | 3.5627 | 2.2795 | 3.63 | 3.895 | -1.6155 | -14.5377 | 2.6516 | -16.43 | 5.7721 | -3.1205 | -50.6815 | 3.6791 | 22.21 | 5.2931 | -1.614 | 3.5627 | 3.72 | 20.73 | 5.4544 | -1.7344 | 0.81505 | 0.018808 | 0.59246 | 0.2565 | 0.94663 | 19.1236 | 0.069198 | 0.042874 | 0.049873 | 0.069198 | 0.069967 | 0.41773 | 0.068274 | -0.30902 | 0.41773 | 0.3899 | 0.067008 | -0.27343 | -0.95324 | 0.067008 | 0.01533 | 0.018808 | 0.59246 | 0.2565 | 0.94663 | 19.1236 | 0.069198 | 0.042874 | 0.049873 | 0.069198 | 0.069967 | 0.41773 | 0.068274 | -0.30902 | 0.41773 | 0.3899 | 0.067008 | -0.27343 | -0.95324 | 0.067008 | 0.01533
68 | 0.22 | 0.32 | South/Central | GA | Macon-Middle.Georgia.Rgnl.AP.722170 | 3 | 1376995 | 31.9835 | 13.2953 | 50.3407 | 31.9075 | 18.4332 | 1009.08 | 3.6685 | 29.89 | 4.8107 | -1.1422 | 16.2607 | 2.2689 | 11.31 | 3.4127 | -1.1437 | -1.8397 | 2.6411 | -8.75 | 5.2898 | -2.6487 | -37.9835 | 3.6685 | 29.89 | 4.8107 | -1.1422 | 16.2607 | 3.7094 | 28.41 | 4.972 | -1.2626 | 13.5131 | 0.018808 | 0.60156 | 0.25006 | 0.94683 | 18.9791 | 0.068999 | 0.042675 | 0.049674 | 0.068999 | 0.069768 | 0.56218 | 0.21272 | -0.16457 | 0.56218 | 0.53434 | 0.30584 | -0.034602 | -0.71441 | 0.30584 | 0.25416 | 0.018808 | 0.60156 | 0.25006 | 0.94683 | 18.9791 | 0.068999 | 0.042675 | 0.049674 | 0.068999 | 0.069768 | 0.56218 | 0.21272 | -0.16457 | 0.56218 | 0.53434 | 0.30584 | -0.034602 | -0.71441 | 0.30584 | 0.25416
69 | 0.22 | 0.27 | South/Central | GA | Macon-Middle.Georgia.Rgnl.AP.722170 | 3 | 1376995 | 32.8393 | 12.6243 | 50.3052 | 32.7612 | 17.544 | 993.92 | 3.7041 | 45.05 | 3.957 | -0.25295 | 40.9124 | 2.3045 | 26.47 | 2.5589 | -0.25447 | 22.812 | 2.6766 | 6.41 | 4.4361 | -1.7595 | -13.3318 | 3.7041 | 45.05 | 3.957 | -0.25295 | 40.9124 | 3.745 | 43.57 | 4.1183 | -0.37333 | 38.1648 | 0.018808 | 0.61765 | 0.23744 | 0.94616 | 18.694 | 0.069667 | 0.043343 | 0.050342 | 0.069667 | 0.070436 | 0.84732 | 0.49786 | 0.12056 | 0.84732 | 0.81948 | 0.76949 | 0.42906 | -0.25075 | 0.76949 | 0.71782 | 0.018808 | 0.61765 | 0.23744 | 0.94616 | 18.694 | 0.069667 | 0.043343 | 0.050342 | 0.069667 | 0.070436 | 0.84732 | 0.49786 | 0.12056 | 0.84732 | 0.81948 | 0.76949 | 0.42906 | -0.25075 | 0.76949 | 0.71782
70 | 0.22 | 0.23 | South/Central | GA | Macon-Middle.Georgia.Rgnl.AP.722170 | 3 | 1376995 | 33.6037 | 12.11 | 50.3845 | 33.5239 | 16.8606 | 983.68 | 3.6248 | 55.29 | 3.1944 | 0.43041 | 58.4806 | 2.2252 | 36.71 | 1.7963 | 0.42889 | 40.3802 | 2.5973 | 16.65 | 3.6734 | -1.0761 | 4.2364 | 3.6248 | 55.29 | 3.1944 | 0.43041 | 58.4806 | 3.6657 | 53.81 | 3.3556 | 0.31002 | 55.733 | 0.018808 | 0.63203 | 0.22777 | 0.94765 | 18.5014 | 0.068176 | 0.041852 | 0.048851 | 0.068176 | 0.068945 | 1.0399 | 0.69045 | 0.31316 | 1.0399 | 1.0121 | 1.0999 | 0.75948 | 0.07968 | 1.0999 | 1.0482 | 0.018808 | 0.63203 | 0.22777 | 0.94765 | 18.5014 | 0.068176 | 0.041852 | 0.048851 | 0.068176 | 0.068945 | 1.0399 | 0.69045 | 0.31316 | 1.0399 | 1.0121 | 1.0999 | 0.75948 | 0.07968 | 1.0999 | 1.0482
71 | 0.22 | 0.19 | South/Central | GA | Macon-Middle.Georgia.Rgnl.AP.722170 | 3 | 1376995 | 34.4291 | 11.5775 | 50.5063 | 34.3474 | 16.1589 | 973.7 | 3.503 | 65.27 | 2.3709 | 1.1321 | 76 | 2.1034 | 46.69 | 0.9728 | 1.1306 | 57.8996 | 2.4755 | 26.63 | 2.8499 | -0.37441 | 21.7558 | 3.503 | 65.27 | 2.3709 | 1.1321 | 76 | 3.5439 | 63.79 | 2.5322 | 1.0117 | 73.2524 | 0.018808 | 0.64755 | 0.21775 | 0.94994 | 18.3137 | 0.065885 | 0.039562 | 0.046561 | 0.065885 | 0.066655 | 1.2276 | 0.87816 | 0.50087 | 1.2276 | 1.1998 | 1.4294 | 1.089 | 0.40919 | 1.4294 | 1.3778 | 0.018808 | 0.64755 | 0.21775 | 0.94994 | 18.3137 | 0.065885 | 0.039562 | 0.046561 | 0.065885 | 0.066655 | 1.2276 | 0.87816 | 0.50087 | 1.2276 | 1.1998 | 1.4294 | 1.089 | 0.40919 | 1.4294 | 1.3778
72 | 0.22 | 0.17 | South/Central | GA | Macon-Middle.Georgia.Rgnl.AP.722170 | 3 | 1376995 | 34.8816 | 11.317 | 50.6077 | 34.7988 | 15.8089 | 969.26 | 3.4016 | 69.71 | 1.9195 | 1.4822 | 84.2149 | 2.002 | 51.13 | 0.52139 | 1.4806 | 66.1145 | 2.3741 | 31.07 | 2.3985 | -0.02438 | 29.9707 | 3.4016 | 69.71 | 1.9195 | 1.4822 | 84.2149 | 3.4425 | 68.23 | 2.0807 | 1.3618 | 81.4673 | 0.018808 | 0.65607 | 0.21285 | 0.95185 | 18.2302 | 0.063979 | 0.037655 | 0.044654 | 0.063979 | 0.064748 | 1.3111 | 0.96167 | 0.58437 | 1.3111 | 1.2833 | 1.5839 | 1.2435 | 0.5637 | 1.5839 | 1.5323 | 0.018808 | 0.65607 | 0.21285 | 0.95185 | 18.2302 | 0.063979 | 0.037655 | 0.044654 | 0.063979 | 0.064748 | 1.3111 | 0.96167 | 0.58437 | 1.3111 | 1.2833 | 1.5839 | 1.2435 | 0.5637 | 1.5839 | 1.5323
73 | 0.2 | 0.47 | South/Central | GA | Macon-Middle.Georgia.Rgnl.AP.722170 | 3 | 1376995 | 30.0134 | 14.4108 | 49.8887 | 29.942 | 19.9467 | 1028.04 | 4.1206 | 10.93 | 6.7762 | -2.6556 | -19.0807 | 2.721 | -7.65 | 5.3782 | -2.6572 | -37.1811 | 3.0931 | -27.71 | 7.2553 | -4.1622 | -73.3249 | 4.1206 | 10.93 | 6.7762 | -2.6556 | -19.0807 | 4.1615 | 9.45 | 6.9375 | -2.776 | -21.8283 | 0.018808 | 0.5645 | 0.27104 | 0.93832 | 19.3357 | 0.077501 | 0.051177 | 0.058176 | 0.077501 | 0.07827 | 0.20558 | -0.14388 | -0.52118 | 0.20558 | 0.17774 | -0.35888 | -0.69931 | -1.3791 | -0.35888 | -0.41055 | 0.018808 | 0.5645 | 0.27104 | 0.93832 | 19.3357 | 0.077501 | 0.051177 | 0.058176 | 0.077501 | 0.07827 | 0.20558 | -0.14388 | -0.52118 | 0.20558 | 0.17774 | -0.35888 | -0.69931 | -1.3791 | -0.35888 | -0.41055
74 | 0.2 | 0.42 | South/Central | GA | Macon-Middle.Georgia.Rgnl.AP.722170 | 3 | 1376995 | 30.5872 | 13.869 | 49.7293 | 30.5145 | 19.2149 | 1013.86 | 4.2799 | 25.11 | 6.2037 | -1.9238 | 2.885 | 2.8803 | 6.53 | 4.8057 | -1.9253 | -15.2154 | 3.2525 | -13.53 | 6.6828 | -3.4304 | -51.3592 | 4.2799 | 25.11 | 6.2037 | -1.9238 | 2.885 | 4.3208 | 23.63 | 6.365 | -2.0442 | 0.13736 | 0.018808 | 0.57529 | 0.26085 | 0.93533 | 19.069 | 0.080498 | 0.054174 | 0.061173 | 0.080498 | 0.081267 | 0.47228 | 0.12282 | -0.25448 | 0.47228 | 0.44444 | 0.054262 | -0.28618 | -0.96598 | 0.054262 | 0.0025836 | 0.018808 | 0.57529 | 0.26085 | 0.93533 | 19.069 | 0.080498 | 0.054174 | 0.061173 | 0.080498 | 0.081267 | 0.47228 | 0.12282 | -0.25448 | 0.47228 | 0.44444 | 0.054262 | -0.28618 | -0.96598 | 0.054262 | 0.0025836
75 | 0.2 | 0.37 | South/Central | GA | Macon-Middle.Georgia.Rgnl.AP.722170 | 3 | 1376995 | 30.9094 | 13.6681 | 49.7603 | 30.8359 | 18.9244 | 1009.46 | 4.249 | 29.51 | 5.8823 | -1.6333 | 10.3893 | 2.8494 | 10.93 | 4.4843 | -1.6348 | -7.7111 | 3.2215 | -9.13 | 6.3614 | -3.1399 | -43.8549 | 4.249 | 29.51 | 5.8823 | -1.6333 | 10.3893 | 4.2899 | 28.03 | 6.0436 | -1.7537 | 7.6417 | 0.018808 | 0.58135 | 0.25707 | 0.93591 | 18.9863 | 0.079917 | 0.053593 | 0.060592 | 0.079917 | 0.080686 | 0.55503 | 0.20558 | -0.17172 | 0.55503 | 0.5272 | 0.19541 | -0.14503 | -0.82484 | 0.19541 | 0.14373 | 0.018808 | 0.58135 | 0.25707 | 0.93591 | 18.9863 | 0.079917 | 0.053593 | 0.060592 | 0.079917 | 0.080686 | 0.55503 | 0.20558 | -0.17172 | 0.55503 | 0.5272 | 0.19541 | -0.14503 | -0.82484 | 0.19541 | 0.14373
76 | 0.2 | 0.32 | South/Central | GA | Macon-Middle.Georgia.Rgnl.AP.722170 | 3 | 1376995 | 31.3829 | 13.3167 | 49.7515 | 31.3083 | 18.4432 | 1001.39 | 4.2578 | 37.58 | 5.4099 | -1.1522 | 23.5927 | 2.8582 | 19 | 4.0119 | -1.1537 | 5.4923 | 3.2303 | -1.06 | 5.889 | -2.6587 | -30.6515 | 4.2578 | 37.58 | 5.4099 | -1.1522 | 23.5927 | 4.2987 | 36.1 | 5.5712 | -1.2726 | 20.845 | 0.018808 | 0.59026 | 0.25046 | 0.93574 | 18.8345 | 0.080082 | 0.053758 | 0.060757 | 0.080082 | 0.080851 | 0.70682 | 0.35736 | -0.019937 | 0.70682 | 0.67898 | 0.44374 | 0.1033 | -0.5765 | 0.44374 | 0.39206 | 0.018808 | 0.59026 | 0.25046 | 0.93574 | 18.8345 | 0.080082 | 0.053758 | 0.060757 | 0.080082 | 0.080851 | 0.70682 | 0.35736 | -0.019937 | 0.70682 | 0.67898 | 0.44374 | 0.1033 | -0.5765 | 0.44374 | 0.39206
77 | 0.2 | 0.27 | South/Central | GA | Macon-Middle.Georgia.Rgnl.AP.722170 | 3 | 1376995 | 32.2378 | 12.6539 | 49.7232 | 32.1612 | 17.562 | 986.46 | 4.2861 | 52.51 | 4.5571 | -0.271 | 47.9312 | 2.8865 | 33.93 | 3.159 | -0.27252 | 29.8308 | 3.2586 | 13.87 | 5.0361 | -1.7775 | -6.313 | 4.2861 | 52.51 | 4.5571 | -0.271 | 47.9312 | 4.327 | 51.03 | 4.7184 | -0.39138 | 45.1836 | 0.018808 | 0.60634 | 0.238 | 0.93521 | 18.5537 | 0.080614 | 0.05429 | 0.061289 | 0.080614 | 0.081383 | 0.98763 | 0.63817 | 0.26087 | 0.98763 | 0.95979 | 0.90151 | 0.56107 | -0.11874 | 0.90151 | 0.84983 | 0.018808 | 0.60634 | 0.238 | 0.93521 | 18.5537 | 0.080614 | 0.05429 | 0.061289 | 0.080614 | 0.081383 | 0.98763 | 0.63817 | 0.26087 | 0.98763 | 0.95979 | 0.90151 | 0.56107 | -0.11874 | 0.90151 | 0.84983
78 | 0.2 | 0.23 | South/Central | GA | Macon-Middle.Georgia.Rgnl.AP.722170 | 3 | 1376995 | 32.9931 | 12.1305 | 49.7838 | 32.9147 | 16.8691 | 975.82 | 4.2255 | 63.15 | 3.8036 | 0.42193 | 66.0013 | 2.8259 | 44.57 | 2.4055 | 0.42041 | 47.9009 | 3.198 | 24.51 | 4.2826 | -1.0846 | 11.7571 | 4.2255 | 63.15 | 3.8036 | 0.42193 | 66.0013 | 4.2664 | 61.67 | 3.9648 | 0.30154 | 63.2536 | 0.018808 | 0.62055 | 0.22815 | 0.93635 | 18.3535 | 0.079475 | 0.053151 | 0.06015 | 0.079475 | 0.080244 | 1.1877 | 0.83829 | 0.46099 | 1.1877 | 1.1599 | 1.2414 | 0.90094 | 0.22113 | 1.2414 | 1.1897 | 0.018808 | 0.62055 | 0.22815 | 0.93635 | 18.3535 | 0.079475 | 0.053151 | 0.06015 | 0.079475 | 0.080244 | 1.1877 | 0.83829 | 0.46099 | 1.1877 | 1.1599 | 1.2414 | 0.90094 | 0.22113 | 1.2414 | 1.1897
79 | 0.2 | 0.19 | South/Central | GA | Macon-Middle.Georgia.Rgnl.AP.722170 | 3 | 1376995 | 33.8277 | 11.5886 | 49.8959 | 33.7473 | 16.1486 | 965.42 | 4.1133 | 73.55 | 2.9709 | 1.1424 | 84.1548 | 2.7137 | 54.97 | 1.5729 | 1.1409 | 66.0543 | 3.0859 | 34.91 | 3.45 | -0.36414 | 29.9105 | 4.1133 | 73.55 | 2.9709 | 1.1424 | 84.1548 | 4.1542 | 72.07 | 3.1322 | 1.022 | 81.4071 | 0.018808 | 0.63624 | 0.21796 | 0.93846 | 18.1579 | 0.077365 | 0.051041 | 0.05804 | 0.077365 | 0.078134 | 1.3834 | 1.0339 | 0.6566 | 1.3834 | 1.3555 | 1.5828 | 1.2424 | 0.56257 | 1.5828 | 1.5311 | 0.018808 | 0.63624 | 0.21796 | 0.93846 | 18.1579 | 0.077365 | 0.051041 | 0.05804 | 0.077365 | 0.078134 | 1.3834 | 1.0339 | 0.6566 | 1.3834 | 1.3555 | 1.5828 | 1.2424 | 0.56257 | 1.5828 | 1.5311
80 | 0.2 | 0.17 | South/Central | GA | Macon-Middle.Georgia.Rgnl.AP.722170 | 3 | 1376995 | 34.271 | 11.3367 | 49.9976 | 34.1896 | 15.8081 | 961.14 | 4.0116 | 77.83 | 2.5287 | 1.483 | 92.1082 | 2.612 | 59.25 | 1.1306 | 1.4814 | 74.0078 | 2.9842 | 39.19 | 3.0077 | -0.023565 | 37.864 | 4.0116 | 77.83 | 2.5287 | 1.483 | 92.1082 | 4.0525 | 76.35 | 2.6899 | 1.3626 | 89.3606 | 0.018808 | 0.64458 | 0.21323 | 0.94037 | 18.0774 | 0.075452 | 0.049128 | 0.056127 | 0.075452 | 0.076221 | 1.4639 | 1.1144 | 0.7371 | 1.4639 | 1.436 | 1.7324 | 1.392 | 0.71216 | 1.7324 | 1.6807 | 0.018808 | 0.64458 | 0.21323 | 0.94037 | 18.0774 | 0.075452 | 0.049128 | 0.056127 | 0.075452 | 0.076221 | 1.4639 | 1.1144 | 0.7371 | 1.4639 | 1.436 | 1.7324 | 1.392 | 0.71216 | 1.7324 | 1.6807
81 | 0.35 | 0.2 | South/Central | GA | Macon-Middle.Georgia.Rgnl.AP.722170 | 3 | 1376995 | 38.0132 | 11.6173 | 54.2504 | 37.9232 | 16.3272 | 1026.13 | -0.24113 | 12.84 | -1.205 | 0.96382 | 23.1105 | -1.6407 | -5.74 | -2.603 | 0.9623 | 5.01 | -1.2686 | -25.8 | -0.72588 | -0.54271 | -31.1338 | -0.24113 | 12.84 | -1.205 | 0.96382 | 23.1105 | -0.20023 | 11.36 | -1.0437 | 0.84344 | 20.3628 | 0.018808 | 0.71496 | 0.2185 | 1.0204 | 19.2998 | -0.0045352 | -0.030859 | -0.02386 | -0.0045352 | -0.0037661 | 0.2415 | -0.10796 | -0.48526 | 0.2415 | 0.21366 | 0.43467 | 0.094231 | -0.58557 | 0.43467 | 0.38299 | 0.018808 | 0.71496 | 0.2185 | 1.0204 | 19.2998 | -0.0045352 | -0.030859 | -0.02386 | -0.0045352 | -0.0037661 | 0.2415 | -0.10796 | -0.48526 | 0.2415 | 0.21366 | 0.43467 | 0.094231 | -0.58557 | 0.43467 | 0.38299
82 | 0.35 | 0.25 | South/Central | GA | Macon-Middle.Georgia.Rgnl.AP.722170 | 3 | 1376995 | 36.9671 | 12.2515 | 54.0502 | 36.8795 | 17.1706 | 1037.49 | -0.040896 | 1.48 | -0.16128 | 0.12039 | 2.7476 | -1.4405 | -17.1 | -1.5593 | 0.11887 | -15.3528 | -1.0684 | -37.16 | 0.31779 | -1.3861 | -51.4966 | -0.040896 | 1.48 | -0.16128 | 0.12039 | 2.7476 | 0 | 0 | 0 | 0 | 0 | 0.018808 | 0.69529 | 0.23043 | 1.0166 | 19.5135 | -0.00076918 | -0.027093 | -0.020094 | -0.00076918 | 0 | 0.027836 | -0.32162 | -0.69892 | 0.027836 | 0 | 0.051678 | -0.28876 | -0.96857 | 0.051678 | 0 | 0.018808 | 0.69529 | 0.23043 | 1.0166 | 19.5135 | -0.00076918 | -0.027093 | -0.020094 | -0.00076918 | 0 | 0.027836 | -0.32162 | -0.69892 | 0.027836 | 0 | 0.051678 | -0.28876 | -0.96857 | 0.051678 | 0
83 | 0.35 | 0.3 | South/Central | GA | Macon-Middle.Georgia.Rgnl.AP.722170 | 3 | 1376995 | 36.8054 | 12.302 | 54.0093 | 36.7182 | 17.291 | 1038.97 | 0 | 0 | 0 | 0 | 0 | -1.3996 | -18.58 | -1.3981 | -0.0015209 | -18.1004 | -1.0275 | -38.64 | 0.47907 | -1.5065 | -54.2442 | 0 | 0 | 0 | 0 | 0 | 0.040896 | -1.48 | 0.16128 | -0.12039 | -2.7476 | 0.018808 | 0.69225 | 0.23138 | 1.0158 | 19.5413 | 0 | -0.026324 | -0.019325 | 0 | 0.00076918 | 0 | -0.34946 | -0.72675 | 0 | -0.027836 | 0 | -0.34044 | -1.0202 | 0 | -0.051678 | 0.018808 | 0.69225 | 0.23138 | 1.0158 | 19.5413 | 0 | -0.026324 | -0.019325 | 0 | 0.00076918 | 0 | -0.34946 | -0.72675 | 0 | -0.027836 | 0 | -0.34044 | -1.0202 | 0 | -0.051678
84 | 0.35 | 0.35 | South/Central | GA | Macon-Middle.Georgia.Rgnl.AP.722170 | 3 | 1376995 | 35.8804 | 12.9037 | 53.8771 | 35.7955 | 18.0816 | 1050.34 | 0.13215 | -11.37 | 0.92276 | -0.79062 | -19.8044 | -1.2674 | -29.95 | -0.4753 | -0.79214 | -37.9048 | -0.89531 | -50.01 | 1.4018 | -2.2972 | -74.0486 | 0.13215 | -11.37 | 0.92276 | -0.79062 | -19.8044 | 0.17304 | -12.85 | 1.084 | -0.91101 | -22.552 | 0.018808 | 0.67485 | 0.2427 | 1.0133 | 19.7551 | 0.0024855 | -0.023838 | -0.016839 | 0.0024855 | 0.0032546 | -0.21385 | -0.56331 | -0.9406 | -0.21385 | -0.24169 | -0.37249 | -0.71293 | -1.3927 | -0.37249 | -0.42417 | 0.018808 | 0.67485 | 0.2427 | 1.0133 | 19.7551 | 0.0024855 | -0.023838 | -0.016839 | 0.0024855 | 0.0032546 | -0.21385 | -0.56331 | -0.9406 | -0.21385 | -0.24169 | -0.37249 | -0.71293 | -1.3927 | -0.37249 | -0.42417
85 | 0.35 | 0.4 | South/Central | GA | Macon-Middle.Georgia.Rgnl.AP.722170 | 3 | 1376995 | 35.036 | 13.4869 | 53.8064 | 34.953 | 18.8535 | 1062.21 | 0.20281 | -23.24 | 1.7653 | -1.5625 | -39.8911 | -1.1968 | -41.82 | 0.36721 | -1.564 | -57.9915 | -0.82465 | -61.88 | 2.2443 | -3.069 | -94.1353 | 0.20281 | -23.24 | 1.7653 | -1.5625 | -39.8911 | 0.24371 | -24.72 | 1.9266 | -1.6828 | -42.6387 | 0.018808 | 0.65897 | 0.25367 | 1.012 | 19.9784 | 0.0038146 | -0.022509 | -0.01551 | 0.0038146 | 0.0045838 | -0.43711 | -0.78656 | -1.1639 | -0.43711 | -0.46494 | -0.75029 | -1.0907 | -1.7705 | -0.75029 | -0.80196 | 0.018808 | 0.65897 | 0.25367 | 1.012 | 19.9784 | 0.0038146 | -0.022509 | -0.01551 | 0.0038146 | 0.0045838 | -0.43711 | -0.78656 | -1.1639 | -0.43711 | -0.46494 | -0.75029 | -1.0907 | -1.7705 | -0.75029 | -0.80196
86 | 0.33 | 0.2 | South/Central | GA | Macon-Middle.Georgia.Rgnl.AP.722170 | 3 | 1376995 | 37.4529 | 11.6273 | 53.6899 | 37.3641 | 16.3258 | 1018.68 | 0.31933 | 20.29 | -0.6459 | 0.96523 | 30.3805 | -1.0803 | 1.71 | -2.044 | 0.96371 | 12.2801 | -0.70813 | -18.35 | -0.16683 | -0.5413 | -23.8637 | 0.31933 | 20.29 | -0.6459 | 0.96523 | 30.3805 | 0.36023 | 18.81 | -0.48462 | 0.84484 | 27.6328 | 0.018808 | 0.70443 | 0.21869 | 1.0098 | 19.1597 | 0.0060061 | -0.020318 | -0.013319 | 0.0060061 | 0.0067753 | 0.38162 | 0.032162 | -0.34513 | 0.38162 | 0.35378 | 0.57141 | 0.23097 | -0.44884 | 0.57141 | 0.51973 | 0.018808 | 0.70443 | 0.21869 | 1.0098 | 19.1597 | 0.0060061 | -0.020318 | -0.013319 | 0.0060061 | 0.0067753 | 0.38162 | 0.032162 | -0.34513 | 0.38162 | 0.35378 | 0.57141 | 0.23097 | -0.44884 | 0.57141 | 0.51973
87 | 0.33 | 0.25 | South/Central | GA | Macon-Middle.Georgia.Rgnl.AP.722170 | 3 | 1376995 | 36.4065 | 12.2712 | 53.4987 | 36.3203 | 17.1784 | 1030.3 | 0.5106 | 8.67 | 0.39797 | 0.11263 | 9.6525 | -0.88899 | -9.91 | -1.0001 | 0.11111 | -8.4479 | -0.51687 | -29.97 | 0.87704 | -1.3939 | -44.5917 | 0.5106 | 8.67 | 0.39797 | 0.11263 | 9.6525 | 0.55149 | 7.19 | 0.55925 | -0.0077606 | 6.9048 | 0.018808 | 0.68475 | 0.2308 | 1.0062 | 19.3782 | 0.0096035 | -0.01672 | -0.0097214 | 0.0096035 | 0.010373 | 0.16307 | -0.18639 | -0.56369 | 0.16307 | 0.13523 | 0.18155 | -0.15889 | -0.8387 | 0.18155 | 0.12987 | 0.018808 | 0.68475 | 0.2308 | 1.0062 | 19.3782 | 0.0096035 | -0.01672 | -0.0097214 | 0.0096035 | 0.010373 | 0.16307 | -0.18639 | -0.56369 | 0.16307 | 0.13523 | 0.18155 | -0.15889 | -0.8387 | 0.18155 | 0.12987
88 | 0.33 | 0.3 | South/Central | GA | Macon-Middle.Georgia.Rgnl.AP.722170 | 3 | 1376995 | 36.2545 | 12.3127 | 53.459 | 36.1686 | 17.2903 | 1031.67 | 0.5503 | 7.3 | 0.54958 | 0.00071632 | 7.1201 | -0.84929 | -11.28 | -0.84848 | -0.00080454 | -10.9804 | -0.47716 | -31.34 | 1.0287 | -1.5058 | -47.1242 | 0.5503 | 7.3 | 0.54958 | 0.00071632 | 7.1201 | 0.59119 | 5.82 | 0.71087 | -0.11967 | 4.3724 | 0.018808 | 0.68189 | 0.23158 | 1.0055 | 19.404 | 0.01035 | -0.015974 | -0.0089747 | 0.01035 | 0.011119 | 0.1373 | -0.21216 | -0.58945 | 0.1373 | 0.10946 | 0.13392 | -0.20652 | -0.88633 | 0.13392 | 0.082238 | 0.018808 | 0.68189 | 0.23158 | 1.0055 | 19.404 | 0.01035 | -0.015974 | -0.0089747 | 0.01035 | 0.011119 | 0.1373 | -0.21216 | -0.58945 | 0.1373 | 0.10946 | 0.13392 | -0.20652 | -0.88633 | 0.13392 | 0.082238
89 | 0.33 | 0.35 | South/Central | GA | Macon-Middle.Georgia.Rgnl.AP.722170 | 3 | 1376995 | 35.3299 | 12.9241 | 53.337 | 35.2462 | 18.0908 | 1043.34 | 0.67225 | -4.37 | 1.472 | -0.7998 | -13.0852 | -0.72734 | -22.95 | 0.073982 | -0.80132 | -31.1856 | -0.35521 | -43.01 | 1.9511 | -2.3063 | -67.3294 | 0.67225 | -4.37 | 1.472 | -0.7998 | -13.0852 | 0.71314 | -5.85 | 1.6333 | -0.92019 | -15.8328 | 0.018808 | 0.6645 | 0.24308 | 1.0032 | 19.6235 | 0.012644 | -0.01368 | -0.006681 | 0.012644 | 0.013413 | -0.082192 | -0.43165 | -0.80895 | -0.082192 | -0.11003 | -0.24611 | -0.58655 | -1.2664 | -0.24611 | -0.29779 | 0.018808 | 0.6645 | 0.24308 | 1.0032 | 19.6235 | 0.012644 | -0.01368 | -0.006681 | 0.012644 | 0.013413 | -0.082192 | -0.43165 | -0.80895 | -0.082192 | -0.11003 | -0.24611 | -0.58655 | -1.2664 | -0.24611 | -0.29779
90 | 0.33 | 0.4 | South/Central | GA | Macon-Middle.Georgia.Rgnl.AP.722170 | 3 | 1376995 | 34.495 | 13.5167 | 53.2946 | 34.4132 | 18.8813 | 1055.88 | 0.71467 | -16.91 | 2.305 | -1.5903 | -34.0445 | -0.68492 | -35.49 | 0.90692 | -1.5918 | -52.1449 | -0.31279 | -55.55 | 2.7841 | -3.0968 | -88.2887 | 0.71467 | -16.91 | 2.305 | -1.5903 | -34.0445 | 0.75556 | -18.39 | 2.4663 | -1.7107 | -36.7921 | 0.018808 | 0.64879 | 0.25423 | 1.0024 | 19.8593 | 0.013442 | -0.012882 | -0.0058831 | 0.013442 | 0.014211 | -0.31805 | -0.66751 | -1.0448 | -0.31805 | -0.34589 | -0.64032 | -0.98076 | -1.6606 | -0.64032 | -0.692 | 0.018808 | 0.64879 | 0.25423 | 1.0024 | 19.8593 | 0.013442 | -0.012882 | -0.0058831 | 0.013442 | 0.014211 | -0.31805 | -0.66751 | -1.0448 | -0.31805 | -0.34589 | -0.64032 | -0.98076 | -1.6606 | -0.64032 | -0.692
91 | 0.3 | 0.2 | South/Central | GA | Macon-Middle.Georgia.Rgnl.AP.722170 | 3 | 1376995 | 36.6016 | 11.6378 | 52.8289 | 36.5148 | 16.3141 | 1007.09 | 1.1804 | 31.88 | 0.20341 | 0.97694 | 41.8091 | -0.21923 | 13.3 | -1.1947 | 0.97542 | 23.7086 | 0.1529 | -6.76 | 0.68249 | -0.52959 | -12.4352 | 1.1804 | 31.88 | 0.20341 | 0.97694 | 41.8091 | 1.2213 | 30.4 | 0.3647 | 0.85656 | 39.0614 | 0.018808 | 0.68841 | 0.21889 | 0.99362 | 18.9417 | 0.022201 | -0.0041233 | 0.0028757 | 0.022201 | 0.02297 | 0.59961 | 0.25015 | -0.12714 | 0.59961 | 0.57177 | 0.78636 | 0.44592 | -0.23388 | 0.78636 | 0.73468 | 0.018808 | 0.68841 | 0.21889 | 0.99362 | 18.9417 | 0.022201 | -0.0041233 | 0.0028757 | 0.022201 | 0.02297 | 0.59961 | 0.25015 | -0.12714 | 0.59961 | 0.57177 | 0.78636 | 0.44592 | -0.23388 | 0.78636 | 0.73468
92 | 0.3 | 0.25 | South/Central | GA | Macon-Middle.Georgia.Rgnl.AP.722170 | 3 | 1376995 | 35.5652 | 12.2912 | 52.6575 | 35.4809 | 17.1766 | 1019.12 | 1.3518 | 19.85 | 1.2373 | 0.11447 | 20.5567 | -0.047798 | 1.27 | -0.16075 | 0.11295 | 2.4563 | 0.32433 | -18.79 | 1.7164 | -1.3921 | -33.6875 | 1.3518 | 19.85 | 1.2373 | 0.11447 | 20.5567 | 1.3927 | 18.37 | 1.3986 | -0.0059146 | 17.8091 | 0.018808 | 0.66892 | 0.23118 | 0.9904 | 19.1679 | 0.025425 | -0.00089899 | 0.0061 | 0.025425 | 0.026194 | 0.37335 | 0.023887 | -0.35341 | 0.37335 | 0.34551 | 0.38664 | 0.046198 | -0.63361 | 0.38664 | 0.33496 | 0.018808 | 0.66892 | 0.23118 | 0.9904 | 19.1679 | 0.025425 | -0.00089899 | 0.0061 | 0.025425 | 0.026194 | 0.37335 | 0.023887 | -0.35341 | 0.37335 | 0.34551 | 0.38664 | 0.046198 | -0.63361 | 0.38664 | 0.33496
93 | 0.3 | 0.3 | South/Central | GA | Macon-Middle.Georgia.Rgnl.AP.722170 | 3 | 1376995 | 35.4041 | 12.3337 | 52.6097 | 35.3202 | 17.2895 | 1020.39 | 1.3996 | 18.58 | 1.3981 | 0.0015209 | 18.1004 | 0 | 0 | 0 | 0 | 0 | 0.37212 | -20.06 | 1.8771 | -1.505 | -36.1438 | 1.3996 | 18.58 | 1.3981 | 0.0015209 | 18.1004 | 1.4405 | 17.1 | 1.5593 | -0.11887 | 15.3528 | 0.018808 | 0.66589 | 0.23198 | 0.9895 | 19.1918 | 0.026324 | 0 | 0.006999 | 0.026324 | 0.027093 | 0.34946 | 0 | -0.3773 | 0.34946 | 0.32162 | 0.34044 | 0 | -0.6798 | 0.34044 | 0.28876 | 0.018808 | 0.66589 | 0.23198 | 0.9895 | 19.1918 | 0.026324 | 0 | 0.006999 | 0.026324 | 0.027093 | 0.34946 | 0 | -0.3773 | 0.34946 | 0.32162 | 0.34044 | 0 | -0.6798 | 0.34044 | 0.28876
94 | 0.3 | 0.35 | South/Central | GA | Macon-Middle.Georgia.Rgnl.AP.722170 | 3 | 1376995 | 34.4979 | 12.9455 | 52.5157 | 34.4161 | 18.0997 | 1032.58 | 1.4935 | 6.39 | 2.3022 | -0.80864 | -2.7288 | 0.093929 | -12.19 | 0.90409 | -0.81016 | -20.8292 | 0.46605 | -32.25 | 2.7812 | -2.3152 | -56.973 | 1.4935 | 6.39 | 2.3022 | -0.80864 | -2.7288 | 1.5344 | 4.91 | 2.4634 | -0.92903 | -5.4764 | 0.018808 | 0.64885 | 0.24348 | 0.98773 | 19.4211 | 0.02809 | 0.0017667 | 0.0087657 | 0.02809 | 0.02886 | 0.12019 | -0.22927 | -0.60657 | 0.12019 | 0.092349 | -0.051324 | -0.39176 | -1.0716 | -0.051324 | -0.103 | 0.018808 | 0.64885 | 0.24348 | 0.98773 | 19.4211 | 0.02809 | 0.0017667 | 0.0087657 | 0.02809 | 0.02886 | 0.12019 | -0.22927 | -0.60657 | 0.12019 | 0.092349 | -0.051324 | -0.39176 | -1.0716 | -0.051324 | -0.103
95 | 0.3 | 0.4 | South/Central | GA | Macon-Middle.Georgia.Rgnl.AP.722170 | 3 | 1376995 | 33.6638 | 13.5473 | 52.4838 | 33.584 | 18.8999 | 1045.41 | 1.5254 | -6.44 | 3.1343 | -1.6088 | -24.0869 | 0.12584 | -25.02 | 1.7362 | -1.6103 | -42.1873 | 0.49797 | -45.08 | 3.6133 | -3.1154 | -78.3311 | 1.5254 | -6.44 | 3.1343 | -1.6088 | -24.0869 | 1.5663 | -7.92 | 3.2955 | -1.7292 | -26.8345 | 0.018808 | 0.63316 | 0.2548 | 0.98713 | 19.6624 | 0.028691 | 0.0023669 | 0.0093659 | 0.028691 | 0.02946 | -0.12113 | -0.47058 | -0.84788 | -0.12113 | -0.14896 | -0.45303 | -0.79347 | -1.4733 | -0.45303 | -0.50471 | 0.018808 | 0.63316 | 0.2548 | 0.98713 | 19.6624 | 0.028691 | 0.0023669 | 0.0093659 | 0.028691 | 0.02946 | -0.12113 | -0.47058 | -0.84788 | -0.12113 | -0.14896 | -0.45303 | -0.79347 | -1.4733 | -0.45303 | -0.50471
96 | 0.28 | 0.2 | South/Central | GA | Macon-Middle.Georgia.Rgnl.AP.722170 | 3 | 1376995 | 36.0104 | 11.6576 | 52.2476 | 35.925 | 16.3226 | 999.53 | 1.7616 | 39.44 | 0.79321 | 0.96841 | 49.0769 | 0.36203 | 20.86 | -0.60485 | 0.96689 | 30.9765 | 0.73416 | 0.8 | 1.2723 | -0.53812 | -5.1673 | 1.7616 | 39.44 | 0.79321 | 0.96841 | 49.0769 | 1.8025 | 37.96 | 0.95449 | 0.84802 | 46.3293 | 0.018808 | 0.6773 | 0.21926 | 0.98269 | 18.7995 | 0.033133 | 0.0068093 | 0.013808 | 0.033133 | 0.033902 | 0.7418 | 0.39234 | 0.015047 | 0.7418 | 0.71396 | 0.92306 | 0.58262 | -0.097188 | 0.92306 | 0.87138 | 0.018808 | 0.6773 | 0.21926 | 0.98269 | 18.7995 | 0.033133 | 0.0068093 | 0.013808 | 0.033133 | 0.033902 | 0.7418 | 0.39234 | 0.015047 | 0.7418 | 0.71396 | 0.92306 | 0.58262 | -0.097188 | 0.92306 | 0.87138
97 | 0.28 | 0.25 | South/Central | GA | Macon-Middle.Georgia.Rgnl.AP.722170 | 3 | 1376995 | 34.9846 | 12.3115 | 52.0872 | 34.9016 | 17.1856 | 1011.7 | 1.9221 | 27.27 | 1.8166 | 0.10548 | 27.6705 | 0.5225 | 8.69 | 0.41854 | 0.10396 | 9.5701 | 0.89462 | -11.37 | 2.2957 | -1.4011 | -26.5737 | 1.9221 | 27.27 | 1.8166 | 0.10548 | 27.6705 | 1.963 | 25.79 | 1.9779 | -0.014911 | 24.9229 | 0.018808 | 0.658 | 0.23156 | 0.97967 | 19.0284 | 0.036151 | 0.0098273 | 0.016826 | 0.036151 | 0.03692 | 0.5129 | 0.16344 | -0.21385 | 0.5129 | 0.48507 | 0.52044 | 0.18 | -0.49981 | 0.52044 | 0.46876 | 0.018808 | 0.658 | 0.23156 | 0.97967 | 19.0284 | 0.036151 | 0.0098273 | 0.016826 | 0.036151 | 0.03692 | 0.5129 | 0.16344 | -0.21385 | 0.5129 | 0.48507 | 0.52044 | 0.18 | -0.49981 | 0.52044 | 0.46876
98 | 0.28 | 0.3 | South/Central | GA | Macon-Middle.Georgia.Rgnl.AP.722170 | 3 | 1376995 | 34.6218 | 12.4941 | 52.0169 | 34.5397 | 17.4772 | 1015.63 | 1.9924 | 23.34 | 2.1785 | -0.18616 | 20.6432 | 0.59278 | 4.76 | 0.78046 | -0.18768 | 2.5428 | 0.9649 | -15.3 | 2.6576 | -1.6927 | -33.601 | 1.9924 | 23.34 | 2.1785 | -0.18616 | 20.6432 | 2.0333 | 21.86 | 2.3398 | -0.30654 | 17.8956 | 0.018808 | 0.65118 | 0.23499 | 0.97835 | 19.1023 | 0.037473 | 0.011149 | 0.018148 | 0.037473 | 0.038242 | 0.43899 | 0.089528 | -0.28777 | 0.43899 | 0.41115 | 0.38826 | 0.047826 | -0.63198 | 0.38826 | 0.33659 | 0.018808 | 0.65118 | 0.23499 | 0.97835 | 19.1023 | 0.037473 | 0.011149 | 0.018148 | 0.037473 | 0.038242 | 0.43899 | 0.089528 | -0.28777 | 0.43899 | 0.41115 | 0.38826 | 0.047826 | -0.63198 | 0.38826 | 0.33659
99 | 0.28 | 0.35 | South/Central | GA | Macon-Middle.Georgia.Rgnl.AP.722170 | 3 | 1376995 | 33.7364 | 13.1159 | 51.9544 | 33.6563 | 18.2981 | 1028.39 | 2.0549 | 10.58 | 3.0619 | -1.0071 | -0.88456 | 0.65527 | -8 | 1.6639 | -1.0086 | -18.985 | 1.0274 | -28.06 | 3.541 | -2.5136 | -55.1288 | 2.0549 | 10.58 | 3.0619 | -1.0071 | -0.88456 | 2.0957 | 9.1 | 3.2232 | -1.1275 | -3.6322 | 0.018808 | 0.63452 | 0.24669 | 0.97718 | 19.3423 | 0.038648 | 0.012325 | 0.019324 | 0.038648 | 0.039418 | 0.19899 | -0.15047 | -0.52776 | 0.19899 | 0.17116 | -0.016637 | -0.35708 | -1.0369 | -0.016637 | -0.068315 | 0.018808 | 0.63452 | 0.24669 | 0.97718 | 19.3423 | 0.038648 | 0.012325 | 0.019324 | 0.038648 | 0.039418 | 0.19899 | -0.15047 | -0.52776 | 0.19899 | 0.17116 | -0.016637 | -0.35708 | -1.0369 | -0.016637 | -0.068315
100 | 0.28 | 0.4 | South/Central | GA | Macon-Middle.Georgia.Rgnl.AP.722170 | 3 | 1376995 | 33.0925 | 13.5779 | 51.9329 | 33.014 | 18.9189 | 1038.39 | 2.0764 | 0.58 | 3.7042 | -1.6278 | -17.4946 | 0.6768 | -18 | 2.3061 | -1.6293 | -35.595 | 1.0489 | -38.06 | 4.1833 | -3.1344 | -71.7388 | 2.0764 | 0.58 | 3.7042 | -1.6278 | -17.4946 | 2.1173 | -0.9 | 3.8655 | -1.7482 | -20.2423 | 0.018808 | 0.62242 | 0.25538 | 0.97677 | 19.5304 | 0.039053 | 0.012729 | 0.019729 | 0.039053 | 0.039823 | 0.010909 | -0.33855 | -0.71585 | 0.010909 | -0.016928 | -0.32904 | -0.66948 | -1.3493 | -0.32904 | -0.38072 | 0.018808 | 0.62242 | 0.25538 | 0.97677 | 19.5304 | 0.039053 | 0.012729 | 0.019729 | 0.039053 | 0.039823 | 0.010909 | -0.33855 | -0.71585 | 0.010909 | -0.016928 | -0.32904 | -0.66948 | -1.3493 | -0.32904 | -0.38072
101 | 0.27 | 0.2 | South/Central | GA | Macon-Middle.Georgia.Rgnl.AP.722170 | 3 | 1376995 | 35.7196 | 11.6681 | 51.9576 | 35.6349 | 16.3227 | 995.69 | 2.0517 | 43.28 | 1.0834 | 0.96832 | 52.8174 | 0.65211 | 24.7 | -0.31469 | 0.9668 | 34.7169 | 1.0242 | 4.64 | 1.5624 | -0.53821 | -1.4269 | 2.0517 | 43.28 | 1.0834 | 0.96832 | 52.8174 | 2.0926 | 41.8 | 1.2447 | 0.84793 | 50.0697 | 0.018808 | 0.67183 | 0.21946 | 0.97724 | 18.7273 | 0.038589 | 0.012265 | 0.019264 | 0.038589 | 0.039358 | 0.81402 | 0.46457 | 0.087271 | 0.81402 | 0.78619 | 0.99341 | 0.65297 | -0.026837 | 0.99341 | 0.94173 | 0.018808 | 0.67183 | 0.21946 | 0.97724 | 18.7273 | 0.038589 | 0.012265 | 0.019264 | 0.038589 | 0.039358 | 0.81402 | 0.46457 | 0.087271 | 0.81402 | 0.78619 | 0.99341 | 0.65297 | -0.026837 | 0.99341 | 0.94173
102 | 0.27 | 0.25 | South/Central | GA | Macon-Middle.Georgia.Rgnl.AP.722170 | 3 | 1376995 | 34.6941 | 12.3215 | 51.7973 | 34.6118 | 17.1855 | 1007.85 | 2.212 | 31.12 | 2.1065 | 0.10551 | 31.4121 | 0.8124 | 12.54 | 0.7084 | 0.10399 | 13.3117 | 1.1845 | -7.52 | 2.5855 | -1.401 | -22.8321 | 2.212 | 31.12 | 2.1065 | 0.10551 | 31.4121 | 2.2529 | 29.64 | 2.2678 | -0.014876 | 28.6645 | 0.018808 | 0.65254 | 0.23175 | 0.97422 | 18.956 | 0.041604 | 0.01528 | 0.022279 | 0.041604 | 0.042373 | 0.58532 | 0.23586 | -0.14144 | 0.58532 | 0.55748 | 0.59081 | 0.25037 | -0.42943 | 0.59081 | 0.53913 | 0.018808 | 0.65254 | 0.23175 | 0.97422 | 18.956 | 0.041604 | 0.01528 | 0.022279 | 0.041604 | 0.042373 | 0.58532 | 0.23586 | -0.14144 | 0.58532 | 0.55748 | 0.59081 | 0.25037 | -0.42943 | 0.59081 | 0.53913
103 | 0.27 | 0.3 | South/Central | GA | Macon-Middle.Georgia.Rgnl.AP.722170 | 3 | 1376995 | 34.2001 | 12.6138 | 51.7257 | 34.1189 | 17.6068 | 1013.91 | 2.2835 | 25.06 | 2.5993 | -0.31579 | 20.8735 | 0.88395 | 6.48 | 1.2013 | -0.31731 | 2.7731 | 1.2561 | -13.58 | 3.0784 | -1.8223 | -33.3707 | 2.2835 | 25.06 | 2.5993 | -0.31579 | 20.8735 | 2.3244 | 23.58 | 2.7606 | -0.43618 | 18.1258 | 0.018808 | 0.64325 | 0.23724 | 0.97287 | 19.07 | 0.042949 | 0.016626 | 0.023625 | 0.042949 | 0.043719 | 0.47134 | 0.12188 | -0.25542 | 0.47134 | 0.4435 | 0.3926 | 0.052156 | -0.62765 | 0.3926 | 0.34092 | 0.018808 | 0.64325 | 0.23724 | 0.97287 | 19.07 | 0.042949 | 0.016626 | 0.023625 | 0.042949 | 0.043719 | 0.47134 | 0.12188 | -0.25542 | 0.47134 | 0.4435 | 0.3926 | 0.052156 | -0.62765 | 0.3926 | 0.34092
104 | 0.27 | 0.35 | South/Central | GA | Macon-Middle.Georgia.Rgnl.AP.722170 | 3 | 1376995 | 33.2952 | 13.2857 | 51.713 | 33.2162 | 18.4968 | 1028.46 | 2.2963 | 10.51 | 3.502 | -1.2058 | -3.1758 | 0.89667 | -8.07 | 2.104 | -1.2073 | -21.2762 | 1.2688 | -28.13 | 3.9811 | -2.7123 | -57.42 | 2.2963 | 10.51 | 3.502 | -1.2058 | -3.1758 | 2.3372 | 9.03 | 3.6633 | -1.3262 | -5.9234 | 0.018808 | 0.62623 | 0.24988 | 0.97264 | 19.3436 | 0.043189 | 0.016865 | 0.023864 | 0.043189 | 0.043958 | 0.19768 | -0.15178 | -0.52908 | 0.19768 | 0.16984 | -0.059731 | -0.40017 | -1.08 | -0.059731 | -0.11141 | 0.018808 | 0.62623 | 0.24988 | 0.97264 | 19.3436 | 0.043189 | 0.016865 | 0.023864 | 0.043189 | 0.043958 | 0.19768 | -0.15178 | -0.52908 | 0.19768 | 0.16984 | -0.059731 | -0.40017 | -1.08 | -0.059731 | -0.11141
105 | 0.27 | 0.4 | South/Central | GA | Macon-Middle.Georgia.Rgnl.AP.722170 | 3 | 1376995 | 32.8026 | 13.5977 | 51.6438 | 32.7247 | 18.9191 | 1034.54 | 2.3655 | 4.43 | 3.9935 | -1.628 | -13.7702 | 0.96591 | -14.15 | 2.5955 | -1.6296 | -31.8706 | 1.338 | -34.21 | 4.4726 | -3.1346 | -68.0144 | 2.3655 | 4.43 | 3.9935 | -1.628 | -13.7702 | 2.4064 | 2.95 | 4.1548 | -1.7484 | -16.5178 | 0.018808 | 0.61696 | 0.25575 | 0.97133 | 19.458 | 0.044491 | 0.018167 | 0.025166 | 0.044491 | 0.04526 | 0.083321 | -0.26614 | -0.64343 | 0.083321 | 0.055485 | -0.25899 | -0.59943 | -1.2792 | -0.25899 | -0.31067 | 0.018808 | 0.61696 | 0.25575 | 0.97133 | 19.458 | 0.044491 | 0.018167 | 0.025166 | 0.044491 | 0.04526 | 0.083321 | -0.26614 | -0.64343 | 0.083321 | 0.055485 | -0.25899 | -0.59943 | -1.2792 | -0.25899 | -0.31067
106 | 0.26 | 0.2 | South/Central | GA | Macon-Middle.Georgia.Rgnl.AP.722170 | 3 | 1376995 | 35.4193 | 11.6781 | 51.6578 | 35.3352 | 16.3226 | 991.71 | 2.3515 | 47.26 | 1.383 | 0.96848 | 56.69 | 0.9519 | 28.68 | -0.01506 | 0.96696 | 38.5896 | 1.324 | 8.62 | 1.8621 | -0.53805 | 2.4458 | 2.3515 | 47.26 | 1.383 | 0.96848 | 56.69 | 2.3924 | 45.78 | 1.5443 | 0.84809 | 53.9424 | 0.018808 | 0.66618 | 0.21965 | 0.9716 | 18.6524 | 0.044228 | 0.017904 | 0.024903 | 0.044228 | 0.044997 | 0.88888 | 0.53942 | 0.16213 | 0.88888 | 0.86105 | 1.0662 | 0.72581 | 0.046002 | 1.0662 | 1.0146 | 0.018808 | 0.66618 | 0.21965 | 0.9716 | 18.6524 | 0.044228 | 0.017904 | 0.024903 | 0.044228 | 0.044997 | 0.88888 | 0.53942 | 0.16213 | 0.88888 | 0.86105 | 1.0662 | 0.72581 | 0.046002 | 1.0662 | 1.0146
107 | 0.26 | 0.25 | South/Central | GA | Macon-Middle.Georgia.Rgnl.AP.722170 | 3 | 1376995 | 34.4032 | 12.3315 | 51.5156 | 34.3216 | 17.194 | 1004.25 | 2.4936 | 34.72 | 2.3966 | 0.097019 | 34.8154 | 1.0941 | 16.14 | 0.99857 | 0.095498 | 16.715 | 1.4662 | -3.92 | 2.8757 | -1.4095 | -19.4288 | 2.4936 | 34.72 | 2.3966 | 0.097019 | 34.8154 | 2.5345 | 33.24 | 2.5579 | -0.023371 | 32.0678 | 0.018808 | 0.64707 | 0.23194 | 0.96892 | 18.8883 | 0.046901 | 0.020578 | 0.027577 | 0.046901 | 0.047671 | 0.65303 | 0.30357 | -0.073729 | 0.65303 | 0.62519 | 0.65482 | 0.31438 | -0.36542 | 0.65482 | 0.60314 | 0.018808 | 0.64707 | 0.23194 | 0.96892 | 18.8883 | 0.046901 | 0.020578 | 0.027577 | 0.046901 | 0.047671 | 0.65303 | 0.30357 | -0.073729 | 0.65303 | 0.62519 | 0.65482 | 0.31438 | -0.36542 | 0.65482 | 0.60314
108 | 0.26 | 0.3 | South/Central | GA | Macon-Middle.Georgia.Rgnl.AP.722170 | 3 | 1376995 | 33.699 | 12.8036 | 51.4541 | 33.619 | 17.8351 | 1014.05 | 2.5552 | 24.92 | 3.0993 | -0.54405 | 18.1688 | 1.1556 | 6.34 | 1.7012 | -0.54557 | 0.06841 | 1.5277 | -13.72 | 3.5783 | -2.0506 | -36.0754 | 2.5552 | 24.92 | 3.0993 | -0.54405 | 18.1688 | 2.5961 | 23.44 | 3.2605 | -0.66444 | 15.4212 | 0.018808 | 0.63382 | 0.24081 | 0.96777 | 19.0726 | 0.048059 | 0.021735 | 0.028734 | 0.048059 | 0.048828 | 0.4687 | 0.11924 | -0.25805 | 0.4687 | 0.44087 | 0.34173 | 0.0012867 | -0.67852 | 0.34173 | 0.29005 | 0.018808 | 0.63382 | 0.24081 | 0.96777 | 19.0726 | 0.048059 | 0.021735 | 0.028734 | 0.048059 | 0.048828 | 0.4687 | 0.11924 | -0.25805 | 0.4687 | 0.44087 | 0.34173 | 0.0012867 | -0.67852 | 0.34173 | 0.29005
109 | 0.26 | 0.35 | South/Central | GA | Macon-Middle.Georgia.Rgnl.AP.722170 | 3 | 1376995 | 32.8441 | 13.456 | 51.4719 | 32.7661 | 18.7058 | 1028.68 | 2.5374 | 10.29 | 3.9521 | -1.4148 | -5.7498 | 1.1378 | -8.29 | 2.5541 | -1.4163 | -23.8502 | 1.5099 | -28.35 | 4.4312 | -2.9213 | -59.994 | 2.5374 | 10.29 | 3.9521 | -1.4148 | -5.7498 | 2.5783 | 8.81 | 4.1134 | -1.5351 | -8.4974 | 0.018808 | 0.61774 | 0.25308 | 0.9681 | 19.3478 | 0.047724 | 0.0214 | 0.028399 | 0.047724 | 0.048493 | 0.19354 | -0.15592 | -0.53322 | 0.19354 | 0.1657 | -0.10814 | -0.44858 | -1.1284 | -0.10814 | -0.15982 | 0.018808 | 0.61774 | 0.25308 | 0.9681 | 19.3478 | 0.047724 | 0.0214 | 0.028399 | 0.047724 | 0.048493 | 0.19354 | -0.15592 | -0.53322 | 0.19354 | 0.1657 | -0.10814 | -0.44858 | -1.1284 | -0.10814 | -0.15982
110 | 0.26 | 0.4 | South/Central | GA | Macon-Middle.Georgia.Rgnl.AP.722170 | 3 | 1376995 | 32.5118 | 13.6078 | 51.3629 | 32.4346 | 18.9283 | 1030.95 | 2.6464 | 8.02 | 4.2836 | -1.6372 | -10.3957 | 1.2468 | -10.56 | 2.8855 | -1.6387 | -28.4961 | 1.6189 | -30.62 | 4.7627 | -3.1438 | -64.6399 | 2.6464 | 8.02 | 4.2836 | -1.6372 | -10.3957 | 2.6873 | 6.54 | 4.4449 | -1.7576 | -13.1433 | 0.018808 | 0.61149 | 0.25594 | 0.96605 | 19.3905 | 0.049774 | 0.02345 | 0.030449 | 0.049774 | 0.050543 | 0.15084 | -0.19862 | -0.57591 | 0.15084 | 0.12301 | -0.19552 | -0.53596 | -1.2158 | -0.19552 | -0.2472 | 0.018808 | 0.61149 | 0.25594 | 0.96605 | 19.3905 | 0.049774 | 0.02345 | 0.030449 | 0.049774 | 0.050543 | 0.15084 | -0.19862 | -0.57591 | 0.15084 | 0.12301 | -0.19552 | -0.53596 | -1.2158 | -0.19552 | -0.2472
111 | 0.25 | 0.2 | South/Central | GA | Macon-Middle.Georgia.Rgnl.AP.722170 | 3 | 1376995 | 35.1093 | 11.6881 | 51.3571 | 35.026 | 16.3311 | 987.85 | 2.6522 | 51.12 | 1.6923 | 0.95991 | 60.3369 | 1.2526 | 32.54 | 0.29421 | 0.95839 | 42.2365 | 1.6247 | 12.48 | 2.1713 | -0.54662 | 6.0927 | 2.6522 | 51.12 | 1.6923 | 0.95991 | 60.3369 | 2.6931 | 49.64 | 1.8536 | 0.83952 | 57.5893 | 0.018808 | 0.66035 | 0.21983 | 0.96594 | 18.5798 | 0.049883 | 0.023559 | 0.030558 | 0.049883 | 0.050652 | 0.96148 | 0.61202 | 0.23473 | 0.96148 | 0.93365 | 1.1348 | 0.7944 | 0.11459 | 1.1348 | 1.0832 | 0.018808 | 0.66035 | 0.21983 | 0.96594 | 18.5798 | 0.049883 | 0.023559 | 0.030558 | 0.049883 | 0.050652 | 0.96148 | 0.61202 | 0.23473 | 0.96148 | 0.93365 | 1.1348 | 0.7944 | 0.11459 | 1.1348 | 1.0832
112 | 0.25 | 0.25 | South/Central | GA | Macon-Middle.Georgia.Rgnl.AP.722170 | 3 | 1376995 | 34.1035 | 12.3322 | 51.2073 | 34.0225 | 17.1848 | 999.99 | 2.802 | 38.98 | 2.6957 | 0.10624 | 39.0447 | 1.4024 | 20.4 | 1.2977 | 0.10472 | 20.9443 | 1.7745 | 0.34 | 3.1748 | -1.4003 | -15.1995 | 2.802 | 38.98 | 2.6957 | 0.10624 | 39.0447 | 2.8429 | 37.5 | 2.857 | -0.014145 | 36.2971 | 0.018808 | 0.64143 | 0.23195 | 0.96312 | 18.8081 | 0.0527 | 0.026377 | 0.033376 | 0.0527 | 0.05347 | 0.73315 | 0.38369 | 0.0063948 | 0.73315 | 0.70531 | 0.73437 | 0.39393 | -0.28588 | 0.73437 | 0.68269 | 0.018808 | 0.64143 | 0.23195 | 0.96312 | 18.8081 | 0.0527 | 0.026377 | 0.033376 | 0.0527 | 0.05347 | 0.73315 | 0.38369 | 0.0063948 | 0.73315 | 0.70531 | 0.73437 | 0.39393 | -0.28588 | 0.73437 | 0.68269
113 | 0.25 | 0.3 | South/Central | GA | Macon-Middle.Georgia.Rgnl.AP.722170 | 3 | 1376995 | 33.2069 | 12.9945 | 51.1929 | 33.1281 | 18.0649 | 1014.36 | 2.8163 | 24.61 | 3.5901 | -0.77383 | 15.2866 | 1.4167 | 6.03 | 2.1921 | -0.77535 | -2.8138 | 1.7889 | -14.03 | 4.0692 | -2.2804 | -38.9576 | 2.8163 | 24.61 | 3.5901 | -0.77383 | 15.2866 | 2.8572 | 23.13 | 3.7514 | -0.89422 | 12.539 | 0.018808 | 0.62457 | 0.24441 | 0.96285 | 19.0784 | 0.05297 | 0.026646 | 0.033645 | 0.05297 | 0.053739 | 0.46287 | 0.11341 | -0.26388 | 0.46287 | 0.43504 | 0.28752 | -0.052923 | -0.73273 | 0.28752 | 0.23584 | 0.018808 | 0.62457 | 0.24441 | 0.96285 | 19.0784 | 0.05297 | 0.026646 | 0.033645 | 0.05297 | 0.053739 | 0.46287 | 0.11341 | -0.26388 | 0.46287 | 0.43504 | 0.28752 | -0.052923 | -0.73273 | 0.28752 | 0.23584
114 | 0.25 | 0.35 | South/Central | GA | Macon-Middle.Georgia.Rgnl.AP.722170 | 3 | 1376995 | 32.3621 | 13.6863 | 51.2705 | 32.2853 | 18.9852 | 1030.59 | 2.7388 | 8.38 | 4.433 | -1.6942 | -10.7538 | 1.3392 | -10.2 | 3.0349 | -1.6957 | -28.8542 | 1.7113 | -30.26 | 4.912 | -3.2007 | -64.998 | 2.7388 | 8.38 | 4.433 | -1.6942 | -10.7538 | 2.7796 | 6.9 | 4.5942 | -1.8146 | -13.5015 | 0.018808 | 0.60868 | 0.25742 | 0.96431 | 19.3837 | 0.051511 | 0.025188 | 0.032187 | 0.051511 | 0.052281 | 0.15761 | -0.19185 | -0.56914 | 0.15761 | 0.12978 | -0.20226 | -0.5427 | -1.2225 | -0.20226 | -0.25394 | 0.018808 | 0.60868 | 0.25742 | 0.96431 | 19.3837 | 0.051511 | 0.025188 | 0.032187 | 0.051511 | 0.052281 | 0.15761 | -0.19185 | -0.56914 | 0.15761 | 0.12978 | -0.20226 | -0.5427 | -1.2225 | -0.20226 | -0.25394
115 | 0.25 | 0.4 | South/Central | GA | Macon-Middle.Georgia.Rgnl.AP.722170 | 3 | 1376995 | 32.2212 | 13.6281 | 51.0827 | 32.1447 | 18.938 | 1027.38 | 2.9266 | 11.59 | 4.5736 | -1.647 | -7.0468 | 1.527 | -6.99 | 3.1755 | -1.6485 | -25.1472 | 1.8991 | -27.05 | 5.0526 | -3.1535 | -61.291 | 2.9266 | 11.59 | 4.5736 | -1.647 | -7.0468 | 2.9674 | 10.11 | 4.7348 | -1.7674 | -9.7944 | 0.018808 | 0.60603 | 0.25632 | 0.96078 | 19.3233 | 0.055044 | 0.02872 | 0.035719 | 0.055044 | 0.055813 | 0.21799 | -0.13147 | -0.50877 | 0.21799 | 0.19015 | -0.13254 | -0.47298 | -1.1528 | -0.13254 | -0.18422 | 0.018808 | 0.60603 | 0.25632 | 0.96078 | 19.3233 | 0.055044 | 0.02872 | 0.035719 | 0.055044 | 0.055813 | 0.21799 | -0.13147 | -0.50877 | 0.21799 | 0.19015 | -0.13254 | -0.47298 | -1.1528 | -0.13254 | -0.18422
116 | 0.24 | 0.2 | South/Central | GA | Macon-Middle.Georgia.Rgnl.AP.722170 | 3 | 1376995 | 34.8186 | 11.6979 | 51.0669 | 34.736 | 16.3309 | 984 | 2.9423 | 54.97 | 1.9822 | 0.9601 | 64.0859 | 1.5428 | 36.39 | 0.58417 | 0.95858 | 45.9855 | 1.9149 | 16.33 | 2.4613 | -0.54643 | 9.8417 | 2.9423 | 54.97 | 1.9822 | 0.9601 | 64.0859 | 2.9832 | 53.49 | 2.1435 | 0.83971 | 61.3383 | 0.018808 | 0.65488 | 0.22002 | 0.96048 | 18.5074 | 0.05534 | 0.029017 | 0.036016 | 0.05534 | 0.05611 | 1.0339 | 0.68444 | 0.30714 | 1.0339 | 1.0061 | 1.2053 | 0.86491 | 0.18511 | 1.2053 | 1.1537 | 0.018808 | 0.65488 | 0.22002 | 0.96048 | 18.5074 | 0.05534 | 0.029017 | 0.036016 | 0.05534 | 0.05611 | 1.0339 | 0.68444 | 0.30714 | 1.0339 | 1.0061 | 1.2053 | 0.86491 | 0.18511 | 1.2053 | 1.1537
117 | 0.24 | 0.25 | South/Central | GA | Macon-Middle.Georgia.Rgnl.AP.722170 | 3 | 1376995 | 33.8121 | 12.3428 | 50.9259 | 33.7318 | 17.1941 | 996.4 | 3.0833 | 42.57 | 2.9864 | 0.096918 | 42.4215 | 1.6838 | 23.99 | 1.5884 | 0.095397 | 24.3211 | 2.0559 | 3.93 | 3.4655 | -1.4096 | -11.8227 | 3.0833 | 42.57 | 2.9864 | 0.096918 | 42.4215 | 3.1242 | 41.09 | 3.1477 | -0.023472 | 39.6739 | 0.018808 | 0.63595 | 0.23215 | 0.95783 | 18.7406 | 0.057993 | 0.031669 | 0.038668 | 0.057993 | 0.058762 | 0.80067 | 0.45121 | 0.073917 | 0.80067 | 0.77283 | 0.79788 | 0.45744 | -0.22236 | 0.79788 | 0.7462 | 0.018808 | 0.63595 | 0.23215 | 0.95783 | 18.7406 | 0.057993 | 0.031669 | 0.038668 | 0.057993 | 0.058762 | 0.80067 | 0.45121 | 0.073917 | 0.80067 | 0.77283 | 0.79788 | 0.45744 | -0.22236 | 0.79788 | 0.7462
118 | 0.24 | 0.3 | South/Central | GA | Macon-Middle.Georgia.Rgnl.AP.722170 | 3 | 1376995 | 32.9072 | 13.0045 | 50.8934 | 32.8291 | 18.0643 | 1010.36 | 3.1159 | 28.61 | 3.8891 | -0.77329 | 19.1663 | 1.7163 | 10.03 | 2.4911 | -0.77481 | 1.0659 | 2.0884 | -10.03 | 4.3682 | -2.2798 | -35.0779 | 3.1159 | 28.61 | 3.8891 | -0.77329 | 19.1663 | 3.1568 | 27.13 | 4.0504 | -0.89368 | 16.4187 | 0.018808 | 0.61893 | 0.24459 | 0.95722 | 19.0032 | 0.058604 | 0.03228 | 0.039279 | 0.058604 | 0.059373 | 0.53811 | 0.18865 | -0.18865 | 0.53811 | 0.51027 | 0.36049 | 0.020048 | -0.65976 | 0.36049 | 0.30881 | 0.018808 | 0.61893 | 0.24459 | 0.95722 | 19.0032 | 0.058604 | 0.03228 | 0.039279 | 0.058604 | 0.059373 | 0.53811 | 0.18865 | -0.18865 | 0.53811 | 0.51027 | 0.36049 | 0.020048 | -0.65976 | 0.36049 | 0.30881
119 | 0.24 | 0.35 | South/Central | GA | Macon-Middle.Georgia.Rgnl.AP.722170 | 3 | 1376995 | 32.0715 | 13.6968 | 50.981 | 31.9953 | 18.9857 | 1026.75 | 3.0283 | 12.22 | 4.7229 | -1.6947 | -7.0306 | 1.6287 | -6.36 | 3.3249 | -1.6962 | -25.1311 | 2.0008 | -26.42 | 5.202 | -3.2012 | -61.2749 | 3.0283 | 12.22 | 4.7229 | -1.6947 | -7.0306 | 3.0692 | 10.74 | 4.8842 | -1.815 | -9.7783 | 0.018808 | 0.60321 | 0.25761 | 0.95887 | 19.3115 | 0.056957 | 0.030633 | 0.037632 | 0.056957 | 0.057726 | 0.22984 | -0.11962 | -0.49692 | 0.22984 | 0.202 | -0.13223 | -0.47267 | -1.1525 | -0.13223 | -0.18391 | 0.018808 | 0.60321 | 0.25761 | 0.95887 | 19.3115 | 0.056957 | 0.030633 | 0.037632 | 0.056957 | 0.057726 | 0.22984 | -0.11962 | -0.49692 | 0.22984 | 0.202 | -0.13223 | -0.47267 | -1.1525 | -0.13223 | -0.18391
120 | 0.24 | 0.4 | South/Central | GA | Macon-Middle.Georgia.Rgnl.AP.722170 | 3 | 1376995 | 31.9312 | 13.6475 | 50.812 | 31.8553 | 18.9567 | 1024.09 | 3.1972 | 14.88 | 4.8629 | -1.6657 | -4.0623 | 1.7976 | -3.7 | 3.4648 | -1.6672 | -22.1628 | 2.1698 | -23.76 | 5.342 | -3.1722 | -58.3066 | 3.1972 | 14.88 | 4.8629 | -1.6657 | -4.0623 | 3.2381 | 13.4 | 5.0242 | -1.7861 | -6.81 | 0.018808 | 0.60057 | 0.25669 | 0.95569 | 19.2614 | 0.060134 | 0.03381 | 0.040809 | 0.060134 | 0.060903 | 0.27987 | -0.069591 | -0.44689 | 0.27987 | 0.25203 | -0.076406 | -0.41684 | -1.0966 | -0.076406 | -0.12808 | 0.018808 | 0.60057 | 0.25669 | 0.95569 | 19.2614 | 0.060134 | 0.03381 | 0.040809 | 0.060134 | 0.060903 | 0.27987 | -0.069591 | -0.44689 | 0.27987 | 0.25203 | -0.076406 | -0.41684 | -1.0966 | -0.076406 | -0.12808
121 | 0.22 | 0.2 | South/Central | GA | Macon-Middle.Georgia.Rgnl.AP.722170 | 3 | 1376995 | 34.2175 | 11.7084 | 50.4656 | 34.1362 | 16.3294 | 975.99 | 3.5436 | 62.98 | 2.582 | 0.96164 | 71.8865 | 2.1441 | 44.4 | 1.1839 | 0.96012 | 53.7861 | 2.5162 | 24.34 | 3.0611 | -0.54489 | 17.6423 | 3.5436 | 62.98 | 2.582 | 0.96164 | 71.8865 | 3.5845 | 61.5 | 2.7433 | 0.84125 | 69.1388 | 0.018808 | 0.64357 | 0.22022 | 0.94917 | 18.3567 | 0.06665 | 0.040326 | 0.047325 | 0.06665 | 0.067419 | 1.1845 | 0.83509 | 0.45779 | 1.1845 | 1.1567 | 1.3521 | 1.0116 | 0.33182 | 1.3521 | 1.3004 | 0.018808 | 0.64357 | 0.22022 | 0.94917 | 18.3567 | 0.06665 | 0.040326 | 0.047325 | 0.06665 | 0.067419 | 1.1845 | 0.83509 | 0.45779 | 1.1845 | 1.1567 | 1.3521 | 1.0116 | 0.33182 | 1.3521 | 1.3004
122 | 0.22 | 0.25 | South/Central | GA | Macon-Middle.Georgia.Rgnl.AP.722170 | 3 | 1376995 | 33.2115 | 12.3626 | 50.3349 | 33.1326 | 17.2023 | 988.67 | 3.6743 | 50.3 | 3.5857 | 0.088683 | 49.8232 | 2.2748 | 31.72 | 2.1876 | 0.087162 | 31.7228 | 2.6469 | 11.66 | 4.0647 | -1.4179 | -4.421 | 3.6743 | 50.3 | 3.5857 | 0.088683 | 49.8232 | 3.7152 | 48.82 | 3.7469 | -0.031706 | 47.0756 | 0.018808 | 0.62465 | 0.23252 | 0.94672 | 18.5952 | 0.069108 | 0.042784 | 0.049783 | 0.069108 | 0.069877 | 0.94606 | 0.5966 | 0.21931 | 0.94606 | 0.91822 | 0.93709 | 0.59665 | -0.083151 | 0.93709 | 0.88541 | 0.018808 | 0.62465 | 0.23252 | 0.94672 | 18.5952 | 0.069108 | 0.042784 | 0.049783 | 0.069108 | 0.069877 | 0.94606 | 0.5966 | 0.21931 | 0.94606 | 0.91822 | 0.93709 | 0.59665 | -0.083151 | 0.93709 | 0.88541
123 | 0.22 | 0.3 | South/Central | GA | Macon-Middle.Georgia.Rgnl.AP.722170 | 3 | 1376995 | 32.3158 | 13.0343 | 50.3223 | 32.239 | 18.0833 | 1003.06 | 3.687 | 35.91 | 4.4792 | -0.79225 | 26.0197 | 2.2874 | 17.33 | 3.0812 | -0.79377 | 7.9193 | 2.6595 | -2.73 | 4.9583 | -2.2988 | -28.2245 | 3.687 | 35.91 | 4.4792 | -0.79225 | 26.0197 | 3.7279 | 34.43 | 4.6405 | -0.91264 | 23.2721 | 0.018808 | 0.60781 | 0.24515 | 0.94648 | 18.8659 | 0.069346 | 0.043022 | 0.050021 | 0.069346 | 0.070115 | 0.67541 | 0.32595 | -0.051347 | 0.67541 | 0.64757 | 0.48939 | 0.14895 | -0.53086 | 0.48939 | 0.43771 | 0.018808 | 0.60781 | 0.24515 | 0.94648 | 18.8659 | 0.069346 | 0.043022 | 0.050021 | 0.069346 | 0.070115 | 0.67541 | 0.32595 | -0.051347 | 0.67541 | 0.64757 | 0.48939 | 0.14895 | -0.53086 | 0.48939 | 0.43771
124 | 0.22 | 0.35 | South/Central | GA | Macon-Middle.Georgia.Rgnl.AP.722170 | 3 | 1376995 | 31.4809 | 13.7267 | 50.4103 | 31.4061 | 19.0042 | 1019.43 | 3.599 | 19.54 | 5.3122 | -1.7132 | -0.17064 | 2.1994 | 0.96 | 3.9141 | -1.7147 | -18.2711 | 2.5715 | -19.1 | 5.7912 | -3.2197 | -54.4149 | 3.599 | 19.54 | 5.3122 | -1.7132 | -0.17064 | 3.6399 | 18.06 | 5.4735 | -1.8336 | -2.9183 | 0.018808 | 0.5921 | 0.25818 | 0.94813 | 19.1738 | 0.067691 | 0.041367 | 0.048366 | 0.067691 | 0.06846 | 0.36751 | 0.018056 | -0.35924 | 0.36751 | 0.33968 | -0.0032095 | -0.34365 | -1.0235 | -0.0032095 | -0.054888 | 0.018808 | 0.5921 | 0.25818 | 0.94813 | 19.1738 | 0.067691 | 0.041367 | 0.048366 | 0.067691 | 0.06846 | 0.36751 | 0.018056 | -0.35924 | 0.36751 | 0.33968 | -0.0032095 | -0.34365 | -1.0235 | -0.0032095 | -0.054888
125 | 0.22 | 0.4 | South/Central | GA | Macon-Middle.Georgia.Rgnl.AP.722170 | 3 | 1376995 | 31.3591 | 13.6783 | 50.2607 | 31.2845 | 18.9762 | 1017.04 | 3.7485 | 21.93 | 5.4337 | -1.6851 | 2.5222 | 2.349 | 3.35 | 4.0356 | -1.6867 | -15.5782 | 2.7211 | -16.71 | 5.9128 | -3.1917 | -51.722 | 3.7485 | 21.93 | 5.4337 | -1.6851 | 2.5222 | 3.7894 | 20.45 | 5.595 | -1.8055 | -0.22538 | 0.018808 | 0.58981 | 0.25727 | 0.94532 | 19.1288 | 0.070504 | 0.04418 | 0.051179 | 0.070504 | 0.071273 | 0.41247 | 0.063008 | -0.31429 | 0.41247 | 0.38463 | 0.047439 | -0.293 | -0.9728 | 0.047439 | -0.004239 | 0.018808 | 0.58981 | 0.25727 | 0.94532 | 19.1288 | 0.070504 | 0.04418 | 0.051179 | 0.070504 | 0.071273 | 0.41247 | 0.063008 | -0.31429 | 0.41247 | 0.38463 | 0.047439 | -0.293 | -0.9728 | 0.047439 | -0.004239
126 | 0.2 | 0.2 | South/Central | GA | Macon-Middle.Georgia.Rgnl.AP.722170 | 3 | 1376995 | 33.6069 | 11.7287 | 49.8653 | 33.527 | 16.3383 | 968.14 | 4.144 | 70.83 | 3.1912 | 0.95276 | 79.3908 | 2.7444 | 52.25 | 1.7931 | 0.95124 | 61.2903 | 3.1165 | 32.19 | 3.6703 | -0.55378 | 25.1465 | 4.144 | 70.83 | 3.1912 | 0.95276 | 79.3908 | 4.1849 | 69.35 | 3.3525 | 0.83237 | 76.6431 | 0.018808 | 0.63209 | 0.2206 | 0.93788 | 18.2091 | 0.077941 | 0.051617 | 0.058616 | 0.077941 | 0.07871 | 1.3322 | 0.98274 | 0.60544 | 1.3322 | 1.3044 | 1.4932 | 1.1528 | 0.47296 | 1.4932 | 1.4415 | 0.018808 | 0.63209 | 0.2206 | 0.93788 | 18.2091 | 0.077941 | 0.051617 | 0.058616 | 0.077941 | 0.07871 | 1.3322 | 0.98274 | 0.60544 | 1.3322 | 1.3044 | 1.4932 | 1.1528 | 0.47296 | 1.4932 | 1.4415
127 | 0.2 | 0.25 | South/Central | GA | Macon-Middle.Georgia.Rgnl.AP.722170 | 3 | 1376995 | 32.61 | 12.3831 | 49.7348 | 32.5325 | 17.2023 | 980.68 | 4.2744 | 58.29 | 4.1857 | 0.08871 | 57.567 | 2.8748 | 39.71 | 2.7877 | 0.087189 | 39.4666 | 3.247 | 19.65 | 4.6648 | -1.4178 | 3.3228 | 4.2744 | 58.29 | 4.1857 | 0.08871 | 57.567 | 4.3153 | 56.81 | 4.347 | -0.031679 | 54.8194 | 0.018808 | 0.61334 | 0.23291 | 0.93543 | 18.445 | 0.080395 | 0.054071 | 0.06107 | 0.080395 | 0.081164 | 1.0963 | 0.74688 | 0.36958 | 1.0963 | 1.0685 | 1.0827 | 0.7423 | 0.062497 | 1.0827 | 1.0311 | 0.018808 | 0.61334 | 0.23291 | 0.93543 | 18.445 | 0.080395 | 0.054071 | 0.06107 | 0.080395 | 0.081164 | 1.0963 | 0.74688 | 0.36958 | 1.0963 | 1.0685 | 1.0827 | 0.7423 | 0.062497 | 1.0827 | 1.0311
128 | 0.2 | 0.3 | South/Central | GA | Macon-Middle.Georgia.Rgnl.AP.722170 | 3 | 1376995 | 31.7144 | 13.0555 | 49.7319 | 31.639 | 18.0929 | 995.34 | 4.2774 | 43.63 | 5.0792 | -0.80183 | 33.3772 | 2.8778 | 25.05 | 3.6811 | -0.80335 | 15.2768 | 3.2499 | 4.99 | 5.5583 | -2.3084 | -20.867 | 4.2774 | 43.63 | 5.0792 | -0.80183 | 33.3772 | 4.3183 | 42.15 | 5.2405 | -0.92222 | 30.6296 | 0.018808 | 0.5965 | 0.24555 | 0.93537 | 18.7207 | 0.08045 | 0.054127 | 0.061126 | 0.08045 | 0.08122 | 0.82061 | 0.47115 | 0.093854 | 0.82061 | 0.79277 | 0.62777 | 0.28733 | -0.39247 | 0.62777 | 0.57609 | 0.018808 | 0.5965 | 0.24555 | 0.93537 | 18.7207 | 0.08045 | 0.054127 | 0.061126 | 0.08045 | 0.08122 | 0.82061 | 0.47115 | 0.093854 | 0.82061 | 0.79277 | 0.62777 | 0.28733 | -0.39247 | 0.62777 | 0.57609
129 | 0.2 | 0.35 | South/Central | GA | Macon-Middle.Georgia.Rgnl.AP.722170 | 3 | 1376995 | 30.8895 | 13.757 | 49.839 | 30.8161 | 19.023 | 1012.1 | 4.1702 | 26.87 | 5.9022 | -1.732 | 6.6895 | 2.7706 | 8.29 | 4.5041 | -1.7335 | -11.411 | 3.1428 | -11.77 | 6.3812 | -3.2385 | -47.5548 | 4.1702 | 26.87 | 5.9022 | -1.732 | 6.6895 | 4.2111 | 25.39 | 6.0635 | -1.8523 | 3.9418 | 0.018808 | 0.58098 | 0.25875 | 0.93739 | 19.0359 | 0.078435 | 0.052111 | 0.05911 | 0.078435 | 0.079204 | 0.50538 | 0.15592 | -0.22137 | 0.50538 | 0.47754 | 0.12582 | -0.21462 | -0.89443 | 0.12582 | 0.074139 | 0.018808 | 0.58098 | 0.25875 | 0.93739 | 19.0359 | 0.078435 | 0.052111 | 0.05911 | 0.078435 | 0.079204 | 0.50538 | 0.15592 | -0.22137 | 0.50538 | 0.47754 | 0.12582 | -0.21462 | -0.89443 | 0.12582 | 0.074139
130 | 0.2 | 0.4 | South/Central | GA | Macon-Middle.Georgia.Rgnl.AP.722170 | 3 | 1376995 | 30.7684 | 13.7089 | 49.6999 | 30.6952 | 19.0047 | 1010 | 4.3094 | 28.97 | 6.023 | -1.7137 | 8.9824 | 2.9098 | 10.39 | 4.625 | -1.7152 | -9.118 | 3.2819 | -9.67 | 6.5021 | -3.2202 | -45.2618 | 4.3094 | 28.97 | 6.023 | -1.7137 | 8.9824 | 4.3503 | 27.49 | 6.1843 | -1.8341 | 6.2348 | 0.018808 | 0.5787 | 0.25784 | 0.93477 | 18.9964 | 0.081052 | 0.054728 | 0.061727 | 0.081052 | 0.081821 | 0.54488 | 0.19542 | -0.18188 | 0.54488 | 0.51704 | 0.16894 | -0.17149 | -0.8513 | 0.16894 | 0.11727 | 0.018808 | 0.5787 | 0.25784 | 0.93477 | 18.9964 | 0.081052 | 0.054728 | 0.061727 | 0.081052 | 0.081821 | 0.54488 | 0.19542 | -0.18188 | 0.54488 | 0.51704 | 0.16894 | -0.17149 | -0.8513 | 0.16894 | 0.11727
Double | Double | Double | South/Central | GA | Macon-Middle.Georgia.Rgnl.AP.722170 | 3 | 1376995 | 37.0181 | 15.3102 | 58.382 | 36.9306 | 21.4514 | 1166 | -4.3728 | -127.03 | -0.21241 | -4.1604 | -169.6095 | -5.7724 | -145.61 | -1.6105 | -4.1619 | -187.71 | -5.4002 | -165.67 | 0.26666 | -5.6669 | -223.8538 | -4.3728 | -127.03 | -0.21241 | -4.1604 | -169.6095 | -4.3319 | -128.51 | -0.051126 | -4.2808 | -172.3572 | 0.018808 | 0.69625 | 0.28796 | 1.0981 | 21.9305 | -0.082245 | -0.10857 | -0.10157 | -0.082245 | -0.081476 | -2.3892 | -2.7387 | -3.116 | -2.3892 | -2.4171 | -3.1901 | -3.5305 | -4.2103 | -3.1901 | -3.2418 | 0.018808 | 0.69625 | 0.28796 | 1.0981 | 21.9305 | -0.082245 | -0.10857 | -0.10157 | -0.082245 | -0.081476 | -2.3892 | -2.7387 | -3.116 | -2.3892 | -2.4171 | -3.1901 | -3.5305 | -4.2103 | -3.1901 | -3.2418
Single | Single | Single | South/Central | GA | Macon-Middle.Georgia.Rgnl.AP.722170 | 3 | 1376995 | 45.3791 | 17.5519 | 70.077 | 45.2726 | 24.8044 | 1375.75 | -16.0678 | -336.78 | -8.5544 | -7.5134 | -411.7345 | -17.4674 | -355.36 | -9.9524 | -7.5149 | -429.835 | -17.0952 | -375.42 | -8.0753 | -9.0199 | -465.9787 | -16.0678 | -336.78 | -8.5544 | -7.5134 | -411.7345 | -16.0269 | -338.26 | -8.3931 | -7.6338 | -414.4822 | 0.018808 | 0.8535 | 0.33012 | 1.318 | 25.8756 | -0.30221 | -0.32853 | -0.32153 | -0.30221 | -0.30144 | -6.3343 | -6.6837 | -7.061 | -6.3343 | -6.3621 | -7.744 | -8.0845 | -8.7643 | -7.744 | -7.7957 | 0.018808 | 0.8535 | 0.33012 | 1.318 | 25.8756 | -0.30221 | -0.32853 | -0.32153 | -0.30221 | -0.30144 | -6.3343 | -6.6837 | -7.061 | -6.3343 | -6.3621 | -7.744 | -8.0845 | -8.7643 | -7.744 | -7.7957
1 | 0.35 | 0.47 | South/Central | TN | Memphis.Intl.AP.723340 | 3 | 1295447 | 46.4081 | 14.888 | 67.0787 | 45.7948 | 21.284 | 1027.3 | 0.59805 | -49.2 | 3.279 | -2.681 | -65.2215 | -1.1036 | -64.24 | 1.5917 | -2.6952 | -87.5662 | -0.46354 | -88.98 | 3.7285 | -4.1921 | -120.0299 | 0.59805 | -49.2 | 3.279 | -2.681 | -65.2215 | 0.70101 | -50.68 | 3.4979 | -2.7969 | -67.0469 | 0.017694 | 0.82117 | 0.26343 | 1.1869 | 18.1775 | 0.010582 | -0.019527 | -0.008202 | 0.010582 | 0.012404 | -0.87057 | -1.1367 | -1.5745 | -0.87057 | -0.89676 | -1.1541 | -1.5494 | -2.1239 | -1.1541 | -1.1864 | 0.017694 | 0.82117 | 0.26343 | 1.1869 | 18.1775 | 0.010582 | -0.019527 | -0.008202 | 0.010582 | 0.012404 | -0.87057 | -1.1367 | -1.5745 | -0.87057 | -0.89676 | -1.1541 | -1.5494 | -2.1239 | -1.1541 | -1.1864
2 | 0.35 | 0.42 | South/Central | TN | Memphis.Intl.AP.723340 | 3 | 1295447 | 47.3452 | 14.2309 | 67.1445 | 46.7195 | 20.4251 | 1010.43 | 0.53222 | -32.33 | 2.3543 | -1.8221 | -42.7042 | -1.1694 | -47.37 | 0.66698 | -1.8364 | -65.0489 | -0.52936 | -72.11 | 2.8038 | -3.3332 | -97.5126 | 0.53222 | -32.33 | 2.3543 | -1.8221 | -42.7042 | 0.63519 | -33.81 | 2.5732 | -1.938 | -44.5295 | 0.017694 | 0.83775 | 0.25181 | 1.1881 | 17.879 | 0.0094174 | -0.020692 | -0.0093667 | 0.0094174 | 0.011239 | -0.57206 | -0.83819 | -1.2759 | -0.57206 | -0.59825 | -0.75563 | -1.151 | -1.7254 | -0.75563 | -0.78793 | 0.017694 | 0.83775 | 0.25181 | 1.1881 | 17.879 | 0.0094174 | -0.020692 | -0.0093667 | 0.0094174 | 0.011239 | -0.57206 | -0.83819 | -1.2759 | -0.57206 | -0.59825 | -0.75563 | -1.151 | -1.7254 | -0.75563 | -0.78793
3 | 0.35 | 0.37 | South/Central | TN | Memphis.Intl.AP.723340 | 3 | 1295447 | 48.2811 | 13.6545 | 67.3078 | 47.6431 | 19.6647 | 996.41 | 0.36899 | -18.31 | 1.4307 | -1.0617 | -24.1231 | -1.3326 | -33.35 | -0.25665 | -1.076 | -46.4678 | -0.69259 | -58.09 | 1.8802 | -2.5728 | -78.9315 | 0.36899 | -18.31 | 1.4307 | -1.0617 | -24.1231 | 0.47196 | -19.79 | 1.6496 | -1.1776 | -25.9484 | 0.017694 | 0.85431 | 0.24161 | 1.191 | 17.6309 | 0.0065291 | -0.02358 | -0.012255 | 0.0065291 | 0.0083511 | -0.32399 | -0.59011 | -1.0279 | -0.32399 | -0.35017 | -0.42684 | -0.82222 | -1.3967 | -0.42684 | -0.45914 | 0.017694 | 0.85431 | 0.24161 | 1.191 | 17.6309 | 0.0065291 | -0.02358 | -0.012255 | 0.0065291 | 0.0083511 | -0.32399 | -0.59011 | -1.0279 | -0.32399 | -0.35017 | -0.42684 | -0.82222 | -1.3967 | -0.42684 | -0.45914
4 | 0.35 | 0.32 | South/Central | TN | Memphis.Intl.AP.723340 | 3 | 1295447 | 49.2976 | 13.0761 | 67.5505 | 48.6462 | 18.9044 | 983.11 | 0.12622 | -5.01 | 0.42759 | -0.30136 | -6.5702 | -1.5754 | -20.05 | -1.2597 | -0.31565 | -28.9149 | -0.93536 | -44.79 | 0.87709 | -1.8125 | -61.3786 | 0.12622 | -5.01 | 0.42759 | -0.30136 | -6.5702 | 0.22919 | -6.49 | 0.64648 | -0.41729 | -8.3956 | 0.017694 | 0.8723 | 0.23138 | 1.1953 | 17.3956 | 0.0022335 | -0.027876 | -0.016551 | 0.0022335 | 0.0040554 | -0.088649 | -0.35477 | -0.79254 | -0.088649 | -0.11484 | -0.11626 | -0.51163 | -1.0861 | -0.11626 | -0.14856 | 0.017694 | 0.8723 | 0.23138 | 1.1953 | 17.3956 | 0.0022335 | -0.027876 | -0.016551 | 0.0022335 | 0.0040554 | -0.088649 | -0.35477 | -0.79254 | -0.088649 | -0.11484 | -0.11626 | -0.51163 | -1.0861 | -0.11626 | -0.14856
5 | 0.35 | 0.27 | South/Central | TN | Memphis.Intl.AP.723340 | 3 | 1295447 | 49.9929 | 12.7294 | 67.7528 | 49.3323 | 18.4205 | 975.05 | -0.076046 | 3.05 | -0.25853 | 0.18248 | 3.9834 | -1.7777 | -11.99 | -1.9459 | 0.1682 | -18.3613 | -1.1376 | -36.73 | 0.19098 | -1.3286 | -50.825 | -0.076046 | 3.05 | -0.25853 | 0.18248 | 3.9834 | 0.02692 | 1.57 | -0.039634 | 0.066554 | 2.158 | 0.017694 | 0.8846 | 0.22524 | 1.1989 | 17.253 | -0.0013456 | -0.031455 | -0.02013 | -0.0013456 | 0.00047634 | 0.053968 | -0.21216 | -0.64992 | 0.053968 | 0.02778 | 0.070484 | -0.32489 | -0.89932 | 0.070484 | 0.038185 | 0.017694 | 0.8846 | 0.22524 | 1.1989 | 17.253 | -0.0013456 | -0.031455 | -0.02013 | -0.0013456 | 0.00047634 | 0.053968 | -0.21216 | -0.64992 | 0.053968 | 0.02778 | 0.070484 | -0.32489 | -0.89932 | 0.070484 | 0.038185
6 | 0.35 | 0.23 | South/Central | TN | Memphis.Intl.AP.723340 | 3 | 1295447 | 50.4154 | 12.5514 | 67.9008 | 49.7493 | 18.1516 | 970.87 | -0.22408 | 7.23 | -0.6755 | 0.45141 | 9.3898 | -1.9257 | -7.81 | -2.3628 | 0.43713 | -12.9549 | -1.2857 | -32.55 | -0.22599 | -1.0597 | -45.4186 | -0.22408 | 7.23 | -0.6755 | 0.45141 | 9.3898 | -0.12112 | 5.75 | -0.4566 | 0.33549 | 7.5645 | 0.017694 | 0.89207 | 0.22209 | 1.2015 | 17.179 | -0.003965 | -0.034074 | -0.022749 | -0.003965 | -0.0021431 | 0.12793 | -0.13819 | -0.57596 | 0.12793 | 0.10174 | 0.16615 | -0.22923 | -0.80366 | 0.16615 | 0.13385 | 0.017694 | 0.89207 | 0.22209 | 1.2015 | 17.179 | -0.003965 | -0.034074 | -0.022749 | -0.003965 | -0.0021431 | 0.12793 | -0.13819 | -0.57596 | 0.12793 | 0.10174 | 0.16615 | -0.22923 | -0.80366 | 0.16615 | 0.13385
7 | 0.35 | 0.19 | South/Central | TN | Memphis.Intl.AP.723340 | 3 | 1295447 | 51.3923 | 12.0495 | 68.2004 | 50.7133 | 17.4871 | 960.04 | -0.52363 | 18.06 | -1.6395 | 1.1159 | 23.6025 | -2.2252 | 3.02 | -3.3268 | 1.1016 | 1.2578 | -1.5852 | -21.72 | -1.19 | -0.3952 | -31.2059 | -0.52363 | 18.06 | -1.6395 | 1.1159 | 23.6025 | -0.42066 | 16.58 | -1.4206 | 0.99996 | 21.7772 | 0.017694 | 0.90936 | 0.21321 | 1.2068 | 16.9874 | -0.0092653 | -0.039374 | -0.028049 | -0.0092653 | -0.0074433 | 0.31956 | 0.053437 | -0.38432 | 0.31956 | 0.29337 | 0.41763 | 0.022256 | -0.55217 | 0.41763 | 0.38534 | 0.017694 | 0.90936 | 0.21321 | 1.2068 | 16.9874 | -0.0092653 | -0.039374 | -0.028049 | -0.0092653 | -0.0074433 | 0.31956 | 0.053437 | -0.38432 | 0.31956 | 0.29337 | 0.41763 | 0.022256 | -0.55217 | 0.41763 | 0.38534
8 | 0.35 | 0.17 | South/Central | TN | Memphis.Intl.AP.723340 | 3 | 1295447 | 51.9056 | 11.7883 | 68.3564 | 51.2198 | 17.1365 | 954.33 | -0.67961 | 23.77 | -2.1461 | 1.4665 | 31.1278 | -2.3812 | 8.73 | -3.8334 | 1.4522 | 8.7831 | -1.7412 | -16.01 | -1.6966 | -0.044617 | -23.6806 | -0.67961 | 23.77 | -2.1461 | 1.4665 | 31.1278 | -0.57664 | 22.29 | -1.9272 | 1.3505 | 29.3024 | 0.017694 | 0.91844 | 0.20859 | 1.2095 | 16.8864 | -0.012025 | -0.042134 | -0.030809 | -0.012025 | -0.010203 | 0.4206 | 0.15447 | -0.28329 | 0.4206 | 0.39441 | 0.55079 | 0.15541 | -0.41902 | 0.55079 | 0.51849 | 0.017694 | 0.91844 | 0.20859 | 1.2095 | 16.8864 | -0.012025 | -0.042134 | -0.030809 | -0.012025 | -0.010203 | 0.4206 | 0.15447 | -0.28329 | 0.4206 | 0.39441 | 0.55079 | 0.15541 | -0.41902 | 0.55079 | 0.51849
9 | 0.33 | 0.47 | South/Central | TN | Memphis.Intl.AP.723340 | 3 | 1295447 | 45.7418 | 14.9134 | 66.4289 | 45.137 | 21.2919 | 1021.82 | 1.2479 | -43.72 | 3.9368 | -2.6889 | -57.0532 | -0.45375 | -58.76 | 2.2495 | -2.7032 | -79.3979 | 0.18628 | -83.5 | 4.3863 | -4.2 | -111.8616 | 1.2479 | -43.72 | 3.9368 | -2.6889 | -57.0532 | 1.3508 | -45.2 | 4.1557 | -2.8048 | -58.8786 | 0.017694 | 0.80938 | 0.26388 | 1.1754 | 18.0806 | 0.02208 | -0.0080288 | 0.0032961 | 0.02208 | 0.023902 | -0.7736 | -1.0397 | -1.4775 | -0.7736 | -0.79979 | -1.0095 | -1.4049 | -1.9793 | -1.0095 | -1.0418 | 0.017694 | 0.80938 | 0.26388 | 1.1754 | 18.0806 | 0.02208 | -0.0080288 | 0.0032961 | 0.02208 | 0.023902 | -0.7736 | -1.0397 | -1.4775 | -0.7736 | -0.79979 | -1.0095 | -1.4049 | -1.9793 | -1.0095 | -1.0418
10 | 0.33 | 0.42 | South/Central | TN | Memphis.Intl.AP.723340 | 3 | 1295447 | 46.6754 | 14.2506 | 66.4844 | 46.0583 | 20.4261 | 1004.73 | 1.1924 | -26.63 | 3.0155 | -1.8231 | -34.2141 | -0.50924 | -41.67 | 1.3282 | -1.8374 | -56.5588 | 0.13079 | -66.41 | 3.465 | -3.3342 | -89.0225 | 1.1924 | -26.63 | 3.0155 | -1.8231 | -34.2141 | 1.2953 | -28.11 | 3.2344 | -1.939 | -36.0395 | 0.017694 | 0.8259 | 0.25216 | 1.1764 | 17.7782 | 0.021098 | -0.0090107 | 0.0023142 | 0.021098 | 0.02292 | -0.4712 | -0.73733 | -1.1751 | -0.4712 | -0.49739 | -0.6054 | -1.0008 | -1.5752 | -0.6054 | -0.6377 | 0.017694 | 0.8259 | 0.25216 | 1.1764 | 17.7782 | 0.021098 | -0.0090107 | 0.0023142 | 0.021098 | 0.02292 | -0.4712 | -0.73733 | -1.1751 | -0.4712 | -0.49739 | -0.6054 | -1.0008 | -1.5752 | -0.6054 | -0.6377
11 | 0.33 | 0.37 | South/Central | TN | Memphis.Intl.AP.723340 | 3 | 1295447 | 47.6109 | 13.6742 | 66.6473 | 46.9816 | 19.6657 | 990.71 | 1.0295 | -12.61 | 2.0921 | -1.0627 | -15.627 | -0.67212 | -27.65 | 0.40482 | -1.0769 | -37.9717 | -0.032092 | -52.39 | 2.5417 | -2.5737 | -70.4354 | 1.0295 | -12.61 | 2.0921 | -1.0627 | -15.627 | 1.1325 | -14.09 | 2.311 | -1.1786 | -17.4523 | 0.017694 | 0.84245 | 0.24196 | 1.1793 | 17.5301 | 0.018216 | -0.011893 | -0.00056785 | 0.018216 | 0.020038 | -0.22313 | -0.48925 | -0.92701 | -0.22313 | -0.24932 | -0.27651 | -0.67189 | -1.2463 | -0.27651 | -0.30881 | 0.017694 | 0.84245 | 0.24196 | 1.1793 | 17.5301 | 0.018216 | -0.011893 | -0.00056785 | 0.018216 | 0.020038 | -0.22313 | -0.48925 | -0.92701 | -0.22313 | -0.24932 | -0.27651 | -0.67189 | -1.2463 | -0.27651 | -0.30881
12 | 0.33 | 0.32 | South/Central | TN | Memphis.Intl.AP.723340 | 3 | 1295447 | 48.6239 | 13.0923 | 66.8822 | 47.9813 | 18.9009 | 977.24 | 0.79458 | 0.86 | 1.0925 | -0.29788 | 2.1485 | -0.90702 | -14.18 | -0.59486 | -0.31217 | -20.1962 | -0.267 | -38.92 | 1.542 | -1.809 | -52.6599 | 0.79458 | 0.86 | 1.0925 | -0.29788 | 2.1485 | 0.89755 | -0.62 | 1.3114 | -0.41381 | 0.32311 | 0.017694 | 0.86037 | 0.23166 | 1.1834 | 17.2917 | 0.01406 | -0.016049 | -0.0047244 | 0.01406 | 0.015882 | 0.015217 | -0.25091 | -0.68867 | 0.015217 | -0.010971 | 0.038016 | -0.35736 | -0.93179 | 0.038016 | 0.0057173 | 0.017694 | 0.86037 | 0.23166 | 1.1834 | 17.2917 | 0.01406 | -0.016049 | -0.0047244 | 0.01406 | 0.015882 | 0.015217 | -0.25091 | -0.68867 | 0.015217 | -0.010971 | 0.038016 | -0.35736 | -0.93179 | 0.038016 | 0.0057173
13 | 0.33 | 0.27 | South/Central | TN | Memphis.Intl.AP.723340 | 3 | 1295447 | 49.3131 | 12.7394 | 67.0727 | 48.6613 | 18.4114 | 968.99 | 0.60409 | 9.11 | 0.41248 | 0.19161 | 13.0076 | -1.0975 | -5.93 | -1.2748 | 0.17733 | -9.3371 | -0.45749 | -30.67 | 0.86199 | -1.3195 | -41.8008 | 0.60409 | 9.11 | 0.41248 | 0.19161 | 13.0076 | 0.70706 | 7.63 | 0.63138 | 0.075682 | 11.1823 | 0.017694 | 0.87257 | 0.22542 | 1.1868 | 17.1458 | 0.010689 | -0.01942 | -0.0080951 | 0.010689 | 0.012511 | 0.1612 | -0.10493 | -0.54269 | 0.1612 | 0.13501 | 0.23016 | -0.16521 | -0.73964 | 0.23016 | 0.19786 | 0.017694 | 0.87257 | 0.22542 | 1.1868 | 17.1458 | 0.010689 | -0.01942 | -0.0080951 | 0.010689 | 0.012511 | 0.1612 | -0.10493 | -0.54269 | 0.1612 | 0.13501 | 0.23016 | -0.16521 | -0.73964 | 0.23016 | 0.19786
14 | 0.33 | 0.23 | South/Central | TN | Memphis.Intl.AP.723340 | 3 | 1295447 | 49.7322 | 12.5577 | 67.2139 | 49.0748 | 18.1391 | 964.66 | 0.46286 | 13.44 | -0.0010759 | 0.46393 | 18.594 | -1.2388 | -1.6 | -1.6884 | 0.44965 | -3.7507 | -0.59873 | -26.34 | 0.44843 | -1.0472 | -36.2144 | 0.46286 | 13.44 | -0.0010759 | 0.46393 | 18.594 | 0.56582 | 11.96 | 0.21782 | 0.348 | 16.7687 | 0.017694 | 0.87999 | 0.2222 | 1.1893 | 17.0691 | 0.00819 | -0.021919 | -0.010594 | 0.00819 | 0.010012 | 0.23781 | -0.028311 | -0.46607 | 0.23781 | 0.21163 | 0.32901 | -0.066366 | -0.64079 | 0.32901 | 0.29671 | 0.017694 | 0.87999 | 0.2222 | 1.1893 | 17.0691 | 0.00819 | -0.021919 | -0.010594 | 0.00819 | 0.010012 | 0.23781 | -0.028311 | -0.46607 | 0.23781 | 0.21163 | 0.32901 | -0.066366 | -0.64079 | 0.32901 | 0.29671
15 | 0.33 | 0.19 | South/Central | TN | Memphis.Intl.AP.723340 | 3 | 1295447 | 50.7125 | 12.055 | 67.5061 | 50.0423 | 17.4639 | 953.55 | 0.17063 | 24.55 | -0.96851 | 1.1391 | 33.1928 | -1.531 | 9.51 | -2.6558 | 1.1248 | 10.8481 | -0.89096 | -15.23 | -0.519 | -0.37196 | -21.6156 | 0.17063 | 24.55 | -0.96851 | 1.1391 | 33.1928 | 0.27359 | 23.07 | -0.74961 | 1.0232 | 31.3675 | 0.017694 | 0.89733 | 0.21331 | 1.1945 | 16.8726 | 0.0030191 | -0.02709 | -0.015765 | 0.0030191 | 0.0048411 | 0.4344 | 0.16827 | -0.26949 | 0.4344 | 0.40821 | 0.58733 | 0.19195 | -0.38248 | 0.58733 | 0.55503 | 0.017694 | 0.89733 | 0.21331 | 1.1945 | 16.8726 | 0.0030191 | -0.02709 | -0.015765 | 0.0030191 | 0.0048411 | 0.4344 | 0.16827 | -0.26949 | 0.4344 | 0.40821 | 0.58733 | 0.19195 | -0.38248 | 0.58733 | 0.55503
16 | 0.33 | 0.17 | South/Central | TN | Memphis.Intl.AP.723340 | 3 | 1295447 | 51.2254 | 11.7945 | 67.6688 | 50.5483 | 17.1205 | 948.05 | 0.0079638 | 30.05 | -1.4746 | 1.4825 | 40.4367 | -1.6936 | 15.01 | -3.1619 | 1.4683 | 18.092 | -1.0536 | -9.73 | -1.0251 | -0.028548 | -14.3717 | 0.0079638 | 30.05 | -1.4746 | 1.4825 | 40.4367 | 0.11093 | 28.57 | -1.2557 | 1.3666 | 38.6114 | 0.017694 | 0.90641 | 0.2087 | 1.1974 | 16.7752 | 0.00014092 | -0.029968 | -0.018643 | 0.00014092 | 0.0019629 | 0.53172 | 0.26559 | -0.17217 | 0.53172 | 0.50553 | 0.71551 | 0.32013 | -0.2543 | 0.71551 | 0.68321 | 0.017694 | 0.90641 | 0.2087 | 1.1974 | 16.7752 | 0.00014092 | -0.029968 | -0.018643 | 0.00014092 | 0.0019629 | 0.53172 | 0.26559 | -0.17217 | 0.53172 | 0.50553 | 0.71551 | 0.32013 | -0.2543 | 0.71551 | 0.68321
17 | 0.3 | 0.47 | South/Central | TN | Memphis.Intl.AP.723340 | 3 | 1295447 | 44.7328 | 14.953 | 65.4451 | 44.1411 | 21.304 | 1013.54 | 2.2316 | -35.44 | 4.9326 | -2.701 | -44.6879 | 0.53004 | -50.48 | 3.2453 | -2.7153 | -67.0326 | 1.1701 | -75.22 | 5.3821 | -4.2121 | -99.4963 | 2.2316 | -35.44 | 4.9326 | -2.701 | -44.6879 | 2.3346 | -36.92 | 5.1515 | -2.8169 | -46.5132 | 0.017694 | 0.79152 | 0.26459 | 1.158 | 17.9341 | 0.039488 | 0.0093787 | 0.020704 | 0.039488 | 0.04131 | -0.62709 | -0.89322 | -1.331 | -0.62709 | -0.65328 | -0.79073 | -1.1861 | -1.7605 | -0.79073 | -0.82303 | 0.017694 | 0.79152 | 0.26459 | 1.158 | 17.9341 | 0.039488 | 0.0093787 | 0.020704 | 0.039488 | 0.04131 | -0.62709 | -0.89322 | -1.331 | -0.62709 | -0.65328 | -0.79073 | -1.1861 | -1.7605 | -0.79073 | -0.82303
18 | 0.3 | 0.42 | South/Central | TN | Memphis.Intl.AP.723340 | 3 | 1295447 | 45.6653 | 14.2856 | 65.4928 | 45.0613 | 20.4315 | 996.25 | 2.1839 | -18.15 | 4.0124 | -1.8285 | -21.5657 | 0.48234 | -33.19 | 2.3251 | -1.8428 | -43.9104 | 1.1224 | -57.93 | 4.4619 | -3.3396 | -76.3741 | 2.1839 | -18.15 | 4.0124 | -1.8285 | -21.5657 | 2.2869 | -19.63 | 4.2313 | -1.9444 | -23.391 | 0.017694 | 0.80802 | 0.25278 | 1.1589 | 17.6281 | 0.038644 | 0.0085347 | 0.01986 | 0.038644 | 0.040466 | -0.32115 | -0.58728 | -1.025 | -0.32115 | -0.34734 | -0.38159 | -0.77697 | -1.3514 | -0.38159 | -0.41389 | 0.017694 | 0.80802 | 0.25278 | 1.1589 | 17.6281 | 0.038644 | 0.0085347 | 0.01986 | 0.038644 | 0.040466 | -0.32115 | -0.58728 | -1.025 | -0.32115 | -0.34734 | -0.38159 | -0.77697 | -1.3514 | -0.38159 | -0.41389
19 | 0.3 | 0.37 | South/Central | TN | Memphis.Intl.AP.723340 | 3 | 1295447 | 46.5856 | 13.7038 | 65.6412 | 45.9695 | 19.6717 | 982.11 | 2.0355 | -4.01 | 3.1043 | -1.0687 | -2.8116 | 0.33391 | -19.05 | 1.4169 | -1.083 | -25.1563 | 0.97394 | -43.79 | 3.5538 | -2.5798 | -57.62 | 2.0355 | -4.01 | 3.1043 | -1.0687 | -2.8116 | 2.1385 | -5.49 | 3.3232 | -1.1847 | -4.637 | 0.017694 | 0.82431 | 0.24248 | 1.1615 | 17.3779 | 0.036017 | 0.0059084 | 0.017233 | 0.036017 | 0.037839 | -0.070955 | -0.33708 | -0.77484 | -0.070955 | -0.097143 | -0.04975 | -0.44513 | -1.0196 | -0.04975 | -0.082049 | 0.017694 | 0.82431 | 0.24248 | 1.1615 | 17.3779 | 0.036017 | 0.0059084 | 0.017233 | 0.036017 | 0.037839 | -0.070955 | -0.33708 | -0.77484 | -0.070955 | -0.097143 | -0.04975 | -0.44513 | -1.0196 | -0.04975 | -0.082049
20 | 0.3 | 0.32 | South/Central | TN | Memphis.Intl.AP.723340 | 3 | 1295447 | 47.5978 | 13.1125 | 65.857 | 46.9684 | 18.8886 | 968.12 | 1.8197 | 9.98 | 2.1054 | -0.28563 | 15.7096 | 0.11813 | -5.06 | 0.41805 | -0.29991 | -6.6351 | 0.75816 | -29.8 | 2.5549 | -1.7967 | -39.0988 | 1.8197 | 9.98 | 2.1054 | -0.28563 | 15.7096 | 1.9227 | 8.5 | 2.3243 | -0.40156 | 13.8843 | 0.017694 | 0.84222 | 0.23202 | 1.1653 | 17.1304 | 0.032199 | 0.0020903 | 0.013415 | 0.032199 | 0.034021 | 0.17659 | -0.089534 | -0.5273 | 0.17659 | 0.1504 | 0.27797 | -0.1174 | -0.69183 | 0.27797 | 0.24567 | 0.017694 | 0.84222 | 0.23202 | 1.1653 | 17.1304 | 0.032199 | 0.0020903 | 0.013415 | 0.032199 | 0.034021 | 0.17659 | -0.089534 | -0.5273 | 0.17659 | 0.1504 | 0.27797 | -0.1174 | -0.69183 | 0.27797 | 0.24567
21 | 0.3 | 0.27 | South/Central | TN | Memphis.Intl.AP.723340 | 3 | 1295447 | 48.2777 | 12.7644 | 66.0423 | 47.6393 | 18.403 | 959.86 | 1.6344 | 18.24 | 1.4344 | 0.20001 | 26.5309 | -0.067163 | 3.2 | -0.25289 | 0.18573 | 4.1862 | 0.57286 | -21.54 | 1.8839 | -1.3111 | -28.2775 | 1.6344 | 18.24 | 1.4344 | 0.20001 | 26.5309 | 1.7374 | 16.76 | 1.6533 | 0.084081 | 24.7056 | 0.017694 | 0.85425 | 0.22586 | 1.1686 | 16.9842 | 0.028921 | -0.0011884 | 0.010137 | 0.028921 | 0.030743 | 0.32275 | 0.056622 | -0.38114 | 0.32275 | 0.29656 | 0.46945 | 0.074073 | -0.50035 | 0.46945 | 0.43715 | 0.017694 | 0.85425 | 0.22586 | 1.1686 | 16.9842 | 0.028921 | -0.0011884 | 0.010137 | 0.028921 | 0.030743 | 0.32275 | 0.056622 | -0.38114 | 0.32275 | 0.29656 | 0.46945 | 0.074073 | -0.50035 | 0.46945 | 0.43715
22 | 0.3 | 0.23 | South/Central | TN | Memphis.Intl.AP.723340 | 3 | 1295447 | 48.6972 | 12.5774 | 66.1786 | 48.0532 | 18.1254 | 955.4 | 1.4982 | 22.7 | 1.0206 | 0.47759 | 32.3246 | -0.20343 | 7.66 | -0.66674 | 0.46331 | 9.9799 | 0.4366 | -17.08 | 1.4701 | -1.0335 | -22.4838 | 1.4982 | 22.7 | 1.0206 | 0.47759 | 32.3246 | 1.6011 | 21.22 | 1.2395 | 0.36167 | 30.4993 | 0.017694 | 0.86167 | 0.22255 | 1.171 | 16.9053 | 0.026509 | -0.0035996 | 0.0077253 | 0.026509 | 0.028331 | 0.40166 | 0.13554 | -0.30222 | 0.40166 | 0.37548 | 0.57197 | 0.17659 | -0.39784 | 0.57197 | 0.53967 | 0.017694 | 0.86167 | 0.22255 | 1.171 | 16.9053 | 0.026509 | -0.0035996 | 0.0077253 | 0.026509 | 0.028331 | 0.40166 | 0.13554 | -0.30222 | 0.40166 | 0.37548 | 0.57197 | 0.17659 | -0.39784 | 0.57197 | 0.53967
23 | 0.3 | 0.19 | South/Central | TN | Memphis.Intl.AP.723340 | 3 | 1295447 | 49.6687 | 12.0646 | 66.4519 | 49.0119 | 17.44 | 943.92 | 1.2249 | 34.18 | 0.06191 | 1.163 | 47.4441 | -0.47674 | 19.14 | -1.6254 | 1.1487 | 25.0994 | 0.16329 | -5.6 | 0.51142 | -0.34813 | -7.3643 | 1.2249 | 34.18 | 0.06191 | 1.163 | 47.4441 | 1.3278 | 32.7 | 0.2808 | 1.047 | 45.6188 | 0.017694 | 0.87886 | 0.21348 | 1.1758 | 16.7022 | 0.021673 | -0.0084356 | 0.0028893 | 0.021673 | 0.023495 | 0.6048 | 0.33867 | -0.099089 | 0.6048 | 0.57861 | 0.8395 | 0.44412 | -0.13031 | 0.8395 | 0.8072 | 0.017694 | 0.87886 | 0.21348 | 1.1758 | 16.7022 | 0.021673 | -0.0084356 | 0.0028893 | 0.021673 | 0.023495 | 0.6048 | 0.33867 | -0.099089 | 0.6048 | 0.57861 | 0.8395 | 0.44412 | -0.13031 | 0.8395 | 0.8072
24 | 0.3 | 0.17 | South/Central | TN | Memphis.Intl.AP.723340 | 3 | 1295447 | 50.1869 | 11.7996 | 66.6152 | 49.5233 | 17.0919 | 938.32 | 1.0616 | 39.78 | -0.44951 | 1.5111 | 54.8084 | -0.64003 | 24.74 | -2.1368 | 1.4968 | 32.4637 | 0 | 0 | 0 | 0 | 0 | 1.0616 | 39.78 | -0.44951 | 1.5111 | 54.8084 | 1.1645 | 38.3 | -0.23061 | 1.3952 | 52.9831 | 0.017694 | 0.88803 | 0.20879 | 1.1787 | 16.6031 | 0.018784 | -0.011325 | 0 | 0.018784 | 0.020606 | 0.70389 | 0.43776 | 0 | 0.70389 | 0.6777 | 0.96981 | 0.57443 | 0 | 0.96981 | 0.93751 | 0.017694 | 0.88803 | 0.20879 | 1.1787 | 16.6031 | 0.018784 | -0.011325 | 0 | 0.018784 | 0.020606 | 0.70389 | 0.43776 | 0 | 0.70389 | 0.6777 | 0.96981 | 0.57443 | 0 | 0.96981 | 0.93751
25 | 0.28 | 0.47 | South/Central | TN | Memphis.Intl.AP.723340 | 3 | 1295447 | 44.2384 | 14.8384 | 64.7868 | 43.6531 | 21.1337 | 1004.38 | 2.8899 | -26.28 | 5.4207 | -2.5307 | -31.562 | 1.1883 | -41.32 | 3.7334 | -2.545 | -53.9067 | 1.8284 | -66.06 | 5.8702 | -4.0418 | -86.3704 | 2.8899 | -26.28 | 5.4207 | -2.5307 | -31.562 | 2.9929 | -27.76 | 5.6396 | -2.6467 | -33.3873 | 0.017694 | 0.78278 | 0.26256 | 1.1464 | 17.772 | 0.051136 | 0.021027 | 0.032352 | 0.051136 | 0.052958 | -0.46501 | -0.73114 | -1.1689 | -0.46501 | -0.4912 | -0.55847 | -0.95385 | -1.5283 | -0.55847 | -0.59077 | 0.017694 | 0.78278 | 0.26256 | 1.1464 | 17.772 | 0.051136 | 0.021027 | 0.032352 | 0.051136 | 0.052958 | -0.46501 | -0.73114 | -1.1689 | -0.46501 | -0.4912 | -0.55847 | -0.95385 | -1.5283 | -0.55847 | -0.59077
26 | 0.28 | 0.42 | South/Central | TN | Memphis.Intl.AP.723340 | 3 | 1295447 | 45.0189 | 14.2766 | 64.8138 | 44.4233 | 20.3906 | 989.52 | 2.8629 | -11.42 | 4.6505 | -1.7876 | -11.692 | 1.1613 | -26.46 | 2.9632 | -1.8019 | -34.0367 | 1.8014 | -51.2 | 5.1 | -3.2987 | -66.5004 | 2.8629 | -11.42 | 4.6505 | -1.7876 | -11.692 | 2.9659 | -12.9 | 4.8694 | -1.9035 | -13.5173 | 0.017694 | 0.79659 | 0.25262 | 1.1468 | 17.509 | 0.050658 | 0.020549 | 0.031874 | 0.050658 | 0.05248 | -0.20207 | -0.4682 | -0.90596 | -0.20207 | -0.22826 | -0.20688 | -0.60226 | -1.1767 | -0.20688 | -0.23918 | 0.017694 | 0.79659 | 0.25262 | 1.1468 | 17.509 | 0.050658 | 0.020549 | 0.031874 | 0.050658 | 0.05248 | -0.20207 | -0.4682 | -0.90596 | -0.20207 | -0.22826 | -0.20688 | -0.60226 | -1.1767 | -0.20688 | -0.23918
27 | 0.28 | 0.37 | South/Central | TN | Memphis.Intl.AP.723340 | 3 | 1295447 | 45.7859 | 13.7901 | 64.9281 | 45.1802 | 19.748 | 977.47 | 2.7486 | 0.63 | 3.8936 | -1.145 | 4.3156 | 1.047 | -14.41 | 2.2063 | -1.1593 | -18.0291 | 1.687 | -39.15 | 4.3431 | -2.6561 | -50.4928 | 2.7486 | 0.63 | 3.8936 | -1.145 | 4.3156 | 2.8516 | -0.85 | 4.1125 | -1.2609 | 2.4903 | 0.017694 | 0.81016 | 0.24401 | 1.1489 | 17.2958 | 0.048635 | 0.018526 | 0.029851 | 0.048635 | 0.050457 | 0.011148 | -0.25498 | -0.69274 | 0.011148 | -0.01504 | 0.076362 | -0.31902 | -0.89344 | 0.076362 | 0.044064 | 0.017694 | 0.81016 | 0.24401 | 1.1489 | 17.2958 | 0.048635 | 0.018526 | 0.029851 | 0.048635 | 0.050457 | 0.011148 | -0.25498 | -0.69274 | 0.011148 | -0.01504 | 0.076362 | -0.31902 | -0.89344 | 0.076362 | 0.044064
28 | 0.28 | 0.32 | South/Central | TN | Memphis.Intl.AP.723340 | 3 | 1295447 | 46.6917 | 13.2572 | 65.1156 | 46.074 | 19.0416 | 964.77 | 2.5612 | 13.33 | 2.9998 | -0.43859 | 21.1151 | 0.85957 | -1.71 | 1.3124 | -0.45287 | -1.2296 | 1.4996 | -26.45 | 3.4493 | -1.9497 | -33.6933 | 2.5612 | 13.33 | 2.9998 | -0.43859 | 21.1151 | 2.6641 | 11.85 | 3.2187 | -0.55451 | 19.2898 | 0.017694 | 0.82618 | 0.23458 | 1.1522 | 17.0711 | 0.045319 | 0.01521 | 0.026535 | 0.045319 | 0.047141 | 0.23587 | -0.030258 | -0.46802 | 0.23587 | 0.20968 | 0.37362 | -0.021756 | -0.59618 | 0.37362 | 0.34132 | 0.017694 | 0.82618 | 0.23458 | 1.1522 | 17.0711 | 0.045319 | 0.01521 | 0.026535 | 0.045319 | 0.047141 | 0.23587 | -0.030258 | -0.46802 | 0.23587 | 0.20968 | 0.37362 | -0.021756 | -0.59618 | 0.37362 | 0.34132
29 | 0.28 | 0.27 | South/Central | TN | Memphis.Intl.AP.723340 | 3 | 1295447 | 47.4072 | 12.8903 | 65.3176 | 46.7801 | 18.5376 | 956.29 | 2.3591 | 21.81 | 2.2937 | 0.065432 | 32.2202 | 0.65751 | 6.77 | 0.60636 | 0.051148 | 9.8755 | 1.2975 | -17.97 | 2.7432 | -1.4457 | -22.5882 | 2.3591 | 21.81 | 2.2937 | 0.065432 | 32.2202 | 2.4621 | 20.33 | 2.5126 | -0.050496 | 30.3948 | 0.017694 | 0.83885 | 0.22809 | 1.1558 | 16.921 | 0.041743 | 0.011634 | 0.022959 | 0.041743 | 0.043565 | 0.38592 | 0.11979 | -0.31797 | 0.38592 | 0.35973 | 0.57012 | 0.17474 | -0.39969 | 0.57012 | 0.53782 | 0.017694 | 0.83885 | 0.22809 | 1.1558 | 16.921 | 0.041743 | 0.011634 | 0.022959 | 0.041743 | 0.043565 | 0.38592 | 0.11979 | -0.31797 | 0.38592 | 0.35973 | 0.57012 | 0.17474 | -0.39969 | 0.57012 | 0.53782
30 | 0.28 | 0.23 | South/Central | TN | Memphis.Intl.AP.723340 | 3 | 1295447 | 47.9875 | 12.5928 | 65.4705 | 47.3527 | 18.1178 | 949.09 | 2.2063 | 29.01 | 1.7211 | 0.48518 | 41.6676 | 0.50467 | 13.97 | 0.033775 | 0.47089 | 19.3229 | 1.1447 | -10.77 | 2.1706 | -1.0259 | -13.1408 | 2.2063 | 29.01 | 1.7211 | 0.48518 | 41.6676 | 2.3092 | 27.53 | 1.94 | 0.36925 | 39.8423 | 0.017694 | 0.84911 | 0.22282 | 1.1585 | 16.7936 | 0.039039 | 0.0089298 | 0.020255 | 0.039039 | 0.040861 | 0.51332 | 0.24719 | -0.19057 | 0.51332 | 0.48713 | 0.73729 | 0.34191 | -0.23252 | 0.73729 | 0.70499 | 0.017694 | 0.84911 | 0.22282 | 1.1585 | 16.7936 | 0.039039 | 0.0089298 | 0.020255 | 0.039039 | 0.040861 | 0.51332 | 0.24719 | -0.19057 | 0.51332 | 0.48713 | 0.73729 | 0.34191 | -0.23252 | 0.73729 | 0.70499
31 | 0.28 | 0.19 | South/Central | TN | Memphis.Intl.AP.723340 | 3 | 1295447 | 48.9545 | 12.0808 | 65.7438 | 48.3069 | 17.437 | 937.72 | 1.933 | 40.38 | 0.76691 | 1.166 | 56.6643 | 0.23134 | 25.34 | -0.92041 | 1.1518 | 34.3196 | 0.87137 | 0.6 | 1.2164 | -0.34505 | 1.8559 | 1.933 | 40.38 | 0.76691 | 1.166 | 56.6643 | 2.0359 | 38.9 | 0.98581 | 1.0501 | 54.8389 | 0.017694 | 0.86622 | 0.21376 | 1.1633 | 16.5925 | 0.034203 | 0.0040935 | 0.015418 | 0.034203 | 0.036024 | 0.7145 | 0.44838 | 0.010617 | 0.7145 | 0.68831 | 1.0026 | 0.60727 | 0.032839 | 1.0026 | 0.97035 | 0.017694 | 0.86622 | 0.21376 | 1.1633 | 16.5925 | 0.034203 | 0.0040935 | 0.015418 | 0.034203 | 0.036024 | 0.7145 | 0.44838 | 0.010617 | 0.7145 | 0.68831 | 1.0026 | 0.60727 | 0.032839 | 1.0026 | 0.97035
32 | 0.28 | 0.17 | South/Central | TN | Memphis.Intl.AP.723340 | 3 | 1295447 | 49.467 | 11.8193 | 65.9049 | 48.8126 | 17.0923 | 932.16 | 1.7719 | 45.94 | 0.26114 | 1.5107 | 63.9634 | 0.070256 | 30.9 | -1.4262 | 1.4964 | 41.6187 | 0.71028 | 6.16 | 0.71064 | -0.00036264 | 9.155 | 1.7719 | 45.94 | 0.26114 | 1.5107 | 63.9634 | 1.8748 | 44.46 | 0.48003 | 1.3948 | 62.1381 | 0.017694 | 0.87529 | 0.20914 | 1.1662 | 16.4941 | 0.031352 | 0.0012431 | 0.012568 | 0.031352 | 0.033174 | 0.81288 | 0.54676 | 0.109 | 0.81288 | 0.7867 | 1.1318 | 0.73642 | 0.16199 | 1.1318 | 1.0995 | 0.017694 | 0.87529 | 0.20914 | 1.1662 | 16.4941 | 0.031352 | 0.0012431 | 0.012568 | 0.031352 | 0.033174 | 0.81288 | 0.54676 | 0.109 | 0.81288 | 0.7867 | 1.1318 | 0.73642 | 0.16199 | 1.1318 | 1.0995
33 | 0.27 | 0.47 | South/Central | TN | Memphis.Intl.AP.723340 | 3 | 1295447 | 43.9395 | 14.8226 | 64.456 | 43.358 | 21.098 | 1000.79 | 3.2208 | -22.69 | 5.7157 | -2.495 | -26.3204 | 1.5191 | -37.73 | 4.0284 | -2.5093 | -48.6651 | 2.1592 | -62.47 | 6.1652 | -4.0061 | -81.1288 | 3.2208 | -22.69 | 5.7157 | -2.495 | -26.3204 | 3.3237 | -24.17 | 5.9346 | -2.6109 | -28.1457 | 0.017694 | 0.77749 | 0.26228 | 1.1405 | 17.7085 | 0.05699 | 0.02688 | 0.038205 | 0.05699 | 0.058811 | -0.40149 | -0.66761 | -1.1054 | -0.40149 | -0.42768 | -0.46573 | -0.8611 | -1.4355 | -0.46573 | -0.49802 | 0.017694 | 0.77749 | 0.26228 | 1.1405 | 17.7085 | 0.05699 | 0.02688 | 0.038205 | 0.05699 | 0.058811 | -0.40149 | -0.66761 | -1.1054 | -0.40149 | -0.42768 | -0.46573 | -0.8611 | -1.4355 | -0.46573 | -0.49802
34 | 0.27 | 0.42 | South/Central | TN | Memphis.Intl.AP.723340 | 3 | 1295447 | 44.6901 | 14.2765 | 64.4747 | 44.0987 | 20.376 | 986.28 | 3.2021 | -8.18 | 4.9751 | -1.773 | -6.9191 | 1.5005 | -23.22 | 3.2877 | -1.7873 | -29.2638 | 2.1405 | -47.96 | 5.4246 | -3.2841 | -61.7275 | 3.2021 | -8.18 | 4.9751 | -1.773 | -6.9191 | 3.305 | -9.66 | 5.194 | -1.8889 | -8.7445 | 0.017694 | 0.79077 | 0.25262 | 1.1408 | 17.4517 | 0.056659 | 0.02655 | 0.037875 | 0.056659 | 0.058481 | -0.14474 | -0.41087 | -0.84863 | -0.14474 | -0.17093 | -0.12243 | -0.51781 | -1.0922 | -0.12243 | -0.15473 | 0.017694 | 0.79077 | 0.25262 | 1.1408 | 17.4517 | 0.056659 | 0.02655 | 0.037875 | 0.056659 | 0.058481 | -0.14474 | -0.41087 | -0.84863 | -0.14474 | -0.17093 | -0.12243 | -0.51781 | -1.0922 | -0.12243 | -0.15473
35 | 0.27 | 0.37 | South/Central | TN | Memphis.Intl.AP.723340 | 3 | 1295447 | 45.3396 | 13.8852 | 64.5966 | 44.7396 | 19.8569 | 976.81 | 3.0802 | 1.29 | 4.3341 | -1.254 | 5.6291 | 1.3786 | -13.75 | 2.6468 | -1.2682 | -16.7156 | 2.0186 | -38.49 | 4.7836 | -2.765 | -49.1793 | 3.0802 | 1.29 | 4.3341 | -1.254 | 5.6291 | 3.1831 | -0.19 | 4.553 | -1.3699 | 3.8037 | 0.017694 | 0.80226 | 0.24569 | 1.143 | 17.2841 | 0.054502 | 0.024393 | 0.035718 | 0.054502 | 0.056324 | 0.022826 | -0.2433 | -0.68106 | 0.022826 | -0.0033619 | 0.099603 | -0.29577 | -0.8702 | 0.099603 | 0.067305 | 0.017694 | 0.80226 | 0.24569 | 1.143 | 17.2841 | 0.054502 | 0.024393 | 0.035718 | 0.054502 | 0.056324 | 0.022826 | -0.2433 | -0.68106 | 0.022826 | -0.0033619 | 0.099603 | -0.29577 | -0.8702 | 0.099603 | 0.067305
36 | 0.27 | 0.32 | South/Central | TN | Memphis.Intl.AP.723340 | 3 | 1295447 | 46.1661 | 13.4022 | 64.7638 | 45.5553 | 19.2086 | 965.1 | 2.9129 | 13 | 3.5185 | -0.60557 | 21.1109 | 1.2113 | -2.04 | 1.8312 | -0.61985 | -1.2338 | 1.8513 | -26.78 | 3.968 | -2.1167 | -33.6975 | 2.9129 | 13 | 3.5185 | -0.60557 | 21.1109 | 3.0159 | 11.52 | 3.7374 | -0.72149 | 19.2856 | 0.017694 | 0.81688 | 0.23714 | 1.146 | 17.0769 | 0.051543 | 0.021434 | 0.032759 | 0.051543 | 0.053365 | 0.23003 | -0.036097 | -0.47386 | 0.23003 | 0.20384 | 0.37355 | -0.021831 | -0.59626 | 0.37355 | 0.34125 | 0.017694 | 0.81688 | 0.23714 | 1.146 | 17.0769 | 0.051543 | 0.021434 | 0.032759 | 0.051543 | 0.053365 | 0.23003 | -0.036097 | -0.47386 | 0.23003 | 0.20384 | 0.37355 | -0.021831 | -0.59626 | 0.37355 | 0.34125
37 | 0.27 | 0.27 | South/Central | TN | Memphis.Intl.AP.723340 | 3 | 1295447 | 46.952 | 12.97 | 64.9521 | 46.3308 | 18.6213 | 954.81 | 2.7247 | 23.29 | 2.743 | -0.018311 | 34.6586 | 1.0231 | 8.25 | 1.0557 | -0.032594 | 12.3139 | 1.6631 | -16.49 | 3.1925 | -1.5294 | -20.1498 | 2.7247 | 23.29 | 2.743 | -0.018311 | 34.6586 | 2.8276 | 21.81 | 2.9619 | -0.13424 | 32.8333 | 0.017694 | 0.83079 | 0.2295 | 1.1493 | 16.8949 | 0.048212 | 0.018103 | 0.029427 | 0.048212 | 0.050034 | 0.4121 | 0.14598 | -0.29178 | 0.4121 | 0.38592 | 0.61327 | 0.21789 | -0.35654 | 0.61327 | 0.58097 | 0.017694 | 0.83079 | 0.2295 | 1.1493 | 16.8949 | 0.048212 | 0.018103 | 0.029427 | 0.048212 | 0.050034 | 0.4121 | 0.14598 | -0.29178 | 0.4121 | 0.38592 | 0.61327 | 0.21789 | -0.35654 | 0.61327 | 0.58097
38 | 0.27 | 0.23 | South/Central | TN | Memphis.Intl.AP.723340 | 3 | 1295447 | 47.632 | 12.6025 | 65.1185 | 47.0017 | 18.1167 | 946.02 | 2.5583 | 32.08 | 2.072 | 0.48626 | 46.2394 | 0.8567 | 17.04 | 0.38472 | 0.47198 | 23.8947 | 1.4967 | -7.7 | 2.5216 | -1.0248 | -8.569 | 2.5583 | 32.08 | 2.072 | 0.48626 | 46.2394 | 2.6613 | 30.6 | 2.2909 | 0.37033 | 44.4141 | 0.017694 | 0.84282 | 0.22299 | 1.1522 | 16.7393 | 0.045268 | 0.015159 | 0.026484 | 0.045268 | 0.04709 | 0.56764 | 0.30151 | -0.13625 | 0.56764 | 0.54145 | 0.81818 | 0.4228 | -0.15162 | 0.81818 | 0.78588 | 0.017694 | 0.84282 | 0.22299 | 1.1522 | 16.7393 | 0.045268 | 0.015159 | 0.026484 | 0.045268 | 0.04709 | 0.56764 | 0.30151 | -0.13625 | 0.56764 | 0.54145 | 0.81818 | 0.4228 | -0.15162 | 0.81818 | 0.78588
39 | 0.27 | 0.19 | South/Central | TN | Memphis.Intl.AP.723340 | 3 | 1295447 | 48.5926 | 12.0905 | 65.3872 | 47.9498 | 17.4374 | 934.63 | 2.2896 | 43.47 | 1.124 | 1.1656 | 61.2533 | 0.58796 | 28.43 | -0.56334 | 1.1513 | 38.9086 | 1.228 | 3.69 | 1.5735 | -0.34551 | 6.4449 | 2.2896 | 43.47 | 1.124 | 1.1656 | 61.2533 | 2.3925 | 41.99 | 1.3429 | 1.0497 | 59.428 | 0.017694 | 0.85982 | 0.21394 | 1.157 | 16.5378 | 0.040513 | 0.010404 | 0.021729 | 0.040513 | 0.042335 | 0.76918 | 0.50305 | 0.065293 | 0.76918 | 0.74299 | 1.0838 | 0.68847 | 0.11404 | 1.0838 | 1.0515 | 0.017694 | 0.85982 | 0.21394 | 1.157 | 16.5378 | 0.040513 | 0.010404 | 0.021729 | 0.040513 | 0.042335 | 0.76918 | 0.50305 | 0.065293 | 0.76918 | 0.74299 | 1.0838 | 0.68847 | 0.11404 | 1.0838 | 1.0515
40 | 0.27 | 0.17 | South/Central | TN | Memphis.Intl.AP.723340 | 3 | 1295447 | 49.1017 | 11.8293 | 65.5396 | 48.4521 | 17.0874 | 928.89 | 2.1372 | 49.21 | 0.62162 | 1.5156 | 68.8094 | 0.43559 | 34.17 | -1.0657 | 1.5013 | 46.4647 | 1.0756 | 9.43 | 1.0711 | 0.0044896 | 14.001 | 2.1372 | 49.21 | 0.62162 | 1.5156 | 68.8094 | 2.2402 | 47.73 | 0.84052 | 1.3997 | 66.9841 | 0.017694 | 0.86883 | 0.20931 | 1.1597 | 16.4362 | 0.037817 | 0.0077076 | 0.019033 | 0.037817 | 0.039639 | 0.87074 | 0.60462 | 0.16686 | 0.87074 | 0.84456 | 1.2175 | 0.82217 | 0.24774 | 1.2175 | 1.1852 | 0.017694 | 0.86883 | 0.20931 | 1.1597 | 16.4362 | 0.037817 | 0.0077076 | 0.019033 | 0.037817 | 0.039639 | 0.87074 | 0.60462 | 0.16686 | 0.87074 | 0.84456 | 1.2175 | 0.82217 | 0.24774 | 1.2175 | 1.1852
41 | 0.26 | 0.47 | South/Central | TN | Memphis.Intl.AP.723340 | 3 | 1295447 | 43.6341 | 14.8084 | 64.1318 | 43.0566 | 21.0752 | 997.51 | 3.545 | -19.41 | 6.0172 | -2.4722 | -21.5174 | 1.8434 | -34.45 | 4.3299 | -2.4865 | -43.8621 | 2.4834 | -59.19 | 6.4667 | -3.9833 | -76.3258 | 3.545 | -19.41 | 6.0172 | -2.4722 | -21.5174 | 3.648 | -20.89 | 6.2361 | -2.5881 | -23.3427 | 0.017694 | 0.77208 | 0.26203 | 1.1348 | 17.6504 | 0.062727 | 0.032618 | 0.043943 | 0.062727 | 0.064549 | -0.34345 | -0.60957 | -1.0473 | -0.34345 | -0.36964 | -0.38074 | -0.77612 | -1.3505 | -0.38074 | -0.41304 | 0.017694 | 0.77208 | 0.26203 | 1.1348 | 17.6504 | 0.062727 | 0.032618 | 0.043943 | 0.062727 | 0.064549 | -0.34345 | -0.60957 | -1.0473 | -0.34345 | -0.36964 | -0.38074 | -0.77612 | -1.3505 | -0.38074 | -0.41304
42 | 0.26 | 0.42 | South/Central | TN | Memphis.Intl.AP.723340 | 3 | 1295447 | 44.3645 | 14.2729 | 64.1346 | 43.7773 | 20.3574 | 982.97 | 3.5422 | -4.87 | 5.2965 | -1.7544 | -2.0241 | 1.8405 | -19.91 | 3.6092 | -1.7686 | -24.3688 | 2.4806 | -44.65 | 5.746 | -3.2654 | -56.8325 | 3.5422 | -4.87 | 5.2965 | -1.7544 | -2.0241 | 3.6451 | -6.35 | 5.5154 | -1.8703 | -3.8495 | 0.017694 | 0.78501 | 0.25255 | 1.1348 | 17.3931 | 0.062676 | 0.032567 | 0.043892 | 0.062676 | 0.064498 | -0.086172 | -0.3523 | -0.79006 | -0.086172 | -0.11236 | -0.035816 | -0.43119 | -1.0056 | -0.035816 | -0.068114 | 0.017694 | 0.78501 | 0.25255 | 1.1348 | 17.3931 | 0.062676 | 0.032567 | 0.043892 | 0.062676 | 0.064498 | -0.086172 | -0.3523 | -0.79006 | -0.086172 | -0.11236 | -0.035816 | -0.43119 | -1.0056 | -0.035816 | -0.068114
43 | 0.26 | 0.37 | South/Central | TN | Memphis.Intl.AP.723340 | 3 | 1295447 | 44.885 | 13.9849 | 64.2519 | 44.2908 | 19.9611 | 975.92 | 3.4248 | 2.18 | 4.7829 | -1.3581 | 7.2422 | 1.7232 | -12.86 | 3.0956 | -1.3724 | -15.1025 | 2.3632 | -37.6 | 5.2324 | -2.8692 | -47.5662 | 3.4248 | 2.18 | 4.7829 | -1.3581 | 7.2422 | 3.5278 | 0.7 | 5.0018 | -1.474 | 5.4169 | 0.017694 | 0.79422 | 0.24746 | 1.1369 | 17.2684 | 0.0606 | 0.030491 | 0.041816 | 0.0606 | 0.062422 | 0.038574 | -0.22755 | -0.66531 | 0.038574 | 0.012386 | 0.12815 | -0.26723 | -0.84166 | 0.12815 | 0.095849 | 0.017694 | 0.79422 | 0.24746 | 1.1369 | 17.2684 | 0.0606 | 0.030491 | 0.041816 | 0.0606 | 0.062422 | 0.038574 | -0.22755 | -0.66531 | 0.038574 | 0.012386 | 0.12815 | -0.26723 | -0.84166 | 0.12815 | 0.095849
44 | 0.26 | 0.32 | South/Central | TN | Memphis.Intl.AP.723340 | 3 | 1295447 | 45.6007 | 13.578 | 64.4051 | 44.9972 | 19.4079 | 966 | 3.2717 | 12.1 | 4.0766 | -0.80489 | 20.3169 | 1.5701 | -2.94 | 2.3892 | -0.81918 | -2.0278 | 2.2101 | -27.68 | 4.5261 | -2.316 | -34.4915 | 3.2717 | 12.1 | 4.0766 | -0.80489 | 20.3169 | 3.3746 | 10.62 | 4.2955 | -0.92082 | 18.4916 | 0.017694 | 0.80688 | 0.24026 | 1.1396 | 17.0929 | 0.05789 | 0.027781 | 0.039106 | 0.05789 | 0.059712 | 0.2141 | -0.052022 | -0.48978 | 0.2141 | 0.18792 | 0.3595 | -0.035881 | -0.61031 | 0.3595 | 0.3272 | 0.017694 | 0.80688 | 0.24026 | 1.1396 | 17.0929 | 0.05789 | 0.027781 | 0.039106 | 0.05789 | 0.059712 | 0.2141 | -0.052022 | -0.48978 | 0.2141 | 0.18792 | 0.3595 | -0.035881 | -0.61031 | 0.3595 | 0.3272
45 | 0.26 | 0.27 | South/Central | TN | Memphis.Intl.AP.723340 | 3 | 1295447 | 46.4965 | 13.0499 | 64.5866 | 45.8812 | 18.7054 | 953.33 | 3.0902 | 24.77 | 3.1926 | -0.10236 | 37.0884 | 1.3886 | 9.73 | 1.5052 | -0.11665 | 14.7437 | 2.0286 | -15.01 | 3.6421 | -1.6135 | -17.72 | 3.0902 | 24.77 | 3.1926 | -0.10236 | 37.0884 | 3.1932 | 23.29 | 3.4115 | -0.21829 | 35.2631 | 0.017694 | 0.82273 | 0.23091 | 1.1428 | 16.8687 | 0.05468 | 0.02457 | 0.035895 | 0.05468 | 0.056501 | 0.43829 | 0.17217 | -0.26559 | 0.43829 | 0.4121 | 0.65626 | 0.26088 | -0.31355 | 0.65626 | 0.62396 | 0.017694 | 0.82273 | 0.23091 | 1.1428 | 16.8687 | 0.05468 | 0.02457 | 0.035895 | 0.05468 | 0.056501 | 0.43829 | 0.17217 | -0.26559 | 0.43829 | 0.4121 | 0.65626 | 0.26088 | -0.31355 | 0.65626 | 0.62396
46 | 0.26 | 0.23 | South/Central | TN | Memphis.Intl.AP.723340 | 3 | 1295447 | 47.2729 | 12.6091 | 64.7569 | 46.6474 | 18.1095 | 942.73 | 2.9199 | 35.37 | 2.4264 | 0.49346 | 51.1004 | 1.2183 | 20.33 | 0.73907 | 0.47918 | 28.7557 | 1.8583 | -4.41 | 2.8759 | -1.0176 | -3.708 | 2.9199 | 35.37 | 2.4264 | 0.49346 | 51.1004 | 3.0228 | 33.89 | 2.6453 | 0.37753 | 49.2751 | 0.017694 | 0.83647 | 0.22311 | 1.1458 | 16.6811 | 0.051665 | 0.021556 | 0.032881 | 0.051665 | 0.053487 | 0.62585 | 0.35973 | -0.078033 | 0.62585 | 0.59967 | 0.9042 | 0.50882 | -0.065611 | 0.9042 | 0.8719 | 0.017694 | 0.83647 | 0.22311 | 1.1458 | 16.6811 | 0.051665 | 0.021556 | 0.032881 | 0.051665 | 0.053487 | 0.62585 | 0.35973 | -0.078033 | 0.62585 | 0.59967 | 0.9042 | 0.50882 | -0.065611 | 0.9042 | 0.8719
47 | 0.26 | 0.19 | South/Central | TN | Memphis.Intl.AP.723340 | 3 | 1295447 | 48.2282 | 12.0963 | 65.0231 | 47.5901 | 17.433 | 931.38 | 2.6537 | 46.72 | 1.4837 | 1.17 | 66.0722 | 0.95209 | 31.68 | -0.20363 | 1.1557 | 43.7275 | 1.5921 | 6.94 | 1.9332 | -0.34108 | 11.2638 | 2.6537 | 46.72 | 1.4837 | 1.17 | 66.0722 | 2.7567 | 45.24 | 1.7026 | 1.0541 | 64.2468 | 0.017694 | 0.85337 | 0.21404 | 1.1505 | 16.4803 | 0.046956 | 0.016847 | 0.028172 | 0.046956 | 0.048778 | 0.82669 | 0.56056 | 0.1228 | 0.82669 | 0.8005 | 1.1691 | 0.77373 | 0.19931 | 1.1691 | 1.1368 | 0.017694 | 0.85337 | 0.21404 | 1.1505 | 16.4803 | 0.046956 | 0.016847 | 0.028172 | 0.046956 | 0.048778 | 0.82669 | 0.56056 | 0.1228 | 0.82669 | 0.8005 | 1.1691 | 0.77373 | 0.19931 | 1.1691 | 1.1368
48 | 0.26 | 0.17 | South/Central | TN | Memphis.Intl.AP.723340 | 3 | 1295447 | 48.7328 | 11.8359 | 65.172 | 48.088 | 17.084 | 925.63 | 2.5048 | 52.47 | 0.98581 | 1.519 | 73.6447 | 0.80318 | 37.43 | -0.70151 | 1.5047 | 51.3 | 1.4432 | 12.69 | 1.4353 | 0.007883 | 18.8363 | 2.5048 | 52.47 | 0.98581 | 1.519 | 73.6447 | 2.6078 | 50.99 | 1.2047 | 1.403 | 71.8194 | 0.017694 | 0.8623 | 0.20943 | 1.1532 | 16.3785 | 0.044321 | 0.014212 | 0.025537 | 0.044321 | 0.046143 | 0.92843 | 0.6623 | 0.22454 | 0.92843 | 0.90224 | 1.3031 | 0.90773 | 0.3333 | 1.3031 | 1.2708 | 0.017694 | 0.8623 | 0.20943 | 1.1532 | 16.3785 | 0.044321 | 0.014212 | 0.025537 | 0.044321 | 0.046143 | 0.92843 | 0.6623 | 0.22454 | 0.92843 | 0.90224 | 1.3031 | 0.90773 | 0.3333 | 1.3031 | 1.2708
49 | 0.25 | 0.47 | South/Central | TN | Memphis.Intl.AP.723340 | 3 | 1295447 | 43.3295 | 14.7892 | 63.7979 | 42.7559 | 21.0421 | 993.95 | 3.8788 | -15.85 | 6.3179 | -2.4391 | -16.3077 | 2.1772 | -30.89 | 4.6306 | -2.4533 | -38.6524 | 2.8173 | -55.63 | 6.7674 | -3.9501 | -71.1161 | 3.8788 | -15.85 | 6.3179 | -2.4391 | -16.3077 | 3.9818 | -17.33 | 6.5368 | -2.555 | -18.133 | 0.017694 | 0.76669 | 0.26169 | 1.1289 | 17.5874 | 0.068634 | 0.038525 | 0.04985 | 0.068634 | 0.070456 | -0.28046 | -0.54658 | -0.98434 | -0.28046 | -0.30665 | -0.28856 | -0.68393 | -1.2584 | -0.28856 | -0.32085 | 0.017694 | 0.76669 | 0.26169 | 1.1289 | 17.5874 | 0.068634 | 0.038525 | 0.04985 | 0.068634 | 0.070456 | -0.28046 | -0.54658 | -0.98434 | -0.28046 | -0.30665 | -0.28856 | -0.68393 | -1.2584 | -0.28856 | -0.32085
50 | 0.25 | 0.42 | South/Central | TN | Memphis.Intl.AP.723340 | 3 | 1295447 | 44.0303 | 14.2729 | 63.7904 | 43.4474 | 20.343 | 979.68 | 3.8864 | -1.58 | 5.6264 | -1.74 | 2.807 | 2.1848 | -16.62 | 3.9391 | -1.7543 | -19.5377 | 2.8248 | -41.36 | 6.0759 | -3.2511 | -52.0014 | 3.8864 | -1.58 | 5.6264 | -1.74 | 2.807 | 3.9893 | -3.06 | 5.8453 | -1.856 | 0.98165 | 0.017694 | 0.77909 | 0.25255 | 1.1287 | 17.3349 | 0.068767 | 0.038658 | 0.049983 | 0.068767 | 0.070589 | -0.027957 | -0.29408 | -0.73184 | -0.027957 | -0.054145 | 0.049668 | -0.34571 | -0.92014 | 0.049668 | 0.01737 | 0.017694 | 0.77909 | 0.25255 | 1.1287 | 17.3349 | 0.068767 | 0.038658 | 0.049983 | 0.068767 | 0.070589 | -0.027957 | -0.29408 | -0.73184 | -0.027957 | -0.054145 | 0.049668 | -0.34571 | -0.92014 | 0.049668 | 0.01737
51 | 0.25 | 0.37 | South/Central | TN | Memphis.Intl.AP.723340 | 3 | 1295447 | 44.4331 | 14.091 | 63.9259 | 43.8449 | 20.081 | 975.51 | 3.7508 | 2.59 | 5.2288 | -1.478 | 8.1869 | 2.0492 | -12.45 | 3.5415 | -1.4923 | -14.1578 | 2.6892 | -37.19 | 5.6783 | -2.9891 | -46.6215 | 3.7508 | 2.59 | 5.2288 | -1.478 | 8.1869 | 3.8538 | 1.11 | 5.4477 | -1.5939 | 6.3616 | 0.017694 | 0.78622 | 0.24933 | 1.1311 | 17.2611 | 0.066369 | 0.03626 | 0.047585 | 0.066369 | 0.068191 | 0.045829 | -0.2203 | -0.65806 | 0.045829 | 0.019641 | 0.14486 | -0.25051 | -0.82494 | 0.14486 | 0.11257 | 0.017694 | 0.78622 | 0.24933 | 1.1311 | 17.2611 | 0.066369 | 0.03626 | 0.047585 | 0.066369 | 0.068191 | 0.045829 | -0.2203 | -0.65806 | 0.045829 | 0.019641 | 0.14486 | -0.25051 | -0.82494 | 0.14486 | 0.11257
52 | 0.25 | 0.32 | South/Central | TN | Memphis.Intl.AP.723340 | 3 | 1295447 | 45.0291 | 13.7633 | 64.0579 | 44.433 | 19.6249 | 967.38 | 3.6189 | 10.72 | 4.6408 | -1.0219 | 18.8931 | 1.9173 | -4.32 | 2.9534 | -1.0362 | -3.4516 | 2.5573 | -29.06 | 5.0903 | -2.533 | -35.9153 | 3.6189 | 10.72 | 4.6408 | -1.0219 | 18.8931 | 3.7218 | 9.24 | 4.8597 | -1.1378 | 17.0677 | 0.017694 | 0.79677 | 0.24353 | 1.1335 | 17.1173 | 0.064034 | 0.033925 | 0.04525 | 0.064034 | 0.065856 | 0.18968 | -0.07644 | -0.5142 | 0.18968 | 0.1635 | 0.3343 | -0.061075 | -0.6355 | 0.3343 | 0.302 | 0.017694 | 0.79677 | 0.24353 | 1.1335 | 17.1173 | 0.064034 | 0.033925 | 0.04525 | 0.064034 | 0.065856 | 0.18968 | -0.07644 | -0.5142 | 0.18968 | 0.1635 | 0.3343 | -0.061075 | -0.6355 | 0.3343 | 0.302
53 | 0.25 | 0.27 | South/Central | TN | Memphis.Intl.AP.723340 | 3 | 1295447 | 46.0356 | 13.1351 | 64.2208 | 45.4263 | 18.7945 | 951.95 | 3.456 | 26.15 | 3.6475 | -0.19153 | 39.3821 | 1.7544 | 11.11 | 1.9602 | -0.20582 | 17.0374 | 2.3944 | -13.63 | 4.097 | -1.7026 | -15.4263 | 3.456 | 26.15 | 3.6475 | -0.19153 | 39.3821 | 3.5589 | 24.67 | 3.8664 | -0.30746 | 37.5567 | 0.017694 | 0.81458 | 0.23242 | 1.1364 | 16.8443 | 0.061152 | 0.031043 | 0.042367 | 0.061152 | 0.062974 | 0.46271 | 0.19659 | -0.24118 | 0.46271 | 0.43652 | 0.69685 | 0.30147 | -0.27296 | 0.69685 | 0.66455 | 0.017694 | 0.81458 | 0.23242 | 1.1364 | 16.8443 | 0.061152 | 0.031043 | 0.042367 | 0.061152 | 0.062974 | 0.46271 | 0.19659 | -0.24118 | 0.46271 | 0.43652 | 0.69685 | 0.30147 | -0.27296 | 0.69685 | 0.66455
54 | 0.25 | 0.23 | South/Central | TN | Memphis.Intl.AP.723340 | 3 | 1295447 | 46.9078 | 12.6196 | 64.401 | 46.2869 | 18.1141 | 939.74 | 3.2758 | 38.36 | 2.7869 | 0.48888 | 55.5679 | 1.5742 | 23.32 | 1.0996 | 0.47459 | 33.2232 | 2.2142 | -1.42 | 3.2364 | -1.0222 | 0.75951 | 3.2758 | 38.36 | 2.7869 | 0.48888 | 55.5679 | 3.3787 | 36.88 | 3.0058 | 0.37295 | 53.7426 | 0.017694 | 0.83001 | 0.2233 | 1.1395 | 16.6282 | 0.057963 | 0.027854 | 0.039179 | 0.057963 | 0.059785 | 0.67876 | 0.41264 | -0.025126 | 0.67876 | 0.65257 | 0.98324 | 0.58787 | 0.013439 | 0.98324 | 0.95095 | 0.017694 | 0.83001 | 0.2233 | 1.1395 | 16.6282 | 0.057963 | 0.027854 | 0.039179 | 0.057963 | 0.059785 | 0.67876 | 0.41264 | -0.025126 | 0.67876 | 0.65257 | 0.98324 | 0.58787 | 0.013439 | 0.98324 | 0.95095
55 | 0.25 | 0.19 | South/Central | TN | Memphis.Intl.AP.723340 | 3 | 1295447 | 47.8596 | 12.106 | 64.6542 | 47.2262 | 17.4281 | 928.08 | 3.0225 | 50.02 | 1.8476 | 1.1749 | 70.965 | 1.3209 | 34.98 | 0.16026 | 1.1606 | 48.6203 | 1.9609 | 10.24 | 2.2971 | -0.33616 | 16.1566 | 3.0225 | 50.02 | 1.8476 | 1.1749 | 70.965 | 3.1255 | 48.54 | 2.0665 | 1.059 | 69.1397 | 0.017694 | 0.84685 | 0.21421 | 1.144 | 16.4219 | 0.053482 | 0.023373 | 0.034698 | 0.053482 | 0.055304 | 0.88508 | 0.61895 | 0.18119 | 0.88508 | 0.85889 | 1.2557 | 0.86031 | 0.28588 | 1.2557 | 1.2234 | 0.017694 | 0.84685 | 0.21421 | 1.144 | 16.4219 | 0.053482 | 0.023373 | 0.034698 | 0.053482 | 0.055304 | 0.88508 | 0.61895 | 0.18119 | 0.88508 | 0.85889 | 1.2557 | 0.86031 | 0.28588 | 1.2557 | 1.2234
56 | 0.25 | 0.17 | South/Central | TN | Memphis.Intl.AP.723340 | 3 | 1295447 | 48.3622 | 11.8456 | 64.8063 | 47.7221 | 17.0842 | 922.45 | 2.8704 | 55.65 | 1.3516 | 1.5188 | 78.3572 | 1.1688 | 40.61 | -0.33568 | 1.5045 | 56.0125 | 1.8088 | 15.87 | 1.8012 | 0.0076876 | 23.5489 | 2.8704 | 55.65 | 1.3516 | 1.5188 | 78.3572 | 2.9734 | 54.17 | 1.5705 | 1.4028 | 76.5319 | 0.017694 | 0.85574 | 0.2096 | 1.1467 | 16.3223 | 0.050791 | 0.020682 | 0.032006 | 0.050791 | 0.052613 | 0.9847 | 0.71857 | 0.28081 | 0.9847 | 0.95851 | 1.3865 | 0.99111 | 0.41668 | 1.3865 | 1.3542 | 0.017694 | 0.85574 | 0.2096 | 1.1467 | 16.3223 | 0.050791 | 0.020682 | 0.032006 | 0.050791 | 0.052613 | 0.9847 | 0.71857 | 0.28081 | 0.9847 | 0.95851 | 1.3865 | 0.99111 | 0.41668 | 1.3865 | 1.3542
57 | 0.24 | 0.47 | South/Central | TN | Memphis.Intl.AP.723340 | 3 | 1295447 | 42.9839 | 14.8081 | 63.4657 | 42.4148 | 21.051 | 991.25 | 4.211 | -13.15 | 6.659 | -2.448 | -12.2636 | 2.5094 | -28.19 | 4.9717 | -2.4622 | -34.6083 | 3.1495 | -52.93 | 7.1085 | -3.9591 | -67.072 | 4.211 | -13.15 | 6.659 | -2.448 | -12.2636 | 4.314 | -14.63 | 6.8779 | -2.5639 | -14.0889 | 0.017694 | 0.76058 | 0.26202 | 1.123 | 17.5396 | 0.074512 | 0.044403 | 0.055728 | 0.074512 | 0.076334 | -0.23268 | -0.49881 | -0.93657 | -0.23268 | -0.25887 | -0.217 | -0.61238 | -1.1868 | -0.217 | -0.2493 | 0.017694 | 0.76058 | 0.26202 | 1.123 | 17.5396 | 0.074512 | 0.044403 | 0.055728 | 0.074512 | 0.076334 | -0.23268 | -0.49881 | -0.93657 | -0.23268 | -0.25887 | -0.217 | -0.61238 | -1.1868 | -0.217 | -0.2493
58 | 0.24 | 0.42 | South/Central | TN | Memphis.Intl.AP.723340 | 3 | 1295447 | 43.6812 | 14.2883 | 63.448 | 43.1028 | 20.3451 | 976.76 | 4.2288 | 1.34 | 5.9709 | -1.7421 | 7.1687 | 2.5272 | -13.7 | 4.2836 | -1.7564 | -15.176 | 3.1672 | -38.44 | 6.4204 | -3.2532 | -47.6397 | 4.2288 | 1.34 | 5.9709 | -1.7421 | 7.1687 | 4.3318 | -0.14 | 6.1898 | -1.8581 | 5.3433 | 0.017694 | 0.77292 | 0.25282 | 1.1227 | 17.2833 | 0.074826 | 0.044717 | 0.056042 | 0.074826 | 0.076648 | 0.023711 | -0.24241 | -0.68018 | 0.023711 | -0.0024772 | 0.12685 | -0.26853 | -0.84296 | 0.12685 | 0.094548 | 0.017694 | 0.77292 | 0.25282 | 1.1227 | 17.2833 | 0.074826 | 0.044717 | 0.056042 | 0.074826 | 0.076648 | 0.023711 | -0.24241 | -0.68018 | 0.023711 | -0.0024772 | 0.12685 | -0.26853 | -0.84296 | 0.12685 | 0.094548
59 | 0.24 | 0.37 | South/Central | TN | Memphis.Intl.AP.723340 | 3 | 1295447 | 44.0785 | 14.1011 | 63.5772 | 43.4948 | 20.0824 | 972.51 | 4.0996 | 5.59 | 5.579 | -1.4794 | 12.65 | 2.398 | -9.45 | 3.8917 | -1.4937 | -9.6947 | 3.038 | -34.19 | 6.0285 | -2.9905 | -42.1584 | 4.0996 | 5.59 | 5.579 | -1.4794 | 12.65 | 4.2026 | 4.11 | 5.7979 | -1.5953 | 10.8246 | 0.017694 | 0.77995 | 0.24951 | 1.125 | 17.2081 | 0.07254 | 0.042431 | 0.053756 | 0.07254 | 0.074362 | 0.098912 | -0.16721 | -0.60497 | 0.098912 | 0.072724 | 0.22383 | -0.17154 | -0.74597 | 0.22383 | 0.19154 | 0.017694 | 0.77995 | 0.24951 | 1.125 | 17.2081 | 0.07254 | 0.042431 | 0.053756 | 0.07254 | 0.074362 | 0.098912 | -0.16721 | -0.60497 | 0.098912 | 0.072724 | 0.22383 | -0.17154 | -0.74597 | 0.22383 | 0.19154
60 | 0.24 | 0.32 | South/Central | TN | Memphis.Intl.AP.723340 | 3 | 1295447 | 44.6736 | 13.7733 | 63.7032 | 44.0821 | 19.6212 | 964.22 | 3.9735 | 13.88 | 4.9917 | -1.0182 | 23.5705 | 2.2719 | -1.16 | 3.3044 | -1.0325 | 1.2258 | 2.9119 | -25.9 | 5.4412 | -2.5293 | -31.2379 | 3.9735 | 13.88 | 4.9917 | -1.0182 | 23.5705 | 4.0765 | 12.4 | 5.2106 | -1.1341 | 21.7451 | 0.017694 | 0.79048 | 0.24371 | 1.1272 | 17.0614 | 0.070309 | 0.0402 | 0.051525 | 0.070309 | 0.072131 | 0.2456 | -0.020526 | -0.45829 | 0.2456 | 0.21941 | 0.41707 | 0.021689 | -0.55274 | 0.41707 | 0.38477 | 0.017694 | 0.79048 | 0.24371 | 1.1272 | 17.0614 | 0.070309 | 0.0402 | 0.051525 | 0.070309 | 0.072131 | 0.2456 | -0.020526 | -0.45829 | 0.2456 | 0.21941 | 0.41707 | 0.021689 | -0.55274 | 0.41707 | 0.38477
61 | 0.24 | 0.27 | South/Central | TN | Memphis.Intl.AP.723340 | 3 | 1295447 | 45.6766 | 13.1416 | 63.8584 | 45.0719 | 18.7865 | 948.64 | 3.8183 | 29.46 | 4.0019 | -0.18353 | 44.2752 | 2.1167 | 14.42 | 2.3145 | -0.19782 | 21.9305 | 2.7567 | -10.32 | 4.4514 | -1.6946 | -10.5332 | 3.8183 | 29.46 | 4.0019 | -0.18353 | 44.2752 | 3.9213 | 27.98 | 4.2208 | -0.29946 | 42.4499 | 0.017694 | 0.80822 | 0.23253 | 1.1299 | 16.7857 | 0.067563 | 0.037454 | 0.048779 | 0.067563 | 0.069385 | 0.52128 | 0.25515 | -0.18261 | 0.52128 | 0.49509 | 0.78343 | 0.38805 | -0.18638 | 0.78343 | 0.75113 | 0.017694 | 0.80822 | 0.23253 | 1.1299 | 16.7857 | 0.067563 | 0.037454 | 0.048779 | 0.067563 | 0.069385 | 0.52128 | 0.25515 | -0.18261 | 0.52128 | 0.49509 | 0.78343 | 0.38805 | -0.18638 | 0.78343 | 0.75113
62 | 0.24 | 0.23 | South/Central | TN | Memphis.Intl.AP.723340 | 3 | 1295447 | 46.5491 | 12.6234 | 64.0372 | 45.9328 | 18.1044 | 936.39 | 3.6395 | 41.71 | 3.1409 | 0.49858 | 60.5257 | 1.9379 | 26.67 | 1.4536 | 0.4843 | 38.181 | 2.5779 | 1.93 | 3.5905 | -1.0125 | 5.7173 | 3.6395 | 41.71 | 3.1409 | 0.49858 | 60.5257 | 3.7425 | 40.23 | 3.3598 | 0.38265 | 58.7004 | 0.017694 | 0.82366 | 0.22336 | 1.1331 | 16.5689 | 0.064399 | 0.03429 | 0.045615 | 0.064399 | 0.066221 | 0.73804 | 0.47191 | 0.03415 | 0.73804 | 0.71185 | 1.071 | 0.67559 | 0.10117 | 1.071 | 1.0387 | 0.017694 | 0.82366 | 0.22336 | 1.1331 | 16.5689 | 0.064399 | 0.03429 | 0.045615 | 0.064399 | 0.066221 | 0.73804 | 0.47191 | 0.03415 | 0.73804 | 0.71185 | 1.071 | 0.67559 | 0.10117 | 1.071 | 1.0387
63 | 0.24 | 0.19 | South/Central | TN | Memphis.Intl.AP.723340 | 3 | 1295447 | 47.4952 | 12.1105 | 64.294 | 46.8665 | 17.4275 | 924.93 | 3.3828 | 53.17 | 2.2073 | 1.1755 | 75.6286 | 1.6812 | 38.13 | 0.51996 | 1.1612 | 53.2839 | 2.3212 | 13.39 | 2.6568 | -0.3356 | 20.8202 | 3.3828 | 53.17 | 2.2073 | 1.1755 | 75.6286 | 3.4857 | 51.69 | 2.4262 | 1.0596 | 73.8033 | 0.017694 | 0.8404 | 0.21429 | 1.1376 | 16.3661 | 0.059856 | 0.029747 | 0.041072 | 0.059856 | 0.061678 | 0.94082 | 0.67469 | 0.23693 | 0.94082 | 0.91463 | 1.3382 | 0.94283 | 0.3684 | 1.3382 | 1.3059 | 0.017694 | 0.8404 | 0.21429 | 1.1376 | 16.3661 | 0.059856 | 0.029747 | 0.041072 | 0.059856 | 0.061678 | 0.94082 | 0.67469 | 0.23693 | 0.94082 | 0.91463 | 1.3382 | 0.94283 | 0.3684 | 1.3382 | 1.3059
64 | 0.24 | 0.17 | South/Central | TN | Memphis.Intl.AP.723340 | 3 | 1295447 | 48.0031 | 11.8456 | 64.4411 | 47.3678 | 17.0733 | 919.07 | 3.2357 | 59.03 | 1.706 | 1.5297 | 83.3676 | 1.5341 | 43.99 | 0.018673 | 1.5154 | 61.0229 | 2.1741 | 19.25 | 2.1555 | 0.018609 | 28.5592 | 3.2357 | 59.03 | 1.706 | 1.5297 | 83.3676 | 3.3387 | 57.55 | 1.9249 | 1.4138 | 81.5422 | 0.017694 | 0.84939 | 0.2096 | 1.1403 | 16.2625 | 0.057254 | 0.027145 | 0.03847 | 0.057254 | 0.059076 | 1.0445 | 0.77838 | 0.34062 | 1.0445 | 1.0183 | 1.4751 | 1.0798 | 0.50534 | 1.4751 | 1.4428 | 0.017694 | 0.84939 | 0.2096 | 1.1403 | 16.2625 | 0.057254 | 0.027145 | 0.03847 | 0.057254 | 0.059076 | 1.0445 | 0.77838 | 0.34062 | 1.0445 | 1.0183 | 1.4751 | 1.0798 | 0.50534 | 1.4751 | 1.4428
65 | 0.22 | 0.47 | South/Central | TN | Memphis.Intl.AP.723340 | 3 | 1295447 | 42.2739 | 14.8343 | 62.772 | 41.7139 | 21.0581 | 985.35 | 4.9047 | -7.25 | 7.3598 | -2.4551 | -3.5061 | 3.2031 | -22.29 | 5.6725 | -2.4694 | -25.8508 | 3.8432 | -47.03 | 7.8093 | -3.9662 | -58.3145 | 4.9047 | -7.25 | 7.3598 | -2.4551 | -3.5061 | 5.0077 | -8.73 | 7.5787 | -2.571 | -5.3314 | 0.017694 | 0.74801 | 0.26248 | 1.1107 | 17.4352 | 0.086787 | 0.056678 | 0.068003 | 0.086787 | 0.088609 | -0.12828 | -0.39441 | -0.83217 | -0.12828 | -0.15447 | -0.062038 | -0.45742 | -1.0318 | -0.062038 | -0.094337 | 0.017694 | 0.74801 | 0.26248 | 1.1107 | 17.4352 | 0.086787 | 0.056678 | 0.068003 | 0.086787 | 0.088609 | -0.12828 | -0.39441 | -0.83217 | -0.12828 | -0.15447 | -0.062038 | -0.45742 | -1.0318 | -0.062038 | -0.094337
66 | 0.22 | 0.42 | South/Central | TN | Memphis.Intl.AP.723340 | 3 | 1295447 | 42.9701 | 14.3179 | 62.7618 | 42.4009 | 20.3609 | 971.11 | 4.9149 | 6.99 | 6.6728 | -1.7579 | 15.5923 | 3.2133 | -8.05 | 4.9855 | -1.7722 | -6.7524 | 3.8533 | -32.79 | 7.1223 | -3.269 | -39.2161 | 4.9149 | 6.99 | 6.6728 | -1.7579 | 15.5923 | 5.0179 | 5.51 | 6.8917 | -1.8738 | 13.7669 | 0.017694 | 0.76033 | 0.25335 | 1.1105 | 17.1833 | 0.086967 | 0.056858 | 0.068183 | 0.086967 | 0.088789 | 0.12368 | -0.14244 | -0.5802 | 0.12368 | 0.097497 | 0.2759 | -0.11948 | -0.69391 | 0.2759 | 0.2436 | 0.017694 | 0.76033 | 0.25335 | 1.1105 | 17.1833 | 0.086967 | 0.056858 | 0.068183 | 0.086967 | 0.088789 | 0.12368 | -0.14244 | -0.5802 | 0.12368 | 0.097497 | 0.2759 | -0.11948 | -0.69391 | 0.2759 | 0.2436
67 | 0.22 | 0.37 | South/Central | TN | Memphis.Intl.AP.723340 | 3 | 1295447 | 43.3642 | 14.1361 | 62.8879 | 42.7898 | 20.0981 | 966.86 | 4.7888 | 11.24 | 6.284 | -1.4951 | 21.1144 | 3.0872 | -3.8 | 4.5967 | -1.5094 | -1.2303 | 3.7273 | -28.54 | 6.7335 | -3.0062 | -33.694 | 4.7888 | 11.24 | 6.284 | -1.4951 | 21.1144 | 4.8918 | 9.76 | 6.5029 | -1.6111 | 19.289 | 0.017694 | 0.76731 | 0.25013 | 1.1128 | 17.1081 | 0.084736 | 0.054627 | 0.065952 | 0.084736 | 0.086558 | 0.19889 | -0.067239 | -0.505 | 0.19889 | 0.1727 | 0.37361 | -0.02177 | -0.5962 | 0.37361 | 0.34131 | 0.017694 | 0.76731 | 0.25013 | 1.1128 | 17.1081 | 0.084736 | 0.054627 | 0.065952 | 0.084736 | 0.086558 | 0.19889 | -0.067239 | -0.505 | 0.19889 | 0.1727 | 0.37361 | -0.02177 | -0.5962 | 0.37361 | 0.34131
68 | 0.22 | 0.32 | South/Central | TN | Memphis.Intl.AP.723340 | 3 | 1295447 | 43.9535 | 13.7994 | 62.9985 | 43.3714 | 19.6271 | 958.22 | 4.6783 | 19.88 | 5.7023 | -1.0241 | 32.5031 | 2.9767 | 4.84 | 4.015 | -1.0384 | 10.1584 | 3.6167 | -19.9 | 6.1519 | -2.5352 | -22.3053 | 4.6783 | 19.88 | 5.7023 | -1.0241 | 32.5031 | 4.7812 | 18.4 | 5.9212 | -1.14 | 30.6778 | 0.017694 | 0.77773 | 0.24417 | 1.1147 | 16.9552 | 0.082779 | 0.05267 | 0.063995 | 0.082779 | 0.084601 | 0.35177 | 0.085641 | -0.35212 | 0.35177 | 0.32558 | 0.57513 | 0.17975 | -0.39468 | 0.57513 | 0.54283 | 0.017694 | 0.77773 | 0.24417 | 1.1147 | 16.9552 | 0.082779 | 0.05267 | 0.063995 | 0.082779 | 0.084601 | 0.35177 | 0.085641 | -0.35212 | 0.35177 | 0.32558 | 0.57513 | 0.17975 | -0.39468 | 0.57513 | 0.54283
69 | 0.22 | 0.27 | South/Central | TN | Memphis.Intl.AP.723340 | 3 | 1295447 | 44.947 | 13.1613 | 63.1384 | 44.3517 | 18.7867 | 942.4 | 4.5383 | 35.7 | 4.722 | -0.18373 | 53.5599 | 2.8367 | 20.66 | 3.0347 | -0.19801 | 31.2152 | 3.4767 | -4.08 | 5.1715 | -1.6948 | -1.2485 | 4.5383 | 35.7 | 4.722 | -0.18373 | 53.5599 | 4.6413 | 34.22 | 4.9409 | -0.29966 | 51.7346 | 0.017694 | 0.79531 | 0.23288 | 1.1172 | 16.6753 | 0.080303 | 0.050194 | 0.061519 | 0.080303 | 0.082125 | 0.63169 | 0.36557 | -0.072193 | 0.63169 | 0.6055 | 0.94771 | 0.55234 | -0.022091 | 0.94771 | 0.91542 | 0.017694 | 0.79531 | 0.23288 | 1.1172 | 16.6753 | 0.080303 | 0.050194 | 0.061519 | 0.080303 | 0.082125 | 0.63169 | 0.36557 | -0.072193 | 0.63169 | 0.6055 | 0.94771 | 0.55234 | -0.022091 | 0.94771 | 0.91542
70 | 0.22 | 0.23 | South/Central | TN | Memphis.Intl.AP.723340 | 3 | 1295447 | 45.8194 | 12.6392 | 63.3123 | 45.2126 | 18.0996 | 930 | 4.3645 | 48.1 | 3.8611 | 0.50336 | 70.01 | 2.6629 | 33.06 | 2.1738 | 0.48908 | 47.6653 | 3.3029 | 8.32 | 4.3106 | -1.0077 | 15.2016 | 4.3645 | 48.1 | 3.8611 | 0.50336 | 70.01 | 4.4675 | 46.62 | 4.08 | 0.38743 | 68.1847 | 0.017694 | 0.81075 | 0.22364 | 1.1203 | 16.4559 | 0.077227 | 0.047118 | 0.058443 | 0.077227 | 0.079049 | 0.8511 | 0.58498 | 0.14722 | 0.8511 | 0.82492 | 1.2388 | 0.84341 | 0.26898 | 1.2388 | 1.2065 | 0.017694 | 0.81075 | 0.22364 | 1.1203 | 16.4559 | 0.077227 | 0.047118 | 0.058443 | 0.077227 | 0.079049 | 0.8511 | 0.58498 | 0.14722 | 0.8511 | 0.82492 | 1.2388 | 0.84341 | 0.26898 | 1.2388 | 1.2065
71 | 0.22 | 0.19 | South/Central | TN | Memphis.Intl.AP.723340 | 3 | 1295447 | 46.7656 | 12.1221 | 63.5563 | 46.1463 | 17.41 | 918.17 | 4.1205 | 59.93 | 2.9275 | 1.193 | 85.6249 | 2.4189 | 44.89 | 1.2401 | 1.1787 | 63.2802 | 3.0589 | 20.15 | 3.377 | -0.31806 | 30.8165 | 4.1205 | 59.93 | 2.9275 | 1.193 | 85.6249 | 4.2235 | 58.45 | 3.1464 | 1.0771 | 83.7995 | 0.017694 | 0.82749 | 0.21449 | 1.1246 | 16.2465 | 0.07291 | 0.042801 | 0.054126 | 0.07291 | 0.074732 | 1.0604 | 0.7943 | 0.35654 | 1.0604 | 1.0342 | 1.5151 | 1.1197 | 0.54528 | 1.5151 | 1.4828 | 0.017694 | 0.82749 | 0.21449 | 1.1246 | 16.2465 | 0.07291 | 0.042801 | 0.054126 | 0.07291 | 0.074732 | 1.0604 | 0.7943 | 0.35654 | 1.0604 | 1.0342 | 1.5151 | 1.1197 | 0.54528 | 1.5151 | 1.4828
72 | 0.22 | 0.17 | South/Central | TN | Memphis.Intl.AP.723340 | 3 | 1295447 | 47.2735 | 11.8617 | 63.7138 | 46.6476 | 17.0662 | 912.6 | 3.963 | 65.5 | 2.4262 | 1.5368 | 92.944 | 2.2613 | 50.46 | 0.73886 | 1.5225 | 70.5993 | 2.9014 | 25.72 | 2.8757 | 0.025683 | 38.1356 | 3.963 | 65.5 | 2.4262 | 1.5368 | 92.944 | 4.0659 | 64.02 | 2.6451 | 1.4208 | 91.1186 | 0.017694 | 0.83648 | 0.20989 | 1.1274 | 16.148 | 0.070122 | 0.040013 | 0.051338 | 0.070122 | 0.071944 | 1.159 | 0.89286 | 0.4551 | 1.159 | 1.1328 | 1.6446 | 1.2492 | 0.67479 | 1.6446 | 1.6123 | 0.017694 | 0.83648 | 0.20989 | 1.1274 | 16.148 | 0.070122 | 0.040013 | 0.051338 | 0.070122 | 0.071944 | 1.159 | 0.89286 | 0.4551 | 1.159 | 1.1328 | 1.6446 | 1.2492 | 0.67479 | 1.6446 | 1.6123
73 | 0.2 | 0.47 | South/Central | TN | Memphis.Intl.AP.723340 | 3 | 1295447 | 41.5543 | 14.8693 | 62.0781 | 41.0036 | 21.0745 | 979.65 | 5.5986 | -1.55 | 8.0702 | -2.4715 | 4.9991 | 3.897 | -16.59 | 6.3828 | -2.4858 | -17.3456 | 4.537 | -41.33 | 8.5197 | -3.9826 | -49.8093 | 5.5986 | -1.55 | 8.0702 | -2.4715 | 4.9991 | 5.7016 | -3.03 | 8.2891 | -2.5875 | 3.1738 | 0.017694 | 0.73528 | 0.26311 | 1.0984 | 17.3344 | 0.099065 | 0.068956 | 0.080281 | 0.099065 | 0.10089 | -0.027426 | -0.29355 | -0.73131 | -0.027426 | -0.053614 | 0.088457 | -0.30692 | -0.88135 | 0.088457 | 0.056159 | 0.017694 | 0.73528 | 0.26311 | 1.0984 | 17.3344 | 0.099065 | 0.068956 | 0.080281 | 0.099065 | 0.10089 | -0.027426 | -0.29355 | -0.73131 | -0.027426 | -0.053614 | 0.088457 | -0.30692 | -0.88135 | 0.088457 | 0.056159
74 | 0.2 | 0.42 | South/Central | TN | Memphis.Intl.AP.723340 | 3 | 1295447 | 42.2448 | 14.3503 | 62.0623 | 41.685 | 20.3773 | 965.36 | 5.6145 | 12.74 | 7.3888 | -1.7744 | 24.1711 | 3.9128 | -2.3 | 5.7015 | -1.7886 | 1.8264 | 4.5529 | -27.04 | 7.8383 | -3.2854 | -30.6373 | 5.6145 | 12.74 | 7.3888 | -1.7744 | 24.1711 | 5.7174 | 11.26 | 7.6077 | -1.8903 | 22.3458 | 0.017694 | 0.7475 | 0.25392 | 1.0982 | 17.0815 | 0.099345 | 0.069236 | 0.080561 | 0.099345 | 0.10117 | 0.22543 | -0.040697 | -0.47846 | 0.22543 | 0.19924 | 0.4277 | 0.032318 | -0.54211 | 0.4277 | 0.3954 | 0.017694 | 0.7475 | 0.25392 | 1.0982 | 17.0815 | 0.099345 | 0.069236 | 0.080561 | 0.099345 | 0.10117 | 0.22543 | -0.040697 | -0.47846 | 0.22543 | 0.19924 | 0.4277 | 0.032318 | -0.54211 | 0.4277 | 0.3954
75 | 0.2 | 0.37 | South/Central | TN | Memphis.Intl.AP.723340 | 3 | 1295447 | 42.6434 | 14.1624 | 62.183 | 42.0784 | 20.1047 | 960.86 | 5.4937 | 17.24 | 6.9954 | -1.5017 | 30.0318 | 3.7921 | 2.2 | 5.3081 | -1.516 | 7.6871 | 4.4322 | -22.54 | 7.4449 | -3.0128 | -24.7766 | 5.4937 | 17.24 | 6.9954 | -1.5017 | 30.0318 | 5.5967 | 15.76 | 7.2143 | -1.6176 | 28.2065 | 0.017694 | 0.75455 | 0.2506 | 1.1003 | 17.0019 | 0.097209 | 0.0671 | 0.078425 | 0.097209 | 0.099031 | 0.30505 | 0.038928 | -0.39883 | 0.30505 | 0.27886 | 0.5314 | 0.13602 | -0.43841 | 0.5314 | 0.4991 | 0.017694 | 0.75455 | 0.2506 | 1.1003 | 17.0019 | 0.097209 | 0.0671 | 0.078425 | 0.097209 | 0.099031 | 0.30505 | 0.038928 | -0.39883 | 0.30505 | 0.27886 | 0.5314 | 0.13602 | -0.43841 | 0.5314 | 0.4991
76 | 0.2 | 0.32 | South/Central | TN | Memphis.Intl.AP.723340 | 3 | 1295447 | 43.214 | 13.8292 | 62.2796 | 42.6414 | 19.6382 | 952.21 | 5.3971 | 25.89 | 6.4324 | -1.0353 | 41.4746 | 3.6955 | 10.85 | 4.745 | -1.0495 | 19.1299 | 4.3355 | -13.89 | 6.8819 | -2.5463 | -13.3338 | 5.3971 | 25.89 | 6.4324 | -1.0353 | 41.4746 | 5.5001 | 24.41 | 6.6513 | -1.1512 | 39.6492 | 0.017694 | 0.76465 | 0.2447 | 1.102 | 16.8489 | 0.095499 | 0.06539 | 0.076715 | 0.095499 | 0.097321 | 0.45811 | 0.19199 | -0.24578 | 0.45811 | 0.43192 | 0.73387 | 0.33849 | -0.23593 | 0.73387 | 0.70157 | 0.017694 | 0.76465 | 0.2447 | 1.102 | 16.8489 | 0.095499 | 0.06539 | 0.076715 | 0.095499 | 0.097321 | 0.45811 | 0.19199 | -0.24578 | 0.45811 | 0.43192 | 0.73387 | 0.33849 | -0.23593 | 0.73387 | 0.70157
77 | 0.2 | 0.27 | South/Central | TN | Memphis.Intl.AP.723340 | 3 | 1295447 | 44.2128 | 13.1863 | 62.419 | 43.627 | 18.7919 | 936.25 | 5.2578 | 41.85 | 5.4467 | -0.18891 | 62.7026 | 3.5562 | 26.81 | 3.7594 | -0.2032 | 40.3579 | 4.1962 | 2.07 | 5.8962 | -1.7 | 7.8942 | 5.2578 | 41.85 | 5.4467 | -0.18891 | 62.7026 | 5.3608 | 40.37 | 5.6656 | -0.30484 | 60.8773 | 0.017694 | 0.78232 | 0.23333 | 1.1045 | 16.5664 | 0.093034 | 0.062925 | 0.07425 | 0.093034 | 0.094856 | 0.74051 | 0.47439 | 0.036628 | 0.74051 | 0.71433 | 1.1095 | 0.71411 | 0.13968 | 1.1095 | 1.0772 | 0.017694 | 0.78232 | 0.23333 | 1.1045 | 16.5664 | 0.093034 | 0.062925 | 0.07425 | 0.093034 | 0.094856 | 0.74051 | 0.47439 | 0.036628 | 0.74051 | 0.71433 | 1.1095 | 0.71411 | 0.13968 | 1.1095 | 1.0772
78 | 0.2 | 0.23 | South/Central | TN | Memphis.Intl.AP.723340 | 3 | 1295447 | 45.083 | 12.6608 | 62.584 | 44.4857 | 18.0983 | 923.64 | 5.0928 | 54.46 | 4.588 | 0.50474 | 79.4448 | 3.3912 | 39.42 | 2.9007 | 0.49046 | 57.1001 | 4.0312 | 14.68 | 5.0375 | -1.0063 | 24.6364 | 5.0928 | 54.46 | 4.588 | 0.50474 | 79.4448 | 5.1957 | 52.98 | 4.8069 | 0.38881 | 77.6194 | 0.017694 | 0.79772 | 0.22403 | 1.1074 | 16.3433 | 0.090114 | 0.060005 | 0.07133 | 0.090114 | 0.091936 | 0.96364 | 0.69752 | 0.25975 | 0.96364 | 0.93745 | 1.4057 | 1.0104 | 0.43593 | 1.4057 | 1.3734 | 0.017694 | 0.79772 | 0.22403 | 1.1074 | 16.3433 | 0.090114 | 0.060005 | 0.07133 | 0.090114 | 0.091936 | 0.96364 | 0.69752 | 0.25975 | 0.96364 | 0.93745 | 1.4057 | 1.0104 | 0.43593 | 1.4057 | 1.3734
79 | 0.2 | 0.19 | South/Central | TN | Memphis.Intl.AP.723340 | 3 | 1295447 | 46.0294 | 12.1322 | 62.8198 | 45.4197 | 17.4002 | 911.57 | 4.8569 | 66.53 | 3.6541 | 1.2028 | 95.3938 | 3.1553 | 51.49 | 1.9668 | 1.1886 | 73.0491 | 3.7953 | 26.75 | 4.1036 | -0.30825 | 40.5854 | 4.8569 | 66.53 | 3.6541 | 1.2028 | 95.3938 | 4.9599 | 65.05 | 3.873 | 1.0869 | 93.5684 | 0.017694 | 0.81447 | 0.21467 | 1.1116 | 16.1298 | 0.085941 | 0.055832 | 0.067156 | 0.085941 | 0.087763 | 1.1772 | 0.91109 | 0.47333 | 1.1772 | 1.151 | 1.6879 | 1.2926 | 0.71814 | 1.6879 | 1.6556 | 0.017694 | 0.81447 | 0.21467 | 1.1116 | 16.1298 | 0.085941 | 0.055832 | 0.067156 | 0.085941 | 0.087763 | 1.1772 | 0.91109 | 0.47333 | 1.1772 | 1.151 | 1.6879 | 1.2926 | 0.71814 | 1.6879 | 1.6556
80 | 0.2 | 0.17 | South/Central | TN | Memphis.Intl.AP.723340 | 3 | 1295447 | 46.5286 | 11.866 | 62.9631 | 45.9122 | 17.0509 | 905.77 | 4.7137 | 72.33 | 3.1616 | 1.5521 | 103.0473 | 3.012 | 57.29 | 1.4742 | 1.5378 | 80.7026 | 3.6521 | 32.55 | 3.6111 | 0.041011 | 48.2389 | 4.7137 | 72.33 | 3.1616 | 1.5521 | 103.0473 | 4.8166 | 70.85 | 3.3804 | 1.4362 | 101.222 | 0.017694 | 0.8233 | 0.20996 | 1.1141 | 16.0271 | 0.083406 | 0.053296 | 0.064621 | 0.083406 | 0.085227 | 1.2798 | 1.0137 | 0.57596 | 1.2798 | 1.2537 | 1.8234 | 1.428 | 0.85356 | 1.8234 | 1.7911 | 0.017694 | 0.8233 | 0.20996 | 1.1141 | 16.0271 | 0.083406 | 0.053296 | 0.064621 | 0.083406 | 0.085227 | 1.2798 | 1.0137 | 0.57596 | 1.2798 | 1.2537 | 1.8234 | 1.428 | 0.85356 | 1.8234 | 1.7911
81 | 0.35 | 0.2 | South/Central | TN | Memphis.Intl.AP.723340 | 3 | 1295447 | 51.1406 | 12.1748 | 68.1141 | 50.4649 | 17.6492 | 962.56 | -0.4373 | 15.54 | -1.3911 | 0.95382 | 20.3072 | -2.1389 | 0.5 | -3.0784 | 0.93954 | -2.0375 | -1.4989 | -24.24 | -0.94161 | -0.55727 | -34.5012 | -0.4373 | 15.54 | -1.3911 | 0.95382 | 20.3072 | -0.33433 | 14.06 | -1.1722 | 0.83789 | 18.4818 | 0.017694 | 0.90491 | 0.21543 | 1.2052 | 17.032 | -0.0077377 | -0.037847 | -0.026522 | -0.0077377 | -0.0059158 | 0.27497 | 0.0088472 | -0.42891 | 0.27497 | 0.24878 | 0.35932 | -0.036053 | -0.61048 | 0.35932 | 0.32703 | 0.017694 | 0.90491 | 0.21543 | 1.2052 | 17.032 | -0.0077377 | -0.037847 | -0.026522 | -0.0077377 | -0.0059158 | 0.27497 | 0.0088472 | -0.42891 | 0.27497 | 0.24878 | 0.35932 | -0.036053 | -0.61048 | 0.35932 | 0.32703
82 | 0.35 | 0.25 | South/Central | TN | Memphis.Intl.AP.723340 | 3 | 1295447 | 49.9527 | 12.8031 | 67.7797 | 49.2927 | 18.4871 | 976.62 | -0.10297 | 1.48 | -0.21889 | 0.11593 | 1.8253 | -1.8046 | -13.56 | -1.9062 | 0.10164 | -20.5194 | -1.1645 | -38.3 | 0.23061 | -1.3952 | -52.9831 | -0.10297 | 1.48 | -0.21889 | 0.11593 | 1.8253 | 0 | 0 | 0 | 0 | 0 | 0.017694 | 0.88389 | 0.22654 | 1.1993 | 17.2808 | -0.0018219 | -0.031931 | -0.020606 | -0.0018219 | 0 | 0.026188 | -0.23994 | -0.6777 | 0.026188 | 0 | 0.032298 | -0.36308 | -0.93751 | 0.032298 | 0 | 0.017694 | 0.88389 | 0.22654 | 1.1993 | 17.2808 | -0.0018219 | -0.031931 | -0.020606 | -0.0018219 | 0 | 0.026188 | -0.23994 | -0.6777 | 0.026188 | 0 | 0.032298 | -0.36308 | -0.93751 | 0.032298 | 0
83 | 0.35 | 0.3 | South/Central | TN | Memphis.Intl.AP.723340 | 3 | 1295447 | 49.7309 | 12.8457 | 67.6768 | 49.0738 | 18.603 | 978.1 | 0 | 0 | 0 | 0 | 0 | -1.7016 | -15.04 | -1.6873 | -0.014284 | -22.3447 | -1.0616 | -39.78 | 0.44951 | -1.5111 | -54.8084 | 0 | 0 | 0 | 0 | 0 | 0.10297 | -1.48 | 0.21889 | -0.11593 | -1.8253 | 0.017694 | 0.87996 | 0.2273 | 1.1975 | 17.307 | 0 | -0.030109 | -0.018784 | 0 | 0.0018219 | 0 | -0.26612 | -0.70389 | 0 | -0.026188 | 0 | -0.39538 | -0.96981 | 0 | -0.032298 | 0.017694 | 0.87996 | 0.2273 | 1.1975 | 17.307 | 0 | -0.030109 | -0.018784 | 0 | 0.0018219 | 0 | -0.26612 | -0.70389 | 0 | -0.026188 | 0 | -0.39538 | -0.96981 | 0 | -0.032298
84 | 0.35 | 0.35 | South/Central | TN | Memphis.Intl.AP.723340 | 3 | 1295447 | 48.6783 | 13.4274 | 67.4016 | 48.035 | 19.3665 | 991.18 | 0.27518 | -13.08 | 1.0387 | -0.76354 | -17.2222 | -1.4264 | -28.12 | -0.6486 | -0.77783 | -39.5669 | -0.7864 | -52.86 | 1.4882 | -2.2746 | -72.0306 | 0.27518 | -13.08 | 1.0387 | -0.76354 | -17.2222 | 0.37815 | -14.56 | 1.2576 | -0.87947 | -19.0476 | 0.017694 | 0.86134 | 0.23759 | 1.1926 | 17.5384 | 0.0048692 | -0.02524 | -0.013915 | 0.0048692 | 0.0066912 | -0.23144 | -0.49757 | -0.93533 | -0.23144 | -0.25763 | -0.30474 | -0.70012 | -1.2745 | -0.30474 | -0.33704 | 0.017694 | 0.86134 | 0.23759 | 1.1926 | 17.5384 | 0.0048692 | -0.02524 | -0.013915 | 0.0048692 | 0.0066912 | -0.23144 | -0.49757 | -0.93533 | -0.23144 | -0.25763 | -0.30474 | -0.70012 | -1.2745 | -0.30474 | -0.33704
85 | 0.35 | 0.4 | South/Central | TN | Memphis.Intl.AP.723340 | 3 | 1295447 | 47.7125 | 13.9902 | 67.1911 | 47.0819 | 20.1092 | 1004.42 | 0.48564 | -26.32 | 1.9919 | -1.5062 | -34.7119 | -1.216 | -41.36 | 0.30453 | -1.5205 | -57.0566 | -0.57594 | -66.1 | 2.4414 | -3.0173 | -89.5203 | 0.48564 | -26.32 | 1.9919 | -1.5062 | -34.7119 | 0.58861 | -27.8 | 2.2108 | -1.6221 | -36.5372 | 0.017694 | 0.84425 | 0.24755 | 1.1889 | 17.7727 | 0.0085931 | -0.021516 | -0.010191 | 0.0085931 | 0.010415 | -0.46572 | -0.73184 | -1.1696 | -0.46572 | -0.49191 | -0.61421 | -1.0096 | -1.584 | -0.61421 | -0.64651 | 0.017694 | 0.84425 | 0.24755 | 1.1889 | 17.7727 | 0.0085931 | -0.021516 | -0.010191 | 0.0085931 | 0.010415 | -0.46572 | -0.73184 | -1.1696 | -0.46572 | -0.49191 | -0.61421 | -1.0096 | -1.584 | -0.61421 | -0.64651
86 | 0.33 | 0.2 | South/Central | TN | Memphis.Intl.AP.723340 | 3 | 1295447 | 50.4599 | 12.1809 | 67.4294 | 49.7931 | 17.6363 | 956.36 | 0.2474 | 21.74 | -0.71932 | 0.96672 | 29.4928 | -1.4542 | 6.7 | -2.4066 | 0.95244 | 7.1481 | -0.81418 | -18.04 | -0.26982 | -0.54437 | -25.3156 | 0.2474 | 21.74 | -0.71932 | 0.96672 | 29.4928 | 0.35037 | 20.26 | -0.50043 | 0.85079 | 27.6675 | 0.017694 | 0.89286 | 0.21553 | 1.1931 | 16.9223 | 0.0043776 | -0.025731 | -0.014407 | 0.0043776 | 0.0061995 | 0.38468 | 0.11855 | -0.31921 | 0.38468 | 0.35849 | 0.52186 | 0.12648 | -0.44795 | 0.52186 | 0.48956 | 0.017694 | 0.89286 | 0.21553 | 1.1931 | 16.9223 | 0.0043776 | -0.025731 | -0.014407 | 0.0043776 | 0.0061995 | 0.38468 | 0.11855 | -0.31921 | 0.38468 | 0.35849 | 0.52186 | 0.12648 | -0.44795 | 0.52186 | 0.48956
87 | 0.33 | 0.25 | South/Central | TN | Memphis.Intl.AP.723340 | 3 | 1295447 | 49.2729 | 12.8128 | 67.096 | 48.6217 | 18.4743 | 970.42 | 0.5808 | 7.68 | 0.45212 | 0.12869 | 10.9953 | -1.1208 | -7.36 | -1.2352 | 0.1144 | -11.3494 | -0.48078 | -32.1 | 0.90162 | -1.3824 | -43.8131 | 0.5808 | 7.68 | 0.45212 | 0.12869 | 10.9953 | 0.68377 | 6.2 | 0.67101 | 0.012761 | 9.17 | 0.017694 | 0.87186 | 0.22672 | 1.1872 | 17.1711 | 0.010277 | -0.019832 | -0.0085071 | 0.010277 | 0.012099 | 0.13589 | -0.13023 | -0.56799 | 0.13589 | 0.10971 | 0.19456 | -0.20082 | -0.77525 | 0.19456 | 0.16226 | 0.017694 | 0.87186 | 0.22672 | 1.1872 | 17.1711 | 0.010277 | -0.019832 | -0.0085071 | 0.010277 | 0.012099 | 0.13589 | -0.13023 | -0.56799 | 0.13589 | 0.10971 | 0.19456 | -0.20082 | -0.77525 | 0.19456 | 0.16226
88 | 0.33 | 0.3 | South/Central | TN | Memphis.Intl.AP.723340 | 3 | 1295447 | 49.0512 | 12.8557 | 66.9883 | 48.4028 | 18.5855 | 971.78 | 0.68849 | 6.32 | 0.67101 | 0.017482 | 9.3593 | -1.0131 | -8.72 | -1.0163 | 0.0031983 | -12.9854 | -0.37309 | -33.46 | 1.1205 | -1.4936 | -45.4491 | 0.68849 | 6.32 | 0.67101 | 0.017482 | 9.3593 | 0.79146 | 4.84 | 0.88991 | -0.098446 | 7.534 | 0.017694 | 0.86793 | 0.22747 | 1.1853 | 17.1951 | 0.012183 | -0.017927 | -0.0066016 | 0.012183 | 0.014004 | 0.11183 | -0.1543 | -0.59206 | 0.11183 | 0.085641 | 0.16561 | -0.22977 | -0.8042 | 0.16561 | 0.13331 | 0.017694 | 0.86793 | 0.22747 | 1.1853 | 17.1951 | 0.012183 | -0.017927 | -0.0066016 | 0.012183 | 0.014004 | 0.11183 | -0.1543 | -0.59206 | 0.11183 | 0.085641 | 0.16561 | -0.22977 | -0.8042 | 0.16561 | 0.13331
89 | 0.33 | 0.35 | South/Central | TN | Memphis.Intl.AP.723340 | 3 | 1295447 | 48.004 | 13.4428 | 66.7324 | 47.3694 | 19.363 | 985.31 | 0.94437 | -7.21 | 1.7044 | -0.76002 | -8.4918 | -0.75724 | -22.25 | 0.017067 | -0.7743 | -30.8365 | -0.11721 | -46.99 | 2.1539 | -2.2711 | -63.3002 | 0.94437 | -7.21 | 1.7044 | -0.76002 | -8.4918 | 1.0473 | -8.69 | 1.9233 | -0.87595 | -10.3171 | 0.017694 | 0.8494 | 0.23786 | 1.1808 | 17.4345 | 0.01671 | -0.013399 | -0.002074 | 0.01671 | 0.018532 | -0.12758 | -0.3937 | -0.83146 | -0.12758 | -0.15376 | -0.15026 | -0.54563 | -1.1201 | -0.15026 | -0.18256 | 0.017694 | 0.8494 | 0.23786 | 1.1808 | 17.4345 | 0.01671 | -0.013399 | -0.002074 | 0.01671 | 0.018532 | -0.12758 | -0.3937 | -0.83146 | -0.12758 | -0.15376 | -0.15026 | -0.54563 | -1.1201 | -0.15026 | -0.18256
90 | 0.33 | 0.4 | South/Central | TN | Memphis.Intl.AP.723340 | 3 | 1295447 | 47.0418 | 14.0155 | 66.5357 | 46.4199 | 20.1158 | 998.87 | 1.141 | -20.77 | 2.6538 | -1.5128 | -26.4338 | -0.56057 | -35.81 | 0.96649 | -1.5271 | -48.7785 | 0.079452 | -60.55 | 3.1033 | -3.0239 | -81.2422 | 1.141 | -20.77 | 2.6538 | -1.5128 | -26.4338 | 1.244 | -22.25 | 2.8727 | -1.6287 | -28.2592 | 0.017694 | 0.83238 | 0.248 | 1.1773 | 17.6745 | 0.02019 | -0.0099191 | 0.0014059 | 0.02019 | 0.022012 | -0.36751 | -0.63364 | -1.0714 | -0.36751 | -0.3937 | -0.46773 | -0.86311 | -1.4375 | -0.46773 | -0.50003 | 0.017694 | 0.83238 | 0.248 | 1.1773 | 17.6745 | 0.02019 | -0.0099191 | 0.0014059 | 0.02019 | 0.022012 | -0.36751 | -0.63364 | -1.0714 | -0.36751 | -0.3937 | -0.46773 | -0.86311 | -1.4375 | -0.46773 | -0.50003
91 | 0.3 | 0.2 | South/Central | TN | Memphis.Intl.AP.723340 | 3 | 1295447 | 49.4215 | 12.191 | 66.381 | 48.768 | 17.613 | 946.8 | 1.2958 | 31.3 | 0.30575 | 0.99003 | 43.6543 | -0.40583 | 16.26 | -1.3816 | 0.97575 | 21.3096 | 0.2342 | -8.48 | 0.75526 | -0.52106 | -11.1541 | 1.2958 | 31.3 | 0.30575 | 0.99003 | 43.6543 | 1.3987 | 29.82 | 0.52464 | 0.8741 | 41.829 | 0.017694 | 0.87449 | 0.21571 | 1.1746 | 16.7531 | 0.022928 | -0.007181 | 0.004144 | 0.022928 | 0.02475 | 0.55384 | 0.28771 | -0.15005 | 0.55384 | 0.52765 | 0.77244 | 0.37706 | -0.19737 | 0.77244 | 0.74014 | 0.017694 | 0.87449 | 0.21571 | 1.1746 | 16.7531 | 0.022928 | -0.007181 | 0.004144 | 0.022928 | 0.02475 | 0.55384 | 0.28771 | -0.15005 | 0.55384 | 0.52765 | 0.77244 | 0.37706 | -0.19737 | 0.77244 | 0.74014
92 | 0.3 | 0.25 | South/Central | TN | Memphis.Intl.AP.723340 | 3 | 1295447 | 48.2379 | 12.8378 | 66.0659 | 47.6 | 18.4659 | 961.31 | 1.6109 | 16.79 | 1.4738 | 0.13708 | 24.5145 | -0.090751 | 1.75 | -0.21355 | 0.1228 | 2.1698 | 0.54927 | -22.99 | 1.9233 | -1.374 | -30.2939 | 1.6109 | 16.79 | 1.4738 | 0.13708 | 24.5145 | 1.7138 | 15.31 | 1.6927 | 0.021153 | 22.6892 | 0.017694 | 0.85354 | 0.22716 | 1.169 | 17.0099 | 0.028503 | -0.0016058 | 0.0097191 | 0.028503 | 0.030325 | 0.29709 | 0.030965 | -0.4068 | 0.29709 | 0.2709 | 0.43377 | 0.038394 | -0.53603 | 0.43377 | 0.40147 | 0.017694 | 0.85354 | 0.22716 | 1.169 | 17.0099 | 0.028503 | -0.0016058 | 0.0097191 | 0.028503 | 0.030325 | 0.29709 | 0.030965 | -0.4068 | 0.29709 | 0.2709 | 0.43377 | 0.038394 | -0.53603 | 0.43377 | 0.40147
93 | 0.3 | 0.3 | South/Central | TN | Memphis.Intl.AP.723340 | 3 | 1295447 | 48.0215 | 12.8869 | 65.9752 | 47.3864 | 18.5887 | 963.06 | 1.7016 | 15.04 | 1.6873 | 0.014284 | 22.3447 | 0 | 0 | 0 | 0 | 0 | 0.64003 | -24.74 | 2.1368 | -1.4968 | -32.4637 | 1.7016 | 15.04 | 1.6873 | 0.014284 | 22.3447 | 1.8046 | 13.56 | 1.9062 | -0.10164 | 20.5194 | 0.017694 | 0.84972 | 0.22803 | 1.1674 | 17.0408 | 0.030109 | 0 | 0.011325 | 0.030109 | 0.031931 | 0.26612 | 0 | -0.43776 | 0.26612 | 0.23994 | 0.39538 | 0 | -0.57443 | 0.39538 | 0.36308 | 0.017694 | 0.84972 | 0.22803 | 1.1674 | 17.0408 | 0.030109 | 0 | 0.011325 | 0.030109 | 0.031931 | 0.26612 | 0 | -0.43776 | 0.26612 | 0.23994 | 0.39538 | 0 | -0.57443 | 0.39538 | 0.36308
94 | 0.3 | 0.35 | South/Central | TN | Memphis.Intl.AP.723340 | 3 | 1295447 | 46.9785 | 13.4725 | 65.7178 | 46.3573 | 19.3606 | 976.46 | 1.959 | 1.64 | 2.7165 | -0.75756 | 4.6664 | 0.25734 | -13.4 | 1.0292 | -0.77184 | -17.6783 | 0.89737 | -38.14 | 3.166 | -2.2687 | -50.142 | 1.959 | 1.64 | 2.7165 | -0.75756 | 4.6664 | 2.0619 | 0.16 | 2.9354 | -0.87349 | 2.8411 | 0.017694 | 0.83126 | 0.23839 | 1.1628 | 17.2779 | 0.034663 | 0.0045535 | 0.015878 | 0.034663 | 0.036485 | 0.029019 | -0.23711 | -0.67487 | 0.029019 | 0.0028311 | 0.08257 | -0.31281 | -0.88724 | 0.08257 | 0.050272 | 0.017694 | 0.83126 | 0.23839 | 1.1628 | 17.2779 | 0.034663 | 0.0045535 | 0.015878 | 0.034663 | 0.036485 | 0.029019 | -0.23711 | -0.67487 | 0.029019 | 0.0028311 | 0.08257 | -0.31281 | -0.88724 | 0.08257 | 0.050272
95 | 0.3 | 0.4 | South/Central | TN | Memphis.Intl.AP.723340 | 3 | 1295447 | 46.0218 | 14.0453 | 65.5294 | 45.4132 | 20.1162 | 990.17 | 2.1474 | -12.07 | 3.6606 | -1.5132 | -13.4607 | 0.44577 | -27.11 | 1.9733 | -1.5275 | -35.8054 | 1.0858 | -51.85 | 4.1101 | -3.0243 | -68.2691 | 2.1474 | -12.07 | 3.6606 | -1.5132 | -13.4607 | 2.2503 | -13.55 | 3.8795 | -1.6291 | -15.286 | 0.017694 | 0.81433 | 0.24852 | 1.1595 | 17.5205 | 0.037997 | 0.0078876 | 0.019213 | 0.037997 | 0.039819 | -0.21357 | -0.4797 | -0.91746 | -0.21357 | -0.23976 | -0.23818 | -0.63356 | -1.208 | -0.23818 | -0.27048 | 0.017694 | 0.81433 | 0.24852 | 1.1595 | 17.5205 | 0.037997 | 0.0078876 | 0.019213 | 0.037997 | 0.039819 | -0.21357 | -0.4797 | -0.91746 | -0.21357 | -0.23976 | -0.23818 | -0.63356 | -1.208 | -0.23818 | -0.27048
96 | 0.28 | 0.2 | South/Central | TN | Memphis.Intl.AP.723340 | 3 | 1295447 | 48.7027 | 12.2071 | 65.6646 | 48.0585 | 17.6062 | 940.45 | 2.0121 | 37.65 | 1.0153 | 0.99681 | 53.0818 | 0.31051 | 22.61 | -0.67201 | 0.98252 | 30.7371 | 0.95054 | -2.13 | 1.4648 | -0.51428 | -1.7266 | 2.0121 | 37.65 | 1.0153 | 0.99681 | 53.0818 | 2.1151 | 36.17 | 1.2342 | 0.88088 | 51.2565 | 0.017694 | 0.86177 | 0.216 | 1.1619 | 16.6408 | 0.035603 | 0.0054944 | 0.016819 | 0.035603 | 0.037425 | 0.6662 | 0.40007 | -0.037689 | 0.6662 | 0.64001 | 0.93925 | 0.54388 | -0.030551 | 0.93925 | 0.90696 | 0.017694 | 0.86177 | 0.216 | 1.1619 | 16.6408 | 0.035603 | 0.0054944 | 0.016819 | 0.035603 | 0.037425 | 0.6662 | 0.40007 | -0.037689 | 0.6662 | 0.64001 | 0.93925 | 0.54388 | -0.030551 | 0.93925 | 0.90696
97 | 0.28 | 0.25 | South/Central | TN | Memphis.Intl.AP.723340 | 3 | 1295447 | 47.534 | 12.8487 | 65.3628 | 46.9051 | 18.4577 | 955.04 | 2.3139 | 23.06 | 2.1687 | 0.14526 | 33.8087 | 0.6123 | 8.02 | 0.48133 | 0.13098 | 11.464 | 1.2523 | -16.72 | 2.6182 | -1.3658 | -20.9997 | 2.3139 | 23.06 | 2.1687 | 0.14526 | 33.8087 | 2.4169 | 21.58 | 2.3875 | 0.029332 | 31.9833 | 0.017694 | 0.84109 | 0.22735 | 1.1566 | 16.8989 | 0.040943 | 0.010834 | 0.022159 | 0.040943 | 0.042765 | 0.40803 | 0.14191 | -0.29585 | 0.40803 | 0.38185 | 0.59823 | 0.20285 | -0.37158 | 0.59823 | 0.56593 | 0.017694 | 0.84109 | 0.22735 | 1.1566 | 16.8989 | 0.040943 | 0.010834 | 0.022159 | 0.040943 | 0.042765 | 0.40803 | 0.14191 | -0.29585 | 0.40803 | 0.38185 | 0.59823 | 0.20285 | -0.37158 | 0.59823 | 0.56593
98 | 0.28 | 0.3 | South/Central | TN | Memphis.Intl.AP.723340 | 3 | 1295447 | 47.0955 | 13.0321 | 65.2143 | 46.4724 | 18.7419 | 959.55 | 2.4625 | 18.55 | 2.6014 | -0.13889 | 27.9953 | 0.76089 | 3.51 | 0.91406 | -0.15318 | 5.6506 | 1.4009 | -21.23 | 3.0509 | -1.65 | -26.8131 | 2.4625 | 18.55 | 2.6014 | -0.13889 | 27.9953 | 2.5655 | 17.07 | 2.8203 | -0.25482 | 26.1699 | 0.017694 | 0.83333 | 0.2306 | 1.1539 | 16.9787 | 0.043573 | 0.013464 | 0.024788 | 0.043573 | 0.045395 | 0.32823 | 0.062108 | -0.37565 | 0.32823 | 0.30204 | 0.49536 | 0.099984 | -0.47444 | 0.49536 | 0.46306 | 0.017694 | 0.83333 | 0.2306 | 1.1539 | 16.9787 | 0.043573 | 0.013464 | 0.024788 | 0.043573 | 0.045395 | 0.32823 | 0.062108 | -0.37565 | 0.32823 | 0.30204 | 0.49536 | 0.099984 | -0.47444 | 0.49536 | 0.46306
99 | 0.28 | 0.35 | South/Central | TN | Memphis.Intl.AP.723340 | 3 | 1295447 | 46.0778 | 13.6338 | 65.0038 | 45.4682 | 19.5356 | 973.81 | 2.673 | 4.29 | 3.6056 | -0.9326 | 9.1171 | 0.97135 | -10.75 | 1.9182 | -0.94689 | -13.2276 | 1.6114 | -35.49 | 4.0551 | -2.4437 | -45.6913 | 2.673 | 4.29 | 3.6056 | -0.9326 | 9.1171 | 2.7759 | 2.81 | 3.8245 | -1.0485 | 7.2918 | 0.017694 | 0.81532 | 0.24124 | 1.1502 | 17.2311 | 0.047297 | 0.017187 | 0.028512 | 0.047297 | 0.049118 | 0.075909 | -0.19022 | -0.62798 | 0.075909 | 0.049721 | 0.16132 | -0.23406 | -0.80848 | 0.16132 | 0.12902 | 0.017694 | 0.81532 | 0.24124 | 1.1502 | 17.2311 | 0.047297 | 0.017187 | 0.028512 | 0.047297 | 0.049118 | 0.075909 | -0.19022 | -0.62798 | 0.075909 | 0.049721 | 0.16132 | -0.23406 | -0.80848 | 0.16132 | 0.12902
100 | 0.28 | 0.4 | South/Central | TN | Memphis.Intl.AP.723340 | 3 | 1295447 | 45.3218 | 14.0777 | 64.8514 | 44.7222 | 20.1292 | 984.55 | 2.8254 | -6.45 | 4.3516 | -1.5262 | -5.0662 | 1.1237 | -21.49 | 2.6642 | -1.5405 | -27.4109 | 1.7638 | -46.23 | 4.8011 | -3.0373 | -59.8746 | 2.8254 | -6.45 | 4.3516 | -1.5262 | -5.0662 | 2.9283 | -7.93 | 4.5705 | -1.6421 | -6.8915 | 0.017694 | 0.80195 | 0.2491 | 1.1475 | 17.4211 | 0.049993 | 0.019884 | 0.031209 | 0.049993 | 0.051815 | -0.11413 | -0.38025 | -0.81802 | -0.11413 | -0.14032 | -0.089644 | -0.48502 | -1.0594 | -0.089644 | -0.12194 | 0.017694 | 0.80195 | 0.2491 | 1.1475 | 17.4211 | 0.049993 | 0.019884 | 0.031209 | 0.049993 | 0.051815 | -0.11413 | -0.38025 | -0.81802 | -0.11413 | -0.14032 | -0.089644 | -0.48502 | -1.0594 | -0.089644 | -0.12194
101 | 0.27 | 0.2 | South/Central | TN | Memphis.Intl.AP.723340 | 3 | 1295447 | 48.3463 | 12.2168 | 65.3116 | 47.7067 | 17.6049 | 937.36 | 2.3652 | 40.74 | 1.367 | 0.99812 | 57.673 | 0.66356 | 25.7 | -0.32028 | 0.98384 | 35.3283 | 1.3036 | 0.96 | 1.8166 | -0.51297 | 2.8646 | 2.3652 | 40.74 | 1.367 | 0.99812 | 57.673 | 2.4681 | 39.26 | 1.5859 | 0.8822 | 55.8477 | 0.017694 | 0.85546 | 0.21617 | 1.1557 | 16.5861 | 0.04185 | 0.011741 | 0.023066 | 0.04185 | 0.043672 | 0.72087 | 0.45475 | 0.016987 | 0.72087 | 0.69468 | 1.0205 | 0.62512 | 0.050688 | 1.0205 | 0.9882 | 0.017694 | 0.85546 | 0.21617 | 1.1557 | 16.5861 | 0.04185 | 0.011741 | 0.023066 | 0.04185 | 0.043672 | 0.72087 | 0.45475 | 0.016987 | 0.72087 | 0.69468 | 1.0205 | 0.62512 | 0.050688 | 1.0205 | 0.9882
102 | 0.27 | 0.25 | South/Central | TN | Memphis.Intl.AP.723340 | 3 | 1295447 | 47.1792 | 12.8583 | 65.0112 | 46.555 | 18.4562 | 951.97 | 2.6656 | 26.13 | 2.5188 | 0.1468 | 38.3885 | 0.964 | 11.09 | 0.83149 | 0.13251 | 16.0438 | 1.604 | -13.65 | 2.9683 | -1.3643 | -16.4199 | 2.6656 | 26.13 | 2.5188 | 0.1468 | 38.3885 | 2.7686 | 24.65 | 2.7377 | 0.03087 | 36.5632 | 0.017694 | 0.83481 | 0.22752 | 1.1503 | 16.8446 | 0.047167 | 0.017057 | 0.028382 | 0.047167 | 0.048988 | 0.46236 | 0.19623 | -0.24153 | 0.46236 | 0.43617 | 0.67926 | 0.28389 | -0.29054 | 0.67926 | 0.64697 | 0.017694 | 0.83481 | 0.22752 | 1.1503 | 16.8446 | 0.047167 | 0.017057 | 0.028382 | 0.047167 | 0.048988 | 0.46236 | 0.19623 | -0.24153 | 0.46236 | 0.43617 | 0.67926 | 0.28389 | -0.29054 | 0.67926 | 0.64697
103 | 0.27 | 0.3 | South/Central | TN | Memphis.Intl.AP.723340 | 3 | 1295447 | 46.5893 | 13.1471 | 64.8431 | 45.9728 | 18.8703 | 958.92 | 2.8336 | 19.18 | 3.1009 | -0.26732 | 29.29 | 1.132 | 4.14 | 1.4136 | -0.2816 | 6.9453 | 1.772 | -20.6 | 3.5504 | -1.7784 | -25.5184 | 2.8336 | 19.18 | 3.1009 | -0.26732 | 29.29 | 2.9366 | 17.7 | 3.3198 | -0.38325 | 27.4646 | 0.017694 | 0.82437 | 0.23263 | 1.1474 | 16.9676 | 0.050139 | 0.02003 | 0.031355 | 0.050139 | 0.051961 | 0.33938 | 0.073255 | -0.36451 | 0.33938 | 0.31319 | 0.51827 | 0.12289 | -0.45153 | 0.51827 | 0.48597 | 0.017694 | 0.82437 | 0.23263 | 1.1474 | 16.9676 | 0.050139 | 0.02003 | 0.031355 | 0.050139 | 0.051961 | 0.33938 | 0.073255 | -0.36451 | 0.33938 | 0.31319 | 0.51827 | 0.12289 | -0.45153 | 0.51827 | 0.48597
104 | 0.27 | 0.35 | South/Central | TN | Memphis.Intl.AP.723340 | 3 | 1295447 | 45.5468 | 13.7901 | 64.659 | 44.9441 | 19.7149 | 974.46 | 3.0177 | 3.64 | 4.1296 | -1.1119 | 8.6885 | 1.3161 | -11.4 | 2.4423 | -1.1262 | -13.6562 | 1.9562 | -36.14 | 4.5791 | -2.623 | -46.1199 | 3.0177 | 3.64 | 4.1296 | -1.1119 | 8.6885 | 3.1207 | 2.16 | 4.3485 | -1.2278 | 6.8632 | 0.017694 | 0.80593 | 0.24401 | 1.1441 | 17.2426 | 0.053397 | 0.023288 | 0.034613 | 0.053397 | 0.055219 | 0.064408 | -0.20172 | -0.63948 | 0.064408 | 0.03822 | 0.15374 | -0.24164 | -0.81607 | 0.15374 | 0.12144 | 0.017694 | 0.80593 | 0.24401 | 1.1441 | 17.2426 | 0.053397 | 0.023288 | 0.034613 | 0.053397 | 0.055219 | 0.064408 | -0.20172 | -0.63948 | 0.064408 | 0.03822 | 0.15374 | -0.24164 | -0.81607 | 0.15374 | 0.12144
105 | 0.27 | 0.4 | South/Central | TN | Memphis.Intl.AP.723340 | 3 | 1295447 | 44.9666 | 14.0912 | 64.506 | 44.3715 | 20.1344 | 981.65 | 3.1708 | -3.55 | 4.7022 | -1.5314 | -0.75004 | 1.4692 | -18.59 | 3.0149 | -1.5457 | -23.0947 | 2.1092 | -43.33 | 5.1517 | -3.0425 | -55.5584 | 3.1708 | -3.55 | 4.7022 | -1.5314 | -0.75004 | 3.2738 | -5.03 | 4.9211 | -1.6473 | -2.5754 | 0.017694 | 0.79566 | 0.24934 | 1.1414 | 17.3698 | 0.056106 | 0.025997 | 0.037322 | 0.056106 | 0.057928 | -0.062815 | -0.32894 | -0.7667 | -0.062815 | -0.089003 | -0.013272 | -0.40865 | -0.98308 | -0.013272 | -0.04557 | 0.017694 | 0.79566 | 0.24934 | 1.1414 | 17.3698 | 0.056106 | 0.025997 | 0.037322 | 0.056106 | 0.057928 | -0.062815 | -0.32894 | -0.7667 | -0.062815 | -0.089003 | -0.013272 | -0.40865 | -0.98308 | -0.013272 | -0.04557
106 | 0.26 | 0.2 | South/Central | TN | Memphis.Intl.AP.723340 | 3 | 1295447 | 47.9819 | 12.2268 | 64.9527 | 47.347 | 17.6057 | 934.26 | 2.724 | 43.84 | 1.7267 | 0.9973 | 62.2811 | 1.0224 | 28.8 | 0.039419 | 0.98301 | 39.9364 | 1.6625 | 4.06 | 2.1763 | -0.51379 | 7.4727 | 2.724 | 43.84 | 1.7267 | 0.9973 | 62.2811 | 2.827 | 42.36 | 1.9456 | 0.88137 | 60.4558 | 0.017694 | 0.84902 | 0.21635 | 1.1493 | 16.5312 | 0.0482 | 0.018091 | 0.029416 | 0.0482 | 0.050022 | 0.77573 | 0.5096 | 0.07184 | 0.77573 | 0.74954 | 1.102 | 0.70665 | 0.13223 | 1.102 | 1.0697 | 0.017694 | 0.84902 | 0.21635 | 1.1493 | 16.5312 | 0.0482 | 0.018091 | 0.029416 | 0.0482 | 0.050022 | 0.77573 | 0.5096 | 0.07184 | 0.77573 | 0.74954 | 1.102 | 0.70665 | 0.13223 | 1.102 | 1.0697
107 | 0.26 | 0.25 | South/Central | TN | Memphis.Intl.AP.723340 | 3 | 1295447 | 46.8239 | 12.8641 | 64.6528 | 46.2043 | 18.4485 | 948.71 | 3.0239 | 29.39 | 2.8695 | 0.15448 | 43.2212 | 1.3223 | 14.35 | 1.1821 | 0.1402 | 20.8765 | 1.9624 | -10.39 | 3.319 | -1.3566 | -11.5872 | 3.0239 | 29.39 | 2.8695 | 0.15448 | 43.2212 | 3.1269 | 27.91 | 3.0884 | 0.038553 | 41.3958 | 0.017694 | 0.82853 | 0.22762 | 1.144 | 16.7869 | 0.053507 | 0.023398 | 0.034723 | 0.053507 | 0.055329 | 0.52004 | 0.25392 | -0.18385 | 0.52004 | 0.49385 | 0.76478 | 0.3694 | -0.20503 | 0.76478 | 0.73248 | 0.017694 | 0.82853 | 0.22762 | 1.144 | 16.7869 | 0.053507 | 0.023398 | 0.034723 | 0.053507 | 0.055329 | 0.52004 | 0.25392 | -0.18385 | 0.52004 | 0.49385 | 0.76478 | 0.3694 | -0.20503 | 0.76478 | 0.73248
108 | 0.26 | 0.3 | South/Central | TN | Memphis.Intl.AP.723340 | 3 | 1295447 | 46.0074 | 13.318 | 64.4656 | 45.3985 | 19.0671 | 959.62 | 3.2112 | 18.48 | 3.6753 | -0.4641 | 28.8076 | 1.5096 | 3.44 | 1.9879 | -0.47839 | 6.4629 | 2.1496 | -21.3 | 4.1248 | -1.9752 | -26.0008 | 3.2112 | 18.48 | 3.6753 | -0.4641 | 28.8076 | 3.3141 | 17 | 3.8942 | -0.58003 | 26.9823 | 0.017694 | 0.81408 | 0.23565 | 1.1407 | 16.98 | 0.05682 | 0.026711 | 0.038036 | 0.05682 | 0.058642 | 0.32699 | 0.060869 | -0.37689 | 0.32699 | 0.30081 | 0.50974 | 0.11436 | -0.46007 | 0.50974 | 0.47744 | 0.017694 | 0.81408 | 0.23565 | 1.1407 | 16.98 | 0.05682 | 0.026711 | 0.038036 | 0.05682 | 0.058642 | 0.32699 | 0.060869 | -0.37689 | 0.32699 | 0.30081 | 0.50974 | 0.11436 | -0.46007 | 0.50974 | 0.47744
109 | 0.26 | 0.35 | South/Central | TN | Memphis.Intl.AP.723340 | 3 | 1295447 | 45.0147 | 13.9648 | 64.3351 | 44.419 | 19.9162 | 975.71 | 3.3416 | 2.39 | 4.6548 | -1.3132 | 7.3916 | 1.64 | -12.65 | 2.9675 | -1.3274 | -14.9531 | 2.28 | -37.39 | 5.1043 | -2.8243 | -47.4168 | 3.3416 | 2.39 | 4.6548 | -1.3132 | 7.3916 | 3.4446 | 0.91 | 4.8737 | -1.4291 | 5.5663 | 0.017694 | 0.79651 | 0.2471 | 1.1384 | 17.2647 | 0.059128 | 0.029019 | 0.040344 | 0.059128 | 0.06095 | 0.04229 | -0.22384 | -0.6616 | 0.04229 | 0.016102 | 0.13079 | -0.26459 | -0.83901 | 0.13079 | 0.098493 | 0.017694 | 0.79651 | 0.2471 | 1.1384 | 17.2647 | 0.059128 | 0.029019 | 0.040344 | 0.059128 | 0.06095 | 0.04229 | -0.22384 | -0.6616 | 0.04229 | 0.016102 | 0.13079 | -0.26459 | -0.83901 | 0.13079 | 0.098493
110 | 0.26 | 0.4 | South/Central | TN | Memphis.Intl.AP.723340 | 3 | 1295447 | 44.6118 | 14.1074 | 64.1576 | 44.0214 | 20.1362 | 978.67 | 3.5192 | -0.57 | 5.0524 | -1.5332 | 3.6965 | 1.8176 | -15.61 | 3.3651 | -1.5475 | -18.6482 | 2.4576 | -40.35 | 5.5019 | -3.0443 | -51.1119 | 3.5192 | -0.57 | 5.0524 | -1.5332 | 3.6965 | 3.6221 | -2.05 | 5.2713 | -1.6491 | 1.8711 | 0.017694 | 0.78938 | 0.24962 | 1.1352 | 17.317 | 0.06227 | 0.032161 | 0.043486 | 0.06227 | 0.064092 | -0.010086 | -0.27621 | -0.71397 | -0.010086 | -0.036274 | 0.065407 | -0.32997 | -0.9044 | 0.065407 | 0.033109 | 0.017694 | 0.78938 | 0.24962 | 1.1352 | 17.317 | 0.06227 | 0.032161 | 0.043486 | 0.06227 | 0.064092 | -0.010086 | -0.27621 | -0.71397 | -0.010086 | -0.036274 | 0.065407 | -0.32997 | -0.9044 | 0.065407 | 0.033109
111 | 0.25 | 0.2 | South/Central | TN | Memphis.Intl.AP.723340 | 3 | 1295447 | 47.6167 | 12.2357 | 64.5909 | 46.9865 | 17.6044 | 931.08 | 3.0858 | 47.02 | 2.0872 | 0.99861 | 66.9852 | 1.3842 | 31.98 | 0.3999 | 0.98433 | 44.6405 | 2.0243 | 7.24 | 2.5367 | -0.51248 | 12.1768 | 3.0858 | 47.02 | 2.0872 | 0.99861 | 66.9852 | 3.1888 | 45.54 | 2.3061 | 0.88268 | 65.1599 | 0.017694 | 0.84255 | 0.2165 | 1.1429 | 16.475 | 0.054602 | 0.024493 | 0.035818 | 0.054602 | 0.056424 | 0.83199 | 0.56587 | 0.12811 | 0.83199 | 0.80581 | 1.1853 | 0.78989 | 0.21546 | 1.1853 | 1.153 | 0.017694 | 0.84255 | 0.2165 | 1.1429 | 16.475 | 0.054602 | 0.024493 | 0.035818 | 0.054602 | 0.056424 | 0.83199 | 0.56587 | 0.12811 | 0.83199 | 0.80581 | 1.1853 | 0.78989 | 0.21546 | 1.1853 | 1.153
112 | 0.25 | 0.25 | South/Central | TN | Memphis.Intl.AP.723340 | 3 | 1295447 | 46.4649 | 12.8737 | 64.2989 | 45.85 | 18.4489 | 945.63 | 3.3779 | 32.47 | 3.2238 | 0.15408 | 47.7772 | 1.6763 | 17.43 | 1.5365 | 0.13979 | 25.4325 | 2.3163 | -7.31 | 3.6733 | -1.357 | -7.0312 | 3.3779 | 32.47 | 3.2238 | 0.15408 | 47.7772 | 3.4809 | 30.99 | 3.4427 | 0.038148 | 45.9519 | 0.017694 | 0.82217 | 0.22779 | 1.1377 | 16.7324 | 0.05977 | 0.029661 | 0.040986 | 0.05977 | 0.061592 | 0.57454 | 0.30841 | -0.12935 | 0.57454 | 0.54835 | 0.84539 | 0.45002 | -0.12441 | 0.84539 | 0.81309 | 0.017694 | 0.82217 | 0.22779 | 1.1377 | 16.7324 | 0.05977 | 0.029661 | 0.040986 | 0.05977 | 0.061592 | 0.57454 | 0.30841 | -0.12935 | 0.57454 | 0.54835 | 0.84539 | 0.45002 | -0.12441 | 0.84539 | 0.81309
113 | 0.25 | 0.3 | South/Central | TN | Memphis.Intl.AP.723340 | 3 | 1295447 | 45.4217 | 13.5074 | 64.1055 | 44.8205 | 19.285 | 960.89 | 3.5713 | 17.21 | 4.2533 | -0.682 | 27.5264 | 1.8697 | 2.17 | 2.566 | -0.69629 | 5.1817 | 2.5097 | -22.57 | 4.7028 | -2.1931 | -27.282 | 3.5713 | 17.21 | 4.2533 | -0.682 | 27.5264 | 3.6743 | 15.73 | 4.4722 | -0.79793 | 25.701 | 0.017694 | 0.80371 | 0.23901 | 1.1343 | 17.0024 | 0.063192 | 0.033083 | 0.044408 | 0.063192 | 0.065014 | 0.30452 | 0.038397 | -0.39936 | 0.30452 | 0.27833 | 0.48706 | 0.091687 | -0.48274 | 0.48706 | 0.45477 | 0.017694 | 0.80371 | 0.23901 | 1.1343 | 17.0024 | 0.063192 | 0.033083 | 0.044408 | 0.063192 | 0.065014 | 0.30452 | 0.038397 | -0.39936 | 0.30452 | 0.27833 | 0.48706 | 0.091687 | -0.48274 | 0.48706 | 0.45477
114 | 0.25 | 0.35 | South/Central | TN | Memphis.Intl.AP.723340 | 3 | 1295447 | 44.4394 | 14.1746 | 64.0196 | 43.8511 | 20.1685 | 978.07 | 3.6572 | 0.03 | 5.2227 | -1.5655 | 4.598 | 1.9556 | -15.01 | 3.5354 | -1.5798 | -17.7467 | 2.5956 | -39.75 | 5.6722 | -3.0766 | -50.2104 | 3.6572 | 0.03 | 5.2227 | -1.5655 | 4.598 | 3.7601 | -1.45 | 5.4416 | -1.6814 | 2.7727 | 0.017694 | 0.78633 | 0.25081 | 1.1328 | 17.3064 | 0.064712 | 0.034603 | 0.045928 | 0.064712 | 0.066534 | 0.00053083 | -0.26559 | -0.70336 | 0.00053083 | -0.025657 | 0.081359 | -0.31402 | -0.88845 | 0.081359 | 0.049061 | 0.017694 | 0.78633 | 0.25081 | 1.1328 | 17.3064 | 0.064712 | 0.034603 | 0.045928 | 0.064712 | 0.066534 | 0.00053083 | -0.26559 | -0.70336 | 0.00053083 | -0.025657 | 0.081359 | -0.31402 | -0.88845 | 0.081359 | 0.049061
115 | 0.25 | 0.4 | South/Central | TN | Memphis.Intl.AP.723340 | 3 | 1295447 | 44.2567 | 14.1175 | 63.8061 | 43.6707 | 20.1353 | 975.6 | 3.8707 | 2.5 | 5.403 | -1.5324 | 8.2547 | 2.1691 | -12.54 | 3.7157 | -1.5466 | -14.09 | 2.8091 | -37.28 | 5.8525 | -3.0434 | -46.5537 | 3.8707 | 2.5 | 5.403 | -1.5324 | 8.2547 | 3.9736 | 1.02 | 5.6219 | -1.6483 | 6.4293 | 0.017694 | 0.7831 | 0.2498 | 1.129 | 17.2627 | 0.06849 | 0.03838 | 0.049705 | 0.06849 | 0.070311 | 0.044236 | -0.22189 | -0.65965 | 0.044236 | 0.018048 | 0.14606 | -0.24932 | -0.82374 | 0.14606 | 0.11376 | 0.017694 | 0.7831 | 0.2498 | 1.129 | 17.2627 | 0.06849 | 0.03838 | 0.049705 | 0.06849 | 0.070311 | 0.044236 | -0.22189 | -0.65965 | 0.044236 | 0.018048 | 0.14606 | -0.24932 | -0.82374 | 0.14606 | 0.11376
116 | 0.24 | 0.2 | South/Central | TN | Memphis.Intl.AP.723340 | 3 | 1295447 | 47.2524 | 12.2421 | 64.2231 | 46.6268 | 17.5962 | 927.72 | 3.4537 | 50.38 | 2.4469 | 1.0068 | 71.9535 | 1.7521 | 35.34 | 0.7596 | 0.99248 | 49.6088 | 2.3921 | 10.6 | 2.8964 | -0.50432 | 17.1451 | 3.4537 | 50.38 | 2.4469 | 1.0068 | 71.9535 | 3.5567 | 48.9 | 2.6658 | 0.89084 | 70.1282 | 0.017694 | 0.83611 | 0.21662 | 1.1364 | 16.4155 | 0.061111 | 0.031002 | 0.042327 | 0.061111 | 0.062933 | 0.89145 | 0.62532 | 0.18756 | 0.89145 | 0.86526 | 1.2732 | 0.8778 | 0.30337 | 1.2732 | 1.2409 | 0.017694 | 0.83611 | 0.21662 | 1.1364 | 16.4155 | 0.061111 | 0.031002 | 0.042327 | 0.061111 | 0.062933 | 0.89145 | 0.62532 | 0.18756 | 0.89145 | 0.86526 | 1.2732 | 0.8778 | 0.30337 | 1.2732 | 1.2409
117 | 0.24 | 0.25 | South/Central | TN | Memphis.Intl.AP.723340 | 3 | 1295447 | 46.1006 | 12.88 | 63.9342 | 45.4903 | 18.444 | 942.36 | 3.7425 | 35.74 | 3.5835 | 0.15902 | 52.6169 | 2.0409 | 20.7 | 1.8962 | 0.14474 | 30.2722 | 2.681 | -4.04 | 4.033 | -1.3521 | -2.1915 | 3.7425 | 35.74 | 3.5835 | 0.15902 | 52.6169 | 3.8455 | 34.26 | 3.8024 | 0.043096 | 50.7916 | 0.017694 | 0.81573 | 0.2279 | 1.1313 | 16.6746 | 0.066222 | 0.036113 | 0.047438 | 0.066222 | 0.068044 | 0.6324 | 0.36628 | -0.071486 | 0.6324 | 0.60621 | 0.93103 | 0.53565 | -0.038777 | 0.93103 | 0.89873 | 0.017694 | 0.81573 | 0.2279 | 1.1313 | 16.6746 | 0.066222 | 0.036113 | 0.047438 | 0.066222 | 0.068044 | 0.6324 | 0.36628 | -0.071486 | 0.6324 | 0.60621 | 0.93103 | 0.53565 | -0.038777 | 0.93103 | 0.89873
118 | 0.24 | 0.3 | South/Central | TN | Memphis.Intl.AP.723340 | 3 | 1295447 | 45.0664 | 13.5224 | 63.7591 | 44.4698 | 19.2893 | 957.97 | 3.9177 | 20.13 | 4.6039 | -0.68627 | 31.8799 | 2.2161 | 5.09 | 2.9166 | -0.70055 | 9.5352 | 2.8561 | -19.65 | 5.0535 | -2.1974 | -22.9285 | 3.9177 | 20.13 | 4.6039 | -0.68627 | 31.8799 | 4.0206 | 18.65 | 4.8228 | -0.80219 | 30.0546 | 0.017694 | 0.79743 | 0.23927 | 1.1282 | 16.9508 | 0.069321 | 0.039212 | 0.050537 | 0.069321 | 0.071143 | 0.35619 | 0.090065 | -0.3477 | 0.35619 | 0.33 | 0.5641 | 0.16872 | -0.40571 | 0.5641 | 0.5318 | 0.017694 | 0.79743 | 0.23927 | 1.1282 | 16.9508 | 0.069321 | 0.039212 | 0.050537 | 0.069321 | 0.071143 | 0.35619 | 0.090065 | -0.3477 | 0.35619 | 0.33 | 0.5641 | 0.16872 | -0.40571 | 0.5641 | 0.5318
119 | 0.24 | 0.35 | South/Central | TN | Memphis.Intl.AP.723340 | 3 | 1295447 | 44.0841 | 14.19 | 63.6759 | 43.5004 | 20.1755 | 975.24 | 4.0009 | 2.86 | 5.5733 | -1.5725 | 8.8427 | 2.2992 | -12.18 | 3.886 | -1.5868 | -13.502 | 2.9393 | -36.92 | 6.0228 | -3.0836 | -45.9657 | 4.0009 | 2.86 | 5.5733 | -1.5725 | 8.8427 | 4.1038 | 1.38 | 5.7922 | -1.6884 | 7.0174 | 0.017694 | 0.78004 | 0.25108 | 1.1267 | 17.2564 | 0.070793 | 0.040684 | 0.052009 | 0.070793 | 0.072615 | 0.050606 | -0.21552 | -0.65328 | 0.050606 | 0.024418 | 0.15647 | -0.23891 | -0.81334 | 0.15647 | 0.12417 | 0.017694 | 0.78004 | 0.25108 | 1.1267 | 17.2564 | 0.070793 | 0.040684 | 0.052009 | 0.070793 | 0.072615 | 0.050606 | -0.21552 | -0.65328 | 0.050606 | 0.024418 | 0.15647 | -0.23891 | -0.81334 | 0.15647 | 0.12417
120 | 0.24 | 0.4 | South/Central | TN | Memphis.Intl.AP.723340 | 3 | 1295447 | 43.9014 | 14.1329 | 63.4626 | 43.3201 | 20.1425 | 972.77 | 4.2141 | 5.33 | 5.7537 | -1.5395 | 12.4913 | 2.5125 | -9.71 | 4.0664 | -1.5538 | -9.8534 | 3.1526 | -34.45 | 6.2032 | -3.0506 | -42.3171 | 4.2141 | 5.33 | 5.7537 | -1.5395 | 12.4913 | 4.3171 | 3.85 | 5.9726 | -1.6555 | 10.6659 | 0.017694 | 0.77681 | 0.25007 | 1.1229 | 17.2127 | 0.074567 | 0.044458 | 0.055783 | 0.074567 | 0.076389 | 0.094312 | -0.17181 | -0.60957 | 0.094312 | 0.068124 | 0.22103 | -0.17435 | -0.74878 | 0.22103 | 0.18873 | 0.017694 | 0.77681 | 0.25007 | 1.1229 | 17.2127 | 0.074567 | 0.044458 | 0.055783 | 0.074567 | 0.076389 | 0.094312 | -0.17181 | -0.60957 | 0.094312 | 0.068124 | 0.22103 | -0.17435 | -0.74878 | 0.22103 | 0.18873
121 | 0.22 | 0.2 | South/Central | TN | Memphis.Intl.AP.723340 | 3 | 1295447 | 46.5227 | 12.2573 | 63.4982 | 45.9067 | 17.5915 | 921.33 | 4.1786 | 56.77 | 3.1671 | 1.0115 | 81.4343 | 2.477 | 41.73 | 1.4798 | 0.99717 | 59.0896 | 3.117 | 16.99 | 3.6166 | -0.49964 | 26.6259 | 4.1786 | 56.77 | 3.1671 | 1.0115 | 81.4343 | 4.2815 | 55.29 | 3.386 | 0.89553 | 79.6089 | 0.017694 | 0.8232 | 0.21689 | 1.1236 | 16.3024 | 0.073938 | 0.043829 | 0.055153 | 0.073938 | 0.07576 | 1.0045 | 0.73839 | 0.30063 | 1.0045 | 0.97833 | 1.4409 | 1.0456 | 0.47113 | 1.4409 | 1.4086 | 0.017694 | 0.8232 | 0.21689 | 1.1236 | 16.3024 | 0.073938 | 0.043829 | 0.055153 | 0.073938 | 0.07576 | 1.0045 | 0.73839 | 0.30063 | 1.0045 | 0.97833 | 1.4409 | 1.0456 | 0.47113 | 1.4409 | 1.4086
122 | 0.22 | 0.25 | South/Central | TN | Memphis.Intl.AP.723340 | 3 | 1295447 | 45.3764 | 12.8999 | 63.2165 | 44.7754 | 18.4411 | 936.07 | 4.4603 | 42.03 | 4.2984 | 0.1619 | 61.956 | 2.7586 | 26.99 | 2.611 | 0.14762 | 39.6113 | 3.3987 | 2.25 | 4.7479 | -1.3492 | 7.1476 | 4.4603 | 42.03 | 4.2984 | 0.1619 | 61.956 | 4.5632 | 40.55 | 4.5172 | 0.045972 | 60.1306 | 0.017694 | 0.80291 | 0.22826 | 1.1186 | 16.5633 | 0.078922 | 0.048813 | 0.060138 | 0.078922 | 0.080744 | 0.7437 | 0.47757 | 0.039813 | 0.7437 | 0.71751 | 1.0963 | 0.7009 | 0.12647 | 1.0963 | 1.064 | 0.017694 | 0.80291 | 0.22826 | 1.1186 | 16.5633 | 0.078922 | 0.048813 | 0.060138 | 0.078922 | 0.080744 | 0.7437 | 0.47757 | 0.039813 | 0.7437 | 0.71751 | 1.0963 | 0.7009 | 0.12647 | 1.0963 | 1.064
123 | 0.22 | 0.3 | South/Central | TN | Memphis.Intl.AP.723340 | 3 | 1295447 | 44.3368 | 13.5425 | 63.0358 | 43.7496 | 19.2862 | 951.63 | 4.6409 | 26.47 | 5.3241 | -0.68319 | 41.2958 | 2.9393 | 11.43 | 3.6368 | -0.69748 | 18.9511 | 3.5794 | -13.31 | 5.7736 | -2.1943 | -13.5126 | 4.6409 | 26.47 | 5.3241 | -0.68319 | 41.2958 | 4.7439 | 24.99 | 5.543 | -0.79912 | 39.4705 | 0.017694 | 0.78452 | 0.23963 | 1.1154 | 16.8386 | 0.082119 | 0.05201 | 0.063335 | 0.082119 | 0.083941 | 0.46837 | 0.20225 | -0.23551 | 0.46837 | 0.44218 | 0.73071 | 0.33533 | -0.2391 | 0.73071 | 0.69841 | 0.017694 | 0.78452 | 0.23963 | 1.1154 | 16.8386 | 0.082119 | 0.05201 | 0.063335 | 0.082119 | 0.083941 | 0.46837 | 0.20225 | -0.23551 | 0.46837 | 0.44218 | 0.73071 | 0.33533 | -0.2391 | 0.73071 | 0.69841
124 | 0.22 | 0.35 | South/Central | TN | Memphis.Intl.AP.723340 | 3 | 1295447 | 43.3642 | 14.2196 | 62.9756 | 42.7898 | 20.1858 | 969.36 | 4.7012 | 8.74 | 6.284 | -1.5828 | 17.5995 | 2.9996 | -6.3 | 4.5967 | -1.5971 | -4.7452 | 3.6396 | -31.04 | 6.7335 | -3.0939 | -37.2089 | 4.7012 | 8.74 | 6.284 | -1.5828 | 17.5995 | 4.8042 | 7.26 | 6.5029 | -1.6987 | 15.7742 | 0.017694 | 0.76731 | 0.25161 | 1.1143 | 17.1523 | 0.083185 | 0.053076 | 0.064401 | 0.083185 | 0.085007 | 0.15465 | -0.11148 | -0.54924 | 0.15465 | 0.12846 | 0.31141 | -0.083963 | -0.65839 | 0.31141 | 0.27912 | 0.017694 | 0.76731 | 0.25161 | 1.1143 | 17.1523 | 0.083185 | 0.053076 | 0.064401 | 0.083185 | 0.085007 | 0.15465 | -0.11148 | -0.54924 | 0.15465 | 0.12846 | 0.31141 | -0.083963 | -0.65839 | 0.31141 | 0.27912
125 | 0.22 | 0.4 | South/Central | TN | Memphis.Intl.AP.723340 | 3 | 1295447 | 43.1879 | 14.1679 | 62.7742 | 42.6159 | 20.1583 | 967.11 | 4.9026 | 10.99 | 6.4579 | -1.5553 | 20.9454 | 3.201 | -4.05 | 4.7706 | -1.5696 | -1.3993 | 3.841 | -28.79 | 6.9074 | -3.0664 | -33.863 | 4.9026 | 10.99 | 6.4579 | -1.5553 | 20.9454 | 5.0056 | 9.51 | 6.6768 | -1.6712 | 19.1201 | 0.017694 | 0.76419 | 0.25069 | 1.1108 | 17.1125 | 0.086749 | 0.05664 | 0.067965 | 0.086749 | 0.088571 | 0.19446 | -0.071663 | -0.50942 | 0.19446 | 0.16827 | 0.37062 | -0.02476 | -0.59919 | 0.37062 | 0.33832 | 0.017694 | 0.76419 | 0.25069 | 1.1108 | 17.1125 | 0.086749 | 0.05664 | 0.067965 | 0.086749 | 0.088571 | 0.19446 | -0.071663 | -0.50942 | 0.19446 | 0.16827 | 0.37062 | -0.02476 | -0.59919 | 0.37062 | 0.33832
126 | 0.2 | 0.2 | South/Central | TN | Memphis.Intl.AP.723340 | 3 | 1295447 | 45.7832 | 12.2673 | 62.7544 | 45.1766 | 17.5778 | 914.59 | 4.9223 | 63.51 | 3.8971 | 1.0252 | 91.4057 | 3.2207 | 48.47 | 2.2098 | 1.0109 | 69.061 | 3.8608 | 23.73 | 4.3466 | -0.48587 | 36.5973 | 4.9223 | 63.51 | 3.8971 | 1.0252 | 91.4057 | 5.0253 | 62.03 | 4.116 | 0.90929 | 89.5804 | 0.017694 | 0.81011 | 0.21706 | 1.1104 | 16.1832 | 0.087098 | 0.056989 | 0.068314 | 0.087098 | 0.08892 | 1.1238 | 0.85765 | 0.41989 | 1.1238 | 1.0976 | 1.6174 | 1.222 | 0.64757 | 1.6174 | 1.5851 | 0.017694 | 0.81011 | 0.21706 | 1.1104 | 16.1832 | 0.087098 | 0.056989 | 0.068314 | 0.087098 | 0.08892 | 1.1238 | 0.85765 | 0.41989 | 1.1238 | 1.0976 | 1.6174 | 1.222 | 0.64757 | 1.6174 | 1.5851
127 | 0.2 | 0.25 | South/Central | TN | Memphis.Intl.AP.723340 | 3 | 1295447 | 44.6398 | 12.925 | 62.495 | 44.0485 | 18.4465 | 929.92 | 5.1818 | 48.18 | 5.0253 | 0.15654 | 71.1202 | 3.4802 | 33.14 | 3.3379 | 0.14225 | 48.7755 | 4.1202 | 8.4 | 5.4748 | -1.3546 | 16.3118 | 5.1818 | 48.18 | 5.0253 | 0.15654 | 71.1202 | 5.2848 | 46.7 | 5.2442 | 0.040609 | 69.2949 | 0.017694 | 0.78988 | 0.2287 | 1.1058 | 16.4544 | 0.091689 | 0.06158 | 0.072905 | 0.091689 | 0.093511 | 0.85252 | 0.58639 | 0.14863 | 0.85252 | 0.82633 | 1.2584 | 0.86306 | 0.28863 | 1.2584 | 1.2261 | 0.017694 | 0.78988 | 0.2287 | 1.1058 | 16.4544 | 0.091689 | 0.06158 | 0.072905 | 0.091689 | 0.093511 | 0.85252 | 0.58639 | 0.14863 | 0.85252 | 0.82633 | 1.2584 | 0.86306 | 0.28863 | 1.2584 | 1.2261
128 | 0.2 | 0.3 | South/Central | TN | Memphis.Intl.AP.723340 | 3 | 1295447 | 43.6065 | 13.5773 | 62.3357 | 43.0289 | 19.3069 | 945.97 | 5.341 | 32.13 | 6.0449 | -0.70387 | 49.7666 | 3.6394 | 17.09 | 4.3576 | -0.71816 | 27.4219 | 4.2795 | -7.65 | 6.4944 | -2.215 | -5.0418 | 5.341 | 32.13 | 6.0449 | -0.70387 | 49.7666 | 5.444 | 30.65 | 6.2638 | -0.8198 | 47.9412 | 0.017694 | 0.77159 | 0.24024 | 1.103 | 16.7384 | 0.094507 | 0.064398 | 0.075723 | 0.094507 | 0.096329 | 0.56852 | 0.3024 | -0.13536 | 0.56852 | 0.54234 | 0.88059 | 0.48522 | -0.089212 | 0.88059 | 0.84829 | 0.017694 | 0.77159 | 0.24024 | 1.103 | 16.7384 | 0.094507 | 0.064398 | 0.075723 | 0.094507 | 0.096329 | 0.56852 | 0.3024 | -0.13536 | 0.56852 | 0.54234 | 0.88059 | 0.48522 | -0.089212 | 0.88059 | 0.84829
129 | 0.2 | 0.35 | South/Central | TN | Memphis.Intl.AP.723340 | 3 | 1295447 | 42.6343 | 14.2457 | 62.2618 | 42.0693 | 20.1925 | 963.29 | 5.415 | 14.81 | 7.0045 | -1.5895 | 26.6264 | 3.7134 | -0.23 | 5.3171 | -1.6038 | 4.2817 | 4.3534 | -24.97 | 7.454 | -3.1006 | -28.182 | 5.415 | 14.81 | 7.0045 | -1.5895 | 26.6264 | 5.5179 | 13.33 | 7.2234 | -1.7054 | 24.8011 | 0.017694 | 0.75439 | 0.25207 | 1.1017 | 17.0449 | 0.095815 | 0.065706 | 0.077031 | 0.095815 | 0.097637 | 0.26206 | -0.0040697 | -0.44183 | 0.26206 | 0.23587 | 0.47114 | 0.075762 | -0.49867 | 0.47114 | 0.43884 | 0.017694 | 0.75439 | 0.25207 | 1.1017 | 17.0449 | 0.095815 | 0.065706 | 0.077031 | 0.095815 | 0.097637 | 0.26206 | -0.0040697 | -0.44183 | 0.26206 | 0.23587 | 0.47114 | 0.075762 | -0.49867 | 0.47114 | 0.43884
130 | 0.2 | 0.4 | South/Central | TN | Memphis.Intl.AP.723340 | 3 | 1295447 | 42.4669 | 14.1999 | 62.0806 | 41.9041 | 20.1764 | 961.44 | 5.5962 | 16.66 | 7.1696 | -1.5734 | 29.4014 | 3.8946 | 1.62 | 5.4823 | -1.5877 | 7.0567 | 4.5346 | -23.12 | 7.6191 | -3.0845 | -25.407 | 5.5962 | 16.66 | 7.1696 | -1.5734 | 29.4014 | 5.6991 | 15.18 | 7.3885 | -1.6894 | 27.5761 | 0.017694 | 0.75143 | 0.25126 | 1.0985 | 17.0122 | 0.099021 | 0.068912 | 0.080237 | 0.099021 | 0.10084 | 0.29479 | 0.028665 | -0.4091 | 0.29479 | 0.2686 | 0.52024 | 0.12486 | -0.44956 | 0.52024 | 0.48794 | 0.017694 | 0.75143 | 0.25126 | 1.0985 | 17.0122 | 0.099021 | 0.068912 | 0.080237 | 0.099021 | 0.10084 | 0.29479 | 0.028665 | -0.4091 | 0.29479 | 0.2686 | 0.52024 | 0.12486 | -0.44956 | 0.52024 | 0.48794
Double | Double | Double | South/Central | TN | Memphis.Intl.AP.723340 | 3 | 1295447 | 50.3292 | 15.7336 | 72.2986 | 49.6658 | 22.6328 | 1099.94 | -4.6218 | -121.84 | -0.59203 | -4.0298 | -169.2714 | -6.3235 | -136.88 | -2.2794 | -4.0441 | -191.6161 | -5.6834 | -161.62 | -0.14252 | -5.5409 | -224.0798 | -4.6218 | -121.84 | -0.59203 | -4.0298 | -169.2714 | -4.5189 | -123.32 | -0.37313 | -4.1457 | -171.0968 | 0.017694 | 0.89055 | 0.2784 | 1.2793 | 19.4629 | -0.081781 | -0.11189 | -0.10057 | -0.081781 | -0.079959 | -2.1559 | -2.422 | -2.8598 | -2.1559 | -2.1821 | -2.9952 | -3.3905 | -3.965 | -2.9952 | -3.0275 | 0.017694 | 0.89055 | 0.2784 | 1.2793 | 19.4629 | -0.081781 | -0.11189 | -0.10057 | -0.081781 | -0.079959 | -2.1559 | -2.422 | -2.8598 | -2.1559 | -2.1821 | -2.9952 | -3.3905 | -3.965 | -2.9952 | -3.0275
Single | Single | Single | South/Central | TN | Memphis.Intl.AP.723340 | 3 | 1295447 | 61.2826 | 17.9108 | 86.5116 | 60.479 | 26.0326 | 1291.59 | -18.8348 | -313.49 | -11.4052 | -7.4296 | -445.1574 | -20.5364 | -328.53 | -13.0925 | -7.4439 | -467.5021 | -19.8964 | -353.27 | -10.9557 | -8.9407 | -499.9658 | -18.8348 | -313.49 | -11.4052 | -7.4296 | -445.1574 | -18.7318 | -314.97 | -11.1863 | -7.5455 | -446.9828 | 0.017694 | 1.0844 | 0.31692 | 1.5308 | 22.854 | -0.33327 | -0.36338 | -0.35206 | -0.33327 | -0.33145 | -5.547 | -5.8132 | -6.2509 | -5.547 | -5.5732 | -7.8768 | -8.2722 | -8.8466 | -7.8768 | -7.9091 | 0.017694 | 1.0844 | 0.31692 | 1.5308 | 22.854 | -0.33327 | -0.36338 | -0.35206 | -0.33327 | -0.33145 | -5.547 | -5.8132 | -6.2509 | -5.547 | -5.5732 | -7.8768 | -8.2722 | -8.8466 | -7.8768 | -7.9091
1 | 0.35 | 0.47 | Southern | FL | Miami.Intl.AP.722020 | 1 | 5815628 | 2.1925 | 25.1895 | 33.5787 | 2.1869 | 31.3918 | 1093.76 | -3.4005 | -116.56 | 0.25068 | -3.6512 | -118.2896 | -3.5392 | -119.32 | 0.10083 | -3.6401 | -120.5524 | -5.3566 | -182.34 | 0.29213 | -5.6488 | -184.69 | -3.4005 | -116.56 | 0.25068 | -3.6512 | -118.2896 | -3.4919 | -119.74 | 0.26118 | -3.753 | -121.527 | 0.82759 | 1.8145 | 20.8466 | 27.7895 | 905.1874 | -2.8142 | -2.929 | -4.4331 | -2.8142 | -2.8898 | -96.4642 | -98.7483 | -150.9032 | -96.4642 | -99.0959 | -97.8956 | -99.7682 | -152.848 | -97.8956 | -100.5748 | 0.15051 | 0.33 | 3.7914 | 5.054 | 164.6253 | -0.51182 | -0.5327 | -0.80624 | -0.51182 | -0.52557 | -17.5438 | -17.9592 | -27.4446 | -17.5438 | -18.0225 | -17.8042 | -18.1447 | -27.7983 | -17.8042 | -18.2914
2 | 0.35 | 0.42 | Southern | FL | Miami.Intl.AP.722020 | 1 | 5815628 | 2.2527 | 24.306 | 32.5035 | 2.247 | 30.2565 | 1057.15 | -2.3252 | -79.95 | 0.19066 | -2.5159 | -81.1933 | -2.4639 | -82.71 | 0.040812 | -2.5048 | -83.456 | -4.2814 | -145.73 | 0.23211 | -4.5135 | -147.5937 | -2.3252 | -79.95 | 0.19066 | -2.5159 | -81.1933 | -2.4166 | -83.13 | 0.20116 | -2.6177 | -84.4307 | 0.82759 | 1.8643 | 20.1155 | 26.8996 | 874.8893 | -1.9244 | -2.0391 | -3.5432 | -1.9244 | -1.9999 | -66.166 | -68.4502 | -120.605 | -66.166 | -68.7978 | -67.195 | -69.0676 | -122.1474 | -67.195 | -69.8742 | 0.15051 | 0.33906 | 3.6584 | 4.8922 | 159.115 | -0.34998 | -0.37086 | -0.6444 | -0.34998 | -0.36373 | -12.0335 | -12.4489 | -21.9343 | -12.0335 | -12.5122 | -12.2207 | -12.5612 | -22.2148 | -12.2207 | -12.7079
3 | 0.35 | 0.37 | Southern | FL | Miami.Intl.AP.722020 | 1 | 5815628 | 2.3228 | 23.504 | 31.541 | 2.317 | 29.224 | 1024.17 | -1.3627 | -46.97 | 0.12067 | -1.4834 | -47.7271 | -1.5014 | -49.73 | -0.029177 | -1.4723 | -49.9898 | -3.3188 | -112.75 | 0.16212 | -3.481 | -114.1275 | -1.3627 | -46.97 | 0.12067 | -1.4834 | -47.7271 | -1.4541 | -50.15 | 0.13118 | -1.5852 | -50.9645 | 0.82759 | 1.9224 | 19.4517 | 26.1031 | 847.5953 | -1.1278 | -1.2426 | -2.7467 | -1.1278 | -1.2034 | -38.872 | -41.1562 | -93.311 | -38.872 | -41.5038 | -39.4986 | -41.3712 | -94.451 | -39.4986 | -42.1778 | 0.15051 | 0.34962 | 3.5377 | 4.7473 | 154.1511 | -0.20511 | -0.22599 | -0.49953 | -0.20511 | -0.21886 | -7.0696 | -7.485 | -16.9704 | -7.0696 | -7.5482 | -7.1836 | -7.5241 | -17.1777 | -7.1836 | -7.6708
4 | 0.35 | 0.32 | Southern | FL | Miami.Intl.AP.722020 | 1 | 5815628 | 2.4036 | 22.6727 | 30.55 | 2.3975 | 28.1524 | 990.1 | -0.37175 | -12.9 | 0.040079 | -0.41183 | -13.1346 | -0.51045 | -15.66 | -0.10977 | -0.40068 | -15.3973 | -2.3279 | -78.68 | 0.081525 | -2.4094 | -79.5349 | -0.37175 | -12.9 | 0.040079 | -0.41183 | -13.1346 | -0.46308 | -16.08 | 0.050583 | -0.51367 | -16.372 | 0.82759 | 1.9892 | 18.7638 | 25.2829 | 819.3992 | -0.30766 | -0.42245 | -1.9265 | -0.30766 | -0.38325 | -10.6759 | -12.9601 | -65.115 | -10.6759 | -13.3077 | -10.8701 | -12.7427 | -65.8225 | -10.8701 | -13.5493 | 0.15051 | 0.36178 | 3.4125 | 4.5982 | 149.0231 | -0.055954 | -0.07683 | -0.35038 | -0.055954 | -0.0697 | -1.9416 | -2.357 | -11.8424 | -1.9416 | -2.4203 | -1.9769 | -2.3175 | -11.9711 | -1.9769 | -2.4642
5 | 0.35 | 0.27 | Southern | FL | Miami.Intl.AP.722020 | 1 | 5815628 | 2.4643 | 22.1994 | 29.9771 | 2.4581 | 27.519 | 970.23 | 0.20115 | 6.97 | -0.020473 | 0.22162 | 7.0875 | 0.062451 | 4.21 | -0.17032 | 0.23277 | 4.8248 | -1.755 | -58.81 | 0.020972 | -1.7759 | -59.3128 | 0.20115 | 6.97 | -0.020473 | 0.22162 | 7.0875 | 0.10982 | 3.79 | -0.00997 | 0.11979 | 3.8501 | 0.82759 | 2.0395 | 18.3721 | 24.8088 | 802.9549 | 0.16647 | 0.051684 | -1.4524 | 0.16647 | 0.090886 | 5.7683 | 3.4842 | -48.6707 | 5.7683 | 3.1366 | 5.8656 | 3.993 | -49.0868 | 5.8656 | 3.1864 | 0.15051 | 0.37092 | 3.3413 | 4.5119 | 146.0324 | 0.030276 | 0.0093996 | -0.26415 | 0.030276 | 0.016529 | 1.0491 | 0.63366 | -8.8517 | 1.0491 | 0.57045 | 1.0668 | 0.7262 | -8.9274 | 1.0668 | 0.5795
6 | 0.35 | 0.23 | Southern | FL | Miami.Intl.AP.722020 | 1 | 5815628 | 2.4945 | 21.9396 | 29.6574 | 2.4882 | 27.1692 | 959.19 | 0.52084 | 18.01 | -0.050583 | 0.57142 | 18.3129 | 0.38214 | 15.25 | -0.20043 | 0.58257 | 16.0502 | -1.4353 | -47.77 | -0.0091375 | -1.4261 | -48.0875 | 0.52084 | 18.01 | -0.050583 | 0.57142 | 18.3129 | 0.42951 | 14.83 | -0.040079 | 0.46959 | 15.0755 | 0.82759 | 2.0645 | 18.157 | 24.5442 | 793.8183 | 0.43104 | 0.31626 | -1.1878 | 0.43104 | 0.35546 | 14.9049 | 12.6208 | -39.5341 | 14.9049 | 12.2732 | 15.1556 | 13.283 | -39.7968 | 15.1556 | 12.4764 | 0.15051 | 0.37546 | 3.3022 | 4.4638 | 144.3708 | 0.078393 | 0.057517 | -0.21603 | 0.078393 | 0.064647 | 2.7107 | 2.2953 | -7.19 | 2.7107 | 2.2321 | 2.7563 | 2.4158 | -7.2378 | 2.7563 | 2.2691
7 | 0.35 | 0.19 | Southern | FL | Miami.Intl.AP.722020 | 1 | 5815628 | 2.5853 | 21.2062 | 28.8042 | 2.5788 | 26.2254 | 929.59 | 1.374 | 47.61 | -0.14115 | 1.5152 | 48.4351 | 1.2353 | 44.85 | -0.29099 | 1.5263 | 46.1723 | -0.58207 | -18.17 | -0.0997 | -0.48237 | -17.9653 | 1.374 | 47.61 | -0.14115 | 1.5152 | 48.4351 | 1.2827 | 44.43 | -0.13064 | 1.4134 | 45.1977 | 0.82759 | 2.1396 | 17.5501 | 23.8381 | 769.3216 | 1.1371 | 1.0224 | -0.48172 | 1.1371 | 1.0616 | 39.4017 | 37.1175 | -15.0374 | 39.4017 | 36.7699 | 40.0845 | 38.2119 | -14.8679 | 40.0845 | 37.4052 | 0.15051 | 0.38913 | 3.1918 | 4.3354 | 139.9156 | 0.20681 | 0.18594 | -0.08761 | 0.20681 | 0.19307 | 7.1659 | 6.7505 | -2.7348 | 7.1659 | 6.6873 | 7.2901 | 6.9495 | -2.704 | 7.2901 | 6.8028
8 | 0.35 | 0.17 | Southern | FL | Miami.Intl.AP.722020 | 1 | 5815628 | 2.6449 | 20.8266 | 28.3834 | 2.6383 | 25.7452 | 914.81 | 1.7948 | 62.39 | -0.20063 | 1.9954 | 63.5271 | 1.6561 | 59.63 | -0.35048 | 2.0066 | 61.2643 | -0.16132 | -3.39 | -0.15919 | -0.0021299 | -2.8733 | 1.7948 | 62.39 | -0.20063 | 1.9954 | 63.5271 | 1.7035 | 59.21 | -0.19013 | 1.8936 | 60.2897 | 0.82759 | 2.1889 | 17.2359 | 23.4899 | 757.0898 | 1.4854 | 1.3706 | -0.1335 | 1.4854 | 1.4098 | 51.6335 | 49.3493 | -2.8055 | 51.6335 | 49.0017 | 52.5745 | 50.7019 | -2.3779 | 52.5745 | 49.8953 | 0.15051 | 0.3981 | 3.1347 | 4.2721 | 137.691 | 0.27014 | 0.24927 | -0.02428 | 0.27014 | 0.25639 | 9.3905 | 8.9751 | -0.51024 | 9.3905 | 8.9119 | 9.5617 | 9.2211 | -0.43247 | 9.5617 | 9.0744
9 | 0.33 | 0.47 | Southern | FL | Miami.Intl.AP.722020 | 1 | 5815628 | 2.1326 | 25.2098 | 33.5391 | 2.1271 | 31.412 | 1093.18 | -3.3609 | -115.98 | 0.3105 | -3.6714 | -117.9161 | -3.4996 | -118.74 | 0.16065 | -3.6603 | -120.1789 | -5.317 | -181.76 | 0.35195 | -5.669 | -184.3165 | -3.3609 | -115.98 | 0.3105 | -3.6714 | -117.9161 | -3.4522 | -119.16 | 0.321 | -3.7733 | -121.1535 | 0.82759 | 1.7649 | 20.8635 | 27.7567 | 904.7074 | -2.7815 | -2.8963 | -4.4003 | -2.7815 | -2.8571 | -95.9842 | -98.2683 | -150.4232 | -95.9842 | -98.6159 | -97.5865 | -99.4591 | -152.5389 | -97.5865 | -100.2657 | 0.15051 | 0.32098 | 3.7944 | 5.0481 | 164.538 | -0.50586 | -0.52674 | -0.80028 | -0.50586 | -0.51961 | -17.4565 | -17.8719 | -27.3573 | -17.4565 | -17.9352 | -17.7479 | -18.0885 | -27.7421 | -17.7479 | -18.2352
10 | 0.33 | 0.42 | Southern | FL | Miami.Intl.AP.722020 | 1 | 5815628 | 2.1933 | 24.3167 | 32.4547 | 2.1877 | 30.267 | 1056.25 | -2.2765 | -79.05 | 0.24995 | -2.5264 | -80.5032 | -2.4152 | -81.81 | 0.1001 | -2.5153 | -82.7659 | -4.2326 | -144.83 | 0.29139 | -4.524 | -146.9035 | -2.2765 | -79.05 | 0.24995 | -2.5264 | -80.5032 | -2.3678 | -82.23 | 0.26045 | -2.6282 | -83.7405 | 0.82759 | 1.8151 | 20.1243 | 26.8593 | 874.1444 | -1.884 | -1.9988 | -3.5029 | -1.884 | -1.9596 | -65.4212 | -67.7053 | -119.8602 | -65.4212 | -68.0529 | -66.6238 | -68.4964 | -121.5762 | -66.6238 | -69.303 | 0.15051 | 0.33011 | 3.66 | 4.8849 | 158.9796 | -0.34264 | -0.36351 | -0.63706 | -0.34264 | -0.35638 | -11.8981 | -12.3135 | -21.7988 | -11.8981 | -12.3767 | -12.1168 | -12.4574 | -22.1109 | -12.1168 | -12.6041
11 | 0.33 | 0.37 | Southern | FL | Miami.Intl.AP.722020 | 1 | 5815628 | 2.2632 | 23.5146 | 31.4828 | 2.2575 | 29.2254 | 1022.97 | -1.3046 | -45.77 | 0.18016 | -1.4848 | -46.7256 | -1.4433 | -48.53 | 0.030309 | -1.4736 | -48.9883 | -3.2607 | -111.55 | 0.2216 | -3.4823 | -113.1259 | -1.3046 | -45.77 | 0.18016 | -1.4848 | -46.7256 | -1.3959 | -48.95 | 0.19066 | -1.5866 | -49.963 | 0.82759 | 1.873 | 19.4605 | 26.0549 | 846.6021 | -1.0797 | -1.1945 | -2.6985 | -1.0797 | -1.1553 | -37.8789 | -40.1631 | -92.3179 | -37.8789 | -40.5106 | -38.6697 | -40.5424 | -93.6222 | -38.6697 | -41.349 | 0.15051 | 0.34064 | 3.5393 | 4.7386 | 153.9705 | -0.19636 | -0.21724 | -0.49078 | -0.19636 | -0.21011 | -6.889 | -7.3044 | -16.7897 | -6.889 | -7.3676 | -7.0328 | -7.3734 | -17.0269 | -7.0328 | -7.5201
12 | 0.33 | 0.32 | Southern | FL | Miami.Intl.AP.722020 | 1 | 5815628 | 2.3437 | 22.6826 | 30.4999 | 2.3377 | 28.1622 | 989.18 | -0.32169 | -11.98 | 0.099899 | -0.42159 | -12.4095 | -0.46039 | -14.74 | -0.04995 | -0.41044 | -14.6722 | -2.2778 | -77.76 | 0.14134 | -2.4191 | -78.8098 | -0.32169 | -11.98 | 0.099899 | -0.42159 | -12.4095 | -0.41302 | -15.16 | 0.1104 | -0.52342 | -15.6469 | 0.82759 | 1.9396 | 18.772 | 25.2415 | 818.6378 | -0.26622 | -0.38101 | -1.8851 | -0.26622 | -0.34181 | -9.9146 | -12.1987 | -64.3536 | -9.9146 | -12.5463 | -10.27 | -12.1426 | -65.2224 | -10.27 | -12.9492 | 0.15051 | 0.35275 | 3.414 | 4.5906 | 148.8847 | -0.048418 | -0.069294 | -0.34284 | -0.048418 | -0.062165 | -1.8031 | -2.2186 | -11.7039 | -1.8031 | -2.2818 | -1.8678 | -2.2084 | -11.8619 | -1.8678 | -2.3551
13 | 0.33 | 0.27 | Southern | FL | Miami.Intl.AP.722020 | 1 | 5815628 | 2.4038 | 22.2097 | 29.9266 | 2.3977 | 27.5288 | 969.3 | 0.25164 | 7.9 | 0.03988 | 0.21176 | 7.8184 | 0.11294 | 5.14 | -0.10997 | 0.22291 | 5.5557 | -1.7045 | -57.88 | 0.081325 | -1.7858 | -58.582 | 0.25164 | 7.9 | 0.03988 | 0.21176 | 7.8184 | 0.16031 | 4.72 | 0.050383 | 0.10993 | 4.581 | 0.82759 | 1.9894 | 18.3806 | 24.767 | 802.1853 | 0.20826 | 0.093471 | -1.4106 | 0.20826 | 0.13267 | 6.538 | 4.2538 | -47.901 | 6.538 | 3.9062 | 6.4704 | 4.5978 | -48.482 | 6.4704 | 3.7912 | 0.15051 | 0.36181 | 3.3429 | 4.5043 | 145.8925 | 0.037876 | 0.016999 | -0.25655 | 0.037876 | 0.024129 | 1.1891 | 0.77364 | -8.7117 | 1.1891 | 0.71042 | 1.1768 | 0.8362 | -8.8174 | 1.1768 | 0.6895
14 | 0.33 | 0.23 | Southern | FL | Miami.Intl.AP.722020 | 1 | 5815628 | 2.4344 | 21.9401 | 29.5976 | 2.4282 | 27.1694 | 957.94 | 0.58067 | 19.26 | 0.0094366 | 0.57123 | 19.3629 | 0.44197 | 16.5 | -0.14041 | 0.58238 | 17.1002 | -1.3754 | -46.52 | 0.050882 | -1.4263 | -47.0375 | 0.58067 | 19.26 | 0.0094366 | 0.57123 | 19.3629 | 0.48934 | 16.08 | 0.01994 | 0.4694 | 16.1255 | 0.82759 | 2.0147 | 18.1575 | 24.4947 | 792.7838 | 0.48056 | 0.36577 | -1.1383 | 0.48056 | 0.40497 | 15.9394 | 13.6553 | -38.4996 | 15.9394 | 13.3077 | 16.0246 | 14.152 | -38.9279 | 16.0246 | 13.3453 | 0.15051 | 0.36641 | 3.3023 | 4.4548 | 144.1826 | 0.087399 | 0.066522 | -0.20702 | 0.087399 | 0.073652 | 2.8989 | 2.4835 | -7.0019 | 2.8989 | 2.4203 | 2.9144 | 2.5738 | -7.0798 | 2.9144 | 2.4271
15 | 0.33 | 0.19 | Southern | FL | Miami.Intl.AP.722020 | 1 | 5815628 | 2.5254 | 21.2068 | 28.744 | 2.519 | 26.2251 | 928.34 | 1.4342 | 48.86 | -0.081325 | 1.5155 | 49.4996 | 1.2955 | 46.1 | -0.23117 | 1.5267 | 47.2369 | -0.52191 | -16.92 | -0.03988 | -0.48203 | -16.9008 | 1.4342 | 48.86 | -0.081325 | 1.5155 | 49.4996 | 1.3429 | 45.68 | -0.070822 | 1.4137 | 46.2622 | 0.82759 | 2.09 | 17.5506 | 23.7883 | 768.2871 | 1.1869 | 1.0722 | -0.43192 | 1.1869 | 1.1114 | 40.4362 | 38.152 | -14.0029 | 40.4362 | 37.8044 | 40.9655 | 39.0929 | -13.987 | 40.9655 | 38.2862 | 0.15051 | 0.3801 | 3.1919 | 4.3264 | 139.7274 | 0.21587 | 0.19499 | -0.078554 | 0.21587 | 0.20212 | 7.3541 | 6.9387 | -2.5467 | 7.3541 | 6.8754 | 7.4503 | 7.1098 | -2.5438 | 7.4503 | 6.9631
16 | 0.33 | 0.17 | Southern | FL | Miami.Intl.AP.722020 | 1 | 5815628 | 2.5755 | 20.8357 | 28.3225 | 2.569 | 25.7535 | 913.65 | 1.8557 | 63.55 | -0.13137 | 1.9871 | 64.4661 | 1.717 | 60.79 | -0.28122 | 1.9983 | 62.2034 | -0.10039 | -2.23 | -0.089929 | -0.010458 | -1.9342 | 1.8557 | 63.55 | -0.13137 | 1.9871 | 64.4661 | 1.7644 | 60.37 | -0.12087 | 1.8853 | 61.2287 | 0.82759 | 2.1315 | 17.2435 | 23.4395 | 756.1298 | 1.5358 | 1.421 | -0.083079 | 1.5358 | 1.4602 | 52.5935 | 50.3093 | -1.8455 | 52.5935 | 49.9618 | 53.3517 | 51.4791 | -1.6007 | 53.3517 | 50.6724 | 0.15051 | 0.38765 | 3.1361 | 4.2629 | 137.5164 | 0.27931 | 0.25844 | -0.01511 | 0.27931 | 0.26557 | 9.5651 | 9.1497 | -0.33564 | 9.5651 | 9.0865 | 9.703 | 9.3624 | -0.29113 | 9.703 | 9.2157
17 | 0.3 | 0.47 | Southern | FL | Miami.Intl.AP.722020 | 1 | 5815628 | 2.0523 | 25.2405 | 33.4986 | 2.0471 | 31.4516 | 1092.82 | -3.3204 | -115.62 | 0.39056 | -3.711 | -117.8367 | -3.4591 | -118.38 | 0.24071 | -3.6998 | -120.0994 | -5.2765 | -181.4 | 0.43201 | -5.7085 | -184.2371 | -3.3204 | -115.62 | 0.39056 | -3.711 | -117.8367 | -3.4118 | -118.8 | 0.40106 | -3.8128 | -121.0741 | 0.82759 | 1.6985 | 20.8888 | 27.7232 | 904.4095 | -2.748 | -2.8627 | -4.3668 | -2.748 | -2.8235 | -95.6862 | -97.9704 | -150.1253 | -95.6862 | -98.318 | -97.5208 | -99.3934 | -152.4732 | -97.5208 | -100.2 | 0.15051 | 0.3089 | 3.799 | 5.042 | 164.4838 | -0.49977 | -0.52064 | -0.79419 | -0.49977 | -0.51351 | -17.4023 | -17.8178 | -27.3031 | -17.4023 | -17.881 | -17.736 | -18.0766 | -27.7301 | -17.736 | -18.2233
18 | 0.3 | 0.42 | Southern | FL | Miami.Intl.AP.722020 | 1 | 5815628 | 2.1125 | 24.3465 | 32.3943 | 2.1071 | 30.2872 | 1055.24 | -2.2161 | -78.04 | 0.33054 | -2.5466 | -79.7636 | -2.3548 | -80.8 | 0.18069 | -2.5355 | -82.0264 | -4.1722 | -143.82 | 0.37199 | -4.5442 | -146.164 | -2.2161 | -78.04 | 0.33054 | -2.5466 | -79.7636 | -2.3074 | -81.22 | 0.34104 | -2.6485 | -83.001 | 0.82759 | 1.7483 | 20.1489 | 26.8093 | 873.3086 | -1.834 | -1.9488 | -3.4529 | -1.834 | -1.9096 | -64.5853 | -66.8695 | -119.0243 | -64.5853 | -67.2171 | -66.0118 | -67.8844 | -120.9642 | -66.0118 | -68.691 | 0.15051 | 0.31795 | 3.6645 | 4.8758 | 158.8276 | -0.33355 | -0.35443 | -0.62797 | -0.33355 | -0.3473 | -11.7461 | -12.1615 | -21.6468 | -11.7461 | -12.2247 | -12.0055 | -12.346 | -21.9996 | -12.0055 | -12.4927
19 | 0.3 | 0.37 | Southern | FL | Miami.Intl.AP.722020 | 1 | 5815628 | 2.1733 | 23.5441 | 31.4222 | 2.1677 | 29.2544 | 1022.06 | -1.2439 | -44.86 | 0.26989 | -1.5138 | -46.1231 | -1.3826 | -47.62 | 0.12004 | -1.5027 | -48.3858 | -3.2 | -110.64 | 0.31133 | -3.5114 | -112.5234 | -1.2439 | -44.86 | 0.26989 | -1.5138 | -46.1231 | -1.3353 | -48.04 | 0.28039 | -1.6157 | -49.3605 | 0.82759 | 1.7986 | 19.4849 | 26.0047 | 845.849 | -1.0295 | -1.1443 | -2.6483 | -1.0295 | -1.1051 | -37.1258 | -39.4099 | -91.5648 | -37.1258 | -39.7575 | -38.1711 | -40.0437 | -93.1235 | -38.1711 | -40.8504 | 0.15051 | 0.32711 | 3.5437 | 4.7294 | 153.8335 | -0.18723 | -0.2081 | -0.48165 | -0.18723 | -0.20097 | -6.752 | -7.1674 | -16.6528 | -6.752 | -7.2307 | -6.9421 | -7.2827 | -16.9363 | -6.9421 | -7.4294
20 | 0.3 | 0.32 | Southern | FL | Miami.Intl.AP.722020 | 1 | 5815628 | 2.2534 | 22.7034 | 30.4211 | 2.2477 | 28.1734 | 987.67 | -0.24286 | -10.47 | 0.18993 | -0.43278 | -11.2013 | -0.38156 | -13.23 | 0.040079 | -0.42164 | -13.464 | -2.199 | -76.25 | 0.23137 | -2.4303 | -77.6016 | -0.24286 | -10.47 | 0.18993 | -0.43278 | -11.2013 | -0.33419 | -13.65 | 0.20043 | -0.53462 | -14.4387 | 0.82759 | 1.8649 | 18.7892 | 25.1763 | 817.3881 | -0.20099 | -0.31577 | -1.8199 | -0.20099 | -0.27657 | -8.6649 | -10.949 | -63.1039 | -8.6649 | -11.2966 | -9.2701 | -11.1427 | -64.2225 | -9.2701 | -11.9493 | 0.15051 | 0.33917 | 3.4172 | 4.5788 | 148.6574 | -0.036553 | -0.057429 | -0.33097 | -0.036553 | -0.0503 | -1.5759 | -1.9913 | -11.4766 | -1.5759 | -2.0545 | -1.6859 | -2.0265 | -11.6801 | -1.6859 | -2.1732
21 | 0.3 | 0.27 | Southern | FL | Miami.Intl.AP.722020 | 1 | 5815628 | 2.3136 | 22.211 | 29.8376 | 2.3077 | 27.5299 | 967.46 | 0.34061 | 9.74 | 0.12991 | 0.2107 | 9.3671 | 0.20191 | 6.98 | -0.01994 | 0.22185 | 7.1044 | -1.6155 | -56.04 | 0.17135 | -1.7869 | -57.0332 | 0.34061 | 9.74 | 0.12991 | 0.2107 | 9.3671 | 0.24928 | 6.56 | 0.14041 | 0.10886 | 6.1297 | 0.82759 | 1.9147 | 18.3817 | 24.6934 | 800.6625 | 0.28188 | 0.1671 | -1.337 | 0.28188 | 0.2063 | 8.0607 | 5.7766 | -46.3783 | 8.0607 | 5.429 | 7.7522 | 5.8795 | -47.2003 | 7.7522 | 5.0729 | 0.15051 | 0.34823 | 3.3431 | 4.491 | 145.6155 | 0.051266 | 0.03039 | -0.24316 | 0.051266 | 0.037519 | 1.466 | 1.0506 | -8.4348 | 1.466 | 0.98737 | 1.4099 | 1.0693 | -8.5843 | 1.4099 | 0.92261
22 | 0.3 | 0.23 | Southern | FL | Miami.Intl.AP.722020 | 1 | 5815628 | 2.3437 | 21.9593 | 29.5254 | 2.3377 | 27.1877 | 956.67 | 0.65282 | 20.53 | 0.099899 | 0.55292 | 20.3396 | 0.51412 | 17.77 | -0.04995 | 0.56407 | 18.0768 | -1.3033 | -45.25 | 0.14134 | -1.4446 | -46.0608 | 0.65282 | 20.53 | 0.099899 | 0.55292 | 20.3396 | 0.56149 | 17.35 | 0.1104 | 0.45108 | 17.1022 | 0.82759 | 1.9396 | 18.1734 | 24.435 | 791.7328 | 0.54027 | 0.42548 | -1.0786 | 0.54027 | 0.46468 | 16.9905 | 14.7063 | -37.4486 | 16.9905 | 14.3587 | 16.8329 | 14.9603 | -38.1196 | 16.8329 | 14.1536 | 0.15051 | 0.35275 | 3.3052 | 4.444 | 143.9915 | 0.098258 | 0.077382 | -0.19616 | 0.098258 | 0.084511 | 3.09 | 2.6746 | -6.8107 | 3.09 | 2.6114 | 3.0614 | 2.7208 | -6.9328 | 3.0614 | 2.5741
23 | 0.3 | 0.19 | Southern | FL | Miami.Intl.AP.722020 | 1 | 5815628 | 2.4346 | 21.2066 | 28.6432 | 2.4284 | 26.2148 | 926.1 | 1.5351 | 51.1 | 0.0092372 | 1.5258 | 51.4397 | 1.3964 | 48.34 | -0.14061 | 1.537 | 49.1769 | -0.42104 | -14.68 | 0.050682 | -0.47172 | -14.9607 | 1.5351 | 51.1 | 0.0092372 | 1.5258 | 51.4397 | 1.4437 | 47.92 | 0.019741 | 1.424 | 48.2023 | 0.82759 | 2.0148 | 17.5504 | 23.7049 | 766.4333 | 1.2704 | 1.1556 | -0.34845 | 1.2704 | 1.1948 | 42.29 | 40.0058 | -12.1491 | 42.29 | 39.6582 | 42.5711 | 40.6985 | -12.3814 | 42.5711 | 39.8918 | 0.15051 | 0.36644 | 3.1919 | 4.3112 | 139.3903 | 0.23105 | 0.21017 | -0.063372 | 0.23105 | 0.2173 | 7.6912 | 7.2758 | -2.2095 | 7.6912 | 7.2126 | 7.7423 | 7.4018 | -2.2518 | 7.7423 | 7.2551
24 | 0.3 | 0.17 | Southern | FL | Miami.Intl.AP.722020 | 1 | 5815628 | 2.4854 | 20.8355 | 28.2221 | 2.4791 | 25.743 | 911.42 | 1.9561 | 65.78 | -0.041445 | 1.9976 | 66.4004 | 1.8174 | 63.02 | -0.19129 | 2.0087 | 64.1376 | 0 | 0 | 0 | 0 | 0 | 1.9561 | 65.78 | -0.041445 | 1.9976 | 66.4004 | 1.8648 | 62.6 | -0.030942 | 1.8957 | 63.163 | 0.82759 | 2.0569 | 17.2433 | 23.3564 | 754.2842 | 1.6189 | 1.5041 | 0 | 1.6189 | 1.5433 | 54.439 | 52.1549 | 0 | 54.439 | 51.8073 | 54.9524 | 53.0798 | 0 | 54.9524 | 52.2732 | 0.15051 | 0.37408 | 3.136 | 4.2478 | 137.1807 | 0.29442 | 0.27355 | 0 | 0.29442 | 0.28067 | 9.9008 | 9.4853 | 0 | 9.9008 | 9.4221 | 9.9941 | 9.6536 | 0 | 9.9941 | 9.5069
25 | 0.28 | 0.47 | Southern | FL | Miami.Intl.AP.722020 | 1 | 5815628 | 2.0123 | 25.1079 | 33.2766 | 2.0072 | 31.2694 | 1085.91 | -3.0984 | -108.71 | 0.43044 | -3.5288 | -111.0135 | -3.2371 | -111.47 | 0.28059 | -3.5177 | -113.2763 | -5.0545 | -174.49 | 0.47189 | -5.5264 | -177.4139 | -3.0984 | -108.71 | 0.43044 | -3.5288 | -111.0135 | -3.1897 | -111.89 | 0.44094 | -3.6307 | -114.2509 | 0.82759 | 1.6654 | 20.7791 | 27.5395 | 898.6908 | -2.5642 | -2.679 | -4.1831 | -2.5642 | -2.6398 | -89.9676 | -92.2517 | -144.4066 | -89.9676 | -92.5993 | -91.874 | -93.7466 | -146.8264 | -91.874 | -94.5532 | 0.15051 | 0.30288 | 3.7791 | 5.0086 | 163.4438 | -0.46635 | -0.48723 | -0.76077 | -0.46635 | -0.4801 | -16.3623 | -16.7777 | -26.263 | -16.3623 | -16.8409 | -16.709 | -17.0496 | -26.7031 | -16.709 | -17.1963
26 | 0.28 | 0.42 | Southern | FL | Miami.Intl.AP.722020 | 1 | 5815628 | 2.0532 | 24.3263 | 32.3048 | 2.0479 | 30.2569 | 1052.99 | -2.1266 | -75.79 | 0.38973 | -2.5163 | -77.7034 | -2.2653 | -78.55 | 0.23988 | -2.5052 | -79.9661 | -4.0827 | -141.57 | 0.43117 | -4.5139 | -144.1038 | -2.1266 | -75.79 | 0.38973 | -2.5163 | -77.7034 | -2.2179 | -78.97 | 0.40023 | -2.6181 | -80.9408 | 0.82759 | 1.6992 | 20.1322 | 26.7352 | 871.4465 | -1.7599 | -1.8747 | -3.3788 | -1.7599 | -1.8355 | -62.7232 | -65.0074 | -117.1622 | -62.7232 | -65.355 | -64.3068 | -66.1794 | -119.2592 | -64.3068 | -66.986 | 0.15051 | 0.30903 | 3.6614 | 4.8623 | 158.4889 | -0.32008 | -0.34096 | -0.6145 | -0.32008 | -0.33383 | -11.4074 | -11.8228 | -21.3082 | -11.4074 | -11.886 | -11.6954 | -12.036 | -21.6895 | -11.6954 | -12.1827
27 | 0.28 | 0.37 | Southern | FL | Miami.Intl.AP.722020 | 1 | 5815628 | 2.1125 | 23.6553 | 31.5022 | 2.1071 | 29.3951 | 1025.48 | -1.324 | -48.28 | 0.33054 | -1.6545 | -49.7833 | -1.4627 | -51.04 | 0.18069 | -1.6434 | -52.0461 | -3.2801 | -114.06 | 0.37199 | -3.6521 | -116.1837 | -1.324 | -48.28 | 0.33054 | -1.6545 | -49.7833 | -1.4153 | -51.46 | 0.34104 | -1.7563 | -53.0207 | 0.82759 | 1.7483 | 19.5769 | 26.071 | 848.6794 | -1.0957 | -1.2105 | -2.7146 | -1.0957 | -1.1713 | -39.9562 | -42.2403 | -94.3952 | -39.9562 | -42.5879 | -41.2003 | -43.0729 | -96.1527 | -41.2003 | -43.8795 | 0.15051 | 0.31795 | 3.5604 | 4.7415 | 154.3483 | -0.19927 | -0.22015 | -0.4937 | -0.19927 | -0.21302 | -7.2668 | -7.6822 | -17.1675 | -7.2668 | -7.7454 | -7.493 | -7.8336 | -17.4872 | -7.493 | -7.9803
28 | 0.28 | 0.32 | Southern | FL | Miami.Intl.AP.722020 | 1 | 5815628 | 2.1735 | 22.9138 | 30.6014 | 2.1679 | 28.4335 | 994.67 | -0.42317 | -17.47 | 0.26969 | -0.69286 | -18.5376 | -0.56187 | -20.23 | 0.11984 | -0.68171 | -20.8003 | -2.3793 | -83.25 | 0.31113 | -2.6904 | -84.938 | -0.42317 | -17.47 | 0.26969 | -0.69286 | -18.5376 | -0.5145 | -20.65 | 0.28019 | -0.7947 | -21.775 | 0.82759 | 1.7988 | 18.9633 | 25.3255 | 823.1813 | -0.35021 | -0.465 | -1.9691 | -0.35021 | -0.4258 | -14.458 | -16.7422 | -68.8971 | -14.458 | -17.0898 | -15.3416 | -17.2142 | -70.294 | -15.3416 | -18.0208 | 0.15051 | 0.32714 | 3.4488 | 4.6059 | 149.711 | -0.063693 | -0.084569 | -0.35811 | -0.063693 | -0.07744 | -2.6295 | -3.0449 | -12.5302 | -2.6295 | -3.1081 | -2.7902 | -3.1307 | -12.7843 | -2.7902 | -3.2774
29 | 0.28 | 0.27 | Southern | FL | Miami.Intl.AP.722020 | 1 | 5815628 | 2.2335 | 22.3908 | 29.9771 | 2.2278 | 27.7493 | 973.1 | 0.20117 | 4.1 | 0.20987 | -0.0087034 | 3.4013 | 0.062465 | 1.34 | 0.060019 | 0.0024455 | 1.1385 | -1.755 | -61.68 | 0.25131 | -2.0063 | -62.9991 | 0.20117 | 4.1 | 0.20987 | -0.0087034 | 3.4013 | 0.10983 | 0.92 | 0.22037 | -0.11054 | 0.16388 | 0.82759 | 1.8484 | 18.5305 | 24.8088 | 805.3301 | 0.16648 | 0.051695 | -1.4524 | 0.16648 | 0.090897 | 3.3931 | 1.109 | -51.0459 | 3.3931 | 0.76138 | 2.8149 | 0.94225 | -52.1376 | 2.8149 | 0.13563 | 0.15051 | 0.33616 | 3.3701 | 4.5119 | 146.4644 | 0.030278 | 0.0094018 | -0.26414 | 0.030278 | 0.016531 | 0.6171 | 0.20169 | -9.2837 | 0.6171 | 0.13847 | 0.51194 | 0.17137 | -9.4822 | 0.51194 | 0.024667
30 | 0.28 | 0.23 | Southern | FL | Miami.Intl.AP.722020 | 1 | 5815628 | 2.2745 | 21.9699 | 29.4574 | 2.2687 | 27.1887 | 955.26 | 0.72082 | 21.94 | 0.16896 | 0.55187 | 21.5197 | 0.58212 | 19.18 | 0.019108 | 0.56302 | 19.257 | -1.2353 | -43.84 | 0.2104 | -1.4457 | -44.8807 | 0.72082 | 21.94 | 0.16896 | 0.55187 | 21.5197 | 0.62949 | 18.76 | 0.17946 | 0.45003 | 18.2823 | 0.82759 | 1.8823 | 18.1821 | 24.3787 | 790.5659 | 0.59655 | 0.48176 | -1.0223 | 0.59655 | 0.52096 | 18.1574 | 15.8732 | -36.2816 | 18.1574 | 15.5256 | 17.8095 | 15.9369 | -37.1429 | 17.8095 | 15.1303 | 0.15051 | 0.34234 | 3.3068 | 4.4337 | 143.7792 | 0.10849 | 0.087617 | -0.18593 | 0.10849 | 0.094747 | 3.3023 | 2.8868 | -6.5985 | 3.3023 | 2.8236 | 3.239 | 2.8984 | -6.7551 | 3.239 | 2.7517
31 | 0.28 | 0.19 | Southern | FL | Miami.Intl.AP.722020 | 1 | 5815628 | 2.3646 | 21.2171 | 28.5836 | 2.3586 | 26.225 | 924.98 | 1.5946 | 52.22 | 0.079027 | 1.5156 | 52.3242 | 1.4559 | 49.46 | -0.070822 | 1.5268 | 50.0615 | -0.36148 | -13.56 | 0.12047 | -0.48196 | -14.0762 | 1.5946 | 52.22 | 0.079027 | 1.5156 | 52.3242 | 1.5033 | 49.04 | 0.089531 | 1.4138 | 49.0868 | 0.82759 | 1.9569 | 17.5591 | 23.6556 | 765.5064 | 1.3197 | 1.2049 | -0.29916 | 1.3197 | 1.2441 | 43.2169 | 40.9327 | -11.2222 | 43.2169 | 40.5851 | 43.3031 | 41.4305 | -11.6493 | 43.3031 | 40.6239 | 0.15051 | 0.35591 | 3.1935 | 4.3022 | 139.2217 | 0.24001 | 0.21914 | -0.054408 | 0.24001 | 0.22627 | 7.8598 | 7.4444 | -2.041 | 7.8598 | 7.3812 | 7.8755 | 7.5349 | -2.1186 | 7.8755 | 7.3882
32 | 0.28 | 0.17 | Southern | FL | Miami.Intl.AP.722020 | 1 | 5815628 | 2.4154 | 20.846 | 28.1534 | 2.4093 | 25.7441 | 910 | 2.0249 | 67.2 | 0.028345 | 1.9965 | 67.5934 | 1.8862 | 64.44 | -0.1215 | 2.0077 | 65.3307 | 0.068742 | 1.42 | 0.06979 | -0.0010485 | 1.1931 | 2.0249 | 67.2 | 0.028345 | 1.9965 | 67.5934 | 1.9335 | 64.02 | 0.038848 | 1.8947 | 64.3561 | 0.82759 | 1.999 | 17.252 | 23.2995 | 753.109 | 1.6758 | 1.561 | 0.05689 | 1.6758 | 1.6002 | 55.6142 | 53.3301 | 1.1752 | 55.6142 | 52.9825 | 55.9398 | 54.0672 | 0.98739 | 55.9398 | 53.2606 | 0.15051 | 0.36356 | 3.1376 | 4.2375 | 136.967 | 0.30477 | 0.28389 | 0.010347 | 0.30477 | 0.29102 | 10.1145 | 9.6991 | 0.21373 | 10.1145 | 9.6359 | 10.1737 | 9.8331 | 0.17958 | 10.1737 | 9.6864
33 | 0.27 | 0.47 | Southern | FL | Miami.Intl.AP.722020 | 1 | 5815628 | 1.9823 | 25.0785 | 33.2165 | 1.9773 | 31.2393 | 1084.28 | -3.0383 | -107.08 | 0.46035 | -3.4987 | -109.4728 | -3.177 | -109.84 | 0.3105 | -3.4875 | -111.7356 | -4.9944 | -172.86 | 0.5018 | -5.4962 | -175.8732 | -3.0383 | -107.08 | 0.46035 | -3.4987 | -109.4728 | -3.1296 | -110.26 | 0.47085 | -3.6005 | -112.7102 | 0.82759 | 1.6406 | 20.7548 | 27.4897 | 897.3418 | -2.5145 | -2.6293 | -4.1333 | -2.5145 | -2.5901 | -88.6186 | -90.9027 | -143.0576 | -88.6186 | -91.2503 | -90.5989 | -92.4715 | -145.5513 | -90.5989 | -93.2781 | 0.15051 | 0.29837 | 3.7747 | 4.9995 | 163.1985 | -0.4573 | -0.47818 | -0.75173 | -0.4573 | -0.47105 | -16.117 | -16.5324 | -26.0177 | -16.117 | -16.5956 | -16.4771 | -16.8177 | -26.4712 | -16.4771 | -16.9644
34 | 0.27 | 0.42 | Southern | FL | Miami.Intl.AP.722020 | 1 | 5815628 | 2.0323 | 24.3168 | 32.2742 | 2.0271 | 30.2471 | 1052.22 | -2.096 | -75.02 | 0.4105 | -2.5065 | -77.0067 | -2.2347 | -77.78 | 0.26065 | -2.4953 | -79.2695 | -4.0521 | -140.8 | 0.45195 | -4.504 | -143.4071 | -2.096 | -75.02 | 0.4105 | -2.5065 | -77.0067 | -2.1873 | -78.2 | 0.421 | -2.6083 | -80.2441 | 0.82759 | 1.6819 | 20.1244 | 26.7099 | 870.8092 | -1.7346 | -1.8494 | -3.3535 | -1.7346 | -1.8102 | -62.086 | -64.3701 | -116.525 | -62.086 | -64.7177 | -63.7302 | -65.6028 | -118.6826 | -63.7302 | -66.4094 | 0.15051 | 0.30589 | 3.66 | 4.8577 | 158.373 | -0.31547 | -0.33635 | -0.60989 | -0.31547 | -0.32922 | -11.2915 | -11.7069 | -21.1923 | -11.2915 | -11.7701 | -11.5905 | -11.9311 | -21.5847 | -11.5905 | -12.0778
35 | 0.27 | 0.37 | Southern | FL | Miami.Intl.AP.722020 | 1 | 5815628 | 2.0726 | 23.7754 | 31.6032 | 2.0673 | 29.5359 | 1029.34 | -1.425 | -52.14 | 0.37032 | -1.7953 | -53.816 | -1.5637 | -54.9 | 0.22047 | -1.7842 | -56.0787 | -3.3811 | -117.92 | 0.41177 | -3.7929 | -120.2163 | -1.425 | -52.14 | 0.37032 | -1.7953 | -53.816 | -1.5163 | -55.32 | 0.38082 | -1.8972 | -57.0534 | 0.82759 | 1.7153 | 19.6763 | 26.1546 | 851.8739 | -1.1793 | -1.2941 | -2.7982 | -1.1793 | -1.2549 | -43.1507 | -45.4348 | -97.5897 | -43.1507 | -45.7824 | -44.5377 | -46.4103 | -99.4901 | -44.5377 | -47.2169 | 0.15051 | 0.31195 | 3.5785 | 4.7567 | 154.9293 | -0.21448 | -0.23536 | -0.5089 | -0.21448 | -0.22823 | -7.8478 | -8.2632 | -17.7485 | -7.8478 | -8.3264 | -8.1 | -8.4406 | -18.0941 | -8.1 | -8.5873
36 | 0.27 | 0.32 | Southern | FL | Miami.Intl.AP.722020 | 1 | 5815628 | 2.1333 | 23.1033 | 30.7909 | 2.1279 | 28.663 | 1001.49 | -0.61268 | -24.29 | 0.30977 | -0.92244 | -25.5475 | -0.75138 | -27.05 | 0.15992 | -0.9113 | -27.8102 | -2.5688 | -90.07 | 0.35121 | -2.92 | -91.9479 | -0.61268 | -24.29 | 0.30977 | -0.92244 | -25.5475 | -0.70401 | -27.47 | 0.32027 | -1.0243 | -28.7849 | 0.82759 | 1.7655 | 19.1201 | 25.4823 | 828.8255 | -0.50705 | -0.62183 | -2.1259 | -0.50705 | -0.58263 | -20.1022 | -22.3864 | -74.5412 | -20.1022 | -22.734 | -21.1429 | -23.0155 | -76.0953 | -21.1429 | -23.8222 | 0.15051 | 0.32109 | 3.4774 | 4.6344 | 150.7375 | -0.092216 | -0.11309 | -0.38664 | -0.092216 | -0.10596 | -3.656 | -4.0714 | -13.5567 | -3.656 | -4.1346 | -3.8452 | -4.1858 | -13.8394 | -3.8452 | -4.3325
37 | 0.27 | 0.27 | Southern | FL | Miami.Intl.AP.722020 | 1 | 5815628 | 2.1935 | 22.5005 | 30.0669 | 2.1879 | 27.8791 | 976.6 | 0.1113 | 0.6 | 0.24975 | -0.13845 | -0.25703 | -0.0274 | -2.16 | 0.099899 | -0.1273 | -2.5198 | -1.8448 | -65.18 | 0.29119 | -2.136 | -66.6574 | 0.1113 | 0.6 | 0.24975 | -0.13845 | -0.25703 | 0.019968 | -2.58 | 0.26025 | -0.24028 | -3.4944 | 0.82759 | 1.8153 | 18.6212 | 24.8832 | 808.2267 | 0.092111 | -0.022676 | -1.5268 | 0.092111 | 0.016526 | 0.49656 | -1.7876 | -53.9425 | 0.49656 | -2.1352 | -0.21272 | -2.0853 | -55.1651 | -0.21272 | -2.892 | 0.15051 | 0.33014 | 3.3866 | 4.5255 | 146.9912 | 0.016752 | -0.0041241 | -0.27767 | 0.016752 | 0.0030055 | 0.090308 | -0.32511 | -9.8105 | 0.090308 | -0.38832 | -0.038686 | -0.37926 | -10.0328 | -0.038686 | -0.52596
38 | 0.27 | 0.23 | Southern | FL | Miami.Intl.AP.722020 | 1 | 5815628 | 2.2443 | 21.9791 | 29.4364 | 2.2386 | 27.1979 | 954.93 | 0.74178 | 22.27 | 0.19907 | 0.54272 | 21.7421 | 0.60308 | 19.51 | 0.049217 | 0.55387 | 19.4794 | -1.2143 | -43.51 | 0.24051 | -1.4548 | -44.6583 | 0.74178 | 22.27 | 0.19907 | 0.54272 | 21.7421 | 0.65045 | 19.09 | 0.20957 | 0.44088 | 18.5047 | 0.82759 | 1.8574 | 18.1898 | 24.3614 | 790.2928 | 0.61389 | 0.49911 | -1.005 | 0.61389 | 0.53831 | 18.4305 | 16.1463 | -36.0085 | 18.4305 | 15.7987 | 17.9936 | 16.121 | -36.9588 | 17.9936 | 15.3144 | 0.15051 | 0.33779 | 3.3082 | 4.4306 | 143.7296 | 0.11165 | 0.090772 | -0.18277 | 0.11165 | 0.097902 | 3.3519 | 2.9365 | -6.5488 | 3.3519 | 2.8733 | 3.2725 | 2.9319 | -6.7217 | 3.2725 | 2.7852
39 | 0.27 | 0.19 | Southern | FL | Miami.Intl.AP.722020 | 1 | 5815628 | 2.3344 | 21.2177 | 28.5539 | 2.3285 | 26.2254 | 924.37 | 1.6244 | 52.83 | 0.10914 | 1.5152 | 52.8415 | 1.4857 | 50.07 | -0.040712 | 1.5264 | 50.5788 | -0.33175 | -12.95 | 0.15058 | -0.48233 | -13.5588 | 1.6244 | 52.83 | 0.10914 | 1.5152 | 52.8415 | 1.533 | 49.65 | 0.11964 | 1.4134 | 49.6041 | 0.82759 | 1.932 | 17.5596 | 23.631 | 765.0015 | 1.3443 | 1.2295 | -0.27455 | 1.3443 | 1.2687 | 43.7217 | 41.4375 | -10.7173 | 43.7217 | 41.09 | 43.7312 | 41.8586 | -11.2212 | 43.7312 | 41.052 | 0.15051 | 0.35136 | 3.1936 | 4.2977 | 139.1299 | 0.24449 | 0.22361 | -0.049933 | 0.24449 | 0.23074 | 7.9516 | 7.5362 | -1.9491 | 7.9516 | 7.473 | 7.9533 | 7.6128 | -2.0408 | 7.9533 | 7.4661
40 | 0.27 | 0.17 | Southern | FL | Miami.Intl.AP.722020 | 1 | 5815628 | 2.3846 | 20.8558 | 28.1323 | 2.3785 | 25.7538 | 909.68 | 2.0459 | 67.52 | 0.059087 | 1.9868 | 67.8081 | 1.9072 | 64.76 | -0.090762 | 1.998 | 65.5454 | 0.089771 | 1.74 | 0.10053 | -0.010761 | 1.4078 | 2.0459 | 67.52 | 0.059087 | 1.9868 | 67.8081 | 1.9546 | 64.34 | 0.069591 | 1.885 | 64.5707 | 0.82759 | 1.9735 | 17.2601 | 23.2821 | 752.8442 | 1.6932 | 1.5784 | 0.074294 | 1.6932 | 1.6176 | 55.879 | 53.5949 | 1.44 | 55.879 | 53.2473 | 56.1175 | 54.2449 | 1.1651 | 56.1175 | 53.4382 | 0.15051 | 0.35892 | 3.1391 | 4.2343 | 136.9189 | 0.30793 | 0.28706 | 0.013512 | 0.30793 | 0.29419 | 10.1627 | 9.7472 | 0.26189 | 10.1627 | 9.684 | 10.206 | 9.8654 | 0.21189 | 10.206 | 9.7187
41 | 0.26 | 0.47 | Southern | FL | Miami.Intl.AP.722020 | 1 | 5815628 | 1.9524 | 25.0394 | 33.1283 | 1.9474 | 31.181 | 1081.7 | -2.9501 | -104.5 | 0.49026 | -3.4404 | -106.988 | -3.0888 | -107.26 | 0.34041 | -3.4292 | -109.2507 | -4.9062 | -170.28 | 0.53171 | -5.4379 | -173.3884 | -2.9501 | -104.5 | 0.49026 | -3.4404 | -106.988 | -3.0414 | -107.68 | 0.50076 | -3.5422 | -110.2254 | 0.82759 | 1.6158 | 20.7224 | 27.4168 | 895.2066 | -2.4415 | -2.5563 | -4.0604 | -2.4415 | -2.5171 | -86.4834 | -88.7676 | -140.9224 | -86.4834 | -89.1151 | -88.5425 | -90.4151 | -143.4949 | -88.5425 | -91.2217 | 0.15051 | 0.29386 | 3.7688 | 4.9863 | 162.8101 | -0.44403 | -0.46491 | -0.73845 | -0.44403 | -0.45778 | -15.7286 | -16.144 | -25.6294 | -15.7286 | -16.2073 | -16.1031 | -16.4437 | -26.0972 | -16.1031 | -16.5904
42 | 0.26 | 0.42 | Southern | FL | Miami.Intl.AP.722020 | 1 | 5815628 | 2.0023 | 24.307 | 32.2247 | 1.9972 | 30.2275 | 1050.94 | -2.0465 | -73.74 | 0.44041 | -2.4869 | -75.8231 | -2.1852 | -76.5 | 0.29056 | -2.4758 | -78.0858 | -4.0026 | -139.52 | 0.48186 | -4.4845 | -142.2234 | -2.0465 | -73.74 | 0.44041 | -2.4869 | -75.8231 | -2.1378 | -76.92 | 0.45091 | -2.5887 | -79.0605 | 0.82759 | 1.6571 | 20.1163 | 26.6689 | 869.7499 | -1.6937 | -1.8084 | -3.3125 | -1.6937 | -1.7692 | -61.0267 | -63.3108 | -115.4657 | -61.0267 | -63.6584 | -62.7506 | -64.6232 | -117.703 | -62.7506 | -65.4298 | 0.15051 | 0.30138 | 3.6585 | 4.8502 | 158.1803 | -0.30802 | -0.3289 | -0.60245 | -0.30802 | -0.32177 | -11.0988 | -11.5143 | -20.9996 | -11.0988 | -11.5775 | -11.4124 | -11.7529 | -21.4065 | -11.4124 | -11.8996
43 | 0.26 | 0.37 | Southern | FL | Miami.Intl.AP.722020 | 1 | 5815628 | 2.0332 | 23.9059 | 31.7335 | 2.028 | 29.7055 | 1034.17 | -1.5553 | -56.97 | 0.40967 | -1.9649 | -58.8229 | -1.694 | -59.73 | 0.25982 | -1.9538 | -61.0856 | -3.5114 | -122.75 | 0.45111 | -3.9625 | -125.2232 | -1.5553 | -56.97 | 0.40967 | -1.9649 | -58.8229 | -1.6466 | -60.15 | 0.42017 | -2.0668 | -62.0602 | 0.82759 | 1.6826 | 19.7843 | 26.2624 | 855.8712 | -1.2871 | -1.4019 | -2.906 | -1.2871 | -1.3627 | -47.1479 | -49.4321 | -101.587 | -47.1479 | -49.7797 | -48.6813 | -50.554 | -103.6338 | -48.6813 | -51.3606 | 0.15051 | 0.30602 | 3.5981 | 4.7763 | 155.6562 | -0.23409 | -0.25496 | -0.52851 | -0.23409 | -0.24783 | -8.5747 | -8.9902 | -18.4755 | -8.5747 | -9.0534 | -8.8536 | -9.1942 | -18.8477 | -8.8536 | -9.3409
44 | 0.26 | 0.32 | Southern | FL | Miami.Intl.AP.722020 | 1 | 5815628 | 2.0833 | 23.3436 | 31.0412 | 2.078 | 28.9632 | 1010.46 | -0.86299 | -33.26 | 0.35962 | -1.2226 | -34.7573 | -1.0017 | -36.02 | 0.20977 | -1.2115 | -37.02 | -2.8191 | -99.04 | 0.40106 | -3.2202 | -101.1576 | -0.86299 | -33.26 | 0.35962 | -1.2226 | -34.7573 | -0.95432 | -36.44 | 0.37012 | -1.3244 | -37.9947 | 0.82759 | 1.7241 | 19.319 | 25.6895 | 836.249 | -0.7142 | -0.82899 | -2.3331 | -0.7142 | -0.78979 | -27.5257 | -29.8099 | -81.9647 | -27.5257 | -30.1575 | -28.7649 | -30.6375 | -83.7173 | -28.7649 | -31.4441 | 0.15051 | 0.31357 | 3.5135 | 4.6721 | 152.0876 | -0.12989 | -0.15077 | -0.42431 | -0.12989 | -0.14364 | -5.0061 | -5.4215 | -14.9068 | -5.0061 | -5.4847 | -5.2314 | -5.572 | -15.2256 | -5.2314 | -5.7187
45 | 0.26 | 0.27 | Southern | FL | Miami.Intl.AP.722020 | 1 | 5815628 | 2.1533 | 22.6103 | 30.1572 | 2.1478 | 28.0094 | 980.1 | 0.021045 | -2.9 | 0.28983 | -0.26878 | -3.9316 | -0.11766 | -5.66 | 0.13998 | -0.25763 | -6.1943 | -1.9351 | -68.68 | 0.33127 | -2.2663 | -70.332 | 0.021045 | -2.9 | 0.28983 | -0.26878 | -3.9316 | -0.070286 | -6.08 | 0.30033 | -0.37062 | -7.169 | 0.82759 | 1.782 | 18.7121 | 24.9579 | 811.1233 | 0.017417 | -0.09737 | -1.6015 | 0.017417 | -0.058169 | -2.4 | -4.6842 | -56.839 | -2.4 | -5.0318 | -3.2538 | -5.1264 | -58.2062 | -3.2538 | -5.933 | 0.15051 | 0.3241 | 3.4031 | 4.5391 | 147.518 | 0.0031676 | -0.017709 | -0.29125 | 0.0031676 | -0.010579 | -0.43649 | -0.8519 | -10.3372 | -0.43649 | -0.91512 | -0.59176 | -0.93233 | -10.5859 | -0.59176 | -1.079
46 | 0.26 | 0.23 | Southern | FL | Miami.Intl.AP.722020 | 1 | 5815628 | 2.2137 | 21.9888 | 29.4155 | 2.208 | 27.2075 | 954.61 | 0.76274 | 22.59 | 0.22961 | 0.53313 | 21.9575 | 0.62404 | 19.83 | 0.07976 | 0.54428 | 19.6948 | -1.1934 | -43.19 | 0.27105 | -1.4644 | -44.4429 | 0.76274 | 22.59 | 0.22961 | 0.53313 | 21.9575 | 0.67141 | 19.41 | 0.24011 | 0.43129 | 18.7201 | 0.82759 | 1.832 | 18.1978 | 24.344 | 790.0279 | 0.63124 | 0.51645 | -0.98763 | 0.63124 | 0.55565 | 18.6953 | 16.4112 | -35.7437 | 18.6953 | 16.0636 | 18.1718 | 16.2992 | -36.7806 | 18.1718 | 15.4926 | 0.15051 | 0.33318 | 3.3096 | 4.4274 | 143.6814 | 0.1148 | 0.093926 | -0.17962 | 0.1148 | 0.10106 | 3.4001 | 2.9847 | -6.5007 | 3.4001 | 2.9215 | 3.3049 | 2.9643 | -6.6892 | 3.3049 | 2.8176
47 | 0.26 | 0.19 | Southern | FL | Miami.Intl.AP.722020 | 1 | 5815628 | 2.3044 | 21.2277 | 28.5339 | 2.2986 | 26.2353 | 924.08 | 1.6444 | 53.12 | 0.13905 | 1.5053 | 53.0348 | 1.5057 | 50.36 | -0.010802 | 1.5165 | 50.7721 | -0.31175 | -12.66 | 0.18049 | -0.49224 | -13.3655 | 1.6444 | 53.12 | 0.13905 | 1.5053 | 53.0348 | 1.553 | 49.94 | 0.14955 | 1.4035 | 49.7974 | 0.82759 | 1.9071 | 17.5679 | 23.6144 | 764.7615 | 1.3609 | 1.2461 | -0.258 | 1.3609 | 1.2853 | 43.9617 | 41.6776 | -10.4773 | 43.9617 | 41.33 | 43.8912 | 42.0186 | -11.0612 | 43.8912 | 41.212 | 0.15051 | 0.34685 | 3.1951 | 4.2947 | 139.0862 | 0.2475 | 0.22662 | -0.046923 | 0.2475 | 0.23375 | 7.9953 | 7.5798 | -1.9055 | 7.9953 | 7.5166 | 7.9824 | 7.6419 | -2.0117 | 7.9824 | 7.4952
48 | 0.26 | 0.17 | Southern | FL | Miami.Intl.AP.722020 | 1 | 5815628 | 2.3546 | 20.8567 | 28.1032 | 2.3486 | 25.7545 | 909.08 | 2.0751 | 68.12 | 0.088997 | 1.9861 | 68.3094 | 1.9364 | 65.36 | -0.060852 | 1.9972 | 66.0467 | 0.11893 | 2.34 | 0.13044 | -0.011508 | 1.9091 | 2.0751 | 68.12 | 0.088997 | 1.9861 | 68.3094 | 1.9837 | 64.94 | 0.099501 | 1.8842 | 65.072 | 0.82759 | 1.9487 | 17.2608 | 23.258 | 752.3477 | 1.7173 | 1.6025 | 0.098429 | 1.7173 | 1.6417 | 56.3756 | 54.0914 | 1.9366 | 56.3756 | 53.7438 | 56.5324 | 54.6598 | 1.5799 | 56.5324 | 53.8531 | 0.15051 | 0.3544 | 3.1392 | 4.2299 | 136.8285 | 0.31232 | 0.29145 | 0.017901 | 0.31232 | 0.29858 | 10.253 | 9.8375 | 0.3522 | 10.253 | 9.7743 | 10.2815 | 9.9409 | 0.28734 | 10.2815 | 9.7942
49 | 0.25 | 0.47 | Southern | FL | Miami.Intl.AP.722020 | 1 | 5815628 | 1.9322 | 25.0183 | 33.0862 | 1.9272 | 31.159 | 1080.55 | -2.908 | -103.35 | 0.5104 | -3.4184 | -105.8941 | -3.0467 | -106.11 | 0.36055 | -3.4072 | -108.1568 | -4.8641 | -169.13 | 0.55184 | -5.4159 | -172.2944 | -2.908 | -103.35 | 0.5104 | -3.4184 | -105.8941 | -2.9993 | -106.53 | 0.5209 | -3.5202 | -109.1315 | 0.82759 | 1.599 | 20.705 | 27.3819 | 894.2549 | -2.4066 | -2.5214 | -4.0255 | -2.4066 | -2.4822 | -85.5317 | -87.8158 | -139.9707 | -85.5317 | -88.1634 | -87.6371 | -89.5097 | -142.5895 | -87.6371 | -90.3164 | 0.15051 | 0.29082 | 3.7656 | 4.9799 | 162.637 | -0.43769 | -0.45856 | -0.73211 | -0.43769 | -0.45143 | -15.5555 | -15.971 | -25.4563 | -15.5555 | -16.0342 | -15.9385 | -16.279 | -25.9326 | -15.9385 | -16.4257
50 | 0.25 | 0.42 | Southern | FL | Miami.Intl.AP.722020 | 1 | 5815628 | 1.9724 | 24.2976 | 32.1851 | 1.9673 | 30.2178 | 1049.99 | -2.0069 | -72.79 | 0.47032 | -2.4772 | -74.9699 | -2.1456 | -75.55 | 0.32047 | -2.466 | -77.2326 | -3.963 | -138.57 | 0.51177 | -4.4747 | -141.3703 | -2.0069 | -72.79 | 0.47032 | -2.4772 | -74.9699 | -2.0982 | -75.97 | 0.48082 | -2.579 | -78.2073 | 0.82759 | 1.6323 | 20.1085 | 26.6361 | 868.9637 | -1.6609 | -1.7756 | -3.2797 | -1.6609 | -1.7364 | -60.2404 | -62.5246 | -114.6795 | -60.2404 | -62.8722 | -62.0445 | -63.9171 | -116.9969 | -62.0445 | -64.7238 | 0.15051 | 0.29687 | 3.6571 | 4.8443 | 158.0374 | -0.30206 | -0.32293 | -0.59648 | -0.30206 | -0.31581 | -10.9559 | -11.3713 | -20.8566 | -10.9559 | -11.4345 | -11.284 | -11.6245 | -21.2781 | -11.284 | -11.7712
51 | 0.25 | 0.37 | Southern | FL | Miami.Intl.AP.722020 | 1 | 5815628 | 2.0023 | 24.0457 | 31.8725 | 1.9972 | 29.8753 | 1039.2 | -1.6943 | -62 | 0.44041 | -2.1347 | -63.988 | -1.833 | -64.76 | 0.29056 | -2.1236 | -66.2507 | -3.6504 | -127.78 | 0.48186 | -4.1323 | -130.3883 | -1.6943 | -62 | 0.44041 | -2.1347 | -63.988 | -1.7856 | -65.18 | 0.45091 | -2.2366 | -67.2254 | 0.82759 | 1.6571 | 19.9 | 26.3775 | 860.034 | -1.4022 | -1.517 | -3.0211 | -1.4022 | -1.4778 | -51.3107 | -53.5949 | -105.7498 | -51.3107 | -53.9425 | -52.956 | -54.8286 | -107.9084 | -52.956 | -55.6352 | 0.15051 | 0.30138 | 3.6192 | 4.7972 | 156.4133 | -0.25502 | -0.27589 | -0.54944 | -0.25502 | -0.26876 | -9.3318 | -9.7472 | -19.2326 | -9.3318 | -9.8105 | -9.631 | -9.9716 | -19.6252 | -9.631 | -10.1183
52 | 0.25 | 0.32 | Southern | FL | Miami.Intl.AP.722020 | 1 | 5815628 | 2.0334 | 23.5932 | 31.3013 | 2.0282 | 29.2731 | 1019.75 | -1.1231 | -42.55 | 0.40947 | -1.5325 | -44.2956 | -1.2618 | -45.31 | 0.25962 | -1.5214 | -46.5583 | -3.0792 | -108.33 | 0.45091 | -3.5301 | -110.6959 | -1.1231 | -42.55 | 0.40947 | -1.5325 | -44.2956 | -1.2144 | -45.73 | 0.41997 | -1.6344 | -47.533 | 0.82759 | 1.6828 | 19.5255 | 25.9047 | 843.9373 | -0.92945 | -1.0442 | -2.5483 | -0.92945 | -1.005 | -35.2141 | -37.4982 | -89.6531 | -35.2141 | -37.8458 | -36.6587 | -38.5313 | -91.6111 | -36.6587 | -39.3379 | 0.15051 | 0.30605 | 3.5511 | 4.7113 | 153.4858 | -0.16904 | -0.18991 | -0.46346 | -0.16904 | -0.18278 | -6.4043 | -6.8198 | -16.3051 | -6.4043 | -6.883 | -6.6671 | -7.0076 | -16.6612 | -6.6671 | -7.1543
53 | 0.25 | 0.27 | Southern | FL | Miami.Intl.AP.722020 | 1 | 5815628 | 2.1036 | 22.7203 | 30.2467 | 2.0982 | 28.1484 | 983.7 | -0.068439 | -6.5 | 0.33938 | -0.40782 | -7.7319 | -0.20714 | -9.26 | 0.18953 | -0.39667 | -9.9946 | -2.0246 | -72.28 | 0.38082 | -2.4054 | -74.1322 | -0.068439 | -6.5 | 0.33938 | -0.40782 | -7.7319 | -0.15977 | -9.68 | 0.34988 | -0.50965 | -10.9693 | 0.82759 | 1.7409 | 18.8031 | 25.0319 | 814.1026 | -0.05664 | -0.17143 | -1.6755 | -0.05664 | -0.13222 | -5.3794 | -7.6635 | -59.8184 | -5.3794 | -8.0111 | -6.3989 | -8.2715 | -61.3513 | -6.3989 | -9.0781 | 0.15051 | 0.31662 | 3.4197 | 4.5525 | 148.0598 | -0.010301 | -0.031177 | -0.30472 | -0.010301 | -0.024048 | -0.97834 | -1.3938 | -10.8791 | -0.97834 | -1.457 | -1.1638 | -1.5043 | -11.1579 | -1.1638 | -1.651
54 | 0.25 | 0.23 | Southern | FL | Miami.Intl.AP.722020 | 1 | 5815628 | 2.1835 | 21.9897 | 29.3862 | 2.1779 | 27.2083 | 954.01 | 0.79205 | 23.19 | 0.25972 | 0.53233 | 22.4606 | 0.65335 | 20.43 | 0.10987 | 0.54348 | 20.1979 | -1.1641 | -42.59 | 0.30116 | -1.4652 | -43.9398 | 0.79205 | 23.19 | 0.25972 | 0.53233 | 22.4606 | 0.70072 | 20.01 | 0.27022 | 0.4305 | 19.2232 | 0.82759 | 1.807 | 18.1985 | 24.3198 | 789.5314 | 0.65549 | 0.54071 | -0.96337 | 0.65549 | 0.57991 | 19.1919 | 16.9077 | -35.2472 | 19.1919 | 16.5601 | 18.5882 | 16.7156 | -36.3642 | 18.5882 | 15.909 | 0.15051 | 0.32864 | 3.3097 | 4.423 | 143.5911 | 0.11921 | 0.098338 | -0.17521 | 0.11921 | 0.10547 | 3.4904 | 3.075 | -6.4104 | 3.4904 | 3.0118 | 3.3806 | 3.04 | -6.6135 | 3.3806 | 2.8933
55 | 0.25 | 0.19 | Southern | FL | Miami.Intl.AP.722020 | 1 | 5815628 | 2.2645 | 21.2375 | 28.5037 | 2.2587 | 26.245 | 923.56 | 1.6745 | 53.64 | 0.17893 | 1.4956 | 53.4104 | 1.5358 | 50.88 | 0.029078 | 1.5068 | 51.1476 | -0.28158 | -12.14 | 0.22037 | -0.50195 | -12.99 | 1.6745 | 53.64 | 0.17893 | 1.4956 | 53.4104 | 1.5832 | 50.46 | 0.18943 | 1.3938 | 50.173 | 0.82759 | 1.8741 | 17.576 | 23.5894 | 764.3312 | 1.3858 | 1.271 | -0.23304 | 1.3858 | 1.3102 | 44.3921 | 42.1079 | -10.047 | 44.3921 | 41.7603 | 44.202 | 42.3294 | -10.7504 | 44.202 | 41.5228 | 0.15051 | 0.34083 | 3.1965 | 4.2902 | 139.008 | 0.25204 | 0.23116 | -0.042382 | 0.25204 | 0.23829 | 8.0735 | 7.6581 | -1.8272 | 8.0735 | 7.5949 | 8.039 | 7.6984 | -1.9552 | 8.039 | 7.5517
56 | 0.25 | 0.17 | Southern | FL | Miami.Intl.AP.722020 | 1 | 5815628 | 2.3147 | 20.8665 | 28.073 | 2.3087 | 25.7643 | 908.57 | 2.1052 | 68.63 | 0.12888 | 1.9763 | 68.684 | 1.9665 | 65.87 | -0.020972 | 1.9875 | 66.4213 | 0.14907 | 2.85 | 0.17032 | -0.021248 | 2.2837 | 2.1052 | 68.63 | 0.12888 | 1.9763 | 68.684 | 2.0139 | 65.45 | 0.13938 | 1.8745 | 65.4467 | 0.82759 | 1.9156 | 17.2689 | 23.233 | 751.9256 | 1.7422 | 1.6275 | 0.12337 | 1.7422 | 1.6667 | 56.7977 | 54.5135 | 2.3586 | 56.7977 | 54.1659 | 56.8424 | 54.9698 | 1.89 | 56.8424 | 54.1632 | 0.15051 | 0.34839 | 3.1407 | 4.2254 | 136.7518 | 0.31686 | 0.29598 | 0.022438 | 0.31686 | 0.30311 | 10.3297 | 9.9143 | 0.42896 | 10.3297 | 9.8511 | 10.3379 | 9.9973 | 0.34373 | 10.3379 | 9.8506
57 | 0.24 | 0.47 | Southern | FL | Miami.Intl.AP.722020 | 1 | 5815628 | 1.9022 | 25.0283 | 33.0662 | 1.8973 | 31.1689 | 1080.25 | -2.888 | -103.05 | 0.54031 | -3.4283 | -105.7008 | -3.0267 | -105.81 | 0.39046 | -3.4171 | -107.9635 | -4.8441 | -168.83 | 0.58175 | -5.4258 | -172.1011 | -2.888 | -103.05 | 0.54031 | -3.4283 | -105.7008 | -2.9793 | -106.23 | 0.55081 | -3.5301 | -108.9381 | 0.82759 | 1.5742 | 20.7133 | 27.3653 | 894.0066 | -2.3901 | -2.5049 | -4.0089 | -2.3901 | -2.4657 | -85.2834 | -87.5675 | -139.7224 | -85.2834 | -87.9151 | -87.4771 | -89.3497 | -142.4296 | -87.4771 | -90.1564 | 0.15051 | 0.2863 | 3.7671 | 4.9769 | 162.5919 | -0.43468 | -0.45555 | -0.7291 | -0.43468 | -0.44842 | -15.5104 | -15.9258 | -25.4111 | -15.5104 | -15.989 | -15.9094 | -16.2499 | -25.9035 | -15.9094 | -16.3966
58 | 0.24 | 0.42 | Southern | FL | Miami.Intl.AP.722020 | 1 | 5815628 | 1.9424 | 24.3076 | 32.1652 | 1.9374 | 30.2278 | 1049.7 | -1.987 | -72.5 | 0.50023 | -2.4872 | -74.78 | -2.1257 | -75.26 | 0.35038 | -2.476 | -77.0427 | -3.9431 | -138.28 | 0.54168 | -4.4848 | -141.1803 | -1.987 | -72.5 | 0.50023 | -2.4872 | -74.78 | -2.0783 | -75.68 | 0.51073 | -2.589 | -78.0174 | 0.82759 | 1.6075 | 20.1168 | 26.6197 | 868.7237 | -1.6444 | -1.7592 | -3.2633 | -1.6444 | -1.72 | -60.0004 | -62.2846 | -114.4395 | -60.0004 | -62.6322 | -61.8873 | -63.7599 | -116.8398 | -61.8873 | -64.5666 | 0.15051 | 0.29235 | 3.6586 | 4.8413 | 157.9937 | -0.29906 | -0.31994 | -0.59349 | -0.29906 | -0.31281 | -10.9122 | -11.3276 | -20.813 | -10.9122 | -11.3908 | -11.2554 | -11.5959 | -21.2495 | -11.2554 | -11.7426
59 | 0.24 | 0.37 | Southern | FL | Miami.Intl.AP.722020 | 1 | 5815628 | 1.9724 | 24.0558 | 31.8527 | 1.9673 | 29.8854 | 1038.9 | -1.6744 | -61.7 | 0.47032 | -2.1448 | -63.799 | -1.8131 | -64.46 | 0.32047 | -2.1336 | -66.0617 | -3.6306 | -127.48 | 0.51177 | -4.1423 | -130.1993 | -1.6744 | -61.7 | 0.47032 | -2.1448 | -63.799 | -1.7658 | -64.88 | 0.48082 | -2.2466 | -67.0364 | 0.82759 | 1.6323 | 19.9084 | 26.361 | 859.7857 | -1.3858 | -1.5005 | -3.0046 | -1.3858 | -1.4613 | -51.0624 | -53.3466 | -105.5015 | -51.0624 | -53.6942 | -52.7995 | -54.6721 | -107.752 | -52.7995 | -55.4788 | 0.15051 | 0.29687 | 3.6207 | 4.7942 | 156.3682 | -0.25203 | -0.2729 | -0.54645 | -0.25203 | -0.26577 | -9.2867 | -9.7021 | -19.1874 | -9.2867 | -9.7653 | -9.6026 | -9.9432 | -19.5967 | -9.6026 | -10.0899
60 | 0.24 | 0.32 | Southern | FL | Miami.Intl.AP.722020 | 1 | 5815628 | 2.0032 | 23.6032 | 31.2806 | 1.998 | 29.2825 | 1019.44 | -1.1024 | -42.24 | 0.43958 | -1.5419 | -44.0817 | -1.2411 | -45 | 0.28973 | -1.5308 | -46.3444 | -3.0585 | -108.02 | 0.48102 | -3.5395 | -110.4821 | -1.1024 | -42.24 | 0.43958 | -1.5419 | -44.0817 | -1.1937 | -45.42 | 0.45008 | -1.6438 | -47.3191 | 0.82759 | 1.6578 | 19.5338 | 25.8876 | 843.6807 | -0.91231 | -1.0271 | -2.5312 | -0.91231 | -0.9879 | -34.9575 | -37.2417 | -89.3965 | -34.9575 | -37.5892 | -36.4817 | -38.3543 | -91.4341 | -36.4817 | -39.1609 | 0.15051 | 0.30151 | 3.5526 | 4.7081 | 153.4392 | -0.16592 | -0.1868 | -0.46034 | -0.16592 | -0.17967 | -6.3577 | -6.7731 | -16.2584 | -6.3577 | -6.8363 | -6.6349 | -6.9754 | -16.629 | -6.6349 | -7.1221
61 | 0.24 | 0.27 | Southern | FL | Miami.Intl.AP.722020 | 1 | 5815628 | 2.0736 | 22.7209 | 30.2173 | 2.0682 | 28.149 | 983.09 | -0.039032 | -5.89 | 0.36939 | -0.40842 | -7.224 | -0.17773 | -8.65 | 0.21954 | -0.39727 | -9.4867 | -1.9951 | -71.67 | 0.41083 | -2.406 | -73.6243 | -0.039032 | -5.89 | 0.36939 | -0.40842 | -7.224 | -0.13036 | -9.07 | 0.37989 | -0.51026 | -10.4613 | 0.82759 | 1.7161 | 18.8037 | 25.0076 | 813.5978 | -0.032303 | -0.14709 | -1.6512 | -0.032303 | -0.10789 | -4.8745 | -7.1587 | -59.3135 | -4.8745 | -7.5063 | -5.9785 | -7.8511 | -60.9309 | -5.9785 | -8.6577 | 0.15051 | 0.3121 | 3.4198 | 4.5481 | 147.968 | -0.0058748 | -0.026751 | -0.3003 | -0.0058748 | -0.019621 | -0.88652 | -1.3019 | -10.7873 | -0.88652 | -1.3652 | -1.0873 | -1.4279 | -11.0814 | -1.0873 | -1.5746
62 | 0.24 | 0.23 | Southern | FL | Miami.Intl.AP.722020 | 1 | 5815628 | 2.1535 | 21.9989 | 29.3652 | 2.148 | 27.2172 | 953.68 | 0.81301 | 23.52 | 0.28963 | 0.52338 | 22.6862 | 0.67431 | 20.76 | 0.13978 | 0.53453 | 20.4234 | -1.1431 | -42.26 | 0.33107 | -1.4742 | -43.7142 | 0.81301 | 23.52 | 0.28963 | 0.52338 | 22.6862 | 0.72168 | 20.34 | 0.30013 | 0.42154 | 19.4488 | 0.82759 | 1.7822 | 18.2061 | 24.3024 | 789.2583 | 0.67284 | 0.55805 | -0.94603 | 0.67284 | 0.59725 | 19.465 | 17.1808 | -34.9741 | 19.465 | 16.8332 | 18.7749 | 16.9023 | -36.1775 | 18.7749 | 16.0956 | 0.15051 | 0.32413 | 3.3111 | 4.4199 | 143.5414 | 0.12237 | 0.10149 | -0.17205 | 0.12237 | 0.10862 | 3.5401 | 3.1247 | -6.3607 | 3.5401 | 3.0614 | 3.4146 | 3.074 | -6.5796 | 3.4146 | 2.9273
63 | 0.24 | 0.19 | Southern | FL | Miami.Intl.AP.722020 | 1 | 5815628 | 2.2345 | 21.2375 | 28.4646 | 2.2288 | 26.2358 | 922.63 | 1.7136 | 54.57 | 0.20884 | 1.5048 | 54.2459 | 1.5749 | 51.81 | 0.058988 | 1.516 | 51.9831 | -0.24248 | -11.21 | 0.25028 | -0.49276 | -12.1545 | 1.7136 | 54.57 | 0.20884 | 1.5048 | 54.2459 | 1.6223 | 51.39 | 0.21934 | 1.403 | 51.0085 | 0.82759 | 1.8493 | 17.576 | 23.5571 | 763.5615 | 1.4182 | 1.3034 | -0.20067 | 1.4182 | 1.3426 | 45.1617 | 42.8776 | -9.2773 | 45.1617 | 42.53 | 44.8935 | 43.0208 | -10.059 | 44.8935 | 42.2142 | 0.15051 | 0.33632 | 3.1965 | 4.2843 | 138.868 | 0.25793 | 0.23705 | -0.036496 | 0.25793 | 0.24418 | 8.2135 | 7.7981 | -1.6873 | 8.2135 | 7.7349 | 8.1647 | 7.8241 | -1.8294 | 8.1647 | 7.6774
64 | 0.24 | 0.17 | Southern | FL | Miami.Intl.AP.722020 | 1 | 5815628 | 2.2845 | 20.867 | 28.0431 | 2.2786 | 25.7645 | 907.95 | 2.1351 | 69.25 | 0.15899 | 1.9761 | 69.2066 | 1.9964 | 66.49 | 0.0091375 | 1.9872 | 66.9438 | 0.17896 | 3.47 | 0.20043 | -0.021468 | 2.8062 | 2.1351 | 69.25 | 0.15899 | 1.9761 | 69.2066 | 2.0437 | 66.07 | 0.16949 | 1.8743 | 65.9692 | 0.82759 | 1.8906 | 17.2694 | 23.2083 | 751.4125 | 1.767 | 1.6522 | 0.14811 | 1.767 | 1.6914 | 57.3108 | 55.0266 | 2.8717 | 57.3108 | 54.679 | 57.2748 | 55.4022 | 2.3224 | 57.2748 | 54.5956 | 0.15051 | 0.34384 | 3.1408 | 4.2209 | 136.6585 | 0.32136 | 0.30048 | 0.026936 | 0.32136 | 0.30761 | 10.423 | 10.0076 | 0.52228 | 10.423 | 9.9444 | 10.4165 | 10.0759 | 0.42237 | 10.4165 | 9.9292
65 | 0.22 | 0.47 | Southern | FL | Miami.Intl.AP.722020 | 1 | 5815628 | 1.8422 | 25.049 | 33.0269 | 1.8375 | 31.1894 | 1079.68 | -2.8487 | -102.48 | 0.60013 | -3.4488 | -105.3373 | -2.9874 | -105.24 | 0.45028 | -3.4376 | -107.6001 | -4.8048 | -168.26 | 0.64157 | -5.4464 | -171.7377 | -2.8487 | -102.48 | 0.60013 | -3.4488 | -105.3373 | -2.94 | -105.66 | 0.61063 | -3.5506 | -108.5747 | 0.82759 | 1.5246 | 20.7303 | 27.3328 | 893.5349 | -2.3575 | -2.4723 | -3.9764 | -2.3575 | -2.4331 | -84.8117 | -87.0958 | -139.2507 | -84.8117 | -87.4434 | -87.1764 | -89.049 | -142.1288 | -87.1764 | -89.8556 | 0.15051 | 0.27728 | 3.7702 | 4.971 | 162.5061 | -0.42876 | -0.44964 | -0.72318 | -0.42876 | -0.44251 | -15.4246 | -15.84 | -25.3254 | -15.4246 | -15.9032 | -15.8547 | -16.1952 | -25.8488 | -15.8547 | -16.3419
66 | 0.22 | 0.42 | Southern | FL | Miami.Intl.AP.722020 | 1 | 5815628 | 1.8824 | 24.3372 | 32.1347 | 1.8776 | 30.2572 | 1049.42 | -1.9565 | -72.22 | 0.56005 | -2.5166 | -74.7144 | -2.0952 | -74.98 | 0.4102 | -2.5054 | -76.9771 | -3.9126 | -138 | 0.6015 | -4.5141 | -141.1148 | -1.9565 | -72.22 | 0.56005 | -2.5166 | -74.7144 | -2.0479 | -75.4 | 0.57055 | -2.6184 | -77.9518 | 0.82759 | 1.5579 | 20.1413 | 26.5945 | 868.492 | -1.6192 | -1.734 | -3.2381 | -1.6192 | -1.6948 | -59.7687 | -62.0529 | -114.2077 | -59.7687 | -62.4005 | -61.8331 | -63.7057 | -116.7855 | -61.8331 | -64.5123 | 0.15051 | 0.28333 | 3.6631 | 4.8367 | 157.9516 | -0.29448 | -0.31536 | -0.5889 | -0.29448 | -0.30823 | -10.8701 | -11.2855 | -20.7708 | -10.8701 | -11.3487 | -11.2455 | -11.5861 | -21.2396 | -11.2455 | -11.7328
67 | 0.22 | 0.37 | Southern | FL | Miami.Intl.AP.722020 | 1 | 5815628 | 1.9124 | 24.0852 | 31.8222 | 1.9075 | 29.9147 | 1038.62 | -1.644 | -61.42 | 0.53014 | -2.1741 | -63.7316 | -1.7827 | -64.18 | 0.38029 | -2.1629 | -65.9943 | -3.6001 | -127.2 | 0.57159 | -4.1717 | -130.1319 | -1.644 | -61.42 | 0.53014 | -2.1741 | -63.7316 | -1.7353 | -64.6 | 0.54064 | -2.2759 | -66.969 | 0.82759 | 1.5827 | 19.9328 | 26.3358 | 859.554 | -1.3605 | -1.4753 | -2.9794 | -1.3605 | -1.4361 | -50.8307 | -53.1149 | -105.2697 | -50.8307 | -53.4625 | -52.7438 | -54.6164 | -107.6962 | -52.7438 | -55.423 | 0.15051 | 0.28784 | 3.6251 | 4.7897 | 156.326 | -0.24744 | -0.26831 | -0.54186 | -0.24744 | -0.26118 | -9.2445 | -9.6599 | -19.1453 | -9.2445 | -9.7232 | -9.5924 | -9.933 | -19.5866 | -9.5924 | -10.0797
68 | 0.22 | 0.32 | Southern | FL | Miami.Intl.AP.722020 | 1 | 5815628 | 1.9432 | 23.6232 | 31.241 | 1.9382 | 29.3027 | 1018.85 | -1.0627 | -41.65 | 0.4994 | -1.5621 | -43.7072 | -1.2014 | -44.41 | 0.34955 | -1.551 | -45.97 | -3.0189 | -107.43 | 0.54084 | -3.5597 | -110.1076 | -1.0627 | -41.65 | 0.4994 | -1.5621 | -43.7072 | -1.1541 | -44.83 | 0.5099 | -1.664 | -46.9446 | 0.82759 | 1.6082 | 19.5504 | 25.8548 | 843.1925 | -0.87951 | -0.9943 | -2.4984 | -0.87951 | -0.9551 | -34.4692 | -36.7534 | -88.9082 | -34.4692 | -37.101 | -36.1718 | -38.0444 | -91.1242 | -36.1718 | -38.851 | 0.15051 | 0.29248 | 3.5556 | 4.7022 | 153.3504 | -0.15996 | -0.18083 | -0.45438 | -0.15996 | -0.1737 | -6.2689 | -6.6843 | -16.1696 | -6.2689 | -6.7475 | -6.5785 | -6.9191 | -16.5726 | -6.5785 | -7.0658
69 | 0.22 | 0.27 | Southern | FL | Miami.Intl.AP.722020 | 1 | 5815628 | 2.0134 | 22.7407 | 30.1766 | 2.0082 | 28.1684 | 982.48 | 0.0015894 | -5.28 | 0.42941 | -0.42782 | -6.8195 | -0.13711 | -8.04 | 0.27956 | -0.41667 | -9.0822 | -1.9545 | -71.06 | 0.47085 | -2.4254 | -73.2198 | 0.0015894 | -5.28 | 0.42941 | -0.42782 | -6.8195 | -0.089742 | -8.46 | 0.43991 | -0.52965 | -10.0569 | 0.82759 | 1.6663 | 18.82 | 24.974 | 813.0929 | 0.0013154 | -0.11347 | -1.6176 | 0.0013154 | -0.07427 | -4.3697 | -6.6538 | -58.8087 | -4.3697 | -7.0014 | -5.6438 | -7.5164 | -60.5962 | -5.6438 | -8.323 | 0.15051 | 0.30304 | 3.4228 | 4.542 | 147.8762 | 0.00023922 | -0.020637 | -0.29418 | 0.00023922 | -0.013507 | -0.79471 | -1.2101 | -10.6955 | -0.79471 | -1.2733 | -1.0264 | -1.367 | -11.0206 | -1.0264 | -1.5137
70 | 0.22 | 0.23 | Southern | FL | Miami.Intl.AP.722020 | 1 | 5815628 | 2.0836 | 22.0092 | 29.2958 | 2.0782 | 27.2176 | 952.23 | 0.88241 | 24.97 | 0.35942 | 0.52299 | 23.9015 | 0.74371 | 22.21 | 0.20957 | 0.53414 | 21.6387 | -1.0737 | -40.81 | 0.40086 | -1.4746 | -42.4989 | 0.88241 | 24.97 | 0.35942 | 0.52299 | 23.9015 | 0.79108 | 21.79 | 0.36992 | 0.42116 | 20.6641 | 0.82759 | 1.7243 | 18.2147 | 24.245 | 788.0583 | 0.73028 | 0.61549 | -0.88859 | 0.73028 | 0.65469 | 20.665 | 18.3808 | -33.774 | 20.665 | 18.0332 | 19.7807 | 17.908 | -35.1718 | 19.7807 | 17.1014 | 0.15051 | 0.3136 | 3.3127 | 4.4094 | 143.3232 | 0.13281 | 0.11194 | -0.16161 | 0.13281 | 0.11907 | 3.7583 | 3.3429 | -6.1424 | 3.7583 | 3.2797 | 3.5975 | 3.2569 | -6.3966 | 3.5975 | 3.1102
71 | 0.22 | 0.19 | Southern | FL | Miami.Intl.AP.722020 | 1 | 5815628 | 2.1737 | 21.2382 | 28.4035 | 2.1681 | 26.2354 | 921.35 | 1.7747 | 55.85 | 0.26949 | 1.5052 | 55.3267 | 1.636 | 53.09 | 0.11964 | 1.5164 | 53.064 | -0.18143 | -9.93 | 0.31093 | -0.49236 | -11.0736 | 1.7747 | 55.85 | 0.26949 | 1.5052 | 55.3267 | 1.6834 | 52.67 | 0.27999 | 1.4034 | 52.0893 | 0.82759 | 1.7989 | 17.5766 | 23.5065 | 762.5022 | 1.4687 | 1.3539 | -0.15015 | 1.4687 | 1.3931 | 46.221 | 43.9369 | -8.218 | 46.221 | 43.5893 | 45.788 | 43.9154 | -9.1645 | 45.788 | 43.1087 | 0.15051 | 0.32717 | 3.1966 | 4.2751 | 138.6753 | 0.26711 | 0.24624 | -0.027307 | 0.26711 | 0.25337 | 8.4062 | 7.9907 | -1.4946 | 8.4062 | 7.9275 | 8.3274 | 7.9868 | -1.6667 | 8.3274 | 7.8401
72 | 0.22 | 0.17 | Southern | FL | Miami.Intl.AP.722020 | 1 | 5815628 | 2.215 | 20.8669 | 27.9636 | 2.2094 | 25.7542 | 906.16 | 2.2146 | 71.04 | 0.22824 | 1.9864 | 70.7707 | 2.0759 | 68.28 | 0.078394 | 1.9975 | 68.508 | 0.25849 | 5.26 | 0.26969 | -0.011197 | 4.3703 | 2.2146 | 71.04 | 0.22824 | 1.9864 | 70.7707 | 2.1233 | 67.86 | 0.23875 | 1.8845 | 67.5333 | 0.82759 | 1.8332 | 17.2693 | 23.1425 | 749.9311 | 1.8328 | 1.718 | 0.21393 | 1.8328 | 1.7572 | 58.7922 | 56.508 | 4.3531 | 58.7922 | 56.1604 | 58.5693 | 56.6967 | 3.6168 | 58.5693 | 55.89 | 0.15051 | 0.33339 | 3.1407 | 4.2089 | 136.389 | 0.33333 | 0.31245 | 0.038906 | 0.33333 | 0.31958 | 10.6925 | 10.277 | 0.7917 | 10.6925 | 10.2138 | 10.6519 | 10.3114 | 0.65779 | 10.6519 | 10.1647
73 | 0.2 | 0.47 | Southern | FL | Miami.Intl.AP.722020 | 1 | 5815628 | 1.7823 | 25.0786 | 32.9963 | 1.7777 | 31.2187 | 1079.39 | -2.8181 | -102.19 | 0.65995 | -3.478 | -105.2675 | -2.9568 | -104.95 | 0.5101 | -3.4669 | -107.5302 | -4.7742 | -167.97 | 0.70139 | -5.4756 | -171.6678 | -2.8181 | -102.19 | 0.65995 | -3.478 | -105.2675 | -2.9094 | -105.37 | 0.67045 | -3.5799 | -108.5049 | 0.82759 | 1.475 | 20.7548 | 27.3075 | 893.2949 | -2.3322 | -2.447 | -3.9511 | -2.3322 | -2.4078 | -84.5717 | -86.8558 | -139.0107 | -84.5717 | -87.2034 | -87.1186 | -88.9912 | -142.071 | -87.1186 | -89.7978 | 0.15051 | 0.26825 | 3.7747 | 4.9664 | 162.4624 | -0.42416 | -0.44504 | -0.71858 | -0.42416 | -0.43791 | -15.3809 | -15.7964 | -25.2817 | -15.3809 | -15.8596 | -15.8441 | -16.1847 | -25.8383 | -15.8441 | -16.3314
74 | 0.2 | 0.42 | Southern | FL | Miami.Intl.AP.722020 | 1 | 5815628 | 1.8224 | 24.3578 | 32.0954 | 1.8178 | 30.2777 | 1048.84 | -1.9172 | -71.64 | 0.61987 | -2.5371 | -74.3501 | -2.0559 | -74.4 | 0.47002 | -2.5259 | -76.6128 | -3.8733 | -137.42 | 0.66132 | -4.5346 | -140.7504 | -1.9172 | -71.64 | 0.61987 | -2.5371 | -74.3501 | -2.0085 | -74.82 | 0.63037 | -2.6389 | -77.5874 | 0.82759 | 1.5082 | 20.1583 | 26.5619 | 868.012 | -1.5866 | -1.7014 | -3.2055 | -1.5866 | -1.6622 | -59.2887 | -61.5729 | -113.7277 | -59.2887 | -61.9205 | -61.5315 | -63.4042 | -116.484 | -61.5315 | -64.2108 | 0.15051 | 0.2743 | 3.6662 | 4.8308 | 157.8643 | -0.28856 | -0.30944 | -0.58298 | -0.28856 | -0.30231 | -10.7828 | -11.1982 | -20.6835 | -10.7828 | -11.2614 | -11.1907 | -11.5312 | -21.1848 | -11.1907 | -11.6779
75 | 0.2 | 0.37 | Southern | FL | Miami.Intl.AP.722020 | 1 | 5815628 | 1.8524 | 24.1059 | 31.7834 | 1.8477 | 29.9357 | 1038.07 | -1.6052 | -60.87 | 0.58996 | -2.1951 | -63.3861 | -1.7439 | -63.63 | 0.44011 | -2.184 | -65.6488 | -3.5613 | -126.65 | 0.63141 | -4.1927 | -129.7864 | -1.6052 | -60.87 | 0.58996 | -2.1951 | -63.3861 | -1.6965 | -64.05 | 0.60046 | -2.297 | -66.6234 | 0.82759 | 1.5331 | 19.9498 | 26.3037 | 859.0988 | -1.3284 | -1.4432 | -2.9473 | -1.3284 | -1.404 | -50.3755 | -52.6597 | -104.8146 | -50.3755 | -53.0073 | -52.4578 | -54.3304 | -107.4102 | -52.4578 | -55.1371 | 0.15051 | 0.27881 | 3.6283 | 4.7838 | 156.2432 | -0.2416 | -0.26248 | -0.53602 | -0.2416 | -0.25535 | -9.1617 | -9.5772 | -19.0625 | -9.1617 | -9.6404 | -9.5404 | -9.881 | -19.5346 | -9.5404 | -10.0277
76 | 0.2 | 0.32 | Southern | FL | Miami.Intl.AP.722020 | 1 | 5815628 | 1.8824 | 23.6437 | 31.2007 | 1.8776 | 29.3231 | 1018.26 | -1.0225 | -41.06 | 0.56005 | -1.5825 | -43.3257 | -1.1612 | -43.82 | 0.4102 | -1.5714 | -45.5885 | -2.9786 | -106.84 | 0.6015 | -3.5801 | -109.7261 | -1.0225 | -41.06 | 0.56005 | -1.5825 | -43.3257 | -1.1138 | -44.24 | 0.57055 | -1.6844 | -46.5631 | 0.82759 | 1.5579 | 19.5674 | 25.8215 | 842.7042 | -0.84621 | -0.961 | -2.4651 | -0.84621 | -0.9218 | -33.9809 | -36.2651 | -88.42 | -33.9809 | -36.6127 | -35.8561 | -37.7287 | -90.8085 | -35.8561 | -38.5353 | 0.15051 | 0.28333 | 3.5587 | 4.6961 | 153.2616 | -0.1539 | -0.17478 | -0.44832 | -0.1539 | -0.16765 | -6.1801 | -6.5955 | -16.0808 | -6.1801 | -6.6587 | -6.5211 | -6.8617 | -16.5152 | -6.5211 | -7.0084
77 | 0.2 | 0.27 | Southern | FL | Miami.Intl.AP.722020 | 1 | 5815628 | 1.9531 | 22.7513 | 30.1178 | 1.9481 | 28.1697 | 981.26 | 0.060384 | -4.06 | 0.48953 | -0.42914 | -5.8059 | -0.078316 | -6.82 | 0.33968 | -0.41799 | -8.0686 | -1.8957 | -69.84 | 0.53097 | -2.4267 | -72.2062 | 0.060384 | -4.06 | 0.48953 | -0.42914 | -5.8059 | -0.030947 | -7.24 | 0.50003 | -0.53098 | -9.0433 | 0.82759 | 1.6164 | 18.8288 | 24.9253 | 812.0833 | 0.049974 | -0.064813 | -1.5689 | 0.049974 | -0.025612 | -3.36 | -5.6442 | -57.799 | -3.36 | -5.9918 | -4.8049 | -6.6775 | -59.7573 | -4.8049 | -7.4841 | 0.15051 | 0.29397 | 3.4244 | 4.5331 | 147.6926 | 0.0090887 | -0.011788 | -0.28533 | 0.0090887 | -0.0046579 | -0.61108 | -1.0265 | -10.5118 | -0.61108 | -1.0897 | -0.87386 | -1.2144 | -10.868 | -0.87386 | -1.3611
78 | 0.2 | 0.23 | Southern | FL | Miami.Intl.AP.722020 | 1 | 5815628 | 2.0234 | 22.0191 | 29.2453 | 2.0182 | 27.2271 | 951.29 | 0.93298 | 25.91 | 0.41944 | 0.51354 | 24.6401 | 0.79428 | 23.15 | 0.26959 | 0.52469 | 22.3774 | -1.0231 | -39.87 | 0.46088 | -1.484 | -41.7602 | 0.93298 | 25.91 | 0.41944 | 0.51354 | 24.6401 | 0.84164 | 22.73 | 0.42994 | 0.4117 | 21.4027 | 0.82759 | 1.6745 | 18.2228 | 24.2031 | 787.2803 | 0.77212 | 0.65734 | -0.84674 | 0.77212 | 0.69654 | 21.4429 | 19.1588 | -32.9961 | 21.4429 | 18.8112 | 20.392 | 18.5193 | -34.5605 | 20.392 | 17.7127 | 0.15051 | 0.30455 | 3.3142 | 4.4018 | 143.1817 | 0.14043 | 0.11955 | -0.154 | 0.14043 | 0.12668 | 3.8998 | 3.4844 | -6.001 | 3.8998 | 3.4212 | 3.7087 | 3.3681 | -6.2855 | 3.7087 | 3.2214
79 | 0.2 | 0.19 | Southern | FL | Miami.Intl.AP.722020 | 1 | 5815628 | 2.1044 | 21.249 | 28.3357 | 2.099 | 26.2368 | 919.94 | 1.8425 | 57.26 | 0.33865 | 1.5039 | 56.4985 | 1.7038 | 54.5 | 0.1888 | 1.515 | 54.2357 | -0.11362 | -8.52 | 0.38009 | -0.49371 | -9.9019 | 1.8425 | 57.26 | 0.33865 | 1.5039 | 56.4985 | 1.7512 | 54.08 | 0.34915 | 1.402 | 53.2611 | 0.82759 | 1.7416 | 17.5855 | 23.4504 | 761.3353 | 1.5248 | 1.41 | -0.094032 | 1.5248 | 1.4493 | 47.3879 | 45.1038 | -7.0511 | 47.3879 | 44.7562 | 46.7577 | 44.8851 | -8.1947 | 46.7577 | 44.0785 | 0.15051 | 0.31674 | 3.1983 | 4.2649 | 138.4631 | 0.27732 | 0.25644 | -0.017101 | 0.27732 | 0.26357 | 8.6184 | 8.203 | -1.2824 | 8.6184 | 8.1398 | 8.5038 | 8.1632 | -1.4904 | 8.5038 | 8.0165
80 | 0.2 | 0.17 | Southern | FL | Miami.Intl.AP.722020 | 1 | 5815628 | 2.1544 | 20.8674 | 27.8942 | 2.1488 | 25.7454 | 904.6 | 2.284 | 72.6 | 0.2888 | 1.9952 | 72.1338 | 2.1453 | 69.84 | 0.13895 | 2.0064 | 69.8711 | 0.32789 | 6.82 | 0.33024 | -0.0023481 | 5.7334 | 2.284 | 72.6 | 0.2888 | 1.9952 | 72.1338 | 2.1927 | 69.42 | 0.2993 | 1.8934 | 68.8964 | 0.82759 | 1.7829 | 17.2697 | 23.085 | 748.64 | 1.8902 | 1.7754 | 0.27136 | 1.8902 | 1.8146 | 60.0832 | 57.799 | 5.6442 | 60.0832 | 57.4515 | 59.6974 | 57.8248 | 4.745 | 59.6974 | 57.0181 | 0.15051 | 0.32426 | 3.1408 | 4.1984 | 136.1542 | 0.34377 | 0.3229 | 0.049352 | 0.34377 | 0.33003 | 10.9273 | 10.5118 | 1.0265 | 10.9273 | 10.4486 | 10.8571 | 10.5165 | 0.86296 | 10.8571 | 10.3698
81 | 0.35 | 0.2 | Southern | FL | Miami.Intl.AP.722020 | 1 | 5815628 | 2.5645 | 21.3968 | 29.0334 | 2.558 | 26.4754 | 937.5 | 1.1448 | 39.7 | -0.12037 | 1.2652 | 40.3996 | 1.0061 | 36.94 | -0.27022 | 1.2764 | 38.1369 | -0.81129 | -26.08 | -0.078928 | -0.73236 | -26.0007 | 1.1448 | 39.7 | -0.12037 | 1.2652 | 40.3996 | 1.0535 | 36.52 | -0.10987 | 1.1634 | 37.1622 | 0.82759 | 2.1224 | 17.7079 | 24.0278 | 775.8678 | 0.94745 | 0.83267 | -0.67141 | 0.94745 | 0.87187 | 32.8554 | 30.5713 | -21.5836 | 32.8554 | 30.2237 | 33.4344 | 31.5618 | -21.518 | 33.4344 | 30.7552 | 0.15051 | 0.38599 | 3.2205 | 4.3699 | 141.1061 | 0.17231 | 0.15144 | -0.12211 | 0.17231 | 0.15857 | 5.9754 | 5.56 | -3.9254 | 5.9754 | 5.4967 | 6.0807 | 5.7401 | -3.9135 | 6.0807 | 5.5934
82 | 0.35 | 0.25 | Southern | FL | Miami.Intl.AP.722020 | 1 | 5815628 | 2.4543 | 22.2995 | 30.0869 | 2.4481 | 27.6388 | 974.02 | 0.091332 | 3.18 | -0.010503 | 0.10183 | 3.2374 | -0.047369 | 0.42 | -0.16035 | 0.11298 | 0.97466 | -1.8648 | -62.6 | 0.030942 | -1.8957 | -63.163 | 0.091332 | 3.18 | -0.010503 | 0.10183 | 3.2374 | 0 | 0 | 0 | 0 | 0 | 0.82759 | 2.0312 | 18.4549 | 24.8997 | 806.0915 | 0.075585 | -0.039202 | -1.5433 | 0.075585 | 0 | 2.6317 | 0.34759 | -51.8073 | 2.6317 | 0 | 2.6792 | 0.80662 | -52.2732 | 2.6792 | 0 | 0.15051 | 0.36941 | 3.3564 | 4.5285 | 146.6029 | 0.013747 | -0.0071296 | -0.28067 | 0.013747 | 0 | 0.47863 | 0.063216 | -9.4221 | 0.47863 | 0 | 0.48727 | 0.1467 | -9.5069 | 0.48727 | 0
83 | 0.35 | 0.3 | Southern | FL | Miami.Intl.AP.722020 | 1 | 5815628 | 2.4438 | 22.3514 | 30.1782 | 2.4376 | 27.7406 | 977.2 | 0 | 0 | 0 | 0 | 0 | -0.1387 | -2.76 | -0.14985 | 0.011149 | -2.2627 | -1.9561 | -65.78 | 0.041445 | -1.9976 | -66.4004 | 0 | 0 | 0 | 0 | 0 | -0.091332 | -3.18 | 0.010503 | -0.10183 | -3.2374 | 0.82759 | 2.0225 | 18.4979 | 24.9753 | 808.7232 | 0 | -0.11479 | -1.6189 | 0 | -0.075585 | 0 | -2.2842 | -54.439 | 0 | -2.6317 | 0 | -1.8726 | -54.9524 | 0 | -2.6792 | 0.15051 | 0.36783 | 3.3642 | 4.5422 | 147.0815 | 0 | -0.020876 | -0.29442 | 0 | -0.013747 | 0 | -0.41542 | -9.9008 | 0 | -0.47863 | 0 | -0.34057 | -9.9941 | 0 | -0.48727
84 | 0.35 | 0.35 | Southern | FL | Miami.Intl.AP.722020 | 1 | 5815628 | 2.3534 | 23.1735 | 31.141 | 2.3474 | 28.7936 | 1010.44 | -0.96274 | -33.24 | 0.090228 | -1.053 | -33.7979 | -1.1014 | -36 | -0.059621 | -1.0418 | -36.0607 | -2.9189 | -99.02 | 0.13167 | -3.0505 | -100.1983 | -0.96274 | -33.24 | 0.090228 | -1.053 | -33.7979 | -1.0541 | -36.42 | 0.10073 | -1.1548 | -37.0353 | 0.82759 | 1.9476 | 19.1782 | 25.772 | 836.2324 | -0.79676 | -0.91155 | -2.4156 | -0.79676 | -0.87234 | -27.5092 | -29.7933 | -81.9482 | -27.5092 | -30.1409 | -27.9709 | -29.8435 | -82.9233 | -27.9709 | -30.6502 | 0.15051 | 0.35421 | 3.4879 | 4.6871 | 152.0846 | -0.14491 | -0.16578 | -0.43933 | -0.14491 | -0.15865 | -5.0031 | -5.4185 | -14.9038 | -5.0031 | -5.4817 | -5.087 | -5.4276 | -15.0812 | -5.087 | -5.5743
85 | 0.35 | 0.4 | Southern | FL | Miami.Intl.AP.722020 | 1 | 5815628 | 2.2734 | 23.9752 | 32.0934 | 2.2676 | 29.8257 | 1043.2 | -1.9151 | -66 | 0.16999 | -2.0851 | -67.0804 | -2.0538 | -68.76 | 0.020139 | -2.074 | -69.3431 | -3.8712 | -131.78 | 0.21143 | -4.0827 | -133.4807 | -1.9151 | -66 | 0.16999 | -2.0851 | -67.0804 | -2.0065 | -69.18 | 0.18049 | -2.187 | -70.3178 | 0.82759 | 1.8815 | 19.8417 | 26.5602 | 863.3443 | -1.5849 | -1.6997 | -3.2038 | -1.5849 | -1.6605 | -54.6211 | -56.9053 | -109.0601 | -54.6211 | -57.2528 | -55.5152 | -57.3878 | -110.4676 | -55.5152 | -58.1944 | 0.15051 | 0.34218 | 3.6086 | 4.8305 | 157.0154 | -0.28825 | -0.30913 | -0.58267 | -0.28825 | -0.302 | -9.9339 | -10.3493 | -19.8346 | -9.9339 | -10.4125 | -10.0965 | -10.4371 | -20.0906 | -10.0965 | -10.5838
86 | 0.33 | 0.2 | Southern | FL | Miami.Intl.AP.722020 | 1 | 5815628 | 2.5045 | 21.3966 | 28.9637 | 2.4982 | 26.4656 | 935.93 | 1.2145 | 41.27 | -0.060553 | 1.275 | 41.783 | 1.0758 | 38.51 | -0.2104 | 1.2862 | 39.5203 | -0.74163 | -24.51 | -0.019108 | -0.72252 | -24.6173 | 1.2145 | 41.27 | -0.060553 | 1.275 | 41.783 | 1.1232 | 38.09 | -0.050049 | 1.1732 | 38.5457 | 0.82759 | 2.0727 | 17.7077 | 23.9702 | 774.5685 | 1.0051 | 0.89031 | -0.61377 | 1.0051 | 0.92951 | 34.1547 | 31.8706 | -20.2843 | 34.1547 | 31.523 | 34.5793 | 32.7067 | -20.3731 | 34.5793 | 31.9001 | 0.15051 | 0.37696 | 3.2205 | 4.3594 | 140.8698 | 0.1828 | 0.16192 | -0.11163 | 0.1828 | 0.16905 | 6.2117 | 5.7963 | -3.6891 | 6.2117 | 5.733 | 6.2889 | 5.9483 | -3.7052 | 6.2889 | 5.8016
87 | 0.33 | 0.25 | Southern | FL | Miami.Intl.AP.722020 | 1 | 5815628 | 2.3938 | 22.3092 | 30.0355 | 2.3878 | 27.6478 | 973.06 | 0.14269 | 4.14 | 0.04985 | 0.092841 | 3.9974 | 0.0039913 | 1.38 | -0.099999 | 0.10399 | 1.7347 | -1.8134 | -61.64 | 0.091295 | -1.9047 | -62.403 | 0.14269 | 4.14 | 0.04985 | 0.092841 | 3.9974 | 0.05136 | 0.96 | 0.060353 | -0.0089935 | 0.76001 | 0.82759 | 1.9811 | 18.4629 | 24.8572 | 805.297 | 0.11809 | 0.0033031 | -1.5008 | 0.11809 | 0.042505 | 3.4262 | 1.1421 | -51.0128 | 3.4262 | 0.79449 | 3.3082 | 1.4356 | -51.6442 | 3.3082 | 0.62898 | 0.15051 | 0.36031 | 3.3578 | 4.5207 | 146.4584 | 0.021477 | 0.00060074 | -0.27294 | 0.021477 | 0.0077303 | 0.62312 | 0.20771 | -9.2776 | 0.62312 | 0.14449 | 0.60166 | 0.26109 | -9.3925 | 0.60166 | 0.11439
88 | 0.33 | 0.3 | Southern | FL | Miami.Intl.AP.722020 | 1 | 5815628 | 2.3836 | 22.3612 | 30.1187 | 2.3776 | 27.7411 | 975.96 | 0.059531 | 1.24 | 0.060019 | -0.00048878 | 1.0399 | -0.07917 | -1.52 | -0.08983 | 0.01066 | -1.2228 | -1.8966 | -64.54 | 0.10146 | -1.9981 | -65.3604 | 0.059531 | 1.24 | 0.060019 | -0.00048878 | 1.0399 | -0.031801 | -1.94 | 0.070523 | -0.10232 | -2.1975 | 0.82759 | 1.9727 | 18.506 | 24.926 | 807.697 | 0.049267 | -0.06552 | -1.5696 | 0.049267 | -0.026318 | 1.0262 | -1.2579 | -53.4128 | 1.0262 | -1.6055 | 0.86064 | -1.012 | -54.0918 | 0.86064 | -1.8186 | 0.15051 | 0.35877 | 3.3657 | 4.5333 | 146.8949 | 0.0089601 | -0.011916 | -0.28546 | 0.0089601 | -0.0047865 | 0.18664 | -0.22878 | -9.7141 | 0.18664 | -0.292 | 0.15652 | -0.18405 | -9.8376 | 0.15652 | -0.33075
89 | 0.33 | 0.35 | Southern | FL | Miami.Intl.AP.722020 | 1 | 5815628 | 2.2934 | 23.1926 | 31.1001 | 2.2876 | 28.8126 | 1009.82 | -0.92192 | -32.62 | 0.15005 | -1.072 | -33.3834 | -1.0606 | -35.38 | 0.0001994 | -1.0608 | -35.6461 | -2.878 | -98.4 | 0.19149 | -3.0695 | -99.7837 | -0.92192 | -32.62 | 0.15005 | -1.072 | -33.3834 | -1.0132 | -35.8 | 0.16055 | -1.1738 | -36.6207 | 0.82759 | 1.898 | 19.194 | 25.7382 | 835.7193 | -0.76297 | -0.87776 | -2.3818 | -0.76297 | -0.83856 | -26.9961 | -29.2802 | -81.4351 | -26.9961 | -29.6278 | -27.6278 | -29.5004 | -82.5802 | -27.6278 | -30.3071 | 0.15051 | 0.34519 | 3.4908 | 4.681 | 151.9912 | -0.13876 | -0.15964 | -0.43318 | -0.13876 | -0.15251 | -4.9097 | -5.3252 | -14.8105 | -4.9097 | -5.3884 | -5.0246 | -5.3652 | -15.0188 | -5.0246 | -5.5119
90 | 0.33 | 0.4 | Southern | FL | Miami.Intl.AP.722020 | 1 | 5815628 | 2.2227 | 23.9858 | 32.0534 | 2.2171 | 29.8363 | 1042.5 | -1.8751 | -65.3 | 0.22057 | -2.0957 | -66.5459 | -2.0138 | -68.06 | 0.070722 | -2.0846 | -68.8087 | -3.8313 | -131.08 | 0.26202 | -4.0933 | -132.9463 | -1.8751 | -65.3 | 0.22057 | -2.0957 | -66.5459 | -1.9665 | -68.48 | 0.23107 | -2.1975 | -69.7833 | 0.82759 | 1.8395 | 19.8505 | 26.5271 | 862.765 | -1.5518 | -1.6666 | -3.1707 | -1.5518 | -1.6274 | -54.0418 | -56.3259 | -108.4808 | -54.0418 | -56.6735 | -55.0729 | -56.9455 | -110.0253 | -55.0729 | -57.7521 | 0.15051 | 0.33454 | 3.6102 | 4.8245 | 156.91 | -0.28223 | -0.30311 | -0.57665 | -0.28223 | -0.29598 | -9.8285 | -10.2439 | -19.7293 | -9.8285 | -10.3071 | -10.016 | -10.3566 | -20.0102 | -10.016 | -10.5033
91 | 0.3 | 0.2 | Southern | FL | Miami.Intl.AP.722020 | 1 | 5815628 | 2.4047 | 21.3969 | 28.8543 | 2.3986 | 26.4557 | 933.52 | 1.324 | 43.68 | 0.039048 | 1.2849 | 43.8677 | 1.1853 | 40.92 | -0.1108 | 1.2961 | 41.605 | -0.63216 | -22.1 | 0.080493 | -0.71265 | -22.5326 | 1.324 | 43.68 | 0.039048 | 1.2849 | 43.8677 | 1.2326 | 40.5 | 0.049551 | 1.1831 | 40.6303 | 0.82759 | 1.9901 | 17.7079 | 23.8796 | 772.574 | 1.0957 | 0.98091 | -0.52317 | 1.0957 | 1.0201 | 36.1492 | 33.8651 | -18.2898 | 36.1492 | 33.5175 | 36.3046 | 34.432 | -18.6478 | 36.3046 | 33.6253 | 0.15051 | 0.36194 | 3.2205 | 4.3429 | 140.5071 | 0.19927 | 0.1784 | -0.095149 | 0.19927 | 0.18553 | 6.5744 | 6.159 | -3.3263 | 6.5744 | 6.0958 | 6.6027 | 6.2621 | -3.3915 | 6.6027 | 6.1154
92 | 0.3 | 0.25 | Southern | FL | Miami.Intl.AP.722020 | 1 | 5815628 | 2.3036 | 22.32 | 29.9466 | 2.2977 | 27.6488 | 971.21 | 0.23166 | 5.99 | 0.13988 | 0.091779 | 5.5462 | 0.092958 | 3.23 | -0.00997 | 0.10293 | 3.2835 | -1.7245 | -59.79 | 0.18132 | -1.9058 | -60.8541 | 0.23166 | 5.99 | 0.13988 | 0.091779 | 5.5462 | 0.14033 | 2.81 | 0.15038 | -0.010056 | 2.3088 | 0.82759 | 1.9065 | 18.4718 | 24.7836 | 803.766 | 0.19172 | 0.076931 | -1.4271 | 0.19172 | 0.11613 | 4.9573 | 2.6731 | -49.4817 | 4.9573 | 2.3255 | 4.59 | 2.7174 | -50.3624 | 4.59 | 1.9108 | 0.15051 | 0.34672 | 3.3594 | 4.5074 | 146.1799 | 0.034868 | 0.013991 | -0.25955 | 0.034868 | 0.021121 | 0.90157 | 0.48616 | -8.9992 | 0.90157 | 0.42294 | 0.83478 | 0.49421 | -9.1594 | 0.83478 | 0.34751
93 | 0.3 | 0.3 | Southern | FL | Miami.Intl.AP.722020 | 1 | 5815628 | 2.2936 | 22.3724 | 30.0395 | 2.2878 | 27.7518 | 974.44 | 0.1387 | 2.76 | 0.14985 | -0.011149 | 2.2627 | 0 | 0 | 0 | 0 | 0 | -1.8174 | -63.02 | 0.19129 | -2.0087 | -64.1376 | 0.1387 | 2.76 | 0.14985 | -0.011149 | 2.2627 | 0.047369 | -0.42 | 0.16035 | -0.11298 | -0.97466 | 0.82759 | 1.8982 | 18.5152 | 24.8605 | 806.4391 | 0.11479 | 0 | -1.5041 | 0.11479 | 0.039202 | 2.2842 | 0 | -52.1549 | 2.2842 | -0.34759 | 1.8726 | 0 | -53.0798 | 1.8726 | -0.80662 | 0.15051 | 0.34522 | 3.3673 | 4.5213 | 146.6661 | 0.020876 | 0 | -0.27355 | 0.020876 | 0.0071296 | 0.41542 | 0 | -9.4853 | 0.41542 | -0.063216 | 0.34057 | 0 | -9.6536 | 0.34057 | -0.1467
94 | 0.3 | 0.35 | Southern | FL | Miami.Intl.AP.722020 | 1 | 5815628 | 2.2035 | 23.213 | 31.0306 | 2.1978 | 28.8328 | 1008.62 | -0.85241 | -31.42 | 0.23978 | -1.0922 | -32.4839 | -0.99111 | -34.18 | 0.089929 | -1.081 | -34.7466 | -2.8085 | -97.2 | 0.28122 | -3.0898 | -98.8842 | -0.85241 | -31.42 | 0.23978 | -1.0922 | -32.4839 | -0.94375 | -34.6 | 0.25028 | -1.194 | -35.7213 | 0.82759 | 1.8236 | 19.2109 | 25.6807 | 834.7262 | -0.70545 | -0.82024 | -2.3243 | -0.70545 | -0.78104 | -26.003 | -28.2871 | -80.442 | -26.003 | -28.6347 | -26.8834 | -28.756 | -81.8358 | -26.8834 | -29.5627 | 0.15051 | 0.33165 | 3.4939 | 4.6705 | 151.8106 | -0.1283 | -0.14918 | -0.42272 | -0.1283 | -0.14205 | -4.7291 | -5.1445 | -14.6299 | -4.7291 | -5.2078 | -4.8893 | -5.2298 | -14.8834 | -4.8893 | -5.3765
95 | 0.3 | 0.4 | Southern | FL | Miami.Intl.AP.722020 | 1 | 5815628 | 2.1333 | 24.0161 | 31.9948 | 2.1279 | 29.8669 | 1041.65 | -1.8166 | -64.45 | 0.30977 | -2.1263 | -66.0055 | -1.9553 | -67.21 | 0.15992 | -2.1152 | -68.2682 | -3.7727 | -130.23 | 0.35121 | -4.1239 | -132.4058 | -1.8166 | -64.45 | 0.30977 | -2.1263 | -66.0055 | -1.9079 | -67.63 | 0.32027 | -2.2282 | -69.2429 | 0.82759 | 1.7655 | 19.8756 | 26.4787 | 862.0616 | -1.5034 | -1.6182 | -3.1222 | -1.5034 | -1.579 | -53.3383 | -55.6225 | -107.7774 | -53.3383 | -55.9701 | -54.6256 | -56.4982 | -109.5781 | -54.6256 | -57.3049 | 0.15051 | 0.32109 | 3.6147 | 4.8156 | 156.7821 | -0.27342 | -0.29429 | -0.56784 | -0.27342 | -0.28716 | -9.7006 | -10.116 | -19.6013 | -9.7006 | -10.1792 | -9.9347 | -10.2753 | -19.9288 | -9.9347 | -10.422
96 | 0.28 | 0.2 | Southern | FL | Miami.Intl.AP.722020 | 1 | 5815628 | 2.3444 | 21.4075 | 28.8044 | 2.3385 | 26.466 | 932.6 | 1.3738 | 44.6 | 0.099167 | 1.2746 | 44.5811 | 1.2351 | 41.84 | -0.050682 | 1.2858 | 42.3183 | -0.5823 | -21.18 | 0.14061 | -0.72291 | -21.8193 | 1.3738 | 44.6 | 0.099167 | 1.2746 | 44.5811 | 1.2825 | 41.42 | 0.10967 | 1.1728 | 41.3437 | 0.82759 | 1.9402 | 17.7167 | 23.8383 | 771.8126 | 1.137 | 1.0222 | -0.48191 | 1.137 | 1.0614 | 36.9106 | 34.6265 | -17.5284 | 36.9106 | 34.2789 | 36.8949 | 35.0223 | -18.0575 | 36.8949 | 34.2157 | 0.15051 | 0.35287 | 3.2221 | 4.3354 | 140.3686 | 0.20678 | 0.1859 | -0.087644 | 0.20678 | 0.19303 | 6.7129 | 6.2975 | -3.1879 | 6.7129 | 6.2343 | 6.71 | 6.3695 | -3.2841 | 6.71 | 6.2228
97 | 0.28 | 0.25 | Southern | FL | Miami.Intl.AP.722020 | 1 | 5815628 | 2.2343 | 22.3304 | 29.8877 | 2.2286 | 27.6591 | 970.11 | 0.2905 | 7.09 | 0.20904 | 0.081467 | 6.4169 | 0.1518 | 4.33 | 0.059187 | 0.092616 | 4.1541 | -1.6656 | -58.69 | 0.25048 | -1.9161 | -59.9835 | 0.2905 | 7.09 | 0.20904 | 0.081467 | 6.4169 | 0.19917 | 3.91 | 0.21954 | -0.020368 | 3.1795 | 0.82759 | 1.8491 | 18.4805 | 24.7349 | 802.8556 | 0.24042 | 0.12563 | -1.3784 | 0.24042 | 0.16483 | 5.8676 | 3.5835 | -48.5714 | 5.8676 | 3.2359 | 5.3106 | 3.4379 | -49.6419 | 5.3106 | 2.6313 | 0.15051 | 0.33629 | 3.361 | 4.4985 | 146.0144 | 0.043725 | 0.022848 | -0.2507 | 0.043725 | 0.029978 | 1.0671 | 0.65172 | -8.8336 | 1.0671 | 0.58851 | 0.96582 | 0.62525 | -9.0283 | 0.96582 | 0.47855
98 | 0.28 | 0.3 | Southern | FL | Miami.Intl.AP.722020 | 1 | 5815628 | 2.2135 | 22.5922 | 30.2289 | 2.2078 | 28.0211 | 981.75 | -0.050712 | -4.55 | 0.22981 | -0.28052 | -5.3824 | -0.18941 | -7.31 | 0.079959 | -0.26937 | -7.6452 | -2.0068 | -70.33 | 0.27125 | -2.2781 | -71.7828 | -0.050712 | -4.55 | 0.22981 | -0.28052 | -5.3824 | -0.14204 | -7.73 | 0.24031 | -0.38236 | -8.6198 | 0.82759 | 1.8318 | 18.6971 | 25.0172 | 812.4888 | -0.041969 | -0.15676 | -1.6608 | -0.041969 | -0.11755 | -3.7655 | -6.0497 | -58.2046 | -3.7655 | -6.3973 | -4.4545 | -6.3271 | -59.4069 | -4.4545 | -7.1337 | 0.15051 | 0.33315 | 3.4004 | 4.5499 | 147.7663 | -0.0076328 | -0.028509 | -0.30205 | -0.0076328 | -0.021379 | -0.68484 | -1.1003 | -10.5856 | -0.68484 | -1.1635 | -0.81013 | -1.1507 | -10.8043 | -0.81013 | -1.2974
99 | 0.28 | 0.35 | Southern | FL | Miami.Intl.AP.722020 | 1 | 5815628 | 2.1327 | 23.4342 | 31.231 | 2.1272 | 29.1038 | 1016.18 | -1.0528 | -38.98 | 0.3104 | -1.3632 | -40.3479 | -1.1915 | -41.74 | 0.16055 | -1.352 | -42.6106 | -3.0089 | -104.76 | 0.35185 | -3.3607 | -106.7482 | -1.0528 | -38.98 | 0.3104 | -1.3632 | -40.3479 | -1.1441 | -42.16 | 0.3209 | -1.465 | -43.5852 | 0.82759 | 1.765 | 19.394 | 25.8465 | 840.9828 | -0.87128 | -0.98606 | -2.4901 | -0.87128 | -0.94686 | -32.2595 | -34.5437 | -86.6986 | -32.2595 | -34.8913 | -33.3916 | -35.2642 | -88.344 | -33.3916 | -36.0708 | 0.15051 | 0.32099 | 3.5272 | 4.7007 | 152.9485 | -0.15846 | -0.17933 | -0.45288 | -0.15846 | -0.1722 | -5.867 | -6.2824 | -15.7678 | -5.867 | -6.3456 | -6.0729 | -6.4135 | -16.067 | -6.0729 | -6.5602
100 | 0.28 | 0.4 | Southern | FL | Miami.Intl.AP.722020 | 1 | 5815628 | 2.0731 | 24.0459 | 31.9644 | 2.0678 | 29.8966 | 1041.38 | -1.7862 | -64.18 | 0.36979 | -2.156 | -65.9447 | -1.9249 | -66.94 | 0.21994 | -2.1448 | -68.2075 | -3.7423 | -129.96 | 0.41123 | -4.1535 | -132.3451 | -1.7862 | -64.18 | 0.36979 | -2.156 | -65.9447 | -1.8775 | -67.36 | 0.38029 | -2.2578 | -69.1821 | 0.82759 | 1.7157 | 19.9002 | 26.4535 | 861.8381 | -1.4782 | -1.593 | -3.0971 | -1.4782 | -1.5538 | -53.1149 | -55.399 | -107.5539 | -53.1149 | -55.7466 | -54.5754 | -56.448 | -109.5278 | -54.5754 | -57.2546 | 0.15051 | 0.31203 | 3.6192 | 4.8111 | 156.7414 | -0.26884 | -0.28972 | -0.56327 | -0.26884 | -0.28259 | -9.6599 | -10.0754 | -19.5607 | -9.6599 | -10.1386 | -9.9256 | -10.2661 | -19.9197 | -9.9256 | -10.4128
101 | 0.27 | 0.2 | Southern | FL | Miami.Intl.AP.722020 | 1 | 5815628 | 2.3139 | 21.4173 | 28.7836 | 2.308 | 26.4756 | 932.29 | 1.3946 | 44.91 | 0.12961 | 1.265 | 44.7938 | 1.2559 | 42.15 | -0.020239 | 1.2762 | 42.5311 | -0.56147 | -20.87 | 0.17106 | -0.73253 | -21.6065 | 1.3946 | 44.91 | 0.12961 | 1.265 | 44.7938 | 1.3033 | 41.73 | 0.14011 | 1.1632 | 41.5564 | 0.82759 | 1.915 | 17.7248 | 23.8211 | 771.5561 | 1.1542 | 1.0394 | -0.46467 | 1.1542 | 1.0786 | 37.1672 | 34.883 | -17.2719 | 37.1672 | 34.5354 | 37.071 | 35.1984 | -17.8814 | 37.071 | 34.3918 | 0.15051 | 0.34827 | 3.2236 | 4.3323 | 140.322 | 0.20991 | 0.18904 | -0.084509 | 0.20991 | 0.19617 | 6.7595 | 6.3441 | -3.1412 | 6.7595 | 6.2809 | 6.7421 | 6.4015 | -3.2521 | 6.7421 | 6.2548
102 | 0.27 | 0.25 | Southern | FL | Miami.Intl.AP.722020 | 1 | 5815628 | 2.2043 | 22.3396 | 29.8667 | 2.1987 | 27.668 | 969.78 | 0.31153 | 7.42 | 0.23895 | 0.072587 | 6.6449 | 0.17283 | 4.66 | 0.089097 | 0.083735 | 4.3821 | -1.6446 | -58.36 | 0.28039 | -1.925 | -59.7555 | 0.31153 | 7.42 | 0.23895 | 0.072587 | 6.6449 | 0.2202 | 4.24 | 0.24945 | -0.029248 | 3.4075 | 0.82759 | 1.8243 | 18.4881 | 24.7174 | 802.5825 | 0.25782 | 0.14303 | -1.361 | 0.25782 | 0.18224 | 6.1407 | 3.8566 | -48.2983 | 6.1407 | 3.509 | 5.4992 | 3.6266 | -49.4532 | 5.4992 | 2.82 | 0.15051 | 0.33178 | 3.3624 | 4.4953 | 145.9647 | 0.04689 | 0.026014 | -0.24753 | 0.04689 | 0.033143 | 1.1168 | 0.70139 | -8.784 | 1.1168 | 0.63818 | 1.0001 | 0.65957 | -8.994 | 1.0001 | 0.51287
103 | 0.27 | 0.3 | Southern | FL | Miami.Intl.AP.722020 | 1 | 5815628 | 2.1635 | 22.7525 | 30.3696 | 2.158 | 28.2116 | 987.06 | -0.19136 | -9.86 | 0.27966 | -0.47102 | -10.907 | -0.33006 | -12.62 | 0.12981 | -0.45987 | -13.1698 | -2.1475 | -75.64 | 0.3211 | -2.4686 | -77.3074 | -0.19136 | -9.86 | 0.27966 | -0.47102 | -10.907 | -0.2827 | -13.04 | 0.29016 | -0.57286 | -14.1444 | 0.82759 | 1.7905 | 18.8298 | 25.1336 | 816.8833 | -0.15837 | -0.27316 | -1.7772 | -0.15837 | -0.23396 | -8.1601 | -10.4442 | -62.5991 | -8.1601 | -10.7918 | -9.0266 | -10.8992 | -63.979 | -9.0266 | -11.7058 | 0.15051 | 0.32563 | 3.4245 | 4.571 | 148.5656 | -0.028803 | -0.049679 | -0.32322 | -0.028803 | -0.042549 | -1.4841 | -1.8995 | -11.3848 | -1.4841 | -1.9627 | -1.6417 | -1.9822 | -11.6358 | -1.6417 | -2.1289
104 | 0.27 | 0.35 | Southern | FL | Miami.Intl.AP.722020 | 1 | 5815628 | 2.0833 | 23.6539 | 31.452 | 2.078 | 29.374 | 1024.16 | -1.2737 | -46.96 | 0.35962 | -1.6333 | -48.5607 | -1.4124 | -49.72 | 0.20977 | -1.6222 | -50.8234 | -3.2298 | -112.74 | 0.40106 | -3.6309 | -114.961 | -1.2737 | -46.96 | 0.35962 | -1.6333 | -48.5607 | -1.3651 | -50.14 | 0.37012 | -1.7352 | -51.7981 | 0.82759 | 1.7241 | 19.5758 | 26.0294 | 847.587 | -1.0541 | -1.1689 | -2.673 | -1.0541 | -1.1297 | -38.8637 | -41.1479 | -93.3028 | -38.8637 | -41.4955 | -40.1885 | -42.0611 | -95.1409 | -40.1885 | -42.8677 | 0.15051 | 0.31357 | 3.5602 | 4.7339 | 154.1496 | -0.19171 | -0.21259 | -0.48613 | -0.19171 | -0.20546 | -7.0681 | -7.4835 | -16.9689 | -7.0681 | -7.5467 | -7.309 | -7.6496 | -17.3032 | -7.309 | -7.7963
105 | 0.27 | 0.4 | Southern | FL | Miami.Intl.AP.722020 | 1 | 5815628 | 2.0432 | 24.0574 | 31.9459 | 2.0379 | 29.908 | 1041.14 | -1.7677 | -63.94 | 0.3997 | -2.1674 | -65.8025 | -1.9064 | -66.7 | 0.24985 | -2.1563 | -68.0652 | -3.7238 | -129.72 | 0.44114 | -4.165 | -132.2029 | -1.7677 | -63.94 | 0.3997 | -2.1674 | -65.8025 | -1.859 | -67.12 | 0.4102 | -2.2692 | -69.0399 | 0.82759 | 1.6909 | 19.9097 | 26.4382 | 861.6395 | -1.4629 | -1.5777 | -3.0818 | -1.4629 | -1.5385 | -52.9163 | -55.2004 | -107.3553 | -52.9163 | -55.548 | -54.4577 | -56.3303 | -109.4101 | -54.4577 | -57.1369 | 0.15051 | 0.30752 | 3.621 | 4.8083 | 156.7053 | -0.26606 | -0.28694 | -0.56048 | -0.26606 | -0.27981 | -9.6238 | -10.0392 | -19.5246 | -9.6238 | -10.1024 | -9.9041 | -10.2447 | -19.8983 | -9.9041 | -10.3914
106 | 0.26 | 0.2 | Southern | FL | Miami.Intl.AP.722020 | 1 | 5815628 | 2.2745 | 21.4179 | 28.7448 | 2.2687 | 26.4761 | 931.48 | 1.4334 | 45.72 | 0.16896 | 1.2645 | 45.4669 | 1.2947 | 42.96 | 0.019108 | 1.2756 | 43.2042 | -0.5227 | -20.06 | 0.2104 | -0.7331 | -20.9335 | 1.4334 | 45.72 | 0.16896 | 1.2645 | 45.4669 | 1.3421 | 42.54 | 0.17946 | 1.1626 | 42.2295 | 0.82759 | 1.8823 | 17.7253 | 23.789 | 770.8857 | 1.1863 | 1.0715 | -0.43258 | 1.1863 | 1.1107 | 37.8375 | 35.5534 | -16.6015 | 37.8375 | 35.2058 | 37.6281 | 35.7554 | -17.3244 | 37.6281 | 34.9488 | 0.15051 | 0.34234 | 3.2237 | 4.3265 | 140.2 | 0.21575 | 0.19487 | -0.078674 | 0.21575 | 0.202 | 6.8815 | 6.466 | -3.0193 | 6.8815 | 6.4028 | 6.8434 | 6.5028 | -3.1508 | 6.8434 | 6.3561
107 | 0.26 | 0.25 | Southern | FL | Miami.Intl.AP.722020 | 1 | 5815628 | 2.1735 | 22.3402 | 29.8274 | 2.1679 | 27.6594 | 968.85 | 0.35086 | 8.35 | 0.26969 | 0.081176 | 7.4746 | 0.21216 | 5.59 | 0.11984 | 0.092325 | 5.2119 | -1.6053 | -57.43 | 0.31113 | -1.9164 | -58.9258 | 0.35086 | 8.35 | 0.26969 | 0.081176 | 7.4746 | 0.25953 | 5.17 | 0.28019 | -0.020659 | 4.2372 | 0.82759 | 1.7988 | 18.4886 | 24.6849 | 801.8128 | 0.29037 | 0.17559 | -1.3285 | 0.29037 | 0.21479 | 6.9104 | 4.6262 | -47.5286 | 6.9104 | 4.2787 | 6.1859 | 4.3133 | -48.7665 | 6.1859 | 3.5067 | 0.15051 | 0.32714 | 3.3625 | 4.4894 | 145.8247 | 0.05281 | 0.031933 | -0.24161 | 0.05281 | 0.039063 | 1.2568 | 0.84137 | -8.644 | 1.2568 | 0.77815 | 1.125 | 0.78445 | -8.8691 | 1.125 | 0.63775
108 | 0.26 | 0.3 | Southern | FL | Miami.Intl.AP.722020 | 1 | 5815628 | 2.1133 | 23.0023 | 30.6297 | 2.1079 | 28.5218 | 996.36 | -0.4515 | -19.16 | 0.32971 | -0.78121 | -20.4501 | -0.5902 | -21.92 | 0.17986 | -0.77006 | -22.7129 | -2.4076 | -84.94 | 0.37115 | -2.7788 | -86.8505 | -0.4515 | -19.16 | 0.32971 | -0.78121 | -20.4501 | -0.54283 | -22.34 | 0.34021 | -0.88304 | -23.6875 | 0.82759 | 1.749 | 19.0365 | 25.3489 | 824.5799 | -0.37366 | -0.48844 | -1.9925 | -0.37366 | -0.44924 | -15.8567 | -18.1408 | -70.2957 | -15.8567 | -18.4884 | -16.9244 | -18.797 | -71.8768 | -16.9244 | -19.6036 | 0.15051 | 0.31808 | 3.4621 | 4.6102 | 149.9653 | -0.067956 | -0.088833 | -0.36238 | -0.067956 | -0.081703 | -2.8838 | -3.2992 | -12.7846 | -2.8838 | -3.3625 | -3.078 | -3.4186 | -13.0721 | -3.078 | -3.5653
109 | 0.26 | 0.35 | Southern | FL | Miami.Intl.AP.722020 | 1 | 5815628 | 2.0432 | 23.8745 | 31.6921 | 2.0379 | 29.6542 | 1032.67 | -1.5139 | -55.47 | 0.3997 | -1.9136 | -57.2731 | -1.6526 | -58.23 | 0.24985 | -1.9024 | -59.5359 | -3.47 | -121.25 | 0.44114 | -3.9112 | -123.6735 | -1.5139 | -55.47 | 0.3997 | -1.9136 | -57.2731 | -1.6052 | -58.65 | 0.4102 | -2.0154 | -60.5105 | 0.82759 | 1.6909 | 19.7584 | 26.2282 | 854.6298 | -1.2529 | -1.3677 | -2.8718 | -1.2529 | -1.3285 | -45.9065 | -48.1907 | -100.3456 | -45.9065 | -48.5383 | -47.3988 | -49.2714 | -102.3512 | -47.3988 | -50.0781 | 0.15051 | 0.30752 | 3.5934 | 4.7701 | 155.4305 | -0.22786 | -0.24874 | -0.52228 | -0.22786 | -0.24161 | -8.349 | -8.7644 | -18.2497 | -8.349 | -8.8276 | -8.6204 | -8.9609 | -18.6145 | -8.6204 | -9.1076
110 | 0.26 | 0.4 | Southern | FL | Miami.Intl.AP.722020 | 1 | 5815628 | 2.0132 | 24.068 | 31.9266 | 2.008 | 29.9185 | 1040.86 | -1.7483 | -63.66 | 0.42961 | -2.1779 | -65.6305 | -1.887 | -66.42 | 0.27976 | -2.1668 | -67.8933 | -3.7045 | -129.44 | 0.47105 | -4.1755 | -132.0309 | -1.7483 | -63.66 | 0.42961 | -2.1779 | -65.6305 | -1.8397 | -66.84 | 0.44011 | -2.2798 | -68.8679 | 0.82759 | 1.6661 | 19.9185 | 26.4222 | 861.4078 | -1.4469 | -1.5617 | -3.0658 | -1.4469 | -1.5225 | -52.6845 | -54.9687 | -107.1236 | -52.6845 | -55.3163 | -54.3153 | -56.188 | -109.2678 | -54.3153 | -56.9946 | 0.15051 | 0.30301 | 3.6226 | 4.8054 | 156.6632 | -0.26315 | -0.28402 | -0.55757 | -0.26315 | -0.27689 | -9.5817 | -9.9971 | -19.4824 | -9.5817 | -10.0603 | -9.8783 | -10.2188 | -19.8724 | -9.8783 | -10.3655
111 | 0.25 | 0.2 | Southern | FL | Miami.Intl.AP.722020 | 1 | 5815628 | 2.2443 | 21.4279 | 28.7244 | 2.2386 | 26.4859 | 931.18 | 1.4538 | 46.02 | 0.19907 | 1.2547 | 45.6705 | 1.3151 | 43.26 | 0.049217 | 1.2659 | 43.4077 | -0.5023 | -19.76 | 0.24051 | -0.74282 | -20.7299 | 1.4538 | 46.02 | 0.19907 | 1.2547 | 45.6705 | 1.3625 | 42.84 | 0.20957 | 1.1529 | 42.4331 | 0.82759 | 1.8574 | 17.7336 | 23.7721 | 770.6374 | 1.2032 | 1.0884 | -0.4157 | 1.2032 | 1.1276 | 38.0858 | 35.8016 | -16.3532 | 38.0858 | 35.4541 | 37.7965 | 35.9239 | -17.1559 | 37.7965 | 35.1173 | 0.15051 | 0.33779 | 3.2252 | 4.3234 | 140.1549 | 0.21882 | 0.19794 | -0.075603 | 0.21882 | 0.20507 | 6.9266 | 6.5112 | -2.9741 | 6.9266 | 6.448 | 6.874 | 6.5334 | -3.1201 | 6.874 | 6.3867
112 | 0.25 | 0.25 | Southern | FL | Miami.Intl.AP.722020 | 1 | 5815628 | 2.1435 | 22.3502 | 29.8069 | 2.138 | 27.6688 | 968.54 | 0.37137 | 8.66 | 0.2996 | 0.07177 | 7.6849 | 0.23267 | 5.9 | 0.14975 | 0.082919 | 5.4222 | -1.5847 | -57.12 | 0.34104 | -1.9258 | -58.7154 | 0.37137 | 8.66 | 0.2996 | 0.07177 | 7.6849 | 0.28004 | 5.48 | 0.3101 | -0.030065 | 4.4475 | 0.82759 | 1.774 | 18.4969 | 24.6679 | 801.5563 | 0.30734 | 0.19255 | -1.3115 | 0.30734 | 0.23176 | 7.1669 | 4.8828 | -47.2721 | 7.1669 | 4.5352 | 6.36 | 4.4874 | -48.5924 | 6.36 | 3.6808 | 0.15051 | 0.32263 | 3.364 | 4.4863 | 145.7781 | 0.055896 | 0.03502 | -0.23853 | 0.055896 | 0.042149 | 1.3034 | 0.88803 | -8.5973 | 1.3034 | 0.82481 | 1.1567 | 0.81611 | -8.8374 | 1.1567 | 0.66941
113 | 0.25 | 0.3 | Southern | FL | Miami.Intl.AP.722020 | 1 | 5815628 | 2.0633 | 23.2429 | 30.8804 | 2.0581 | 28.8223 | 1005.34 | -0.70217 | -28.14 | 0.37956 | -1.0817 | -29.6719 | -0.84087 | -30.9 | 0.22971 | -1.0706 | -31.9347 | -2.6583 | -93.92 | 0.421 | -3.0793 | -96.0723 | -0.70217 | -28.14 | 0.37956 | -1.0817 | -29.6719 | -0.7935 | -31.32 | 0.39006 | -1.1836 | -32.9093 | 0.82759 | 1.7076 | 19.2356 | 25.5564 | 832.0117 | -0.58111 | -0.6959 | -2.2 | -0.58111 | -0.65669 | -23.2884 | -25.5726 | -77.7275 | -23.2884 | -25.9202 | -24.5563 | -26.4289 | -79.5087 | -24.5563 | -27.2355 | 0.15051 | 0.31056 | 3.4984 | 4.6479 | 151.3169 | -0.10569 | -0.12656 | -0.40011 | -0.10569 | -0.11943 | -4.2354 | -4.6509 | -14.1362 | -4.2354 | -4.7141 | -4.466 | -4.8066 | -14.4601 | -4.466 | -4.9533
114 | 0.25 | 0.35 | Southern | FL | Miami.Intl.AP.722020 | 1 | 5815628 | 2.0023 | 24.1643 | 32.0114 | 1.9972 | 30.0141 | 1043.83 | -1.8331 | -66.63 | 0.44041 | -2.2735 | -68.653 | -1.9718 | -69.39 | 0.29056 | -2.2624 | -70.9157 | -3.7893 | -132.41 | 0.48186 | -4.2711 | -135.0533 | -1.8331 | -66.63 | 0.44041 | -2.2735 | -68.653 | -1.9245 | -69.81 | 0.45091 | -2.3754 | -71.8904 | 0.82759 | 1.6571 | 19.9982 | 26.4924 | 863.8657 | -1.5171 | -1.6319 | -3.136 | -1.5171 | -1.5927 | -55.1425 | -57.4266 | -109.5815 | -55.1425 | -57.7742 | -56.8167 | -58.6893 | -111.7691 | -56.8167 | -59.4959 | 0.15051 | 0.30138 | 3.637 | 4.8181 | 157.1102 | -0.27591 | -0.29679 | -0.57033 | -0.27591 | -0.28966 | -10.0287 | -10.4441 | -19.9295 | -10.0287 | -10.5073 | -10.3332 | -10.6737 | -20.3273 | -10.3332 | -10.8204
115 | 0.25 | 0.4 | Southern | FL | Miami.Intl.AP.722020 | 1 | 5815628 | 1.9832 | 24.0878 | 31.9164 | 1.9781 | 29.9383 | 1040.89 | -1.7381 | -63.69 | 0.45952 | -2.1977 | -65.7666 | -1.8768 | -66.45 | 0.30967 | -2.1865 | -68.0293 | -3.6943 | -129.47 | 0.50096 | -4.1952 | -132.1669 | -1.7381 | -63.69 | 0.45952 | -2.1977 | -65.7666 | -1.8295 | -66.87 | 0.47002 | -2.2995 | -69.0039 | 0.82759 | 1.6413 | 19.9349 | 26.4137 | 861.4326 | -1.4385 | -1.5533 | -3.0573 | -1.4385 | -1.5141 | -52.7094 | -54.9935 | -107.1484 | -52.7094 | -55.3411 | -54.4279 | -56.3005 | -109.3803 | -54.4279 | -57.1071 | 0.15051 | 0.2985 | 3.6255 | 4.8038 | 156.6677 | -0.26161 | -0.28249 | -0.55603 | -0.26161 | -0.27536 | -9.5862 | -10.0016 | -19.4869 | -9.5862 | -10.0648 | -9.8987 | -10.2393 | -19.8929 | -9.8987 | -10.386
116 | 0.24 | 0.2 | Southern | FL | Miami.Intl.AP.722020 | 1 | 5815628 | 2.2143 | 21.4279 | 28.6939 | 2.2086 | 26.4852 | 930.53 | 1.4843 | 46.67 | 0.22898 | 1.2554 | 46.2177 | 1.3456 | 43.91 | 0.079127 | 1.2665 | 43.955 | -0.47177 | -19.11 | 0.27042 | -0.7422 | -20.1826 | 1.4843 | 46.67 | 0.22898 | 1.2554 | 46.2177 | 1.393 | 43.49 | 0.23948 | 1.1535 | 42.9804 | 0.82759 | 1.8325 | 17.7336 | 23.7468 | 770.0995 | 1.2284 | 1.1136 | -0.39044 | 1.2284 | 1.1528 | 38.6237 | 36.3396 | -15.8153 | 38.6237 | 35.992 | 38.2495 | 36.3768 | -16.703 | 38.2495 | 35.5702 | 0.15051 | 0.33328 | 3.2252 | 4.3188 | 140.0571 | 0.22341 | 0.20254 | -0.071008 | 0.22341 | 0.20967 | 7.0245 | 6.609 | -2.8763 | 7.0245 | 6.5458 | 6.9564 | 6.6158 | -3.0377 | 6.9564 | 6.4691
117 | 0.24 | 0.25 | Southern | FL | Miami.Intl.AP.722020 | 1 | 5815628 | 2.1135 | 22.3507 | 29.7772 | 2.1081 | 27.6691 | 967.92 | 0.40103 | 9.28 | 0.32951 | 0.071521 | 8.203 | 0.26233 | 6.52 | 0.17966 | 0.08267 | 5.9403 | -1.5551 | -56.5 | 0.37095 | -1.926 | -58.1974 | 0.40103 | 9.28 | 0.32951 | 0.071521 | 8.203 | 0.3097 | 6.1 | 0.34001 | -0.030313 | 4.9656 | 0.82759 | 1.7491 | 18.4973 | 24.6434 | 801.0432 | 0.33189 | 0.2171 | -1.287 | 0.33189 | 0.2563 | 7.6801 | 5.3959 | -46.759 | 7.6801 | 5.0483 | 6.7887 | 4.9161 | -48.1637 | 6.7887 | 4.1095 | 0.15051 | 0.31811 | 3.3641 | 4.4819 | 145.6847 | 0.06036 | 0.039484 | -0.23406 | 0.06036 | 0.046614 | 1.3968 | 0.98135 | -8.504 | 1.3968 | 0.91813 | 1.2347 | 0.89409 | -8.7595 | 1.2347 | 0.74739
118 | 0.24 | 0.3 | Southern | FL | Miami.Intl.AP.722020 | 1 | 5815628 | 2.0332 | 23.2438 | 30.8511 | 2.028 | 28.8231 | 1004.74 | -0.67283 | -27.54 | 0.40967 | -1.0825 | -29.168 | -0.81153 | -30.3 | 0.25982 | -1.0714 | -31.4308 | -2.6289 | -93.32 | 0.45111 | -3.0801 | -95.5684 | -0.67283 | -27.54 | 0.40967 | -1.0825 | -29.168 | -0.76416 | -30.72 | 0.42017 | -1.1843 | -32.4054 | 0.82759 | 1.6826 | 19.2364 | 25.5321 | 831.5151 | -0.55683 | -0.67162 | -2.1757 | -0.55683 | -0.63242 | -22.7919 | -25.076 | -77.2309 | -22.7919 | -25.4236 | -24.1392 | -26.0119 | -79.0917 | -24.1392 | -26.8185 | 0.15051 | 0.30602 | 3.4985 | 4.6435 | 151.2266 | -0.10127 | -0.12215 | -0.39569 | -0.10127 | -0.11502 | -4.1451 | -4.5606 | -14.0459 | -4.1451 | -4.6238 | -4.3902 | -4.7307 | -14.3843 | -4.3902 | -4.8774
119 | 0.24 | 0.35 | Southern | FL | Miami.Intl.AP.722020 | 1 | 5815628 | 1.9723 | 24.1741 | 31.9912 | 1.9673 | 30.0239 | 1043.52 | -1.8129 | -66.32 | 0.47032 | -2.2833 | -68.453 | -1.9516 | -69.08 | 0.32047 | -2.2721 | -70.7157 | -3.7691 | -132.1 | 0.51177 | -4.2808 | -134.8533 | -1.8129 | -66.32 | 0.47032 | -2.2833 | -68.453 | -1.9043 | -69.5 | 0.48082 | -2.3851 | -71.6903 | 0.82759 | 1.6323 | 20.0063 | 26.4756 | 863.6092 | -1.5004 | -1.6152 | -3.1192 | -1.5004 | -1.576 | -54.8859 | -57.1701 | -109.3249 | -54.8859 | -57.5177 | -56.6511 | -58.5238 | -111.6036 | -56.6511 | -59.3304 | 0.15051 | 0.29686 | 3.6385 | 4.8151 | 157.0635 | -0.27287 | -0.29375 | -0.56729 | -0.27287 | -0.28662 | -9.982 | -10.3975 | -19.8828 | -9.982 | -10.4607 | -10.3031 | -10.6436 | -20.2972 | -10.3031 | -10.7903
120 | 0.24 | 0.4 | Southern | FL | Miami.Intl.AP.722020 | 1 | 5815628 | 1.9624 | 24.0978 | 31.9055 | 1.9573 | 29.9482 | 1040.79 | -1.7273 | -63.59 | 0.48029 | -2.2076 | -65.735 | -1.866 | -66.35 | 0.33044 | -2.1965 | -67.9977 | -3.6834 | -129.37 | 0.52174 | -4.2052 | -132.1354 | -1.7273 | -63.59 | 0.48029 | -2.2076 | -65.735 | -1.8186 | -66.77 | 0.49079 | -2.3094 | -68.9724 | 0.82759 | 1.624 | 19.9431 | 26.4048 | 861.3498 | -1.4295 | -1.5443 | -3.0484 | -1.4295 | -1.5051 | -52.6266 | -54.9108 | -107.0656 | -52.6266 | -55.2583 | -54.4018 | -56.2744 | -109.3542 | -54.4018 | -57.081 | 0.15051 | 0.29536 | 3.627 | 4.8022 | 156.6526 | -0.25998 | -0.28086 | -0.5544 | -0.25998 | -0.27373 | -9.5711 | -9.9866 | -19.4719 | -9.5711 | -10.0498 | -9.894 | -10.2346 | -19.8881 | -9.894 | -10.3813
121 | 0.22 | 0.2 | Southern | FL | Miami.Intl.AP.722020 | 1 | 5815628 | 2.1444 | 21.4286 | 28.6152 | 2.1389 | 26.4764 | 928.77 | 1.563 | 48.43 | 0.29877 | 1.2642 | 47.7444 | 1.4243 | 45.67 | 0.14892 | 1.2754 | 45.4816 | -0.39311 | -17.35 | 0.34021 | -0.73332 | -18.656 | 1.563 | 48.43 | 0.29877 | 1.2642 | 47.7444 | 1.4717 | 45.25 | 0.30927 | 1.1624 | 44.507 | 0.82759 | 1.7746 | 17.7341 | 23.6817 | 768.6429 | 1.2935 | 1.1787 | -0.32533 | 1.2935 | 1.2179 | 40.0803 | 37.7961 | -14.3587 | 40.0803 | 37.4486 | 39.5129 | 37.6403 | -15.4396 | 39.5129 | 36.8336 | 0.15051 | 0.32275 | 3.2253 | 4.307 | 139.7922 | 0.23525 | 0.21438 | -0.059168 | 0.23525 | 0.22151 | 7.2894 | 6.8739 | -2.6114 | 7.2894 | 6.8107 | 7.1862 | 6.8456 | -2.808 | 7.1862 | 6.6989
122 | 0.22 | 0.25 | Southern | FL | Miami.Intl.AP.722020 | 1 | 5815628 | 2.0441 | 22.3703 | 29.7272 | 2.0389 | 27.6884 | 967.11 | 0.45099 | 10.09 | 0.39877 | 0.052226 | 8.7735 | 0.31229 | 7.33 | 0.24892 | 0.063375 | 6.5108 | -1.5051 | -55.69 | 0.44021 | -1.9453 | -57.6269 | 0.45099 | 10.09 | 0.39877 | 0.052226 | 8.7735 | 0.35966 | 6.91 | 0.40927 | -0.049609 | 5.5361 | 0.82759 | 1.6917 | 18.5135 | 24.602 | 800.3728 | 0.37324 | 0.25845 | -1.2456 | 0.37324 | 0.29765 | 8.3504 | 6.0663 | -46.0886 | 8.3504 | 5.7187 | 7.2609 | 5.3883 | -47.6916 | 7.2609 | 4.5816 | 0.15051 | 0.30767 | 3.367 | 4.4743 | 145.5628 | 0.06788 | 0.047004 | -0.22654 | 0.06788 | 0.054133 | 1.5187 | 1.1033 | -8.3821 | 1.5187 | 1.04 | 1.3205 | 0.97996 | -8.6736 | 1.3205 | 0.83326
123 | 0.22 | 0.3 | Southern | FL | Miami.Intl.AP.722020 | 1 | 5815628 | 1.9726 | 23.2824 | 30.8289 | 1.9675 | 28.8614 | 1004.75 | -0.65071 | -27.55 | 0.47012 | -1.1208 | -29.3923 | -0.78941 | -30.31 | 0.32027 | -1.1097 | -31.655 | -2.6068 | -93.33 | 0.51157 | -3.1184 | -95.7927 | -0.65071 | -27.55 | 0.47012 | -1.1208 | -29.3923 | -0.74204 | -30.73 | 0.48062 | -1.2227 | -32.6297 | 0.82759 | 1.6325 | 19.2684 | 25.5138 | 831.5234 | -0.53853 | -0.65331 | -2.1574 | -0.53853 | -0.61411 | -22.8002 | -25.0843 | -77.2392 | -22.8002 | -25.4319 | -24.3248 | -26.1975 | -79.2773 | -24.3248 | -27.0041 | 0.15051 | 0.2969 | 3.5043 | 4.6402 | 151.2281 | -0.097941 | -0.11882 | -0.39236 | -0.097941 | -0.11169 | -4.1466 | -4.5621 | -14.0474 | -4.1466 | -4.6253 | -4.4239 | -4.7645 | -14.4181 | -4.4239 | -4.9112
124 | 0.22 | 0.35 | Southern | FL | Miami.Intl.AP.722020 | 1 | 5815628 | 1.9124 | 24.1946 | 31.9515 | 1.9075 | 30.044 | 1042.94 | -1.7733 | -65.74 | 0.53014 | -2.3034 | -68.0785 | -1.912 | -68.5 | 0.38029 | -2.2923 | -70.3413 | -3.7294 | -131.52 | 0.57159 | -4.301 | -134.4789 | -1.7733 | -65.74 | 0.53014 | -2.3034 | -68.0785 | -1.8646 | -68.92 | 0.54064 | -2.4053 | -71.3159 | 0.82759 | 1.5827 | 20.0233 | 26.4428 | 863.1292 | -1.4676 | -1.5824 | -3.0864 | -1.4676 | -1.5432 | -54.4059 | -56.6901 | -108.8449 | -54.4059 | -57.0377 | -56.3413 | -58.2139 | -111.2937 | -56.3413 | -59.0205 | 0.15051 | 0.28784 | 3.6416 | 4.8091 | 156.9762 | -0.26691 | -0.28778 | -0.56133 | -0.26691 | -0.28065 | -9.8947 | -10.3102 | -19.7955 | -9.8947 | -10.3734 | -10.2467 | -10.5873 | -20.2409 | -10.2467 | -10.734
125 | 0.22 | 0.4 | Southern | FL | Miami.Intl.AP.722020 | 1 | 5815628 | 1.9024 | 24.1184 | 31.8668 | 1.8975 | 29.9693 | 1040.24 | -1.6886 | -63.04 | 0.54011 | -2.2287 | -65.3904 | -1.8273 | -65.8 | 0.39026 | -2.2175 | -67.6531 | -3.6447 | -128.82 | 0.58156 | -4.2262 | -131.7907 | -1.6886 | -63.04 | 0.54011 | -2.2287 | -65.3904 | -1.7799 | -66.22 | 0.55061 | -2.3305 | -68.6278 | 0.82759 | 1.5744 | 19.9602 | 26.3727 | 860.8947 | -1.3974 | -1.5122 | -3.0163 | -1.3974 | -1.473 | -52.1714 | -54.4556 | -106.6104 | -52.1714 | -54.8032 | -54.1166 | -55.9892 | -109.069 | -54.1166 | -56.7958 | 0.15051 | 0.28634 | 3.6301 | 4.7964 | 156.5699 | -0.25415 | -0.27503 | -0.54857 | -0.25415 | -0.2679 | -9.4884 | -9.9038 | -19.3891 | -9.4884 | -9.967 | -9.8421 | -10.1827 | -19.8362 | -9.8421 | -10.3294
126 | 0.2 | 0.2 | Southern | FL | Miami.Intl.AP.722020 | 1 | 5815628 | 2.0836 | 21.4384 | 28.5641 | 2.0782 | 26.4859 | 927.82 | 1.6141 | 49.38 | 0.35942 | 1.2547 | 48.49 | 1.4754 | 46.62 | 0.20957 | 1.2658 | 46.2272 | -0.34203 | -16.4 | 0.40086 | -0.7429 | -17.9104 | 1.6141 | 49.38 | 0.35942 | 1.2547 | 48.49 | 1.5228 | 46.2 | 0.36992 | 1.1528 | 45.2526 | 0.82759 | 1.7243 | 17.7423 | 23.6395 | 767.8567 | 1.3358 | 1.221 | -0.28306 | 1.3358 | 1.2602 | 40.8665 | 38.5824 | -13.5725 | 40.8665 | 38.2348 | 40.1299 | 38.2573 | -14.8225 | 40.1299 | 37.4507 | 0.15051 | 0.3136 | 3.2268 | 4.2993 | 139.6492 | 0.24294 | 0.22206 | -0.051481 | 0.24294 | 0.22919 | 7.4323 | 7.0169 | -2.4684 | 7.4323 | 6.9537 | 7.2984 | 6.9578 | -2.6957 | 7.2984 | 6.8111
127 | 0.2 | 0.25 | Southern | FL | Miami.Intl.AP.722020 | 1 | 5815628 | 1.9834 | 22.3803 | 29.6763 | 1.9783 | 27.698 | 966.16 | 0.50189 | 11.04 | 0.45932 | 0.042571 | 9.5148 | 0.36319 | 8.28 | 0.30947 | 0.053719 | 7.252 | -1.4542 | -54.74 | 0.50076 | -1.955 | -56.8856 | 0.50189 | 11.04 | 0.45932 | 0.042571 | 9.5148 | 0.41056 | 7.86 | 0.46982 | -0.059264 | 6.2774 | 0.82759 | 1.6414 | 18.5218 | 24.5599 | 799.5866 | 0.41536 | 0.30057 | -1.2035 | 0.41536 | 0.33977 | 9.1366 | 6.8525 | -45.3024 | 9.1366 | 6.5049 | 7.8743 | 6.0017 | -47.0781 | 7.8743 | 5.1951 | 0.15051 | 0.29853 | 3.3685 | 4.4667 | 145.4198 | 0.075541 | 0.054665 | -0.21888 | 0.075541 | 0.061794 | 1.6617 | 1.2462 | -8.2391 | 1.6617 | 1.183 | 1.4321 | 1.0915 | -8.562 | 1.4321 | 0.94483
128 | 0.2 | 0.3 | Southern | FL | Miami.Intl.AP.722020 | 1 | 5815628 | 1.9124 | 23.3022 | 30.7886 | 1.9075 | 28.8811 | 1004.14 | -0.61035 | -26.94 | 0.53014 | -1.1405 | -28.9965 | -0.74905 | -29.7 | 0.38029 | -1.1293 | -31.2592 | -2.5665 | -92.72 | 0.57159 | -3.1381 | -95.3968 | -0.61035 | -26.94 | 0.53014 | -1.1405 | -28.9965 | -0.70168 | -30.12 | 0.54064 | -1.2423 | -32.2338 | 0.82759 | 1.5827 | 19.2848 | 25.4804 | 831.0186 | -0.50512 | -0.61991 | -2.124 | -0.50512 | -0.58071 | -22.2953 | -24.5795 | -76.7344 | -22.2953 | -24.9271 | -23.9972 | -25.8699 | -78.9497 | -23.9972 | -26.6765 | 0.15051 | 0.28784 | 3.5073 | 4.6341 | 151.1363 | -0.091866 | -0.11274 | -0.38629 | -0.091866 | -0.10561 | -4.0548 | -4.4702 | -13.9556 | -4.0548 | -4.5335 | -4.3643 | -4.7049 | -14.3585 | -4.3643 | -4.8516
129 | 0.2 | 0.35 | Southern | FL | Miami.Intl.AP.722020 | 1 | 5815628 | 1.8522 | 24.2152 | 31.912 | 1.8475 | 30.0645 | 1042.36 | -1.7338 | -65.16 | 0.59016 | -2.3239 | -67.7107 | -1.8725 | -67.92 | 0.44031 | -2.3128 | -69.9734 | -3.6899 | -130.94 | 0.6316 | -4.3215 | -134.111 | -1.7338 | -65.16 | 0.59016 | -2.3239 | -67.7107 | -1.8251 | -68.34 | 0.60066 | -2.4258 | -70.948 | 0.82759 | 1.5329 | 20.0403 | 26.4101 | 862.6492 | -1.4349 | -1.5496 | -3.0537 | -1.4349 | -1.5104 | -53.9259 | -56.2101 | -108.3649 | -53.9259 | -56.5577 | -56.0368 | -57.9094 | -110.9892 | -56.0368 | -58.7161 | 0.15051 | 0.27878 | 3.6447 | 4.8032 | 156.8889 | -0.26096 | -0.28183 | -0.55538 | -0.26096 | -0.2747 | -9.8074 | -10.2229 | -19.7082 | -9.8074 | -10.2861 | -10.1913 | -10.5319 | -20.1855 | -10.1913 | -10.6786
130 | 0.2 | 0.4 | Southern | FL | Miami.Intl.AP.722020 | 1 | 5815628 | 1.8422 | 24.1482 | 31.8364 | 1.8375 | 29.9989 | 1039.96 | -1.6582 | -62.76 | 0.60013 | -2.2583 | -65.3297 | -1.7969 | -65.52 | 0.45028 | -2.2472 | -67.5924 | -3.6143 | -128.54 | 0.64157 | -4.2559 | -131.73 | -1.6582 | -62.76 | 0.60013 | -2.2583 | -65.3297 | -1.7495 | -65.94 | 0.61063 | -2.3601 | -68.567 | 0.82759 | 1.5246 | 19.9849 | 26.3476 | 860.6629 | -1.3723 | -1.4871 | -2.9912 | -1.3723 | -1.4479 | -51.9397 | -54.2239 | -106.3787 | -51.9397 | -54.5714 | -54.0663 | -55.9389 | -109.0187 | -54.0663 | -56.7456 | 0.15051 | 0.27728 | 3.6346 | 4.7918 | 156.5277 | -0.24958 | -0.27045 | -0.544 | -0.24958 | -0.26332 | -9.4462 | -9.8616 | -19.347 | -9.4462 | -9.9248 | -9.833 | -10.1735 | -19.8271 | -9.833 | -10.3202
Double | Double | Double | Southern | FL | Miami.Intl.AP.722020 | 1 | 5815628 | 2.5525 | 26.4888 | 35.6878 | 2.5461 | 33.1418 | 1159.65 | -5.5096 | -182.45 | -0.10844 | -5.4012 | -183.4199 | -5.6483 | -185.21 | -0.25829 | -5.39 | -185.6826 | -7.4657 | -248.23 | -0.066993 | -7.3987 | -249.8203 | -5.5096 | -182.45 | -0.10844 | -5.4012 | -183.4199 | -5.601 | -185.63 | -0.097935 | -5.503 | -186.6573 | 0.82759 | 2.1124 | 21.9219 | 29.535 | 959.7175 | -4.5597 | -4.6745 | -6.1786 | -4.5597 | -4.6353 | -150.9942 | -153.2784 | -205.4332 | -150.9942 | -153.626 | -151.7969 | -153.6695 | -206.7493 | -151.7969 | -154.4761 | 0.15051 | 0.38418 | 3.9869 | 5.3715 | 174.5426 | -0.82927 | -0.85015 | -1.1237 | -0.82927 | -0.84302 | -27.4611 | -27.8766 | -37.3619 | -27.4611 | -27.9398 | -27.6071 | -27.9477 | -37.6012 | -27.6071 | -28.0944
Single | Single | Single | Southern | FL | Miami.Intl.AP.722020 | 1 | 5815628 | 3.5333 | 29.3633 | 40.5151 | 3.5246 | 36.9906 | 1308.34 | -10.3369 | -331.14 | -1.0869 | -9.25 | -329.9839 | -10.4756 | -333.9 | -1.2368 | -9.2388 | -332.2466 | -12.293 | -396.92 | -1.0455 | -11.2475 | -396.3843 | -10.3369 | -331.14 | -1.0869 | -9.25 | -329.9839 | -10.4282 | -334.32 | -1.0764 | -9.3518 | -333.2213 | 0.82759 | 2.9241 | 24.3009 | 33.53 | 1082.7722 | -8.5547 | -8.6695 | -10.1736 | -8.5547 | -8.6303 | -274.0489 | -276.3331 | -328.488 | -274.0489 | -276.6807 | -273.0922 | -274.9648 | -328.0446 | -273.0922 | -275.7714 | 0.15051 | 0.5318 | 4.4196 | 6.0981 | 196.9224 | -1.5558 | -1.5767 | -1.8503 | -1.5558 | -1.5696 | -49.8409 | -50.2564 | -59.7417 | -49.8409 | -50.3196 | -49.6669 | -50.0075 | -59.6611 | -49.6669 | -50.1542
1 | 0.35 | 0.47 | Southern | AL | Mobile-Rgnl.AP.722230 | 2 | 966489 | 24.9714 | 15.9459 | 46.2815 | 24.6376 | 21.6439 | 1073.85 | -0.64677 | -61.84 | 2.232 | -2.8788 | -57.4603 | -1.6815 | -76.2 | 1.1694 | -2.8509 | -75.226 | -1.7397 | -105.64 | 2.6784 | -4.4182 | -101.3355 | -0.64677 | -61.84 | 2.232 | -2.8788 | -57.4603 | -0.6216 | -63.47 | 2.3655 | -2.9871 | -58.751 | 0.030574 | 0.76347 | 0.48753 | 1.415 | 32.8319 | -0.019774 | -0.051411 | -0.053191 | -0.019774 | -0.019005 | -1.8907 | -2.3297 | -3.2298 | -1.8907 | -1.9405 | -1.7568 | -2.3 | -3.0982 | -1.7568 | -1.7963 | 0.025014 | 0.62462 | 0.39886 | 1.1577 | 26.8608 | -0.016178 | -0.042061 | -0.043517 | -0.016178 | -0.015548 | -1.5468 | -1.906 | -2.6424 | -1.5468 | -1.5876 | -1.4373 | -1.8817 | -2.5348 | -1.4373 | -1.4696
2 | 0.35 | 0.42 | Southern | AL | Mobile-Rgnl.AP.722230 | 2 | 966489 | 25.5862 | 15.2353 | 45.9664 | 25.2443 | 20.7222 | 1052.51 | -0.33167 | -40.5 | 1.6254 | -1.957 | -37.1607 | -1.3664 | -54.86 | 0.5627 | -1.9291 | -54.9264 | -1.4246 | -84.3 | 2.0718 | -3.4964 | -81.0358 | -0.33167 | -40.5 | 1.6254 | -1.957 | -37.1607 | -0.30649 | -42.13 | 1.7589 | -2.0654 | -38.4514 | 0.030574 | 0.78227 | 0.4658 | 1.4054 | 32.1794 | -0.01014 | -0.041777 | -0.043557 | -0.01014 | -0.0093707 | -1.2382 | -1.6773 | -2.5774 | -1.2382 | -1.2881 | -1.1362 | -1.6793 | -2.4776 | -1.1362 | -1.1756 | 0.025014 | 0.64 | 0.38109 | 1.1498 | 26.327 | -0.0082961 | -0.034179 | -0.035635 | -0.0082961 | -0.0076664 | -1.013 | -1.3722 | -2.1086 | -1.013 | -1.0538 | -0.92952 | -1.3739 | -2.027 | -0.92952 | -0.9618
3 | 0.35 | 0.37 | Southern | AL | Mobile-Rgnl.AP.722230 | 2 | 966489 | 26.2185 | 14.6079 | 45.775 | 25.868 | 19.907 | 1034.88 | -0.14026 | -22.87 | 1.0016 | -1.1419 | -20.7455 | -1.175 | -37.23 | -0.061025 | -1.114 | -38.5112 | -1.2332 | -66.67 | 1.448 | -2.6813 | -64.6207 | -0.14026 | -22.87 | 1.0016 | -1.1419 | -20.7455 | -0.11509 | -24.5 | 1.1351 | -1.2502 | -22.0362 | 0.030574 | 0.8016 | 0.44662 | 1.3995 | 31.6404 | -0.0042884 | -0.035925 | -0.037705 | -0.0042884 | -0.0035188 | -0.69923 | -1.1383 | -2.0384 | -0.69923 | -0.74906 | -0.63427 | -1.1774 | -1.9757 | -0.63427 | -0.67373 | 0.025014 | 0.65582 | 0.36539 | 1.145 | 25.886 | -0.0035085 | -0.029392 | -0.030848 | -0.0035085 | -0.0028788 | -0.57206 | -0.93125 | -1.6677 | -0.57206 | -0.61283 | -0.51892 | -0.9633 | -1.6164 | -0.51892 | -0.5512
4 | 0.35 | 0.32 | Southern | AL | Mobile-Rgnl.AP.722230 | 2 | 966489 | 26.9295 | 13.9852 | 45.6627 | 26.5696 | 19.093 | 1018.4 | -0.027899 | -6.39 | 0.30003 | -0.32793 | -5.7397 | -1.0627 | -20.75 | -0.76264 | -0.30002 | -23.5053 | -1.1209 | -50.19 | 0.74642 | -1.8673 | -49.6148 | -0.027899 | -6.39 | 0.30003 | -0.32793 | -5.7397 | -0.0027251 | -8.02 | 0.43352 | -0.43625 | -7.0303 | 0.030574 | 0.82334 | 0.42758 | 1.3961 | 31.1365 | -0.00085299 | -0.03249 | -0.03427 | -0.00085299 | -8.3318e-05 | -0.19537 | -0.63441 | -1.5345 | -0.19537 | -0.2452 | -0.17548 | -0.71865 | -1.5169 | -0.17548 | -0.21494 | 0.025014 | 0.6736 | 0.34982 | 1.1422 | 25.4738 | -0.00069786 | -0.026581 | -0.028037 | -0.00069786 | -6.8165e-05 | -0.15984 | -0.51903 | -1.2554 | -0.15984 | -0.20061 | -0.14357 | -0.58795 | -1.241 | -0.14357 | -0.17585
5 | 0.35 | 0.27 | Southern | AL | Mobile-Rgnl.AP.722230 | 2 | 966489 | 27.4003 | 13.6031 | 45.6107 | 27.034 | 18.5767 | 1008.23 | 0.024086 | 3.78 | -0.16437 | 0.18846 | 3.4403 | -1.0107 | -10.58 | -1.227 | 0.21636 | -14.3254 | -1.0689 | -40.02 | 0.28202 | -1.3509 | -40.4348 | 0.024086 | 3.78 | -0.16437 | 0.18846 | 3.4403 | 0.049259 | 2.15 | -0.030878 | 0.080137 | 2.1496 | 0.030574 | 0.83773 | 0.4159 | 1.3945 | 30.8256 | 0.00073639 | -0.030901 | -0.03268 | 0.00073639 | 0.0015061 | 0.11557 | -0.32347 | -1.2236 | 0.11557 | 0.065734 | 0.10518 | -0.43798 | -1.2363 | 0.10518 | 0.065723 | 0.025014 | 0.68538 | 0.34026 | 1.1409 | 25.2194 | 0.00060246 | -0.025281 | -0.026737 | 0.00060246 | 0.0012322 | 0.094551 | -0.26464 | -1.001 | 0.094551 | 0.053779 | 0.086054 | -0.35833 | -1.0114 | 0.086054 | 0.05377
6 | 0.35 | 0.23 | Southern | AL | Mobile-Rgnl.AP.722230 | 2 | 966489 | 27.6929 | 13.4171 | 45.6317 | 27.3228 | 18.3088 | 1003.62 | 0.003089 | 8.39 | -0.45319 | 0.45628 | 7.3574 | -1.0317 | -5.97 | -1.5159 | 0.48418 | -10.4083 | -1.0899 | -35.41 | -0.006798 | -1.0831 | -36.5178 | 0.003089 | 8.39 | -0.45319 | 0.45628 | 7.3574 | 0.028263 | 6.76 | -0.3197 | 0.34796 | 6.0667 | 0.030574 | 0.84668 | 0.41022 | 1.3951 | 30.6847 | 9.4444e-05 | -0.031542 | -0.033322 | 9.4444e-05 | 0.00086411 | 0.25652 | -0.18253 | -1.0826 | 0.25652 | 0.20668 | 0.22494 | -0.31822 | -1.1165 | 0.22494 | 0.18548 | 0.025014 | 0.6927 | 0.33561 | 1.1414 | 25.1041 | 7.7268e-05 | -0.025806 | -0.027262 | 7.7268e-05 | 0.00070696 | 0.20986 | -0.14933 | -0.88573 | 0.20986 | 0.16909 | 0.18403 | -0.26035 | -0.91344 | 0.18403 | 0.15175
7 | 0.35 | 0.19 | Southern | AL | Mobile-Rgnl.AP.722230 | 2 | 966489 | 28.3992 | 12.8591 | 45.6036 | 28.0197 | 17.5839 | 989.98 | 0.031186 | 22.03 | -1.15 | 1.1812 | 19.4548 | -1.0036 | 7.67 | -2.2127 | 1.2091 | 1.6891 | -1.0618 | -21.77 | -0.70363 | -0.35816 | -24.4204 | 0.031186 | 22.03 | -1.15 | 1.1812 | 19.4548 | 0.05636 | 20.4 | -1.0165 | 1.0729 | 18.1641 | 0.030574 | 0.86828 | 0.39315 | 1.3943 | 30.2676 | 0.00095348 | -0.030683 | -0.032463 | 0.00095348 | 0.0017231 | 0.67354 | 0.2345 | -0.6656 | 0.67354 | 0.62371 | 0.59481 | 0.051644 | -0.74663 | 0.59481 | 0.55535 | 0.025014 | 0.71036 | 0.32165 | 1.1407 | 24.7629 | 0.00078007 | -0.025103 | -0.026559 | 0.00078007 | 0.0014098 | 0.55105 | 0.19185 | -0.54454 | 0.55105 | 0.51028 | 0.48663 | 0.042251 | -0.61084 | 0.48663 | 0.45435
8 | 0.35 | 0.17 | Southern | AL | Mobile-Rgnl.AP.722230 | 2 | 966489 | 28.7764 | 12.5933 | 45.6255 | 28.392 | 17.2335 | 983.9 | 0.0092881 | 28.11 | -1.5223 | 1.5316 | 24.6774 | -1.0255 | 13.75 | -2.585 | 1.5595 | 6.9118 | -1.0837 | -15.69 | -1.0759 | -0.0077747 | -19.1977 | 0.0092881 | 28.11 | -1.5223 | 1.5316 | 24.6774 | 0.034462 | 26.48 | -1.3888 | 1.4233 | 23.3868 | 0.030574 | 0.87981 | 0.38503 | 1.395 | 30.0817 | 0.00028397 | -0.031353 | -0.033133 | 0.00028397 | 0.0010536 | 0.85943 | 0.42039 | -0.47971 | 0.85943 | 0.8096 | 0.75449 | 0.21132 | -0.58695 | 0.75449 | 0.71503 | 0.025014 | 0.7198 | 0.315 | 1.1413 | 24.6108 | 0.00023233 | -0.025651 | -0.027107 | 0.00023233 | 0.00086202 | 0.70313 | 0.34394 | -0.39246 | 0.70313 | 0.66236 | 0.61727 | 0.17289 | -0.4802 | 0.61727 | 0.58499
9 | 0.33 | 0.47 | Southern | AL | Mobile-Rgnl.AP.722230 | 2 | 966489 | 24.5594 | 15.9811 | 45.9006 | 24.2311 | 21.6695 | 1068.83 | -0.26581 | -56.82 | 2.6386 | -2.9044 | -51.1646 | -1.3006 | -71.18 | 1.5759 | -2.8765 | -68.9302 | -1.3588 | -100.62 | 3.085 | -4.4438 | -95.0397 | -0.26581 | -56.82 | 2.6386 | -2.9044 | -51.1646 | -0.24063 | -58.45 | 2.7721 | -3.0127 | -52.4552 | 0.030574 | 0.75088 | 0.48861 | 1.4034 | 32.6784 | -0.0081268 | -0.039764 | -0.041543 | -0.0081268 | -0.0073571 | -1.7372 | -2.1763 | -3.0764 | -1.7372 | -1.787 | -1.5643 | -2.1075 | -2.9057 | -1.5643 | -1.6038 | 0.025014 | 0.61432 | 0.39974 | 1.1481 | 26.7352 | -0.0066487 | -0.032532 | -0.033988 | -0.0066487 | -0.0060191 | -1.4213 | -1.7805 | -2.5169 | -1.4213 | -1.462 | -1.2798 | -1.7242 | -2.3773 | -1.2798 | -1.3121
10 | 0.33 | 0.42 | Southern | AL | Mobile-Rgnl.AP.722230 | 2 | 966489 | 25.1706 | 15.2616 | 45.5714 | 24.834 | 20.7374 | 1047.1 | 0.063373 | -35.09 | 2.0356 | -1.9722 | -30.4513 | -0.97139 | -49.45 | 0.97294 | -1.9443 | -48.217 | -1.0296 | -78.89 | 2.482 | -3.5116 | -74.3265 | 0.063373 | -35.09 | 2.0356 | -1.9722 | -30.4513 | 0.088547 | -36.72 | 2.1691 | -2.0806 | -31.742 | 0.030574 | 0.76957 | 0.46661 | 1.3933 | 32.014 | 0.0019376 | -0.029699 | -0.031479 | 0.0019376 | 0.0027072 | -1.0728 | -1.5119 | -2.412 | -1.0728 | -1.1227 | -0.93102 | -1.4742 | -2.2725 | -0.93102 | -0.97048 | 0.025014 | 0.62961 | 0.38175 | 1.1399 | 26.1917 | 0.0015852 | -0.024298 | -0.025754 | 0.0015852 | 0.0022149 | -0.87772 | -1.2369 | -1.9733 | -0.87772 | -0.9185 | -0.7617 | -1.2061 | -1.8592 | -0.7617 | -0.79398
11 | 0.33 | 0.37 | Southern | AL | Mobile-Rgnl.AP.722230 | 2 | 966489 | 25.7985 | 14.6368 | 45.3782 | 25.4536 | 19.9247 | 1029.49 | 0.25654 | -17.48 | 1.4161 | -1.1596 | -14.0441 | -0.77823 | -31.84 | 0.35342 | -1.1316 | -31.8097 | -0.83644 | -61.28 | 1.8625 | -2.6989 | -57.9192 | 0.25654 | -17.48 | 1.4161 | -1.1596 | -14.0441 | 0.28171 | -19.11 | 1.5496 | -1.2679 | -15.3348 | 0.030574 | 0.78876 | 0.44751 | 1.3874 | 31.4756 | 0.0078433 | -0.023794 | -0.025573 | 0.0078433 | 0.008613 | -0.53443 | -0.97348 | -1.8736 | -0.53443 | -0.58427 | -0.42938 | -0.97255 | -1.7708 | -0.42938 | -0.46884 | 0.025014 | 0.64531 | 0.36612 | 1.1351 | 25.7512 | 0.0064169 | -0.019466 | -0.020922 | 0.0064169 | 0.0070465 | -0.43724 | -0.79643 | -1.5328 | -0.43724 | -0.47801 | -0.35129 | -0.79567 | -1.4488 | -0.35129 | -0.38358
12 | 0.33 | 0.32 | Southern | AL | Mobile-Rgnl.AP.722230 | 2 | 966489 | 26.504 | 14.0114 | 45.259 | 26.1495 | 19.1094 | 1012.9 | 0.3758 | -0.89 | 0.72011 | -0.34431 | 1.1034 | -0.65896 | -15.25 | -0.34256 | -0.31641 | -16.6622 | -0.71717 | -44.69 | 1.1665 | -1.8837 | -42.7717 | 0.3758 | -0.89 | 0.72011 | -0.34431 | 1.1034 | 0.40098 | -2.52 | 0.85361 | -0.45263 | -0.18722 | 0.030574 | 0.81033 | 0.42839 | 1.3837 | 30.9684 | 0.01149 | -0.020147 | -0.021927 | 0.01149 | 0.012259 | -0.027211 | -0.46625 | -1.3664 | -0.027211 | -0.077046 | 0.033737 | -0.50943 | -1.3077 | 0.033737 | -0.0057241 | 0.025014 | 0.66296 | 0.35048 | 1.1321 | 25.3362 | 0.0094002 | -0.016483 | -0.017939 | 0.0094002 | 0.01003 | -0.022262 | -0.38146 | -1.1179 | -0.022262 | -0.063034 | 0.027601 | -0.41678 | -1.0699 | 0.027601 | -0.0046831
13 | 0.33 | 0.27 | Southern | AL | Mobile-Rgnl.AP.722230 | 2 | 966489 | 26.9738 | 13.625 | 45.1971 | 26.6132 | 18.584 | 1002.42 | 0.43764 | 9.59 | 0.25649 | 0.18115 | 10.6019 | -0.59713 | -4.77 | -0.80617 | 0.20905 | -7.1637 | -0.65533 | -34.21 | 0.70289 | -1.3582 | -33.2732 | 0.43764 | 9.59 | 0.25649 | 0.18115 | 10.6019 | 0.46281 | 7.96 | 0.38999 | 0.072824 | 9.3113 | 0.030574 | 0.8247 | 0.41657 | 1.3819 | 30.648 | 0.01338 | -0.018257 | -0.020036 | 0.01338 | 0.01415 | 0.2932 | -0.14584 | -1.0459 | 0.2932 | 0.24337 | 0.32414 | -0.21902 | -1.0173 | 0.32414 | 0.28468 | 0.025014 | 0.67471 | 0.34081 | 1.1305 | 25.0741 | 0.010947 | -0.014936 | -0.016392 | 0.010947 | 0.011577 | 0.23988 | -0.11931 | -0.85571 | 0.23988 | 0.19911 | 0.26519 | -0.17919 | -0.83228 | 0.26519 | 0.23291
14 | 0.33 | 0.23 | Southern | AL | Mobile-Rgnl.AP.722230 | 2 | 966489 | 27.2615 | 13.4368 | 45.2102 | 26.8969 | 18.3133 | 997.65 | 0.42456 | 14.36 | -0.027271 | 0.45183 | 14.704 | -0.61021 | 0 | -1.0899 | 0.47973 | -3.0616 | -0.66842 | -29.44 | 0.41912 | -1.0875 | -29.1711 | 0.42456 | 14.36 | -0.027271 | 0.45183 | 14.704 | 0.44973 | 12.73 | 0.10622 | 0.34351 | 13.4134 | 0.030574 | 0.83349 | 0.41082 | 1.3823 | 30.5021 | 0.01298 | -0.018657 | -0.020436 | 0.01298 | 0.01375 | 0.43904 | 0 | -0.9001 | 0.43904 | 0.38921 | 0.44956 | -0.093605 | -0.89188 | 0.44956 | 0.4101 | 0.025014 | 0.68191 | 0.3361 | 1.1309 | 24.9547 | 0.01062 | -0.015264 | -0.01672 | 0.01062 | 0.011249 | 0.35919 | 0 | -0.7364 | 0.35919 | 0.31842 | 0.3678 | -0.076582 | -0.72967 | 0.3678 | 0.33552
15 | 0.33 | 0.19 | Southern | AL | Mobile-Rgnl.AP.722230 | 2 | 966489 | 27.9639 | 12.8756 | 45.1749 | 27.59 | 17.5849 | 983.85 | 0.45982 | 28.16 | -0.7204 | 1.1802 | 26.9831 | -0.57495 | 13.8 | -1.7831 | 1.2081 | 9.2174 | -0.63315 | -15.64 | -0.27401 | -0.35915 | -16.8921 | 0.45982 | 28.16 | -0.7204 | 1.1802 | 26.9831 | 0.48499 | 26.53 | -0.58691 | 1.0719 | 25.6924 | 0.030574 | 0.85497 | 0.39366 | 1.3812 | 30.0802 | 0.014059 | -0.017578 | -0.019358 | 0.014059 | 0.014828 | 0.86096 | 0.42192 | -0.47818 | 0.86096 | 0.81113 | 0.82498 | 0.28181 | -0.51646 | 0.82498 | 0.78552 | 0.025014 | 0.69948 | 0.32207 | 1.13 | 24.6096 | 0.011502 | -0.014381 | -0.015837 | 0.011502 | 0.012131 | 0.70438 | 0.34519 | -0.39121 | 0.70438 | 0.66361 | 0.67494 | 0.23056 | -0.42253 | 0.67494 | 0.64266
16 | 0.33 | 0.17 | Southern | AL | Mobile-Rgnl.AP.722230 | 2 | 966489 | 28.3413 | 12.6004 | 45.1874 | 27.9623 | 17.2251 | 977.46 | 0.44738 | 34.55 | -1.0927 | 1.5401 | 32.5236 | -0.58739 | 20.19 | -2.1554 | 1.568 | 14.7579 | -0.64559 | -9.25 | -0.64629 | 0.00069368 | -11.3516 | 0.44738 | 34.55 | -1.0927 | 1.5401 | 32.5236 | 0.47255 | 32.92 | -0.95919 | 1.4317 | 31.2329 | 0.030574 | 0.86651 | 0.38524 | 1.3816 | 29.8848 | 0.013678 | -0.017959 | -0.019738 | 0.013678 | 0.014448 | 1.0563 | 0.61729 | -0.28281 | 1.0563 | 1.0065 | 0.99437 | 0.45121 | -0.34706 | 0.99437 | 0.95491 | 0.025014 | 0.70892 | 0.31518 | 1.1303 | 24.4497 | 0.011191 | -0.014693 | -0.016149 | 0.011191 | 0.01182 | 0.86422 | 0.50502 | -0.23138 | 0.86422 | 0.82345 | 0.81353 | 0.36915 | -0.28394 | 0.81353 | 0.78124
17 | 0.3 | 0.47 | Southern | AL | Mobile-Rgnl.AP.722230 | 2 | 966489 | 23.9346 | 16.0315 | 45.3258 | 23.6143 | 21.7115 | 1061.3 | 0.30901 | -49.29 | 3.2554 | -2.9464 | -41.7192 | -0.72575 | -63.65 | 2.1927 | -2.9185 | -59.4849 | -0.78396 | -93.09 | 3.7018 | -4.4857 | -85.5944 | 0.30901 | -49.29 | 3.2554 | -2.9464 | -41.7192 | 0.33419 | -50.92 | 3.3889 | -3.0547 | -43.0099 | 0.030574 | 0.73178 | 0.49015 | 1.3858 | 32.4482 | 0.0094477 | -0.022189 | -0.023969 | 0.0094477 | 0.010217 | -1.507 | -1.946 | -2.8461 | -1.507 | -1.5568 | -1.2755 | -1.8187 | -2.617 | -1.2755 | -1.315 | 0.025014 | 0.59869 | 0.401 | 1.1338 | 26.5469 | 0.0077295 | -0.018154 | -0.01961 | 0.0077295 | 0.0083592 | -1.2329 | -1.5921 | -2.3285 | -1.2329 | -1.2737 | -1.0435 | -1.4879 | -2.141 | -1.0435 | -1.0758
18 | 0.3 | 0.42 | Southern | AL | Mobile-Rgnl.AP.722230 | 2 | 966489 | 24.5361 | 15.3067 | 44.9774 | 24.2077 | 20.7697 | 1039.12 | 0.65738 | -27.11 | 2.6619 | -2.0046 | -20.5138 | -0.37739 | -41.47 | 1.5993 | -1.9767 | -38.2795 | -0.43559 | -70.91 | 3.1083 | -3.5439 | -64.389 | 0.65738 | -27.11 | 2.6619 | -2.0046 | -20.5138 | 0.68256 | -28.74 | 2.7954 | -2.1129 | -21.8045 | 0.030574 | 0.75017 | 0.46799 | 1.3751 | 31.77 | 0.020099 | -0.011538 | -0.013318 | 0.020099 | 0.020868 | -0.82886 | -1.2679 | -2.168 | -0.82886 | -0.8787 | -0.62719 | -1.1704 | -1.9686 | -0.62719 | -0.66665 | 0.025014 | 0.61373 | 0.38287 | 1.125 | 25.9921 | 0.016443 | -0.0094397 | -0.010896 | 0.016443 | 0.017073 | -0.67812 | -1.0373 | -1.7737 | -0.67812 | -0.71889 | -0.51312 | -0.9575 | -1.6106 | -0.51312 | -0.54541
19 | 0.3 | 0.37 | Southern | AL | Mobile-Rgnl.AP.722230 | 2 | 966489 | 25.1572 | 14.6827 | 44.7783 | 24.8205 | 19.9577 | 1021.46 | 0.85651 | -9.45 | 2.0491 | -1.1926 | -4.0137 | -0.17826 | -23.81 | 0.98646 | -1.1647 | -21.7794 | -0.23647 | -53.25 | 2.4955 | -2.732 | -47.8889 | 0.85651 | -9.45 | 2.0491 | -1.1926 | -4.0137 | 0.88168 | -11.08 | 2.1826 | -1.3009 | -5.3044 | 0.030574 | 0.76916 | 0.44891 | 1.369 | 31.2301 | 0.026187 | -0.0054501 | -0.0072298 | 0.026187 | 0.026957 | -0.28892 | -0.72797 | -1.6281 | -0.28892 | -0.33876 | -0.12272 | -0.66588 | -1.4642 | -0.12272 | -0.16218 | 0.025014 | 0.62927 | 0.36727 | 1.1201 | 25.5503 | 0.021424 | -0.0044589 | -0.0059149 | 0.021424 | 0.022054 | -0.23638 | -0.59557 | -1.332 | -0.23638 | -0.27715 | -0.1004 | -0.54478 | -1.1979 | -0.1004 | -0.13268
20 | 0.3 | 0.32 | Southern | AL | Mobile-Rgnl.AP.722230 | 2 | 966489 | 25.8591 | 14.05 | 44.6427 | 25.5131 | 19.1296 | 1004.4 | 0.9921 | 7.61 | 1.3566 | -0.36446 | 11.6278 | -0.042667 | -6.75 | 0.2939 | -0.33656 | -6.1378 | -0.10088 | -36.19 | 1.803 | -1.9038 | -32.2473 | 0.9921 | 7.61 | 1.3566 | -0.36446 | 11.6278 | 1.0173 | 5.98 | 1.4901 | -0.47279 | 10.3372 | 0.030574 | 0.79062 | 0.42956 | 1.3649 | 30.7085 | 0.030332 | -0.0013045 | -0.0030842 | 0.030332 | 0.031102 | 0.23267 | -0.20637 | -1.1065 | 0.23267 | 0.18283 | 0.35551 | -0.18766 | -0.98593 | 0.35551 | 0.31605 | 0.025014 | 0.64683 | 0.35144 | 1.1167 | 25.1236 | 0.024816 | -0.0010673 | -0.0025233 | 0.024816 | 0.025446 | 0.19035 | -0.16884 | -0.90524 | 0.19035 | 0.14958 | 0.29085 | -0.15353 | -0.80662 | 0.29085 | 0.25857
21 | 0.3 | 0.27 | Southern | AL | Mobile-Rgnl.AP.722230 | 2 | 966489 | 26.319 | 13.661 | 44.5682 | 25.9669 | 18.6013 | 993.7 | 1.0666 | 18.31 | 0.90278 | 0.1638 | 21.3938 | 0.031813 | 3.95 | -0.15988 | 0.1917 | 3.6282 | -0.026396 | -25.49 | 1.3492 | -1.3756 | -22.4813 | 1.0666 | 18.31 | 0.90278 | 0.1638 | 21.3938 | 1.0918 | 16.68 | 1.0363 | 0.055475 | 20.1031 | 0.030574 | 0.80468 | 0.41767 | 1.3626 | 30.3814 | 0.03261 | 0.00097266 | -0.00080703 | 0.03261 | 0.033379 | 0.55981 | 0.12077 | -0.77933 | 0.55981 | 0.50997 | 0.65409 | 0.11093 | -0.68734 | 0.65409 | 0.61463 | 0.025014 | 0.65833 | 0.34171 | 1.1148 | 24.8559 | 0.026679 | 0.00079576 | -0.00066026 | 0.026679 | 0.027309 | 0.458 | 0.098803 | -0.63759 | 0.458 | 0.41723 | 0.53513 | 0.090753 | -0.56234 | 0.53513 | 0.50285
22 | 0.3 | 0.23 | Southern | AL | Mobile-Rgnl.AP.722230 | 2 | 966489 | 26.6066 | 13.463 | 44.5713 | 26.2506 | 18.3206 | 988.6 | 1.0635 | 23.41 | 0.61902 | 0.44447 | 25.8318 | 0.028722 | 9.05 | -0.44365 | 0.47237 | 8.0661 | -0.029487 | -20.39 | 1.0654 | -1.0949 | -18.0434 | 1.0635 | 23.41 | 0.61902 | 0.44447 | 25.8318 | 1.0887 | 21.78 | 0.75251 | 0.33615 | 24.5411 | 0.030574 | 0.81347 | 0.41162 | 1.3627 | 30.2254 | 0.032515 | 0.00087816 | -0.00090153 | 0.032515 | 0.033285 | 0.71574 | 0.27669 | -0.6234 | 0.71574 | 0.6659 | 0.78978 | 0.24661 | -0.55166 | 0.78978 | 0.75032 | 0.025014 | 0.66553 | 0.33676 | 1.1149 | 24.7284 | 0.026602 | 0.00071845 | -0.00073757 | 0.026602 | 0.027231 | 0.58557 | 0.22637 | -0.51003 | 0.58557 | 0.54479 | 0.64614 | 0.20176 | -0.45133 | 0.64614 | 0.61386
23 | 0.3 | 0.19 | Southern | AL | Mobile-Rgnl.AP.722230 | 2 | 966489 | 27.3037 | 12.898 | 44.5236 | 26.9384 | 17.5852 | 974.5 | 1.1111 | 37.51 | -0.068766 | 1.1799 | 38.441 | 0.076362 | 23.15 | -1.1314 | 1.2078 | 20.6754 | 0.018152 | -6.29 | 0.37763 | -0.35948 | -5.4341 | 1.1111 | 37.51 | -0.068766 | 1.1799 | 38.441 | 1.1363 | 35.88 | 0.064729 | 1.0716 | 37.1504 | 0.030574 | 0.83478 | 0.39434 | 1.3613 | 29.7943 | 0.033972 | 0.0023347 | 0.00055499 | 0.033972 | 0.034741 | 1.1468 | 0.70779 | -0.19231 | 1.1468 | 1.097 | 1.1753 | 0.63213 | -0.16614 | 1.1753 | 1.1358 | 0.025014 | 0.68296 | 0.32262 | 1.1137 | 24.3757 | 0.027793 | 0.0019101 | 0.00045406 | 0.027793 | 0.028423 | 0.93826 | 0.57906 | -0.15734 | 0.93826 | 0.89749 | 0.96155 | 0.51716 | -0.13593 | 0.96155 | 0.92926
24 | 0.3 | 0.17 | Southern | AL | Mobile-Rgnl.AP.722230 | 2 | 966489 | 27.6863 | 12.6201 | 44.5418 | 27.316 | 17.2258 | 968.21 | 1.093 | 43.8 | -0.44639 | 1.5394 | 43.8751 | 0.058209 | 29.44 | -1.5091 | 1.5673 | 26.1095 | 0 | 0 | 0 | 0 | 0 | 1.093 | 43.8 | -0.44639 | 1.5394 | 43.8751 | 1.1181 | 42.17 | -0.3129 | 1.431 | 42.5845 | 0.030574 | 0.84648 | 0.38585 | 1.3618 | 29.602 | 0.033417 | 0.0017797 | 0 | 0.033417 | 0.034186 | 1.3391 | 0.9001 | 0 | 1.3391 | 1.2893 | 1.3414 | 0.79827 | 0 | 1.3414 | 1.302 | 0.025014 | 0.69253 | 0.31567 | 1.1141 | 24.2183 | 0.027339 | 0.001456 | 0 | 0.027339 | 0.027969 | 1.0956 | 0.7364 | 0 | 1.0956 | 1.0548 | 1.0975 | 0.65309 | 0 | 1.0975 | 1.0652
25 | 0.28 | 0.47 | Southern | AL | Mobile-Rgnl.AP.722230 | 2 | 966489 | 23.6302 | 15.9204 | 44.8702 | 23.3139 | 21.5563 | 1051.91 | 0.76457 | -39.9 | 3.5558 | -2.7912 | -31.2179 | -0.2702 | -54.26 | 2.4931 | -2.7633 | -48.9835 | -0.32841 | -83.7 | 4.0022 | -4.3306 | -75.093 | 0.76457 | -39.9 | 3.5558 | -2.7912 | -31.2179 | 0.78974 | -41.53 | 3.6893 | -2.8995 | -32.5086 | 0.030574 | 0.72247 | 0.48675 | 1.3719 | 32.1611 | 0.023376 | -0.008261 | -0.010041 | 0.023376 | 0.024146 | -1.2199 | -1.6589 | -2.559 | -1.2199 | -1.2697 | -0.95446 | -1.4976 | -2.2959 | -0.95446 | -0.99392 | 0.025014 | 0.59107 | 0.39823 | 1.1224 | 26.312 | 0.019125 | -0.0067586 | -0.0082146 | 0.019125 | 0.019754 | -0.99804 | -1.3572 | -2.0936 | -0.99804 | -1.0388 | -0.78087 | -1.2253 | -1.8783 | -0.78087 | -0.81315
26 | 0.28 | 0.42 | Southern | AL | Mobile-Rgnl.AP.722230 | 2 | 966489 | 24.1406 | 15.312 | 44.5677 | 23.8174 | 20.7503 | 1032.87 | 1.0671 | -20.86 | 3.0522 | -1.9851 | -12.9923 | 0.032311 | -35.22 | 1.9896 | -1.9572 | -30.758 | -0.025898 | -64.66 | 3.4986 | -3.5245 | -56.8675 | 1.0671 | -20.86 | 3.0522 | -1.9851 | -12.9923 | 1.0923 | -22.49 | 3.1857 | -2.0935 | -14.283 | 0.030574 | 0.73808 | 0.46815 | 1.3626 | 31.5789 | 0.032625 | 0.00098788 | -0.00079181 | 0.032625 | 0.033394 | -0.63777 | -1.0768 | -1.9769 | -0.63777 | -0.68761 | -0.39723 | -0.94039 | -1.7387 | -0.39723 | -0.43669 | 0.025014 | 0.60384 | 0.38301 | 1.1148 | 25.8357 | 0.026691 | 0.00080821 | -0.00064781 | 0.026691 | 0.027321 | -0.52178 | -0.88098 | -1.6174 | -0.52178 | -0.56255 | -0.32498 | -0.76937 | -1.4225 | -0.32498 | -0.35727
27 | 0.28 | 0.37 | Southern | AL | Mobile-Rgnl.AP.722230 | 2 | 966489 | 24.6514 | 14.7877 | 44.3875 | 24.3215 | 20.0661 | 1017.81 | 1.2472 | -5.8 | 2.5482 | -1.301 | 1.1289 | 0.21246 | -20.16 | 1.4855 | -1.2731 | -16.6367 | 0.15425 | -49.6 | 2.9946 | -2.8403 | -42.7462 | 1.2472 | -5.8 | 2.5482 | -1.301 | 1.1289 | 1.2724 | -7.43 | 2.6817 | -1.4093 | -0.16177 | 0.030574 | 0.75369 | 0.45212 | 1.3571 | 31.1185 | 0.038133 | 0.0064956 | 0.0047159 | 0.038133 | 0.038902 | -0.17733 | -0.61637 | -1.5165 | -0.17733 | -0.22716 | 0.034515 | -0.50865 | -1.3069 | 0.034515 | -0.004946 | 0.025014 | 0.61662 | 0.36989 | 1.1103 | 25.459 | 0.031197 | 0.0053143 | 0.0038582 | 0.031197 | 0.031827 | -0.14508 | -0.50427 | -1.2407 | -0.14508 | -0.18585 | 0.028238 | -0.41614 | -1.0692 | 0.028238 | -0.0040465
28 | 0.28 | 0.32 | Southern | AL | Mobile-Rgnl.AP.722230 | 2 | 966489 | 25.2664 | 14.2216 | 44.2512 | 24.9281 | 19.3231 | 1002.3 | 1.3836 | 9.71 | 1.9415 | -0.55796 | 15.4205 | 0.34878 | -4.65 | 0.87884 | -0.53006 | -2.3451 | 0.29057 | -34.09 | 2.3879 | -2.0973 | -28.4546 | 1.3836 | 9.71 | 1.9415 | -0.55796 | 15.4205 | 1.4087 | 8.08 | 2.075 | -0.66628 | 14.1298 | 0.030574 | 0.77249 | 0.43481 | 1.3529 | 30.6443 | 0.042301 | 0.010664 | 0.008884 | 0.042301 | 0.04307 | 0.29687 | -0.14217 | -1.0423 | 0.29687 | 0.24704 | 0.47147 | -0.071701 | -0.86997 | 0.47147 | 0.43201 | 0.025014 | 0.632 | 0.35573 | 1.1069 | 25.0711 | 0.034607 | 0.0087243 | 0.0072683 | 0.034607 | 0.035237 | 0.24288 | -0.11631 | -0.85271 | 0.24288 | 0.20211 | 0.38572 | -0.05866 | -0.71175 | 0.38572 | 0.35344
29 | 0.28 | 0.27 | Southern | AL | Mobile-Rgnl.AP.722230 | 2 | 966489 | 25.7482 | 13.8095 | 44.1747 | 25.4034 | 18.7713 | 991.12 | 1.4601 | 20.89 | 1.4662 | -0.006131 | 25.5995 | 0.4253 | 6.53 | 0.40353 | 0.021771 | 7.8339 | 0.36709 | -22.91 | 1.9126 | -1.5455 | -18.2756 | 1.4601 | 20.89 | 1.4662 | -0.006131 | 25.5995 | 1.4852 | 19.26 | 1.5997 | -0.11445 | 24.3088 | 0.030574 | 0.78723 | 0.42221 | 1.3506 | 30.3025 | 0.04464 | 0.013003 | 0.011223 | 0.04464 | 0.04541 | 0.63869 | 0.19965 | -0.70045 | 0.63869 | 0.58885 | 0.78268 | 0.23951 | -0.55876 | 0.78268 | 0.74322 | 0.025014 | 0.64405 | 0.34542 | 1.105 | 24.7914 | 0.036521 | 0.010638 | 0.0091822 | 0.036521 | 0.037151 | 0.52253 | 0.16334 | -0.57306 | 0.52253 | 0.48176 | 0.64033 | 0.19595 | -0.45714 | 0.64033 | 0.60805
30 | 0.28 | 0.23 | Southern | AL | Mobile-Rgnl.AP.722230 | 2 | 966489 | 26.1568 | 13.4918 | 44.1457 | 25.8067 | 18.339 | 982.82 | 1.4891 | 29.19 | 1.063 | 0.42612 | 33.0288 | 0.45432 | 14.83 | 0.00029702 | 0.45402 | 15.2631 | 0.39611 | -14.61 | 1.5094 | -1.1132 | -10.8464 | 1.4891 | 29.19 | 1.063 | 0.42612 | 33.0288 | 1.5143 | 27.56 | 1.1965 | 0.3178 | 31.7381 | 0.030574 | 0.79972 | 0.4125 | 1.3497 | 30.0487 | 0.045527 | 0.01389 | 0.012111 | 0.045527 | 0.046297 | 0.89245 | 0.45341 | -0.44669 | 0.89245 | 0.84262 | 1.0098 | 0.46665 | -0.33162 | 1.0098 | 0.97036 | 0.025014 | 0.65427 | 0.33748 | 1.1042 | 24.5838 | 0.037247 | 0.011364 | 0.0099082 | 0.037247 | 0.037877 | 0.73014 | 0.37095 | -0.36545 | 0.73014 | 0.68937 | 0.82617 | 0.38178 | -0.27131 | 0.82617 | 0.79388
31 | 0.28 | 0.19 | Southern | AL | Mobile-Rgnl.AP.722230 | 2 | 966489 | 26.8484 | 12.9215 | 44.0862 | 26.4891 | 17.5971 | 968.43 | 1.5485 | 43.58 | 0.38053 | 1.168 | 45.9498 | 0.51378 | 29.22 | -0.68214 | 1.1959 | 28.1841 | 0.45557 | -0.22 | 0.82692 | -0.37135 | 2.0746 | 1.5485 | 43.58 | 0.38053 | 1.168 | 45.9498 | 1.5737 | 41.95 | 0.51402 | 1.0597 | 44.6591 | 0.030574 | 0.82086 | 0.39506 | 1.3479 | 29.6088 | 0.047345 | 0.015708 | 0.013929 | 0.047345 | 0.048115 | 1.3324 | 0.89337 | -0.0067263 | 1.3324 | 1.2826 | 1.4049 | 0.8617 | 0.063429 | 1.4049 | 1.3654 | 0.025014 | 0.67157 | 0.32321 | 1.1028 | 24.2238 | 0.038735 | 0.012852 | 0.011395 | 0.038735 | 0.039364 | 1.0901 | 0.7309 | -0.005503 | 1.0901 | 1.0493 | 1.1494 | 0.70498 | 0.051894 | 1.1494 | 1.1171
32 | 0.28 | 0.17 | Southern | AL | Mobile-Rgnl.AP.722230 | 2 | 966489 | 27.2215 | 12.6455 | 44.0934 | 26.8572 | 17.2362 | 961.96 | 1.5413 | 50.05 | 0.012441 | 1.5289 | 51.5983 | 0.50655 | 35.69 | -1.0502 | 1.5568 | 33.8326 | 0.44835 | 6.25 | 0.45884 | -0.01049 | 7.7231 | 1.5413 | 50.05 | 0.012441 | 1.5289 | 51.5983 | 1.5665 | 48.42 | 0.14594 | 1.4206 | 50.3076 | 0.030574 | 0.83227 | 0.38662 | 1.3481 | 29.4109 | 0.047124 | 0.015487 | 0.013708 | 0.047124 | 0.047894 | 1.5302 | 1.0912 | 0.19109 | 1.5302 | 1.4804 | 1.5776 | 1.0344 | 0.23613 | 1.5776 | 1.5381 | 0.025014 | 0.68091 | 0.31631 | 1.1029 | 24.062 | 0.038554 | 0.012671 | 0.011215 | 0.038554 | 0.039184 | 1.2519 | 0.89273 | 0.15633 | 1.2519 | 1.2112 | 1.2907 | 0.84627 | 0.19318 | 1.2907 | 1.2584
33 | 0.27 | 0.47 | Southern | AL | Mobile-Rgnl.AP.722230 | 2 | 966489 | 23.4409 | 15.9104 | 44.661 | 23.127 | 21.534 | 1048.48 | 0.97373 | -36.47 | 3.7426 | -2.7689 | -27.1796 | -0.061032 | -50.83 | 2.68 | -2.741 | -44.9452 | -0.11924 | -80.27 | 4.189 | -4.3083 | -71.0547 | 0.97373 | -36.47 | 3.7426 | -2.7689 | -27.1796 | 0.99891 | -38.1 | 3.8761 | -2.8772 | -28.4702 | 0.030574 | 0.71668 | 0.48644 | 1.3655 | 32.0562 | 0.029771 | -0.001866 | -0.0036457 | 0.029771 | 0.030541 | -1.115 | -1.5541 | -2.4542 | -1.115 | -1.1649 | -0.83099 | -1.3742 | -2.1724 | -0.83099 | -0.87045 | 0.025014 | 0.58634 | 0.39798 | 1.1171 | 26.2262 | 0.024357 | -0.0015266 | -0.0029826 | 0.024357 | 0.024986 | -0.91224 | -1.2714 | -2.0078 | -0.91224 | -0.95302 | -0.67986 | -1.1242 | -1.7773 | -0.67986 | -0.71214
34 | 0.27 | 0.42 | Southern | AL | Mobile-Rgnl.AP.722230 | 2 | 966489 | 23.9357 | 15.3214 | 44.3716 | 23.6151 | 20.7565 | 1030.15 | 1.2632 | -18.14 | 3.2546 | -1.9914 | -9.6416 | 0.22839 | -32.5 | 2.1919 | -1.9635 | -27.4073 | 0.17018 | -61.94 | 3.701 | -3.5308 | -53.5168 | 1.2632 | -18.14 | 3.2546 | -1.9914 | -9.6416 | 1.2883 | -19.77 | 3.3881 | -2.0997 | -10.9323 | 0.030574 | 0.73181 | 0.46844 | 1.3566 | 31.4958 | 0.03862 | 0.0069827 | 0.005203 | 0.03862 | 0.039389 | -0.55461 | -0.99365 | -1.8938 | -0.55461 | -0.60445 | -0.29478 | -0.83795 | -1.6362 | -0.29478 | -0.33424 | 0.025014 | 0.59872 | 0.38324 | 1.1099 | 25.7677 | 0.031596 | 0.0057128 | 0.0042567 | 0.031596 | 0.032226 | -0.45375 | -0.81294 | -1.5493 | -0.45375 | -0.49452 | -0.24117 | -0.68555 | -1.3386 | -0.24117 | -0.27346
35 | 0.27 | 0.37 | Southern | AL | Mobile-Rgnl.AP.722230 | 2 | 966489 | 24.3654 | 14.8936 | 44.2273 | 24.0391 | 20.1883 | 1017.72 | 1.4074 | -5.71 | 2.8306 | -1.4231 | 1.9932 | 0.37267 | -20.07 | 1.7679 | -1.3952 | -15.7724 | 0.31446 | -49.51 | 3.277 | -2.9625 | -41.8819 | 1.4074 | -5.71 | 2.8306 | -1.4231 | 1.9932 | 1.4326 | -7.34 | 2.9641 | -1.5315 | 0.70257 | 0.030574 | 0.74495 | 0.45536 | 1.3522 | 31.1157 | 0.043031 | 0.011394 | 0.0096144 | 0.043031 | 0.043801 | -0.17458 | -0.61362 | -1.5137 | -0.17458 | -0.22441 | 0.060941 | -0.48223 | -1.2805 | 0.060941 | 0.02148 | 0.025014 | 0.60946 | 0.37254 | 1.1063 | 25.4568 | 0.035205 | 0.0093218 | 0.0078658 | 0.035205 | 0.035835 | -0.14283 | -0.50202 | -1.2384 | -0.14283 | -0.1836 | 0.049858 | -0.39452 | -1.0476 | 0.049858 | 0.017574
36 | 0.27 | 0.32 | Southern | AL | Mobile-Rgnl.AP.722230 | 2 | 966489 | 24.9201 | 14.3775 | 44.0963 | 24.5864 | 19.5099 | 1003.46 | 1.5385 | 8.55 | 2.2832 | -0.74473 | 15.1578 | 0.50371 | -5.81 | 1.2205 | -0.71683 | -2.6078 | 0.4455 | -35.25 | 2.7296 | -2.2841 | -28.7173 | 1.5385 | 8.55 | 2.2832 | -0.74473 | 15.1578 | 1.5636 | 6.92 | 2.4167 | -0.85306 | 13.8671 | 0.030574 | 0.76191 | 0.43958 | 1.3482 | 30.6798 | 0.047037 | 0.0154 | 0.013621 | 0.047037 | 0.047807 | 0.26141 | -0.17763 | -1.0777 | 0.26141 | 0.21157 | 0.46343 | -0.079732 | -0.878 | 0.46343 | 0.42397 | 0.025014 | 0.62334 | 0.35963 | 1.103 | 25.1001 | 0.038483 | 0.0126 | 0.011143 | 0.038483 | 0.039112 | 0.21387 | -0.14533 | -0.88173 | 0.21387 | 0.17309 | 0.37915 | -0.065231 | -0.71832 | 0.37915 | 0.34687
37 | 0.27 | 0.27 | Southern | AL | Mobile-Rgnl.AP.722230 | 2 | 966489 | 25.4513 | 13.8955 | 43.9747 | 25.1104 | 18.8643 | 989.94 | 1.6601 | 22.07 | 1.7592 | -0.099154 | 27.6305 | 0.62529 | 7.71 | 0.69654 | -0.071252 | 9.8649 | 0.56708 | -21.73 | 2.2056 | -1.6385 | -16.2446 | 1.6601 | 22.07 | 1.7592 | -0.099154 | 27.6305 | 1.6852 | 20.44 | 1.8927 | -0.20747 | 26.3399 | 0.030574 | 0.77815 | 0.42484 | 1.3445 | 30.2664 | 0.050755 | 0.019118 | 0.017338 | 0.050755 | 0.051524 | 0.67477 | 0.23573 | -0.66437 | 0.67477 | 0.62493 | 0.84478 | 0.30161 | -0.49666 | 0.84478 | 0.80531 | 0.025014 | 0.63663 | 0.34758 | 1.1 | 24.7619 | 0.041524 | 0.015641 | 0.014185 | 0.041524 | 0.042154 | 0.55205 | 0.19285 | -0.54354 | 0.55205 | 0.51128 | 0.69114 | 0.24676 | -0.40633 | 0.69114 | 0.65885
38 | 0.27 | 0.23 | Southern | AL | Mobile-Rgnl.AP.722230 | 2 | 966489 | 25.9311 | 13.5018 | 43.9299 | 25.5839 | 18.346 | 979.84 | 1.7049 | 32.17 | 1.2858 | 0.41911 | 36.7142 | 0.6701 | 17.81 | 0.22309 | 0.44701 | 18.9486 | 0.61189 | -11.63 | 1.7322 | -1.1203 | -7.1609 | 1.7049 | 32.17 | 1.2858 | 0.41911 | 36.7142 | 1.73 | 30.54 | 1.4193 | 0.31079 | 35.4236 | 0.030574 | 0.79282 | 0.4128 | 1.3431 | 29.9576 | 0.052125 | 0.020488 | 0.018708 | 0.052125 | 0.052894 | 0.98356 | 0.54452 | -0.35558 | 0.98356 | 0.93373 | 1.1225 | 0.57933 | -0.21894 | 1.1225 | 1.083 | 0.025014 | 0.64863 | 0.33773 | 1.0988 | 24.5093 | 0.042645 | 0.016762 | 0.015306 | 0.042645 | 0.043274 | 0.80469 | 0.44549 | -0.29091 | 0.80469 | 0.76391 | 0.91835 | 0.47397 | -0.17912 | 0.91835 | 0.88607
39 | 0.27 | 0.19 | Southern | AL | Mobile-Rgnl.AP.722230 | 2 | 966489 | 26.6128 | 12.9369 | 43.865 | 26.2565 | 17.6086 | 965.46 | 1.7697 | 46.55 | 0.61316 | 1.1566 | 49.6593 | 0.73496 | 32.19 | -0.44951 | 1.1845 | 31.8936 | 0.67675 | 2.75 | 1.0596 | -0.3828 | 5.7841 | 1.7697 | 46.55 | 0.61316 | 1.1566 | 49.6593 | 1.7949 | 44.92 | 0.74665 | 1.0482 | 48.3686 | 0.030574 | 0.81366 | 0.39553 | 1.3411 | 29.518 | 0.054108 | 0.022471 | 0.020691 | 0.054108 | 0.054877 | 1.4232 | 0.98418 | 0.084078 | 1.4232 | 1.3734 | 1.5183 | 0.97511 | 0.17684 | 1.5183 | 1.4788 | 0.025014 | 0.66568 | 0.3236 | 1.0972 | 24.1496 | 0.044267 | 0.018384 | 0.016928 | 0.044267 | 0.044897 | 1.1644 | 0.80519 | 0.068787 | 1.1644 | 1.1236 | 1.2422 | 0.79777 | 0.14468 | 1.2422 | 1.2099
40 | 0.27 | 0.17 | Southern | AL | Mobile-Rgnl.AP.722230 | 2 | 966489 | 26.9855 | 12.6608 | 43.8718 | 26.6243 | 17.2475 | 958.98 | 1.763 | 53.03 | 0.24537 | 1.5176 | 55.3203 | 0.72824 | 38.67 | -0.8173 | 1.5455 | 37.5546 | 0.67004 | 9.23 | 0.69176 | -0.021724 | 11.4451 | 1.763 | 53.03 | 0.24537 | 1.5176 | 55.3203 | 1.7882 | 51.4 | 0.37886 | 1.4093 | 54.0296 | 0.030574 | 0.82506 | 0.38709 | 1.3413 | 29.3198 | 0.053902 | 0.022265 | 0.020486 | 0.053902 | 0.054672 | 1.6213 | 1.1823 | 0.2822 | 1.6213 | 1.5715 | 1.6914 | 1.1482 | 0.34992 | 1.6914 | 1.6519 | 0.025014 | 0.675 | 0.31669 | 1.0974 | 23.9875 | 0.044099 | 0.018216 | 0.01676 | 0.044099 | 0.044729 | 1.3265 | 0.96727 | 0.23087 | 1.3265 | 1.2857 | 1.3838 | 0.93937 | 0.28628 | 1.3838 | 1.3515
41 | 0.26 | 0.47 | Southern | AL | Mobile-Rgnl.AP.722230 | 2 | 966489 | 23.2605 | 15.8966 | 44.4569 | 22.9489 | 21.508 | 1045.05 | 1.1779 | -33.04 | 3.9207 | -2.7429 | -23.1698 | 0.14311 | -47.4 | 2.8581 | -2.715 | -40.9355 | 0.084903 | -76.84 | 4.3671 | -4.2822 | -67.045 | 1.1779 | -33.04 | 3.9207 | -2.7429 | -23.1698 | 1.2031 | -34.67 | 4.0542 | -2.8512 | -24.4605 | 0.030574 | 0.71117 | 0.48602 | 1.3592 | 31.9513 | 0.036012 | 0.0043755 | 0.0025958 | 0.036012 | 0.036782 | -1.0102 | -1.4492 | -2.3493 | -1.0102 | -1.06 | -0.70839 | -1.2516 | -2.0498 | -0.70839 | -0.74785 | 0.025014 | 0.58183 | 0.39763 | 1.112 | 26.1404 | 0.029463 | 0.0035797 | 0.0021237 | 0.029463 | 0.030093 | -0.82645 | -1.1856 | -1.922 | -0.82645 | -0.86722 | -0.57956 | -1.0239 | -1.677 | -0.57956 | -0.61184
42 | 0.26 | 0.42 | Southern | AL | Mobile-Rgnl.AP.722230 | 2 | 966489 | 23.7352 | 15.3267 | 44.1665 | 23.4173 | 20.7492 | 1027.06 | 1.4682 | -15.05 | 3.4523 | -1.9841 | -5.9157 | 0.43346 | -29.41 | 2.3897 | -1.9562 | -23.6813 | 0.37525 | -58.85 | 3.8987 | -3.5235 | -49.7908 | 1.4682 | -15.05 | 3.4523 | -1.9841 | -5.9157 | 1.4934 | -16.68 | 3.5858 | -2.0924 | -7.2063 | 0.030574 | 0.72568 | 0.4686 | 1.3503 | 31.4013 | 0.044889 | 0.013252 | 0.011473 | 0.044889 | 0.045659 | -0.46014 | -0.89918 | -1.7993 | -0.46014 | -0.50997 | -0.18087 | -0.72403 | -1.5223 | -0.18087 | -0.22033 | 0.025014 | 0.5937 | 0.38338 | 1.1048 | 25.6904 | 0.036725 | 0.010842 | 0.0093862 | 0.036725 | 0.037355 | -0.37645 | -0.73565 | -1.472 | -0.37645 | -0.41723 | -0.14797 | -0.59235 | -1.2454 | -0.14797 | -0.18026
43 | 0.26 | 0.37 | Southern | AL | Mobile-Rgnl.AP.722230 | 2 | 966489 | 24.0795 | 14.9991 | 44.0724 | 23.757 | 20.3154 | 1017.8 | 1.5624 | -5.79 | 3.1127 | -1.5503 | 2.6858 | 0.52764 | -20.15 | 2.05 | -1.5224 | -15.0798 | 0.46943 | -49.59 | 3.5591 | -3.0896 | -41.1893 | 1.5624 | -5.79 | 3.1127 | -1.5503 | 2.6858 | 1.5876 | -7.42 | 3.2462 | -1.6586 | 1.3952 | 0.030574 | 0.73621 | 0.45858 | 1.3475 | 31.1182 | 0.047769 | 0.016132 | 0.014352 | 0.047769 | 0.048539 | -0.17702 | -0.61607 | -1.5162 | -0.17702 | -0.22686 | 0.082116 | -0.46105 | -1.2593 | 0.082116 | 0.042655 | 0.025014 | 0.60231 | 0.37518 | 1.1024 | 25.4588 | 0.039081 | 0.013198 | 0.011742 | 0.039081 | 0.039711 | -0.14483 | -0.50402 | -1.2404 | -0.14483 | -0.1856 | 0.067182 | -0.3772 | -1.0303 | 0.067182 | 0.034898
44 | 0.26 | 0.32 | Southern | AL | Mobile-Rgnl.AP.722230 | 2 | 966489 | 24.5531 | 14.5635 | 43.9553 | 24.2243 | 19.731 | 1005.45 | 1.6795 | 6.56 | 2.6454 | -0.96589 | 14.0996 | 0.6447 | -7.8 | 1.5827 | -0.93799 | -3.6661 | 0.58649 | -37.24 | 3.0918 | -2.5053 | -29.7756 | 1.6795 | 6.56 | 2.6454 | -0.96589 | 14.0996 | 1.7046 | 4.93 | 2.7789 | -1.0742 | 12.8089 | 0.030574 | 0.75069 | 0.44526 | 1.3439 | 30.7406 | 0.051348 | 0.019711 | 0.017931 | 0.051348 | 0.052118 | 0.20057 | -0.23848 | -1.1386 | 0.20057 | 0.15073 | 0.43108 | -0.11209 | -0.91036 | 0.43108 | 0.39162 | 0.025014 | 0.61416 | 0.36428 | 1.0995 | 25.1498 | 0.042009 | 0.016126 | 0.01467 | 0.042009 | 0.042639 | 0.16409 | -0.19511 | -0.9315 | 0.16409 | 0.12332 | 0.35268 | -0.091701 | -0.74479 | 0.35268 | 0.3204
45 | 0.26 | 0.27 | Southern | AL | Mobile-Rgnl.AP.722230 | 2 | 966489 | 25.1609 | 13.9844 | 43.7919 | 24.8238 | 18.968 | 989.19 | 1.8429 | 22.82 | 2.0458 | -0.20292 | 29.1874 | 0.80811 | 8.46 | 0.98313 | -0.17502 | 11.4218 | 0.7499 | -20.98 | 2.4922 | -1.7423 | -14.6877 | 1.8429 | 22.82 | 2.0458 | -0.20292 | 29.1874 | 1.8681 | 21.19 | 2.1793 | -0.31124 | 27.8967 | 0.030574 | 0.76927 | 0.42756 | 1.3389 | 30.2435 | 0.056344 | 0.024707 | 0.022927 | 0.056344 | 0.057114 | 0.6977 | 0.25866 | -0.64144 | 0.6977 | 0.64786 | 0.89237 | 0.34921 | -0.44906 | 0.89237 | 0.85291 | 0.025014 | 0.62936 | 0.3498 | 1.0954 | 24.7431 | 0.046097 | 0.020214 | 0.018758 | 0.046097 | 0.046727 | 0.57081 | 0.21161 | -0.52478 | 0.57081 | 0.53004 | 0.73008 | 0.2857 | -0.36739 | 0.73008 | 0.6978
46 | 0.26 | 0.23 | Southern | AL | Mobile-Rgnl.AP.722230 | 2 | 966489 | 25.6963 | 13.5177 | 43.7052 | 25.352 | 18.3531 | 976.73 | 1.9296 | 35.28 | 1.5176 | 0.41198 | 40.5553 | 0.89482 | 20.92 | 0.45494 | 0.43988 | 22.7897 | 0.83661 | -8.52 | 1.964 | -1.1274 | -3.3198 | 1.9296 | 35.28 | 1.5176 | 0.41198 | 40.5553 | 1.9548 | 33.65 | 1.6511 | 0.30366 | 39.2647 | 0.030574 | 0.78564 | 0.41329 | 1.3362 | 29.8625 | 0.058995 | 0.027358 | 0.025579 | 0.058995 | 0.059765 | 1.0786 | 0.63961 | -0.26049 | 1.0786 | 1.0288 | 1.2399 | 0.69677 | -0.1015 | 1.2399 | 1.2005 | 0.025014 | 0.64275 | 0.33812 | 1.0932 | 24.4315 | 0.048266 | 0.022383 | 0.020927 | 0.048266 | 0.048895 | 0.88248 | 0.52328 | -0.21312 | 0.88248 | 0.84171 | 1.0144 | 0.57005 | -0.08304 | 1.0144 | 0.98215
47 | 0.26 | 0.19 | Southern | AL | Mobile-Rgnl.AP.722230 | 2 | 966489 | 26.3834 | 12.9475 | 43.6425 | 26.03 | 17.6125 | 962.33 | 1.9923 | 49.68 | 0.83966 | 1.1526 | 53.5133 | 0.95752 | 35.32 | -0.22301 | 1.1805 | 35.7477 | 0.89931 | 5.88 | 1.2861 | -0.38674 | 9.6382 | 1.9923 | 49.68 | 0.83966 | 1.1526 | 53.5133 | 2.0175 | 48.05 | 0.97315 | 1.0443 | 52.2226 | 0.030574 | 0.80664 | 0.39586 | 1.3343 | 29.4223 | 0.060912 | 0.029275 | 0.027495 | 0.060912 | 0.061682 | 1.5189 | 1.0799 | 0.17977 | 1.5189 | 1.4691 | 1.6361 | 1.0929 | 0.29468 | 1.6361 | 1.5967 | 0.025014 | 0.65994 | 0.32386 | 1.0917 | 24.0713 | 0.049834 | 0.023951 | 0.022495 | 0.049834 | 0.050464 | 1.2427 | 0.88348 | 0.14708 | 1.2427 | 1.2019 | 1.3386 | 0.89418 | 0.24108 | 1.3386 | 1.3063
48 | 0.26 | 0.17 | Southern | AL | Mobile-Rgnl.AP.722230 | 2 | 966489 | 26.7499 | 12.6751 | 43.6503 | 26.3916 | 17.2587 | 956 | 1.9844 | 56.01 | 0.478 | 1.5064 | 59.0382 | 0.94967 | 41.65 | -0.58467 | 1.5343 | 41.2726 | 0.89146 | 12.21 | 0.92439 | -0.032925 | 15.1631 | 1.9844 | 56.01 | 0.478 | 1.5064 | 59.0382 | 2.0096 | 54.38 | 0.61149 | 1.3981 | 57.7476 | 0.030574 | 0.81785 | 0.38753 | 1.3346 | 29.2287 | 0.060672 | 0.029035 | 0.027256 | 0.060672 | 0.061442 | 1.7124 | 1.2734 | 0.37331 | 1.7124 | 1.6626 | 1.805 | 1.2619 | 0.4636 | 1.805 | 1.7656 | 0.025014 | 0.66911 | 0.31705 | 1.0918 | 23.9129 | 0.049638 | 0.023755 | 0.022299 | 0.049638 | 0.050268 | 1.401 | 1.0418 | 0.30542 | 1.401 | 1.3602 | 1.4768 | 1.0324 | 0.37928 | 1.4768 | 1.4445
49 | 0.25 | 0.47 | Southern | AL | Mobile-Rgnl.AP.722230 | 2 | 966489 | 23.0757 | 15.8823 | 44.2486 | 22.7665 | 21.482 | 1041.57 | 1.3862 | -29.56 | 4.1031 | -2.7169 | -19.0883 | 0.35143 | -43.92 | 3.0404 | -2.689 | -36.8539 | 0.29322 | -73.36 | 4.5495 | -4.2563 | -62.9634 | 1.3862 | -29.56 | 4.1031 | -2.7169 | -19.0883 | 1.4114 | -31.19 | 4.2366 | -2.8252 | -20.379 | 0.030574 | 0.70552 | 0.48559 | 1.3529 | 31.8449 | 0.042381 | 0.010745 | 0.0089648 | 0.042381 | 0.043151 | -0.90377 | -1.3428 | -2.2429 | -0.90377 | -0.9536 | -0.5836 | -1.1268 | -1.925 | -0.5836 | -0.62307 | 0.025014 | 0.57721 | 0.39727 | 1.1068 | 26.0533 | 0.034674 | 0.0087904 | 0.0073344 | 0.034674 | 0.035303 | -0.7394 | -1.0986 | -1.835 | -0.7394 | -0.78017 | -0.47747 | -0.92185 | -1.5749 | -0.47747 | -0.50975
50 | 0.25 | 0.42 | Southern | AL | Mobile-Rgnl.AP.722230 | 2 | 966489 | 23.5303 | 15.3267 | 43.9571 | 23.215 | 20.7421 | 1023.9 | 1.6777 | -11.89 | 3.6547 | -1.977 | -2.1143 | 0.64294 | -26.25 | 2.592 | -1.9491 | -19.8799 | 0.58473 | -55.69 | 4.1011 | -3.5163 | -45.9894 | 1.6777 | -11.89 | 3.6547 | -1.977 | -2.1143 | 1.7029 | -13.52 | 3.7882 | -2.0853 | -3.405 | 0.030574 | 0.71941 | 0.4686 | 1.3439 | 31.3047 | 0.051294 | 0.019657 | 0.017878 | 0.051294 | 0.052064 | -0.36352 | -0.80257 | -1.7027 | -0.36352 | -0.41336 | -0.064643 | -0.60781 | -1.4061 | -0.064643 | -0.1041 | 0.025014 | 0.58858 | 0.38338 | 1.0995 | 25.6113 | 0.041965 | 0.016082 | 0.014626 | 0.041965 | 0.042595 | -0.29741 | -0.65661 | -1.393 | -0.29741 | -0.33818 | -0.052886 | -0.49727 | -1.1504 | -0.052886 | -0.08517
51 | 0.25 | 0.37 | Southern | AL | Mobile-Rgnl.AP.722230 | 2 | 966489 | 23.7925 | 15.1188 | 43.9258 | 23.4738 | 20.452 | 1018.17 | 1.709 | -6.16 | 3.3959 | -1.6869 | 3.0788 | 0.6742 | -20.52 | 2.3332 | -1.659 | -14.6868 | 0.61599 | -49.96 | 3.8423 | -3.2263 | -40.7963 | 1.709 | -6.16 | 3.3959 | -1.6869 | 3.0788 | 1.7341 | -7.79 | 3.5294 | -1.7952 | 1.7882 | 0.030574 | 0.72743 | 0.46224 | 1.343 | 31.1295 | 0.05225 | 0.020613 | 0.018833 | 0.05225 | 0.05302 | -0.18834 | -0.62738 | -1.5275 | -0.18834 | -0.23817 | 0.094132 | -0.44903 | -1.2473 | 0.094132 | 0.054672 | 0.025014 | 0.59513 | 0.37817 | 1.0987 | 25.468 | 0.042747 | 0.016864 | 0.015408 | 0.042747 | 0.043377 | -0.15408 | -0.51328 | -1.2497 | -0.15408 | -0.19486 | 0.077013 | -0.36737 | -1.0205 | 0.077013 | 0.044728
52 | 0.25 | 0.32 | Southern | AL | Mobile-Rgnl.AP.722230 | 2 | 966489 | 24.1832 | 14.7624 | 43.8282 | 23.8592 | 19.969 | 1007.95 | 1.8066 | 4.06 | 3.0104 | -1.2039 | 12.5282 | 0.77181 | -10.3 | 1.9478 | -1.1759 | -5.2375 | 0.71361 | -39.74 | 3.4568 | -2.7432 | -31.347 | 1.8066 | 4.06 | 3.0104 | -1.2039 | 12.5282 | 1.8318 | 2.43 | 3.1439 | -1.3122 | 11.2375 | 0.030574 | 0.73938 | 0.45135 | 1.34 | 30.817 | 0.055234 | 0.023597 | 0.021818 | 0.055234 | 0.056004 | 0.12413 | -0.31491 | -1.215 | 0.12413 | 0.074295 | 0.38304 | -0.16013 | -0.9584 | 0.38304 | 0.34357 | 0.025014 | 0.60491 | 0.36926 | 1.0963 | 25.2124 | 0.045189 | 0.019306 | 0.01785 | 0.045189 | 0.045819 | 0.10155 | -0.25764 | -0.99404 | 0.10155 | 0.060783 | 0.31337 | -0.13101 | -0.7841 | 0.31337 | 0.28109
53 | 0.25 | 0.27 | Southern | AL | Mobile-Rgnl.AP.722230 | 2 | 966489 | 24.8647 | 14.0797 | 43.6077 | 24.5316 | 19.0761 | 988.5 | 2.0271 | 23.51 | 2.338 | -0.31094 | 30.7006 | 0.99232 | 9.15 | 1.2754 | -0.28304 | 12.9349 | 0.93411 | -20.29 | 2.7844 | -1.8503 | -13.1746 | 2.0271 | 23.51 | 2.338 | -0.31094 | 30.7006 | 2.0523 | 21.88 | 2.4715 | -0.41926 | 29.4099 | 0.030574 | 0.76021 | 0.43047 | 1.3333 | 30.2224 | 0.061976 | 0.030339 | 0.028559 | 0.061976 | 0.062746 | 0.71879 | 0.27975 | -0.62035 | 0.71879 | 0.66896 | 0.93864 | 0.39547 | -0.4028 | 0.93864 | 0.89918 | 0.025014 | 0.62195 | 0.35218 | 1.0908 | 24.7259 | 0.050705 | 0.024821 | 0.023365 | 0.050705 | 0.051334 | 0.58807 | 0.22887 | -0.50752 | 0.58807 | 0.5473 | 0.76793 | 0.32355 | -0.32954 | 0.76793 | 0.73564
54 | 0.25 | 0.23 | Southern | AL | Mobile-Rgnl.AP.722230 | 2 | 966489 | 25.4702 | 13.5277 | 43.4857 | 25.129 | 18.3568 | 973.64 | 2.149 | 38.37 | 1.7407 | 0.40834 | 44.3595 | 1.1143 | 24.01 | 0.67803 | 0.43624 | 26.5939 | 1.0561 | -5.43 | 2.1871 | -1.131 | 0.48438 | 2.149 | 38.37 | 1.7407 | 0.40834 | 44.3595 | 2.1742 | 36.74 | 1.8742 | 0.30002 | 43.0689 | 0.030574 | 0.77872 | 0.4136 | 1.3295 | 29.768 | 0.065705 | 0.034068 | 0.032288 | 0.065705 | 0.066474 | 1.1731 | 0.73408 | -0.16602 | 1.1731 | 1.1233 | 1.3562 | 0.81308 | 0.014809 | 1.3562 | 1.3168 | 0.025014 | 0.6371 | 0.33838 | 1.0877 | 24.3542 | 0.053755 | 0.027872 | 0.026416 | 0.053755 | 0.054385 | 0.95977 | 0.60057 | -0.13582 | 0.95977 | 0.919 | 1.1096 | 0.66521 | 0.012116 | 1.1096 | 1.0773
55 | 0.25 | 0.19 | Southern | AL | Mobile-Rgnl.AP.722230 | 2 | 966489 | 26.1473 | 12.9629 | 43.4164 | 25.7971 | 17.6194 | 959.2 | 2.2183 | 52.81 | 1.0726 | 1.1457 | 57.3813 | 1.1836 | 38.45 | 0.0099137 | 1.1736 | 39.6156 | 1.1253 | 9.01 | 1.519 | -0.39363 | 13.5061 | 2.2183 | 52.81 | 1.0726 | 1.1457 | 57.3813 | 2.2435 | 51.18 | 1.2061 | 1.0374 | 56.0906 | 0.030574 | 0.79943 | 0.39633 | 1.3274 | 29.3266 | 0.067823 | 0.036186 | 0.034406 | 0.067823 | 0.068592 | 1.6146 | 1.1756 | 0.27547 | 1.6146 | 1.5648 | 1.7544 | 1.2112 | 0.41294 | 1.7544 | 1.7149 | 0.025014 | 0.65404 | 0.32425 | 1.086 | 23.993 | 0.055488 | 0.029605 | 0.028149 | 0.055488 | 0.056118 | 1.321 | 0.96177 | 0.22537 | 1.321 | 1.2802 | 1.4353 | 0.99093 | 0.33784 | 1.4353 | 1.403
56 | 0.25 | 0.17 | Southern | AL | Mobile-Rgnl.AP.722230 | 2 | 966489 | 26.5107 | 12.6905 | 43.4178 | 26.1556 | 17.2622 | 952.72 | 2.2169 | 59.29 | 0.71404 | 1.5029 | 63.0735 | 1.1822 | 44.93 | -0.34863 | 1.5308 | 45.3079 | 1.124 | 15.49 | 1.1604 | -0.036469 | 19.1984 | 2.2169 | 59.29 | 0.71404 | 1.5029 | 63.0735 | 2.2421 | 57.66 | 0.84753 | 1.3946 | 61.7828 | 0.030574 | 0.81054 | 0.388 | 1.3275 | 29.1284 | 0.067781 | 0.036144 | 0.034364 | 0.067781 | 0.06855 | 1.8127 | 1.3737 | 0.47359 | 1.8127 | 1.7629 | 1.9284 | 1.3852 | 0.58697 | 1.9284 | 1.8889 | 0.025014 | 0.66313 | 0.31743 | 1.086 | 23.8309 | 0.055453 | 0.02957 | 0.028114 | 0.055453 | 0.056083 | 1.4831 | 1.1239 | 0.38746 | 1.4831 | 1.4423 | 1.5777 | 1.1333 | 0.48022 | 1.5777 | 1.5454
57 | 0.24 | 0.47 | Southern | AL | Mobile-Rgnl.AP.722230 | 2 | 966489 | 22.8597 | 15.902 | 44.0515 | 22.5533 | 21.4982 | 1039.02 | 1.5833 | -27.01 | 4.3164 | -2.7331 | -15.8775 | 0.54854 | -41.37 | 3.2537 | -2.7052 | -33.6431 | 0.49033 | -70.81 | 4.7628 | -4.2724 | -59.7526 | 1.5833 | -27.01 | 4.3164 | -2.7331 | -15.8775 | 1.6085 | -28.64 | 4.4499 | -2.8414 | -17.1682 | 0.030574 | 0.69891 | 0.48619 | 1.3468 | 31.767 | 0.048408 | 0.016771 | 0.014991 | 0.048408 | 0.049178 | -0.8258 | -1.2648 | -2.1649 | -0.8258 | -0.87564 | -0.48544 | -1.0286 | -1.8269 | -0.48544 | -0.5249 | 0.025014 | 0.5718 | 0.39777 | 1.1019 | 25.9896 | 0.039604 | 0.013721 | 0.012265 | 0.039604 | 0.040234 | -0.67562 | -1.0348 | -1.7712 | -0.67562 | -0.71639 | -0.39715 | -0.84153 | -1.4946 | -0.39715 | -0.42944
58 | 0.24 | 0.42 | Southern | AL | Mobile-Rgnl.AP.722230 | 2 | 966489 | 23.31 | 15.3467 | 43.7567 | 22.9975 | 20.7592 | 1021.32 | 1.8781 | -9.31 | 3.8721 | -1.9941 | 1.1382 | 0.84329 | -23.67 | 2.8095 | -1.9662 | -16.6275 | 0.78508 | -53.11 | 4.3185 | -3.5334 | -42.7369 | 1.8781 | -9.31 | 3.8721 | -1.9941 | 1.1382 | 1.9032 | -10.94 | 4.0056 | -2.1024 | -0.15247 | 0.030574 | 0.71268 | 0.46921 | 1.3378 | 31.2258 | 0.05742 | 0.025783 | 0.024003 | 0.05742 | 0.058189 | -0.28464 | -0.72369 | -1.6238 | -0.28464 | -0.33448 | 0.034799 | -0.50837 | -1.3066 | 0.034799 | -0.0046618 | 0.025014 | 0.58306 | 0.38388 | 1.0945 | 25.5468 | 0.046977 | 0.021094 | 0.019638 | 0.046977 | 0.047606 | -0.23288 | -0.59207 | -1.3285 | -0.23288 | -0.27365 | 0.02847 | -0.41591 | -1.069 | 0.02847 | -0.0038139
59 | 0.24 | 0.37 | Southern | AL | Mobile-Rgnl.AP.722230 | 2 | 966489 | 23.5677 | 15.1385 | 43.7195 | 23.2518 | 20.4678 | 1015.47 | 1.9152 | -3.46 | 3.6179 | -1.7026 | 6.457 | 0.88046 | -17.82 | 2.5552 | -1.6747 | -11.3086 | 0.82225 | -47.26 | 4.0643 | -3.242 | -37.4181 | 1.9152 | -3.46 | 3.6179 | -1.7026 | 6.457 | 1.9404 | -5.09 | 3.7514 | -1.811 | 5.1664 | 0.030574 | 0.72056 | 0.46284 | 1.3367 | 31.047 | 0.058556 | 0.026919 | 0.02514 | 0.058556 | 0.059326 | -0.10579 | -0.54483 | -1.4449 | -0.10579 | -0.15562 | 0.19742 | -0.34575 | -1.144 | 0.19742 | 0.15796 | 0.025014 | 0.58951 | 0.37867 | 1.0936 | 25.4005 | 0.047907 | 0.022023 | 0.020567 | 0.047907 | 0.048536 | -0.086547 | -0.44574 | -1.1821 | -0.086547 | -0.12732 | 0.16151 | -0.28287 | -0.93596 | 0.16151 | 0.12923
60 | 0.24 | 0.32 | Southern | AL | Mobile-Rgnl.AP.722230 | 2 | 966489 | 23.9575 | 14.7786 | 43.6145 | 23.6364 | 19.9781 | 1005.03 | 2.0202 | 6.98 | 3.2332 | -1.213 | 16.1427 | 0.98548 | -7.38 | 2.1706 | -1.1851 | -1.6229 | 0.92727 | -36.82 | 3.6796 | -2.7523 | -27.7324 | 2.0202 | 6.98 | 3.2332 | -1.213 | 16.1427 | 2.0454 | 5.35 | 3.3667 | -1.3213 | 14.8521 | 0.030574 | 0.73248 | 0.45184 | 1.3335 | 30.7278 | 0.061767 | 0.03013 | 0.02835 | 0.061767 | 0.062537 | 0.21341 | -0.22564 | -1.1257 | 0.21341 | 0.16357 | 0.49355 | -0.049619 | -0.84789 | 0.49355 | 0.45409 | 0.025014 | 0.59926 | 0.36967 | 1.091 | 25.1393 | 0.050534 | 0.02465 | 0.023194 | 0.050534 | 0.051163 | 0.17459 | -0.1846 | -0.921 | 0.17459 | 0.13382 | 0.40379 | -0.040595 | -0.69369 | 0.40379 | 0.3715
61 | 0.24 | 0.27 | Southern | AL | Mobile-Rgnl.AP.722230 | 2 | 966489 | 24.6386 | 14.0914 | 43.3876 | 24.3085 | 19.079 | 985.39 | 2.2472 | 26.62 | 2.5611 | -0.31393 | 34.5267 | 1.2124 | 12.26 | 1.4984 | -0.28602 | 16.7611 | 1.1542 | -17.18 | 3.0075 | -1.8533 | -9.3484 | 2.2472 | 26.62 | 2.5611 | -0.31393 | 34.5267 | 2.2724 | 24.99 | 2.6946 | -0.42225 | 33.2361 | 0.030574 | 0.7533 | 0.43083 | 1.3265 | 30.1273 | 0.068706 | 0.037069 | 0.035289 | 0.068706 | 0.069475 | 0.81388 | 0.37484 | -0.52526 | 0.81388 | 0.76404 | 1.0556 | 0.51245 | -0.28582 | 1.0556 | 1.0162 | 0.025014 | 0.6163 | 0.35247 | 1.0853 | 24.6481 | 0.05621 | 0.030327 | 0.028871 | 0.05621 | 0.05684 | 0.66586 | 0.30667 | -0.42973 | 0.66586 | 0.62509 | 0.86364 | 0.41925 | -0.23384 | 0.86364 | 0.83135
62 | 0.24 | 0.23 | Southern | AL | Mobile-Rgnl.AP.722230 | 2 | 966489 | 25.241 | 13.5377 | 43.2655 | 24.9027 | 18.3627 | 970.58 | 2.3693 | 41.43 | 1.9669 | 0.40241 | 48.1414 | 1.3345 | 27.07 | 0.90423 | 0.43031 | 30.3758 | 1.2763 | -2.37 | 2.4133 | -1.137 | 4.2663 | 2.3693 | 41.43 | 1.9669 | 0.40241 | 48.1414 | 2.3945 | 39.8 | 2.1004 | 0.29409 | 46.8508 | 0.030574 | 0.77172 | 0.4139 | 1.3228 | 29.6745 | 0.072439 | 0.040802 | 0.039023 | 0.072439 | 0.073209 | 1.2667 | 0.82764 | -0.07246 | 1.2667 | 1.2168 | 1.4719 | 0.92871 | 0.13044 | 1.4719 | 1.4324 | 0.025014 | 0.63137 | 0.33863 | 1.0822 | 24.2776 | 0.059265 | 0.033382 | 0.031926 | 0.059265 | 0.059894 | 1.0363 | 0.67712 | -0.059282 | 1.0363 | 0.99554 | 1.2042 | 0.75981 | 0.10671 | 1.2042 | 1.1719
63 | 0.24 | 0.19 | Southern | AL | Mobile-Rgnl.AP.722230 | 2 | 966489 | 25.9181 | 12.9728 | 43.1929 | 25.5709 | 17.622 | 956.04 | 2.4419 | 55.97 | 1.2988 | 1.1431 | 61.274 | 1.4071 | 41.61 | 0.23612 | 1.171 | 43.5083 | 1.3489 | 12.17 | 1.7452 | -0.39627 | 17.3988 | 2.4419 | 55.97 | 1.2988 | 1.1431 | 61.274 | 2.4671 | 54.34 | 1.4323 | 1.0348 | 59.9833 | 0.030574 | 0.79242 | 0.39663 | 1.3206 | 29.2299 | 0.074658 | 0.043021 | 0.041242 | 0.074658 | 0.075428 | 1.7112 | 1.2722 | 0.37209 | 1.7112 | 1.6614 | 1.8734 | 1.3302 | 0.53195 | 1.8734 | 1.8339 | 0.025014 | 0.6483 | 0.3245 | 1.0804 | 23.9139 | 0.06108 | 0.035197 | 0.033741 | 0.06108 | 0.06171 | 1.4 | 1.0408 | 0.30441 | 1.4 | 1.3592 | 1.5327 | 1.0883 | 0.43521 | 1.5327 | 1.5004
64 | 0.24 | 0.17 | Southern | AL | Mobile-Rgnl.AP.722230 | 2 | 966489 | 26.2847 | 12.7002 | 43.2003 | 25.9325 | 17.2678 | 949.69 | 2.4345 | 62.32 | 0.93713 | 1.4974 | 66.8142 | 1.3997 | 47.96 | -0.12554 | 1.5253 | 49.0485 | 1.3415 | 18.52 | 1.3835 | -0.041998 | 22.939 | 2.4345 | 62.32 | 0.93713 | 1.4974 | 66.8142 | 2.4597 | 60.69 | 1.0706 | 1.3891 | 65.5235 | 0.030574 | 0.80363 | 0.38829 | 1.3208 | 29.0358 | 0.074432 | 0.042795 | 0.041016 | 0.074432 | 0.075202 | 1.9054 | 1.4663 | 0.56623 | 1.9054 | 1.8555 | 2.0428 | 1.4996 | 0.70134 | 2.0428 | 2.0033 | 0.025014 | 0.65747 | 0.31768 | 1.0806 | 23.7551 | 0.060895 | 0.035012 | 0.033556 | 0.060895 | 0.061525 | 1.5588 | 1.1996 | 0.46325 | 1.5588 | 1.5181 | 1.6713 | 1.2269 | 0.57379 | 1.6713 | 1.639
65 | 0.22 | 0.47 | Southern | AL | Mobile-Rgnl.AP.722230 | 2 | 966489 | 22.424 | 15.9416 | 43.6553 | 22.1234 | 21.532 | 1033.9 | 1.9795 | -21.89 | 4.7463 | -2.7668 | -9.4455 | 0.94469 | -36.25 | 3.6836 | -2.7389 | -27.2112 | 0.88648 | -65.69 | 5.1927 | -4.3062 | -53.3207 | 1.9795 | -21.89 | 4.7463 | -2.7668 | -9.4455 | 2.0046 | -23.52 | 4.8798 | -2.8752 | -10.7362 | 0.030574 | 0.68559 | 0.4874 | 1.3347 | 31.6104 | 0.06052 | 0.028883 | 0.027103 | 0.06052 | 0.061289 | -0.66926 | -1.1083 | -2.0084 | -0.66926 | -0.7191 | -0.28879 | -0.83195 | -1.6302 | -0.28879 | -0.32825 | 0.025014 | 0.5609 | 0.39876 | 1.092 | 25.8615 | 0.049513 | 0.02363 | 0.022174 | 0.049513 | 0.050143 | -0.54755 | -0.90674 | -1.6431 | -0.54755 | -0.58832 | -0.23627 | -0.68065 | -1.3337 | -0.23627 | -0.26855
66 | 0.22 | 0.42 | Southern | AL | Mobile-Rgnl.AP.722230 | 2 | 966489 | 22.874 | 15.3915 | 43.3598 | 22.5673 | 20.7925 | 1016.2 | 2.275 | -4.19 | 4.3023 | -2.0274 | 7.5916 | 1.2402 | -18.55 | 3.2397 | -1.9995 | -10.174 | 1.182 | -47.99 | 4.7487 | -3.5667 | -36.2835 | 2.275 | -4.19 | 4.3023 | -2.0274 | 7.5916 | 2.3002 | -5.82 | 4.4358 | -2.1357 | 6.301 | 0.030574 | 0.69935 | 0.47058 | 1.3257 | 31.0693 | 0.069555 | 0.037918 | 0.036139 | 0.069555 | 0.070325 | -0.1281 | -0.56715 | -1.4672 | -0.1281 | -0.17794 | 0.23211 | -0.31106 | -1.1093 | 0.23211 | 0.19265 | 0.025014 | 0.57216 | 0.385 | 1.0846 | 25.4187 | 0.056905 | 0.031022 | 0.029566 | 0.056905 | 0.057535 | -0.10481 | -0.464 | -1.2004 | -0.10481 | -0.14558 | 0.18989 | -0.25449 | -0.90758 | 0.18989 | 0.15761
67 | 0.22 | 0.37 | Southern | AL | Mobile-Rgnl.AP.722230 | 2 | 966489 | 23.1275 | 15.1739 | 43.3094 | 22.8174 | 20.4921 | 1009.99 | 2.3253 | 2.02 | 4.0523 | -1.7269 | 13.2858 | 1.2906 | -12.34 | 2.9896 | -1.699 | -4.4798 | 1.2324 | -41.78 | 4.4987 | -3.2663 | -30.5893 | 2.3253 | 2.02 | 4.0523 | -1.7269 | 13.2858 | 2.3505 | 0.39 | 4.1858 | -1.8353 | 11.9952 | 0.030574 | 0.7071 | 0.46393 | 1.3241 | 30.8794 | 0.071095 | 0.039458 | 0.037678 | 0.071095 | 0.071864 | 0.061759 | -0.37728 | -1.2774 | 0.061759 | 0.011924 | 0.4062 | -0.13697 | -0.93524 | 0.4062 | 0.36674 | 0.025014 | 0.5785 | 0.37955 | 1.0833 | 25.2634 | 0.058165 | 0.032281 | 0.030825 | 0.058165 | 0.058794 | 0.050527 | -0.30867 | -1.0451 | 0.050527 | 0.0097553 | 0.33233 | -0.11206 | -0.76515 | 0.33233 | 0.30004
68 | 0.22 | 0.32 | Southern | AL | Mobile-Rgnl.AP.722230 | 2 | 966489 | 23.5054 | 14.8145 | 43.1979 | 23.1902 | 20.0076 | 999.55 | 2.4369 | 12.46 | 3.6794 | -1.2425 | 23.0038 | 1.4021 | -1.9 | 2.6167 | -1.2146 | 5.2381 | 1.3439 | -31.34 | 4.1258 | -2.7819 | -20.8714 | 2.4369 | 12.46 | 3.6794 | -1.2425 | 23.0038 | 2.4621 | 10.83 | 3.8129 | -1.3508 | 21.7131 | 0.030574 | 0.71865 | 0.45294 | 1.3207 | 30.5602 | 0.074506 | 0.042869 | 0.04109 | 0.074506 | 0.075276 | 0.38095 | -0.058091 | -0.95819 | 0.38095 | 0.33112 | 0.70332 | 0.16015 | -0.63812 | 0.70332 | 0.66386 | 0.025014 | 0.58795 | 0.37056 | 1.0805 | 25.0023 | 0.060956 | 0.035073 | 0.033617 | 0.060956 | 0.061585 | 0.31167 | -0.047526 | -0.78392 | 0.31167 | 0.2709 | 0.57541 | 0.13102 | -0.52207 | 0.57541 | 0.54312
69 | 0.22 | 0.27 | Southern | AL | Mobile-Rgnl.AP.722230 | 2 | 966489 | 24.1743 | 14.1265 | 42.9537 | 23.8502 | 19.1035 | 979.57 | 2.681 | 32.44 | 3.0195 | -0.33842 | 41.7706 | 1.6463 | 18.08 | 1.9568 | -0.31052 | 24.005 | 1.5881 | -11.36 | 3.4659 | -1.8778 | -2.1045 | 2.681 | 32.44 | 3.0195 | -0.33842 | 41.7706 | 2.7062 | 30.81 | 3.153 | -0.44674 | 40.48 | 0.030574 | 0.7391 | 0.4319 | 1.3133 | 29.9494 | 0.08197 | 0.050333 | 0.048553 | 0.08197 | 0.08274 | 0.99182 | 0.55278 | -0.34732 | 0.99182 | 0.94198 | 1.2771 | 0.73393 | -0.064344 | 1.2771 | 1.2376 | 0.025014 | 0.60468 | 0.35335 | 1.0744 | 24.5025 | 0.067062 | 0.041179 | 0.039723 | 0.067062 | 0.067692 | 0.81144 | 0.45224 | -0.28415 | 0.81144 | 0.77067 | 1.0448 | 0.60045 | -0.052641 | 1.0448 | 1.0125
70 | 0.22 | 0.23 | Southern | AL | Mobile-Rgnl.AP.722230 | 2 | 966489 | 24.7846 | 13.5632 | 42.8246 | 24.4524 | 18.3722 | 964.4 | 2.8102 | 47.61 | 2.4173 | 0.39293 | 55.7496 | 1.7754 | 33.25 | 1.3546 | 0.42083 | 37.9839 | 1.7172 | 3.81 | 2.8637 | -1.1464 | 11.8744 | 2.8102 | 47.61 | 2.4173 | 0.39293 | 55.7496 | 2.8354 | 45.98 | 2.5508 | 0.28461 | 54.4589 | 0.030574 | 0.75776 | 0.41468 | 1.3093 | 29.4855 | 0.085919 | 0.054282 | 0.052502 | 0.085919 | 0.086689 | 1.4556 | 1.0166 | 0.11649 | 1.4556 | 1.4058 | 1.7045 | 1.1613 | 0.36305 | 1.7045 | 1.665 | 0.025014 | 0.61995 | 0.33926 | 1.0712 | 24.123 | 0.070293 | 0.04441 | 0.042954 | 0.070293 | 0.070923 | 1.1909 | 0.8317 | 0.095302 | 1.1909 | 1.1501 | 1.3945 | 0.95011 | 0.29702 | 1.3945 | 1.3622
71 | 0.22 | 0.19 | Southern | AL | Mobile-Rgnl.AP.722230 | 2 | 966489 | 25.4564 | 12.9979 | 42.7559 | 25.1151 | 17.6408 | 950.09 | 2.8789 | 61.92 | 1.7545 | 1.1244 | 68.6649 | 1.8441 | 47.56 | 0.69184 | 1.1523 | 50.8993 | 1.7859 | 18.12 | 2.2009 | -0.41501 | 24.7898 | 2.8789 | 61.92 | 1.7545 | 1.1244 | 68.6649 | 2.904 | 60.29 | 1.888 | 1.016 | 67.3743 | 0.030574 | 0.7783 | 0.3974 | 1.3072 | 29.048 | 0.088018 | 0.056381 | 0.054602 | 0.088018 | 0.088788 | 1.8931 | 1.4541 | 0.554 | 1.8931 | 1.8433 | 2.0994 | 1.5562 | 0.75792 | 2.0994 | 2.0599 | 0.025014 | 0.63676 | 0.32512 | 1.0695 | 23.7651 | 0.072011 | 0.046127 | 0.044671 | 0.072011 | 0.07264 | 1.5488 | 1.1896 | 0.45325 | 1.5488 | 1.5081 | 1.7176 | 1.2732 | 0.62008 | 1.7176 | 1.6853
72 | 0.22 | 0.17 | Southern | AL | Mobile-Rgnl.AP.722230 | 2 | 966489 | 25.8195 | 12.7165 | 42.7414 | 25.4734 | 17.268 | 943.09 | 2.8934 | 68.92 | 1.3963 | 1.4971 | 74.8871 | 1.8586 | 54.56 | 0.33359 | 1.525 | 57.1215 | 1.8004 | 25.12 | 1.8426 | -0.042232 | 31.012 | 2.8934 | 68.92 | 1.3963 | 1.4971 | 74.8871 | 2.9186 | 67.29 | 1.5297 | 1.3888 | 73.5965 | 0.030574 | 0.78941 | 0.38879 | 1.3068 | 28.834 | 0.088463 | 0.056826 | 0.055046 | 0.088463 | 0.089232 | 2.1072 | 1.6681 | 0.76802 | 2.1072 | 2.0573 | 2.2896 | 1.7464 | 0.94816 | 2.2896 | 2.2501 | 0.025014 | 0.64584 | 0.31808 | 1.0691 | 23.59 | 0.072374 | 0.046491 | 0.045035 | 0.072374 | 0.073004 | 1.7239 | 1.3647 | 0.62834 | 1.7239 | 1.6832 | 1.8732 | 1.4288 | 0.77572 | 1.8732 | 1.8409
73 | 0.2 | 0.47 | Southern | AL | Mobile-Rgnl.AP.722230 | 2 | 966489 | 21.9843 | 15.978 | 43.2516 | 21.6892 | 21.5624 | 1028.62 | 2.3831 | -16.61 | 5.1804 | -2.7973 | -2.8278 | 1.3484 | -30.97 | 4.1177 | -2.7694 | -20.5935 | 1.2902 | -60.41 | 5.6268 | -4.3366 | -46.703 | 2.3831 | -16.61 | 5.1804 | -2.7973 | -2.8278 | 2.4083 | -18.24 | 5.3139 | -2.9056 | -4.1185 | 0.030574 | 0.67215 | 0.48851 | 1.3224 | 31.449 | 0.072862 | 0.041225 | 0.039445 | 0.072862 | 0.073631 | -0.50783 | -0.94688 | -1.847 | -0.50783 | -0.55767 | -0.086458 | -0.62962 | -1.4279 | -0.086458 | -0.12592 | 0.025014 | 0.5499 | 0.39967 | 1.0819 | 25.7294 | 0.059611 | 0.033727 | 0.032271 | 0.059611 | 0.06024 | -0.41547 | -0.77467 | -1.5111 | -0.41547 | -0.45625 | -0.070734 | -0.51512 | -1.1682 | -0.070734 | -0.10302
74 | 0.2 | 0.42 | Southern | AL | Mobile-Rgnl.AP.722230 | 2 | 966489 | 22.4233 | 15.4312 | 42.9488 | 22.1225 | 20.8263 | 1010.86 | 2.686 | 1.15 | 4.7471 | -2.0612 | 14.2842 | 1.6512 | -13.21 | 3.6845 | -2.0333 | -3.4814 | 1.593 | -42.65 | 5.1935 | -3.6005 | -29.5909 | 2.686 | 1.15 | 4.7471 | -2.0612 | 14.2842 | 2.7112 | -0.48 | 4.8806 | -2.1695 | 12.9936 | 0.030574 | 0.68557 | 0.47179 | 1.3131 | 30.906 | 0.082121 | 0.050484 | 0.048705 | 0.082121 | 0.082891 | 0.03516 | -0.40388 | -1.304 | 0.03516 | -0.014676 | 0.43673 | -0.10644 | -0.90471 | 0.43673 | 0.39726 | 0.025014 | 0.56089 | 0.38599 | 1.0743 | 25.2852 | 0.067186 | 0.041303 | 0.039847 | 0.067186 | 0.067816 | 0.028766 | -0.33043 | -1.0668 | 0.028766 | -0.012006 | 0.3573 | -0.087083 | -0.74017 | 0.3573 | 0.32501
75 | 0.2 | 0.37 | Southern | AL | Mobile-Rgnl.AP.722230 | 2 | 966489 | 22.6765 | 15.2136 | 42.8944 | 22.3723 | 20.5221 | 1004.54 | 2.7404 | 7.47 | 4.4974 | -1.757 | 20.1104 | 1.7056 | -6.89 | 3.4347 | -1.7291 | 2.3447 | 1.6474 | -36.33 | 4.9438 | -3.2964 | -23.7647 | 2.7404 | 7.47 | 4.4974 | -1.757 | 20.1104 | 2.7656 | 5.84 | 4.6309 | -1.8653 | 18.8197 | 0.030574 | 0.69331 | 0.46514 | 1.3115 | 30.7128 | 0.083785 | 0.052148 | 0.050368 | 0.083785 | 0.084554 | 0.22839 | -0.21065 | -1.1108 | 0.22839 | 0.17855 | 0.61485 | 0.071688 | -0.72658 | 0.61485 | 0.57539 | 0.025014 | 0.56722 | 0.38055 | 1.0729 | 25.1271 | 0.068547 | 0.042664 | 0.041208 | 0.068547 | 0.069177 | 0.18685 | -0.17234 | -0.90874 | 0.18685 | 0.14608 | 0.50303 | 0.05865 | -0.59444 | 0.50303 | 0.47075
76 | 0.2 | 0.32 | Southern | AL | Mobile-Rgnl.AP.722230 | 2 | 966489 | 23.0464 | 14.8534 | 42.7682 | 22.7372 | 20.031 | 993.77 | 2.8666 | 18.24 | 4.1324 | -1.2658 | 30.1922 | 1.8318 | 3.88 | 3.0697 | -1.2379 | 12.4266 | 1.7736 | -25.56 | 4.5788 | -2.8052 | -13.6829 | 2.8666 | 18.24 | 4.1324 | -1.2658 | 30.1922 | 2.8917 | 16.61 | 4.2659 | -1.3742 | 28.9016 | 0.030574 | 0.70462 | 0.45413 | 1.3076 | 30.3835 | 0.087642 | 0.056005 | 0.054226 | 0.087642 | 0.088412 | 0.55767 | 0.11863 | -0.78147 | 0.55767 | 0.50783 | 0.9231 | 0.37993 | -0.41834 | 0.9231 | 0.88364 | 0.025014 | 0.57647 | 0.37154 | 1.0698 | 24.8577 | 0.071703 | 0.04582 | 0.044364 | 0.071703 | 0.072333 | 0.45625 | 0.097052 | -0.63935 | 0.45625 | 0.41547 | 0.75521 | 0.31083 | -0.34226 | 0.75521 | 0.72293
77 | 0.2 | 0.27 | Southern | AL | Mobile-Rgnl.AP.722230 | 2 | 966489 | 23.718 | 14.1561 | 42.5205 | 23.3998 | 19.1206 | 973.63 | 3.1143 | 38.38 | 3.4698 | -0.35552 | 49.1226 | 2.0795 | 24.02 | 2.4072 | -0.32762 | 31.357 | 2.0213 | -5.42 | 3.9162 | -1.8949 | 5.2475 | 3.1143 | 38.38 | 3.4698 | -0.35552 | 49.1226 | 3.1395 | 36.75 | 3.6033 | -0.46384 | 47.8319 | 0.030574 | 0.72515 | 0.43281 | 1.3 | 29.7677 | 0.095217 | 0.06358 | 0.0618 | 0.095217 | 0.095987 | 1.1734 | 0.73439 | -0.16571 | 1.1734 | 1.1236 | 1.5019 | 0.95871 | 0.16044 | 1.5019 | 1.4624 | 0.025014 | 0.59327 | 0.35409 | 1.0636 | 24.3539 | 0.0779 | 0.052017 | 0.050561 | 0.0779 | 0.07853 | 0.96002 | 0.60082 | -0.13557 | 0.96002 | 0.91925 | 1.2287 | 0.78435 | 0.13126 | 1.2287 | 1.1964
78 | 0.2 | 0.23 | Southern | AL | Mobile-Rgnl.AP.722230 | 2 | 966489 | 24.3192 | 13.5945 | 42.3845 | 23.9929 | 18.3916 | 958.41 | 3.2502 | 53.6 | 2.8767 | 0.37353 | 63.1835 | 2.2155 | 39.24 | 1.814 | 0.40143 | 45.4179 | 2.1572 | 9.8 | 3.3231 | -1.1658 | 19.3084 | 3.2502 | 53.6 | 2.8767 | 0.37353 | 63.1835 | 3.2754 | 51.97 | 3.0102 | 0.26521 | 61.8929 | 0.030574 | 0.74353 | 0.41564 | 1.2959 | 29.3024 | 0.099372 | 0.067735 | 0.065956 | 0.099372 | 0.10014 | 1.6388 | 1.1997 | 0.29962 | 1.6388 | 1.5889 | 1.9318 | 1.3886 | 0.59033 | 1.9318 | 1.8923 | 0.025014 | 0.60831 | 0.34005 | 1.0602 | 23.9732 | 0.0813 | 0.055416 | 0.05396 | 0.0813 | 0.081929 | 1.3407 | 0.98153 | 0.24513 | 1.3407 | 1.3 | 1.5804 | 1.1361 | 0.48297 | 1.5804 | 1.5482
79 | 0.2 | 0.19 | Southern | AL | Mobile-Rgnl.AP.722230 | 2 | 966489 | 24.9909 | 13.0264 | 42.3086 | 24.6557 | 17.6529 | 943.87 | 3.3262 | 68.14 | 2.2139 | 1.1123 | 76.3444 | 2.2914 | 53.78 | 1.1513 | 1.1402 | 58.5788 | 2.2332 | 24.34 | 2.6603 | -0.42711 | 32.4693 | 3.3262 | 68.14 | 2.2139 | 1.1123 | 76.3444 | 3.3514 | 66.51 | 2.3474 | 1.0039 | 75.0537 | 0.030574 | 0.76407 | 0.39827 | 1.2935 | 28.8579 | 0.10169 | 0.070058 | 0.068278 | 0.10169 | 0.10246 | 2.0833 | 1.6443 | 0.74417 | 2.0833 | 2.0335 | 2.3342 | 1.791 | 0.99271 | 2.3342 | 2.2947 | 0.025014 | 0.62511 | 0.32584 | 1.0583 | 23.6095 | 0.0832 | 0.057317 | 0.055861 | 0.0832 | 0.083829 | 1.7044 | 1.3452 | 0.60883 | 1.7044 | 1.6636 | 1.9096 | 1.4653 | 0.81217 | 1.9096 | 1.8774
80 | 0.2 | 0.17 | Southern | AL | Mobile-Rgnl.AP.722230 | 2 | 966489 | 25.354 | 12.7361 | 42.2862 | 25.014 | 17.2723 | 936.62 | 3.3485 | 75.39 | 1.8557 | 1.4928 | 82.8289 | 2.3138 | 61.03 | 0.79301 | 1.5207 | 65.0633 | 2.2555 | 31.59 | 2.3021 | -0.046523 | 38.9538 | 3.3485 | 75.39 | 1.8557 | 1.4928 | 82.8289 | 3.3737 | 73.76 | 1.9892 | 1.3845 | 81.5383 | 0.030574 | 0.77517 | 0.38939 | 1.2929 | 28.6362 | 0.10238 | 0.070741 | 0.068961 | 0.10238 | 0.10315 | 2.305 | 1.8659 | 0.96583 | 2.305 | 2.2551 | 2.5324 | 1.9892 | 1.191 | 2.5324 | 2.4929 | 0.025014 | 0.63419 | 0.31857 | 1.0577 | 23.4282 | 0.083758 | 0.057875 | 0.056419 | 0.083758 | 0.084388 | 1.8858 | 1.5266 | 0.79018 | 1.8858 | 1.845 | 2.0718 | 1.6275 | 0.97437 | 2.0718 | 2.0396
81 | 0.35 | 0.2 | Southern | AL | Mobile-Rgnl.AP.722230 | 2 | 966489 | 28.2161 | 13.0006 | 45.603 | 27.839 | 17.764 | 993.26 | 0.031729 | 18.75 | -0.96939 | 1.0011 | 16.5819 | -1.003 | 4.39 | -2.0321 | 1.029 | -1.1838 | -1.0612 | -25.05 | -0.523 | -0.53825 | -27.2933 | 0.031729 | 18.75 | -0.96939 | 1.0011 | 16.5819 | 0.056903 | 17.12 | -0.8359 | 0.8928 | 15.2912 | 0.030574 | 0.86268 | 0.39748 | 1.3943 | 30.3679 | 0.00097007 | -0.030667 | -0.032447 | 0.00097007 | 0.0017397 | 0.57326 | 0.13422 | -0.76588 | 0.57326 | 0.52343 | 0.50697 | -0.036192 | -0.83446 | 0.50697 | 0.46751 | 0.025014 | 0.70578 | 0.32519 | 1.1407 | 24.8449 | 0.00079365 | -0.02509 | -0.026546 | 0.00079365 | 0.0014233 | 0.469 | 0.10981 | -0.62659 | 0.469 | 0.42823 | 0.41477 | -0.02961 | -0.6827 | 0.41477 | 0.38249
82 | 0.35 | 0.25 | Southern | AL | Mobile-Rgnl.AP.722230 | 2 | 966489 | 27.3689 | 13.6832 | 45.6599 | 27.0031 | 18.6568 | 1010.38 | -0.025174 | 1.63 | -0.1335 | 0.10832 | 1.2907 | -1.0599 | -12.73 | -1.1962 | 0.13622 | -16.475 | -1.1181 | -42.17 | 0.3129 | -1.431 | -42.5845 | -0.025174 | 1.63 | -0.1335 | 0.10832 | 1.2907 | 0 | 0 | 0 | 0 | 0 | 0.030574 | 0.83678 | 0.41835 | 1.396 | 30.8913 | -0.00076967 | -0.032407 | -0.034186 | -0.00076967 | 0 | 0.049836 | -0.38921 | -1.2893 | 0.049836 | 0 | 0.039461 | -0.50371 | -1.302 | 0.039461 | 0 | 0.025014 | 0.68459 | 0.34227 | 1.1421 | 25.2732 | -0.00062969 | -0.026513 | -0.027969 | -0.00062969 | 0 | 0.040772 | -0.31842 | -1.0548 | 0.040772 | 0 | 0.032284 | -0.4121 | -1.0652 | 0.032284 | 0
83 | 0.35 | 0.3 | Southern | AL | Mobile-Rgnl.AP.722230 | 2 | 966489 | 27.2336 | 13.7338 | 45.6348 | 26.8696 | 18.7651 | 1012.01 | 0 | 0 | 0 | 0 | 0 | -1.0348 | -14.36 | -1.0627 | 0.027902 | -17.7656 | -1.093 | -43.8 | 0.44639 | -1.5394 | -43.8751 | 0 | 0 | 0 | 0 | 0 | 0.025174 | -1.63 | 0.1335 | -0.10832 | -1.2907 | 0.030574 | 0.83264 | 0.4199 | 1.3952 | 30.9412 | 0 | -0.031637 | -0.033417 | 0 | 0.00076967 | 0 | -0.43904 | -1.3391 | 0 | -0.049836 | 0 | -0.54317 | -1.3414 | 0 | -0.039461 | 0.025014 | 0.68121 | 0.34353 | 1.1415 | 25.3139 | 0 | -0.025883 | -0.027339 | 0 | 0.00062969 | 0 | -0.35919 | -1.0956 | 0 | -0.040772 | 0 | -0.44438 | -1.0975 | 0 | -0.032284
84 | 0.35 | 0.35 | Southern | AL | Mobile-Rgnl.AP.722230 | 2 | 966489 | 26.4916 | 14.3562 | 45.7165 | 26.1374 | 19.5791 | 1028.05 | -0.08178 | -16.04 | 0.7322 | -0.81398 | -14.4675 | -1.1165 | -30.4 | -0.33047 | -0.78608 | -32.2332 | -1.1748 | -59.84 | 1.1786 | -2.3533 | -58.3427 | -0.08178 | -16.04 | 0.7322 | -0.81398 | -14.4675 | -0.056606 | -17.67 | 0.8657 | -0.9223 | -15.7582 | 0.030574 | 0.80995 | 0.43893 | 1.3977 | 31.4316 | -0.0025003 | -0.034137 | -0.035917 | -0.0025003 | -0.0017307 | -0.49041 | -0.92945 | -1.8295 | -0.49041 | -0.54024 | -0.44233 | -0.9855 | -1.7838 | -0.44233 | -0.48179 | 0.025014 | 0.66265 | 0.3591 | 1.1435 | 25.7152 | -0.0020456 | -0.027929 | -0.029385 | -0.0020456 | -0.0014159 | -0.40122 | -0.76041 | -1.4968 | -0.40122 | -0.44199 | -0.36188 | -0.80627 | -1.4594 | -0.36188 | -0.39417
85 | 0.35 | 0.4 | Southern | AL | Mobile-Rgnl.AP.722230 | 2 | 966489 | 25.834 | 14.9793 | 45.8782 | 25.4887 | 20.3895 | 1045.17 | -0.24344 | -33.16 | 1.3809 | -1.6244 | -30.2837 | -1.2782 | -47.52 | 0.31827 | -1.5965 | -48.0494 | -1.3364 | -76.96 | 1.8273 | -3.1637 | -74.1588 | -0.24344 | -33.16 | 1.3809 | -1.6244 | -30.2837 | -0.21827 | -34.79 | 1.5144 | -1.7327 | -31.5744 | 0.030574 | 0.78985 | 0.45798 | 1.4027 | 31.955 | -0.007443 | -0.03908 | -0.04086 | -0.007443 | -0.0066733 | -1.0138 | -1.4529 | -2.353 | -1.0138 | -1.0637 | -0.92589 | -1.4691 | -2.2673 | -0.92589 | -0.96535 | 0.025014 | 0.6462 | 0.37469 | 1.1476 | 26.1434 | -0.0060893 | -0.031972 | -0.033429 | -0.0060893 | -0.0054597 | -0.82945 | -1.1886 | -1.925 | -0.82945 | -0.87022 | -0.7575 | -1.2019 | -1.855 | -0.7575 | -0.78979
86 | 0.33 | 0.2 | Southern | AL | Mobile-Rgnl.AP.722230 | 2 | 966489 | 27.7817 | 13.0107 | 45.1743 | 27.4102 | 17.7641 | 987.11 | 0.46047 | 24.9 | -0.54055 | 1.001 | 24.1262 | -0.5743 | 10.54 | -1.6032 | 1.0289 | 6.3605 | -0.63251 | -18.9 | -0.094158 | -0.53835 | -19.749 | 0.46047 | 24.9 | -0.54055 | 1.001 | 24.1262 | 0.48564 | 23.27 | -0.40706 | 0.8927 | 22.8355 | 0.030574 | 0.8494 | 0.39779 | 1.3812 | 30.1799 | 0.014078 | -0.017559 | -0.019338 | 0.014078 | 0.014848 | 0.76129 | 0.32225 | -0.57785 | 0.76129 | 0.71146 | 0.73763 | 0.19447 | -0.6038 | 0.73763 | 0.69817 | 0.025014 | 0.69492 | 0.32544 | 1.13 | 24.6911 | 0.011518 | -0.014365 | -0.015821 | 0.011518 | 0.012148 | 0.62284 | 0.26364 | -0.47276 | 0.62284 | 0.58206 | 0.60348 | 0.1591 | -0.49399 | 0.60348 | 0.5712
87 | 0.33 | 0.25 | Southern | AL | Mobile-Rgnl.AP.722230 | 2 | 966489 | 26.9345 | 13.7029 | 45.2355 | 26.5743 | 18.6612 | 1004.36 | 0.39927 | 7.65 | 0.29534 | 0.10393 | 8.6908 | -0.63549 | -6.71 | -0.76732 | 0.13183 | -9.0748 | -0.6937 | -36.15 | 0.74174 | -1.4354 | -35.1843 | 0.39927 | 7.65 | 0.29534 | 0.10393 | 8.6908 | 0.42445 | 6.02 | 0.42884 | -0.0043916 | 7.4001 | 0.030574 | 0.82349 | 0.41895 | 1.383 | 30.7073 | 0.012207 | -0.01943 | -0.021209 | 0.012207 | 0.012977 | 0.23389 | -0.20515 | -1.1052 | 0.23389 | 0.18406 | 0.26571 | -0.27745 | -1.0757 | 0.26571 | 0.22625 | 0.025014 | 0.67373 | 0.34276 | 1.1315 | 25.1226 | 0.0099872 | -0.015896 | -0.017352 | 0.0099872 | 0.010617 | 0.19135 | -0.16784 | -0.90424 | 0.19135 | 0.15058 | 0.21739 | -0.22699 | -0.88008 | 0.21739 | 0.1851
88 | 0.33 | 0.3 | Southern | AL | Mobile-Rgnl.AP.722230 | 2 | 966489 | 26.8072 | 13.7536 | 45.2244 | 26.4488 | 18.7756 | 1006.31 | 0.41037 | 5.7 | 0.42087 | -0.010494 | 7.0548 | -0.62439 | -8.66 | -0.6418 | 0.017408 | -10.7109 | -0.6826 | -38.1 | 0.86726 | -1.5499 | -36.8204 | 0.41037 | 5.7 | 0.42087 | -0.010494 | 7.0548 | 0.43555 | 4.07 | 0.55436 | -0.11881 | 5.7641 | 0.030574 | 0.8196 | 0.4205 | 1.3827 | 30.7669 | 0.012547 | -0.01909 | -0.02087 | 0.012547 | 0.013316 | 0.17427 | -0.26477 | -1.1649 | 0.17427 | 0.12444 | 0.21569 | -0.32747 | -1.1257 | 0.21569 | 0.17623 | 0.025014 | 0.67054 | 0.34403 | 1.1312 | 25.1714 | 0.010265 | -0.015618 | -0.017074 | 0.010265 | 0.010895 | 0.14258 | -0.21662 | -0.95302 | 0.14258 | 0.10181 | 0.17646 | -0.26792 | -0.92101 | 0.17646 | 0.14418
89 | 0.33 | 0.35 | Southern | AL | Mobile-Rgnl.AP.722230 | 2 | 966489 | 26.0697 | 14.3817 | 45.3146 | 25.7211 | 19.5936 | 1022.54 | 0.32013 | -10.53 | 1.1486 | -0.82845 | -7.6253 | -0.71463 | -24.89 | 0.085912 | -0.80055 | -25.391 | -0.77284 | -54.33 | 1.595 | -2.3678 | -51.5005 | 0.32013 | -10.53 | 1.1486 | -0.82845 | -7.6253 | 0.34531 | -12.16 | 1.2821 | -0.93677 | -8.916 | 0.030574 | 0.79705 | 0.43971 | 1.3854 | 31.2631 | 0.0097877 | -0.021849 | -0.023629 | 0.0097877 | 0.010557 | -0.32194 | -0.76099 | -1.6611 | -0.32194 | -0.37178 | -0.23314 | -0.7763 | -1.5746 | -0.23314 | -0.2726 | 0.025014 | 0.65209 | 0.35974 | 1.1335 | 25.5773 | 0.0080076 | -0.017876 | -0.019332 | 0.0080076 | 0.0086373 | -0.26339 | -0.62259 | -1.359 | -0.26339 | -0.30416 | -0.19074 | -0.63512 | -1.2882 | -0.19074 | -0.22302
90 | 0.33 | 0.4 | Southern | AL | Mobile-Rgnl.AP.722230 | 2 | 966489 | 25.4141 | 15.0144 | 45.4934 | 25.0743 | 20.4191 | 1040.17 | 0.1414 | -28.16 | 1.7954 | -1.654 | -23.9841 | -0.89336 | -42.52 | 0.73271 | -1.6261 | -41.7497 | -0.95157 | -71.96 | 2.2418 | -3.1933 | -67.8592 | 0.1414 | -28.16 | 1.7954 | -1.654 | -23.9841 | 0.16658 | -29.79 | 1.9289 | -1.7623 | -25.2747 | 0.030574 | 0.77701 | 0.45905 | 1.3909 | 31.8021 | 0.0043232 | -0.027314 | -0.029093 | 0.0043232 | 0.0050929 | -0.86096 | -1.3 | -2.2001 | -0.86096 | -0.9108 | -0.73329 | -1.2765 | -2.0747 | -0.73329 | -0.77275 | 0.025014 | 0.6357 | 0.37556 | 1.1379 | 26.0183 | 0.003537 | -0.022346 | -0.023802 | 0.003537 | 0.0041667 | -0.70438 | -1.0636 | -1.8 | -0.70438 | -0.74515 | -0.59993 | -1.0443 | -1.6974 | -0.59993 | -0.63221
91 | 0.3 | 0.2 | Southern | AL | Mobile-Rgnl.AP.722230 | 2 | 966489 | 27.126 | 13.0366 | 44.5281 | 26.7631 | 17.765 | 977.85 | 1.1067 | 34.16 | 0.10652 | 1.0002 | 35.486 | 0.071914 | 19.8 | -0.95615 | 1.0281 | 17.7204 | 0.013705 | -9.64 | 0.55291 | -0.53921 | -8.3891 | 1.1067 | 34.16 | 0.10652 | 1.0002 | 35.486 | 1.1319 | 32.53 | 0.24002 | 0.89184 | 34.1953 | 0.030574 | 0.82935 | 0.39858 | 1.3614 | 29.8968 | 0.033836 | 0.0021987 | 0.00041901 | 0.033836 | 0.034605 | 1.0444 | 0.60536 | -0.29473 | 1.0444 | 0.99457 | 1.0849 | 0.54178 | -0.25649 | 1.0849 | 1.0455 | 0.025014 | 0.67852 | 0.32609 | 1.1138 | 24.4595 | 0.027682 | 0.0017988 | 0.0003428 | 0.027682 | 0.028312 | 0.85446 | 0.49527 | -0.24113 | 0.85446 | 0.81369 | 0.88763 | 0.44325 | -0.20984 | 0.88763 | 0.85535
92 | 0.3 | 0.25 | Southern | AL | Mobile-Rgnl.AP.722230 | 2 | 966489 | 26.2792 | 13.7356 | 44.6029 | 25.9275 | 18.6754 | 995.53 | 1.0319 | 16.48 | 0.94212 | 0.089764 | 19.5983 | -0.0028788 | 2.12 | -0.12054 | 0.11767 | 1.8326 | -0.061088 | -27.32 | 1.3885 | -1.4496 | -24.2769 | 1.0319 | 16.48 | 0.94212 | 0.089764 | 19.5983 | 1.0571 | 14.85 | 1.0756 | -0.018557 | 18.3076 | 0.030574 | 0.80346 | 0.41995 | 1.3637 | 30.4373 | 0.031549 | -8.8015e-05 | -0.0018677 | 0.031549 | 0.032319 | 0.50386 | 0.064817 | -0.83528 | 0.50386 | 0.45402 | 0.5992 | 0.056031 | -0.74224 | 0.5992 | 0.55974 | 0.025014 | 0.65733 | 0.34358 | 1.1157 | 24.9017 | 0.025811 | -7.2008e-05 | -0.001528 | 0.025811 | 0.026441 | 0.41222 | 0.053029 | -0.68337 | 0.41222 | 0.37145 | 0.49022 | 0.045841 | -0.60725 | 0.49022 | 0.45794
93 | 0.3 | 0.3 | Southern | AL | Mobile-Rgnl.AP.722230 | 2 | 966489 | 26.157 | 13.7894 | 44.6 | 25.807 | 18.793 | 997.65 | 1.0348 | 14.36 | 1.0627 | -0.027902 | 17.7656 | 0 | 0 | 0 | 0 | 0 | -0.058209 | -29.44 | 1.5091 | -1.5673 | -26.1095 | 1.0348 | 14.36 | 1.0627 | -0.027902 | 17.7656 | 1.0599 | 12.73 | 1.1962 | -0.13622 | 16.475 | 0.030574 | 0.79972 | 0.4216 | 1.3636 | 30.5021 | 0.031637 | 0 | -0.0017797 | 0.031637 | 0.032407 | 0.43904 | 0 | -0.9001 | 0.43904 | 0.38921 | 0.54317 | 0 | -0.79827 | 0.54317 | 0.50371 | 0.025014 | 0.65428 | 0.34492 | 1.1156 | 24.9547 | 0.025883 | 0 | -0.001456 | 0.025883 | 0.026513 | 0.35919 | 0 | -0.7364 | 0.35919 | 0.31842 | 0.44438 | 0 | -0.65309 | 0.44438 | 0.4121
94 | 0.3 | 0.35 | Southern | AL | Mobile-Rgnl.AP.722230 | 2 | 966489 | 25.4305 | 14.4284 | 44.7123 | 25.0903 | 19.622 | 1014.39 | 0.9225 | -2.38 | 1.7794 | -0.85689 | 2.5214 | -0.11226 | -16.74 | 0.71672 | -0.82899 | -15.2443 | -0.17047 | -46.18 | 2.2258 | -2.3963 | -41.3538 | 0.9225 | -2.38 | 1.7794 | -0.85689 | 2.5214 | 0.94768 | -4.01 | 1.9129 | -0.96521 | 1.2307 | 0.030574 | 0.77751 | 0.44113 | 1.367 | 31.0139 | 0.028205 | -0.0034323 | -0.005212 | 0.028205 | 0.028974 | -0.072766 | -0.51181 | -1.4119 | -0.072766 | -0.1226 | 0.077088 | -0.46608 | -1.2643 | 0.077088 | 0.037628 | 0.025014 | 0.63611 | 0.3609 | 1.1184 | 25.3735 | 0.023075 | -0.0028081 | -0.0042641 | 0.023075 | 0.023705 | -0.059532 | -0.41873 | -1.1551 | -0.059532 | -0.1003 | 0.063068 | -0.38131 | -1.0344 | 0.063068 | 0.030784
95 | 0.3 | 0.4 | Southern | AL | Mobile-Rgnl.AP.722230 | 2 | 966489 | 24.7739 | 15.0638 | 44.896 | 24.4423 | 20.4537 | 1032.19 | 0.7388 | -20.18 | 2.4273 | -1.6885 | -14.023 | -0.29597 | -34.54 | 1.3647 | -1.6606 | -31.7887 | -0.35418 | -63.98 | 2.8737 | -3.2279 | -57.8982 | 0.7388 | -20.18 | 2.4273 | -1.6885 | -14.023 | 0.76397 | -21.81 | 2.5608 | -1.7969 | -15.3137 | 0.030574 | 0.75744 | 0.46056 | 1.3726 | 31.5582 | 0.022588 | -0.009049 | -0.010829 | 0.022588 | 0.023358 | -0.61698 | -1.056 | -1.9561 | -0.61698 | -0.66682 | -0.42874 | -0.97191 | -1.7702 | -0.42874 | -0.4682 | 0.025014 | 0.61968 | 0.3768 | 1.123 | 25.8187 | 0.01848 | -0.0074032 | -0.0088593 | 0.01848 | 0.01911 | -0.50477 | -0.86397 | -1.6004 | -0.50477 | -0.54554 | -0.35077 | -0.79515 | -1.4482 | -0.35077 | -0.38305
96 | 0.28 | 0.2 | Southern | AL | Mobile-Rgnl.AP.722230 | 2 | 966489 | 26.6654 | 13.062 | 44.0891 | 26.3085 | 17.7806 | 971.82 | 1.5457 | 40.19 | 0.56116 | 0.98455 | 42.9631 | 0.51094 | 25.83 | -0.50151 | 1.0124 | 25.1975 | 0.45273 | -3.61 | 1.0076 | -0.55482 | -0.91203 | 1.5457 | 40.19 | 0.56116 | 0.98455 | 42.9631 | 1.5709 | 38.56 | 0.69466 | 0.87622 | 41.6724 | 0.030574 | 0.81527 | 0.39936 | 1.348 | 29.7124 | 0.047258 | 0.015621 | 0.013842 | 0.047258 | 0.048028 | 1.2288 | 0.78973 | -0.11037 | 1.2288 | 1.1789 | 1.3136 | 0.77039 | -0.027884 | 1.3136 | 1.2741 | 0.025014 | 0.667 | 0.32673 | 1.1028 | 24.3086 | 0.038664 | 0.01278 | 0.011324 | 0.038664 | 0.039293 | 1.0053 | 0.6461 | -0.090299 | 1.0053 | 0.96452 | 1.0747 | 0.63028 | -0.022813 | 1.0747 | 1.0424
97 | 0.28 | 0.25 | Southern | AL | Mobile-Rgnl.AP.722230 | 2 | 966489 | 25.8373 | 13.7641 | 44.1831 | 25.4915 | 18.6917 | 989.79 | 1.4516 | 22.22 | 1.3782 | 0.073459 | 26.725 | 0.41687 | 7.86 | 0.3155 | 0.10136 | 8.9593 | 0.35866 | -21.58 | 1.8246 | -1.4659 | -17.1502 | 1.4516 | 22.22 | 1.3782 | 0.073459 | 26.725 | 1.4768 | 20.59 | 1.5117 | -0.034862 | 25.4343 | 0.030574 | 0.78995 | 0.42082 | 1.3509 | 30.2618 | 0.044382 | 0.012745 | 0.010966 | 0.044382 | 0.045152 | 0.67935 | 0.24031 | -0.65979 | 0.67935 | 0.62952 | 0.81709 | 0.27392 | -0.52435 | 0.81709 | 0.77763 | 0.025014 | 0.64628 | 0.34429 | 1.1052 | 24.7581 | 0.03631 | 0.010427 | 0.0089713 | 0.03631 | 0.03694 | 0.5558 | 0.19661 | -0.53979 | 0.5558 | 0.51503 | 0.66849 | 0.2241 | -0.42899 | 0.66849 | 0.6362
98 | 0.28 | 0.3 | Southern | AL | Mobile-Rgnl.AP.722230 | 2 | 966489 | 25.5494 | 13.9646 | 44.1972 | 25.2074 | 18.9898 | 995.44 | 1.4376 | 16.57 | 1.6622 | -0.22468 | 21.7053 | 0.40279 | 2.21 | 0.59957 | -0.19678 | 3.9397 | 0.34458 | -27.23 | 2.1086 | -1.764 | -22.1698 | 1.4376 | 16.57 | 1.6622 | -0.22468 | 21.7053 | 1.4627 | 14.94 | 1.7957 | -0.333 | 20.4146 | 0.030574 | 0.78115 | 0.42695 | 1.3513 | 30.4346 | 0.043952 | 0.012315 | 0.010535 | 0.043952 | 0.044721 | 0.50661 | 0.067568 | -0.83253 | 0.50661 | 0.45678 | 0.66362 | 0.12045 | -0.67782 | 0.66362 | 0.62416 | 0.025014 | 0.63908 | 0.3493 | 1.1055 | 24.8995 | 0.035958 | 0.010075 | 0.0086191 | 0.035958 | 0.036588 | 0.41447 | 0.05528 | -0.68112 | 0.41447 | 0.3737 | 0.54293 | 0.098545 | -0.55455 | 0.54293 | 0.51064
99 | 0.28 | 0.35 | Southern | AL | Mobile-Rgnl.AP.722230 | 2 | 966489 | 24.843 | 14.6127 | 44.3444 | 24.5103 | 19.8341 | 1012.95 | 1.2904 | -0.94 | 2.3594 | -1.069 | 5.6016 | 0.25562 | -15.3 | 1.2967 | -1.0411 | -12.164 | 0.19741 | -44.74 | 2.8058 | -2.6083 | -38.2735 | 1.2904 | -0.94 | 2.3594 | -1.069 | 5.6016 | 1.3156 | -2.57 | 2.4929 | -1.1773 | 4.311 | 0.030574 | 0.75955 | 0.44677 | 1.3558 | 30.9699 | 0.039452 | 0.0078152 | 0.0060355 | 0.039452 | 0.040222 | -0.02874 | -0.46778 | -1.3679 | -0.02874 | -0.078575 | 0.17126 | -0.3719 | -1.1702 | 0.17126 | 0.1318 | 0.025014 | 0.62141 | 0.36552 | 1.1092 | 25.3375 | 0.032277 | 0.0063939 | 0.0049379 | 0.032277 | 0.032907 | -0.023513 | -0.38271 | -1.1191 | -0.023513 | -0.064285 | 0.14012 | -0.30427 | -0.95736 | 0.14012 | 0.10783
100 | 0.28 | 0.4 | Southern | AL | Mobile-Rgnl.AP.722230 | 2 | 966489 | 24.3382 | 15.1 | 44.4919 | 24.0124 | 20.4795 | 1026.84 | 1.1429 | -14.83 | 2.8573 | -1.7143 | -7.3234 | 0.10815 | -29.19 | 1.7946 | -1.6864 | -25.089 | 0.04994 | -58.63 | 3.3037 | -3.2537 | -51.1985 | 1.1429 | -14.83 | 2.8573 | -1.7143 | -7.3234 | 1.1681 | -16.46 | 2.9908 | -1.8227 | -8.614 | 0.030574 | 0.74411 | 0.46167 | 1.3603 | 31.3946 | 0.034943 | 0.0033065 | 0.0015269 | 0.034943 | 0.035713 | -0.45341 | -0.89245 | -1.7926 | -0.45341 | -0.50325 | -0.2239 | -0.76707 | -1.5653 | -0.2239 | -0.26337 | 0.025014 | 0.60878 | 0.3777 | 1.1129 | 25.6849 | 0.028588 | 0.0027052 | 0.0012492 | 0.028588 | 0.029218 | -0.37095 | -0.73014 | -1.4665 | -0.37095 | -0.41172 | -0.18318 | -0.62756 | -1.2807 | -0.18318 | -0.21547
101 | 0.27 | 0.2 | Southern | AL | Mobile-Rgnl.AP.722230 | 2 | 966489 | 26.436 | 13.0721 | 43.8697 | 26.082 | 17.7877 | 968.79 | 1.7651 | 43.22 | 0.78766 | 0.97739 | 46.7092 | 0.73029 | 28.86 | -0.27501 | 1.0053 | 28.9436 | 0.67208 | -0.58 | 1.2341 | -0.56198 | 2.8341 | 1.7651 | 43.22 | 0.78766 | 0.97739 | 46.7092 | 1.7902 | 41.59 | 0.92116 | 0.86907 | 45.4186 | 0.030574 | 0.80825 | 0.39967 | 1.3413 | 29.6198 | 0.053965 | 0.022328 | 0.020548 | 0.053965 | 0.054734 | 1.3214 | 0.88236 | -0.017733 | 1.3214 | 1.2716 | 1.4281 | 0.88492 | 0.086649 | 1.4281 | 1.3886 | 0.025014 | 0.66126 | 0.32698 | 1.0973 | 24.2329 | 0.04415 | 0.018267 | 0.016811 | 0.04415 | 0.04478 | 1.0811 | 0.72189 | -0.014508 | 1.0811 | 1.0403 | 1.1684 | 0.72398 | 0.070891 | 1.1684 | 1.1361
102 | 0.27 | 0.25 | Southern | AL | Mobile-Rgnl.AP.722230 | 2 | 966489 | 25.6087 | 13.7795 | 43.966 | 25.2658 | 18.7002 | 986.82 | 1.6688 | 25.19 | 1.6039 | 0.064893 | 30.4097 | 0.63401 | 10.83 | 0.54122 | 0.092794 | 12.6441 | 0.5758 | -18.61 | 2.0503 | -1.4745 | -13.4654 | 1.6688 | 25.19 | 1.6039 | 0.064893 | 30.4097 | 1.694 | 23.56 | 1.7374 | -0.043429 | 29.119 | 0.030574 | 0.78296 | 0.42129 | 1.3442 | 30.171 | 0.051021 | 0.019384 | 0.017605 | 0.051021 | 0.051791 | 0.77016 | 0.33112 | -0.56898 | 0.77016 | 0.72032 | 0.92975 | 0.38658 | -0.41169 | 0.92975 | 0.89029 | 0.025014 | 0.64056 | 0.34467 | 1.0997 | 24.6838 | 0.041742 | 0.015859 | 0.014403 | 0.041742 | 0.042372 | 0.63009 | 0.2709 | -0.4655 | 0.63009 | 0.58932 | 0.76065 | 0.31627 | -0.33682 | 0.76065 | 0.72837
103 | 0.27 | 0.3 | Southern | AL | Mobile-Rgnl.AP.722230 | 2 | 966489 | 25.2134 | 14.0958 | 44.0159 | 24.8758 | 19.1401 | 995.57 | 1.6189 | 16.44 | 1.9938 | -0.37493 | 22.4917 | 0.5841 | 2.08 | 0.93113 | -0.34703 | 4.7261 | 0.5259 | -27.36 | 2.4402 | -1.9143 | -21.3834 | 1.6189 | 16.44 | 1.9938 | -0.37493 | 22.4917 | 1.644 | 14.81 | 2.1273 | -0.48325 | 21.201 | 0.030574 | 0.77087 | 0.43097 | 1.3457 | 30.4385 | 0.049495 | 0.017858 | 0.016079 | 0.049495 | 0.050265 | 0.50264 | 0.063594 | -0.8365 | 0.50264 | 0.4528 | 0.68766 | 0.14449 | -0.65378 | 0.68766 | 0.6482 | 0.025014 | 0.63068 | 0.35259 | 1.101 | 24.9027 | 0.040494 | 0.014611 | 0.013154 | 0.040494 | 0.041123 | 0.41122 | 0.052028 | -0.68437 | 0.41122 | 0.37045 | 0.5626 | 0.11822 | -0.53488 | 0.5626 | 0.53031
104 | 0.27 | 0.35 | Southern | AL | Mobile-Rgnl.AP.722230 | 2 | 966489 | 24.5058 | 14.7824 | 44.2166 | 24.1776 | 20.039 | 1014.84 | 1.4181 | -2.83 | 2.692 | -1.2739 | 4.5703 | 0.38336 | -17.19 | 1.6293 | -1.246 | -13.1953 | 0.32515 | -46.63 | 3.1384 | -2.8133 | -39.3048 | 1.4181 | -2.83 | 2.692 | -1.2739 | 4.5703 | 1.4433 | -4.46 | 2.8255 | -1.3822 | 3.2796 | 0.030574 | 0.74924 | 0.45196 | 1.3519 | 31.0277 | 0.043358 | 0.011721 | 0.0099411 | 0.043358 | 0.044127 | -0.086524 | -0.52557 | -1.4257 | -0.086524 | -0.13636 | 0.13973 | -0.40343 | -1.2017 | 0.13973 | 0.10027 | 0.025014 | 0.61298 | 0.36976 | 1.106 | 25.3847 | 0.035472 | 0.0095892 | 0.0081331 | 0.035472 | 0.036102 | -0.070788 | -0.42998 | -1.1664 | -0.070788 | -0.11156 | 0.11432 | -0.33006 | -0.98315 | 0.11432 | 0.082035
105 | 0.27 | 0.4 | Southern | AL | Mobile-Rgnl.AP.722230 | 2 | 966489 | 24.1179 | 15.1254 | 44.2916 | 23.7949 | 20.4967 | 1024.27 | 1.3432 | -12.26 | 3.0747 | -1.7316 | -4.0746 | 0.30839 | -26.62 | 2.012 | -1.7037 | -21.8403 | 0.25018 | -56.06 | 3.5211 | -3.2709 | -47.9498 | 1.3432 | -12.26 | 3.0747 | -1.7316 | -4.0746 | 1.3683 | -13.89 | 3.2082 | -1.8399 | -5.3653 | 0.030574 | 0.73738 | 0.46244 | 1.3542 | 31.316 | 0.041065 | 0.0094286 | 0.0076489 | 0.041065 | 0.041835 | -0.37484 | -0.81388 | -1.714 | -0.37484 | -0.42467 | -0.12458 | -0.66774 | -1.466 | -0.12458 | -0.16404 | 0.025014 | 0.60327 | 0.37834 | 1.1079 | 25.6206 | 0.033597 | 0.0077138 | 0.0062578 | 0.033597 | 0.034227 | -0.30667 | -0.66586 | -1.4023 | -0.30667 | -0.34744 | -0.10192 | -0.5463 | -1.1994 | -0.10192 | -0.1342
106 | 0.26 | 0.2 | Southern | AL | Mobile-Rgnl.AP.722230 | 2 | 966489 | 26.206 | 13.0917 | 43.6528 | 25.855 | 17.7978 | 965.86 | 1.982 | 46.15 | 1.0147 | 0.96731 | 50.3656 | 0.9472 | 31.79 | -0.048017 | 0.99521 | 32.5999 | 0.88899 | 2.35 | 1.461 | -0.57206 | 6.4904 | 1.982 | 46.15 | 1.0147 | 0.96731 | 50.3656 | 2.0071 | 44.52 | 1.1481 | 0.85899 | 49.0749 | 0.030574 | 0.80122 | 0.40027 | 1.3346 | 29.5302 | 0.060597 | 0.02896 | 0.02718 | 0.060597 | 0.061366 | 1.411 | 0.97195 | 0.071849 | 1.411 | 1.3612 | 1.5399 | 0.99671 | 0.19844 | 1.5399 | 1.5004 | 0.025014 | 0.6555 | 0.32747 | 1.0919 | 24.1596 | 0.049576 | 0.023693 | 0.022237 | 0.049576 | 0.050206 | 1.1544 | 0.79518 | 0.058782 | 1.1544 | 1.1136 | 1.2598 | 0.81544 | 0.16235 | 1.2598 | 1.2275
107 | 0.26 | 0.25 | Southern | AL | Mobile-Rgnl.AP.722230 | 2 | 966489 | 25.3884 | 13.7849 | 43.7503 | 25.0483 | 18.702 | 983.74 | 1.8845 | 28.27 | 1.8213 | 0.063116 | 34.1772 | 0.84969 | 13.91 | 0.75867 | 0.091018 | 16.4115 | 0.79148 | -15.53 | 2.2677 | -1.4763 | -9.698 | 1.8845 | 28.27 | 1.8213 | 0.063116 | 34.1772 | 1.9096 | 26.64 | 1.9548 | -0.045206 | 32.8865 | 0.030574 | 0.77622 | 0.42146 | 1.3376 | 30.0768 | 0.057615 | 0.025978 | 0.024199 | 0.057615 | 0.058385 | 0.86433 | 0.42528 | -0.47481 | 0.86433 | 0.81449 | 1.0449 | 0.50177 | -0.29651 | 1.0449 | 1.0055 | 0.025014 | 0.63505 | 0.34481 | 1.0943 | 24.6068 | 0.047137 | 0.021254 | 0.019798 | 0.047137 | 0.047766 | 0.70713 | 0.34794 | -0.38846 | 0.70713 | 0.66636 | 0.85489 | 0.41051 | -0.24258 | 0.85489 | 0.82261
108 | 0.26 | 0.3 | Southern | AL | Mobile-Rgnl.AP.722230 | 2 | 966489 | 24.8274 | 14.2859 | 43.8662 | 24.4948 | 19.3714 | 997.61 | 1.7686 | 14.4 | 2.3748 | -0.60624 | 21.4247 | 0.73383 | 0.04 | 1.3122 | -0.57834 | 3.6591 | 0.67562 | -29.4 | 2.8212 | -2.1456 | -22.4504 | 1.7686 | 14.4 | 2.3748 | -0.60624 | 21.4247 | 1.7938 | 12.77 | 2.5083 | -0.71456 | 20.134 | 0.030574 | 0.75907 | 0.43678 | 1.3412 | 30.5009 | 0.054073 | 0.022436 | 0.020656 | 0.054073 | 0.054843 | 0.44027 | 0.001223 | -0.89887 | 0.44027 | 0.39043 | 0.65504 | 0.11187 | -0.6864 | 0.65504 | 0.61558 | 0.025014 | 0.62102 | 0.35734 | 1.0972 | 24.9537 | 0.044239 | 0.018356 | 0.0169 | 0.044239 | 0.044869 | 0.36019 | 0.0010005 | -0.7354 | 0.36019 | 0.31942 | 0.53591 | 0.091526 | -0.56156 | 0.53591 | 0.50362
109 | 0.26 | 0.35 | Southern | AL | Mobile-Rgnl.AP.722230 | 2 | 966489 | 24.1596 | 14.9676 | 44.0955 | 23.8359 | 20.2596 | 1017.1 | 1.5393 | -5.09 | 3.0337 | -1.4945 | 3.1719 | 0.50449 | -19.45 | 1.971 | -1.4665 | -14.5937 | 0.44628 | -48.89 | 3.4801 | -3.0338 | -40.7032 | 1.5393 | -5.09 | 3.0337 | -1.4945 | 3.1719 | 1.5644 | -6.72 | 3.1672 | -1.6028 | 1.8813 | 0.030574 | 0.73866 | 0.45762 | 1.3482 | 31.0968 | 0.047061 | 0.015424 | 0.013645 | 0.047061 | 0.047831 | -0.15562 | -0.59466 | -1.4948 | -0.15562 | -0.20546 | 0.096979 | -0.44619 | -1.2445 | 0.096979 | 0.057518 | 0.025014 | 0.60432 | 0.37439 | 1.103 | 25.4413 | 0.038502 | 0.012619 | 0.011163 | 0.038502 | 0.039132 | -0.12732 | -0.48651 | -1.2229 | -0.12732 | -0.16809 | 0.079341 | -0.36504 | -1.0181 | 0.079341 | 0.047057
110 | 0.26 | 0.4 | Southern | AL | Mobile-Rgnl.AP.722230 | 2 | 966489 | 23.8928 | 15.145 | 44.0824 | 23.5726 | 20.5097 | 1021.49 | 1.5524 | -9.48 | 3.297 | -1.7446 | -0.6007 | 0.51764 | -23.84 | 2.2343 | -1.7167 | -18.3664 | 0.45943 | -53.28 | 3.7434 | -3.284 | -44.4758 | 1.5524 | -9.48 | 3.297 | -1.7446 | -0.6007 | 1.5776 | -11.11 | 3.4305 | -1.8529 | -1.8914 | 0.030574 | 0.7305 | 0.46304 | 1.3478 | 31.231 | 0.047463 | 0.015826 | 0.014046 | 0.047463 | 0.048233 | -0.28984 | -0.72888 | -1.629 | -0.28984 | -0.33968 | -0.018366 | -0.56153 | -1.3598 | -0.018366 | -0.057827 | 0.025014 | 0.59764 | 0.37883 | 1.1027 | 25.5511 | 0.038831 | 0.012948 | 0.011492 | 0.038831 | 0.039461 | -0.23713 | -0.59632 | -1.3327 | -0.23713 | -0.2779 | -0.015026 | -0.45941 | -1.1125 | -0.015026 | -0.04731
111 | 0.25 | 0.2 | Southern | AL | Mobile-Rgnl.AP.722230 | 2 | 966489 | 25.9707 | 13.1026 | 43.425 | 25.6229 | 17.8022 | 962.66 | 2.2097 | 49.35 | 1.2468 | 0.96294 | 54.3043 | 1.175 | 34.99 | 0.18412 | 0.99084 | 36.5386 | 1.1168 | 5.55 | 1.6932 | -0.57643 | 10.4291 | 2.2097 | 49.35 | 1.2468 | 0.96294 | 54.3043 | 2.2349 | 47.72 | 1.3803 | 0.85462 | 53.0136 | 0.030574 | 0.79403 | 0.4006 | 1.3277 | 29.4323 | 0.06756 | 0.035923 | 0.034144 | 0.06756 | 0.06833 | 1.5088 | 1.0698 | 0.16969 | 1.5088 | 1.459 | 1.6603 | 1.1171 | 0.31886 | 1.6603 | 1.6208 | 0.025014 | 0.64962 | 0.32774 | 1.0862 | 24.0795 | 0.055273 | 0.02939 | 0.027934 | 0.055273 | 0.055903 | 1.2344 | 0.87522 | 0.13883 | 1.2344 | 1.1936 | 1.3583 | 0.91396 | 0.26087 | 1.3583 | 1.3261
112 | 0.25 | 0.25 | Southern | AL | Mobile-Rgnl.AP.722230 | 2 | 966489 | 25.1623 | 13.8004 | 43.5393 | 24.8252 | 18.7141 | 980.93 | 2.0954 | 31.08 | 2.0444 | 0.050996 | 37.6963 | 1.0607 | 16.72 | 0.98176 | 0.078898 | 19.9307 | 1.0024 | -12.72 | 2.4908 | -1.4884 | -6.1788 | 2.0954 | 31.08 | 2.0444 | 0.050996 | 37.6963 | 2.1206 | 29.45 | 2.1779 | -0.057325 | 36.4057 | 0.030574 | 0.76931 | 0.42193 | 1.3312 | 29.9909 | 0.064065 | 0.032428 | 0.030649 | 0.064065 | 0.064835 | 0.95024 | 0.5112 | -0.3889 | 0.95024 | 0.9004 | 1.1525 | 0.60936 | -0.18891 | 1.1525 | 1.1131 | 0.025014 | 0.6294 | 0.3452 | 1.0891 | 24.5365 | 0.052414 | 0.026531 | 0.025075 | 0.052414 | 0.053044 | 0.77742 | 0.41823 | -0.31817 | 0.77742 | 0.73665 | 0.94292 | 0.49854 | -0.15455 | 0.94292 | 0.91063
113 | 0.25 | 0.3 | Southern | AL | Mobile-Rgnl.AP.722230 | 2 | 966489 | 24.4447 | 14.4907 | 43.7283 | 24.1172 | 19.6111 | 999.99 | 1.9065 | 12.02 | 2.7525 | -0.84598 | 20.0145 | 0.87172 | -2.34 | 1.6898 | -0.81808 | 2.2488 | 0.81351 | -31.78 | 3.1989 | -2.3853 | -23.8607 | 1.9065 | 12.02 | 2.7525 | -0.84598 | 20.0145 | 1.9317 | 10.39 | 2.886 | -0.9543 | 18.7238 | 0.030574 | 0.74737 | 0.44304 | 1.3369 | 30.5737 | 0.058289 | 0.026652 | 0.024872 | 0.058289 | 0.059059 | 0.3675 | -0.071543 | -0.97164 | 0.3675 | 0.31766 | 0.61192 | 0.068755 | -0.72952 | 0.61192 | 0.57246 | 0.025014 | 0.61145 | 0.36246 | 1.0938 | 25.0133 | 0.047688 | 0.021805 | 0.020349 | 0.047688 | 0.048318 | 0.30066 | -0.058532 | -0.79493 | 0.30066 | 0.25989 | 0.50063 | 0.056251 | -0.59684 | 0.50063 | 0.46835
114 | 0.25 | 0.35 | Southern | AL | Mobile-Rgnl.AP.722230 | 2 | 966489 | 23.7922 | 15.2023 | 44.0225 | 23.4735 | 20.549 | 1021.31 | 1.6123 | -9.3 | 3.3962 | -1.7838 | -0.17441 | 0.57754 | -23.66 | 2.3335 | -1.7559 | -17.9401 | 0.51933 | -53.1 | 3.8425 | -3.3232 | -44.0495 | 1.6123 | -9.3 | 3.3962 | -1.7838 | -0.17441 | 1.6375 | -10.93 | 3.5296 | -1.8922 | -1.4651 | 0.030574 | 0.72742 | 0.46479 | 1.3459 | 31.2255 | 0.049294 | 0.017658 | 0.015878 | 0.049294 | 0.050064 | -0.28434 | -0.72338 | -1.6235 | -0.28434 | -0.33417 | -0.0053323 | -0.5485 | -1.3468 | -0.0053323 | -0.044793 | 0.025014 | 0.59513 | 0.38026 | 1.1012 | 25.5466 | 0.040329 | 0.014446 | 0.01299 | 0.040329 | 0.040959 | -0.23263 | -0.59182 | -1.3282 | -0.23263 | -0.2734 | -0.0043625 | -0.44874 | -1.1018 | -0.0043625 | -0.036647
115 | 0.25 | 0.4 | Southern | AL | Mobile-Rgnl.AP.722230 | 2 | 966489 | 23.6724 | 15.1642 | 43.8812 | 23.3552 | 20.526 | 1018.88 | 1.7536 | -6.87 | 3.5145 | -1.7609 | 2.6793 | 0.7188 | -21.23 | 2.4518 | -1.733 | -15.0864 | 0.66059 | -50.67 | 3.9609 | -3.3003 | -41.1959 | 1.7536 | -6.87 | 3.5145 | -1.7609 | 2.6793 | 1.7787 | -8.5 | 3.648 | -1.8692 | 1.3886 | 0.030574 | 0.72376 | 0.46363 | 1.3416 | 31.1512 | 0.053614 | 0.021977 | 0.020197 | 0.053614 | 0.054383 | -0.21004 | -0.64909 | -1.5492 | -0.21004 | -0.25988 | 0.081916 | -0.46125 | -1.2595 | 0.081916 | 0.042455 | 0.025014 | 0.59213 | 0.37931 | 1.0976 | 25.4858 | 0.043863 | 0.01798 | 0.016524 | 0.043863 | 0.044493 | -0.17184 | -0.53104 | -1.2674 | -0.17184 | -0.21261 | 0.067018 | -0.37736 | -1.0305 | 0.067018 | 0.034734
116 | 0.24 | 0.2 | Southern | AL | Mobile-Rgnl.AP.722230 | 2 | 966489 | 25.745 | 13.1179 | 43.2146 | 25.4001 | 17.8145 | 959.86 | 2.4202 | 52.15 | 1.4696 | 0.95062 | 57.8117 | 1.3854 | 37.79 | 0.40692 | 0.97852 | 40.046 | 1.3272 | 8.35 | 1.916 | -0.58875 | 13.9365 | 2.4202 | 52.15 | 1.4696 | 0.95062 | 57.8117 | 2.4454 | 50.52 | 1.6031 | 0.8423 | 56.521 | 0.030574 | 0.78713 | 0.40107 | 1.3212 | 29.3467 | 0.073995 | 0.042358 | 0.040579 | 0.073995 | 0.074765 | 1.5944 | 1.1554 | 0.25529 | 1.5944 | 1.5446 | 1.7675 | 1.2244 | 0.4261 | 1.7675 | 1.7281 | 0.025014 | 0.64397 | 0.32813 | 1.0809 | 24.0095 | 0.060538 | 0.034655 | 0.033199 | 0.060538 | 0.061168 | 1.3045 | 0.94526 | 0.20886 | 1.3045 | 1.2637 | 1.4461 | 1.0017 | 0.3486 | 1.4461 | 1.4138
117 | 0.24 | 0.25 | Southern | AL | Mobile-Rgnl.AP.722230 | 2 | 966489 | 24.9331 | 13.8104 | 43.3167 | 24.599 | 18.7177 | 977.78 | 2.3181 | 34.23 | 2.2706 | 0.047428 | 41.5577 | 1.2833 | 19.87 | 1.208 | 0.07533 | 23.7921 | 1.2251 | -9.57 | 2.717 | -1.4919 | -2.3174 | 2.3181 | 34.23 | 2.2706 | 0.047428 | 41.5577 | 2.3432 | 32.6 | 2.4041 | -0.060893 | 40.267 | 0.030574 | 0.7623 | 0.42224 | 1.3244 | 29.8946 | 0.070872 | 0.039235 | 0.037456 | 0.070872 | 0.071642 | 1.0465 | 0.6075 | -0.29259 | 1.0465 | 0.99671 | 1.2706 | 0.72742 | -0.070853 | 1.2706 | 1.2311 | 0.025014 | 0.62366 | 0.34545 | 1.0835 | 24.4577 | 0.057983 | 0.0321 | 0.030644 | 0.057983 | 0.058612 | 0.85621 | 0.49702 | -0.23938 | 0.85621 | 0.81544 | 1.0395 | 0.59512 | -0.057967 | 1.0395 | 1.0072
118 | 0.24 | 0.3 | Southern | AL | Mobile-Rgnl.AP.722230 | 2 | 966489 | 24.2152 | 14.5103 | 43.5184 | 23.8907 | 19.6278 | 997.26 | 2.1163 | 14.75 | 2.979 | -0.86264 | 23.4411 | 1.0816 | 0.39 | 1.9163 | -0.83474 | 5.6755 | 1.0234 | -29.05 | 3.4254 | -2.402 | -20.434 | 2.1163 | 14.75 | 2.979 | -0.86264 | 23.4411 | 2.1415 | 13.12 | 3.1125 | -0.97096 | 22.1504 | 0.030574 | 0.74036 | 0.44364 | 1.3305 | 30.4902 | 0.064705 | 0.033068 | 0.031288 | 0.064705 | 0.065474 | 0.45097 | 0.011924 | -0.88817 | 0.45097 | 0.40113 | 0.71669 | 0.17352 | -0.62475 | 0.71669 | 0.67723 | 0.025014 | 0.60571 | 0.36295 | 1.0885 | 24.945 | 0.052937 | 0.027054 | 0.025598 | 0.052937 | 0.053567 | 0.36895 | 0.0097553 | -0.72664 | 0.36895 | 0.32818 | 0.58635 | 0.14196 | -0.51113 | 0.58635 | 0.55406
119 | 0.24 | 0.35 | Southern | AL | Mobile-Rgnl.AP.722230 | 2 | 966489 | 23.5674 | 15.222 | 43.8174 | 23.2515 | 20.5659 | 1018.65 | 1.8174 | -6.64 | 3.6182 | -1.8008 | 3.1645 | 0.78263 | -21 | 2.5555 | -1.7729 | -14.6011 | 0.72442 | -50.44 | 4.0646 | -3.3401 | -40.7106 | 1.8174 | -6.64 | 3.6182 | -1.8008 | 3.1645 | 1.8426 | -8.27 | 3.7517 | -1.9091 | 1.8739 | 0.030574 | 0.72055 | 0.4654 | 1.3397 | 31.1442 | 0.055565 | 0.023928 | 0.022148 | 0.055565 | 0.056335 | -0.20301 | -0.64205 | -1.5422 | -0.20301 | -0.25285 | 0.096753 | -0.44641 | -1.2447 | 0.096753 | 0.057292 | 0.025014 | 0.5895 | 0.38076 | 1.096 | 25.48 | 0.045459 | 0.019576 | 0.01812 | 0.045459 | 0.046089 | -0.16609 | -0.52528 | -1.2617 | -0.16609 | -0.20686 | 0.079156 | -0.36523 | -1.0183 | 0.079156 | 0.046872
120 | 0.24 | 0.4 | Southern | AL | Mobile-Rgnl.AP.722230 | 2 | 966489 | 23.4509 | 15.1805 | 43.676 | 23.1366 | 20.5394 | 1016.16 | 1.9588 | -4.15 | 3.7331 | -1.7743 | 6.0775 | 0.92404 | -18.51 | 2.6704 | -1.7464 | -11.6881 | 0.86583 | -47.95 | 4.1795 | -3.3136 | -37.7976 | 1.9588 | -4.15 | 3.7331 | -1.7743 | 6.0775 | 1.984 | -5.78 | 3.8666 | -1.8826 | 4.7869 | 0.030574 | 0.71699 | 0.46413 | 1.3353 | 31.0681 | 0.059888 | 0.028251 | 0.026472 | 0.059888 | 0.060658 | -0.12688 | -0.56592 | -1.466 | -0.12688 | -0.17672 | 0.18581 | -0.35735 | -1.1556 | 0.18581 | 0.14635 | 0.025014 | 0.58659 | 0.37972 | 1.0925 | 25.4177 | 0.048997 | 0.023113 | 0.021657 | 0.048997 | 0.049626 | -0.10381 | -0.463 | -1.1994 | -0.10381 | -0.14458 | 0.15202 | -0.29236 | -0.94545 | 0.15202 | 0.11974
121 | 0.22 | 0.2 | Southern | AL | Mobile-Rgnl.AP.722230 | 2 | 966489 | 25.2798 | 13.1376 | 42.7591 | 24.9409 | 17.8182 | 953.36 | 2.8757 | 58.65 | 1.9287 | 0.94697 | 65.7698 | 1.8409 | 44.29 | 0.86605 | 0.97487 | 48.0041 | 1.7827 | 14.85 | 2.3751 | -0.5924 | 21.8947 | 2.8757 | 58.65 | 1.9287 | 0.94697 | 65.7698 | 2.9009 | 57.02 | 2.0622 | 0.83865 | 64.4791 | 0.030574 | 0.77291 | 0.40167 | 1.3073 | 29.148 | 0.087921 | 0.056284 | 0.054505 | 0.087921 | 0.088691 | 1.7932 | 1.3541 | 0.45402 | 1.7932 | 1.7433 | 2.0108 | 1.4677 | 0.66941 | 2.0108 | 1.9714 | 0.025014 | 0.63234 | 0.32862 | 1.0696 | 23.8469 | 0.071931 | 0.046048 | 0.044592 | 0.071931 | 0.072561 | 1.467 | 1.1078 | 0.37145 | 1.467 | 1.4263 | 1.6451 | 1.2008 | 0.54766 | 1.6451 | 1.6129
122 | 0.22 | 0.25 | Southern | AL | Mobile-Rgnl.AP.722230 | 2 | 966489 | 24.4714 | 13.8488 | 42.8869 | 24.1433 | 18.7436 | 972.06 | 2.7479 | 39.95 | 2.7263 | 0.021525 | 48.708 | 1.7131 | 25.59 | 1.6637 | 0.049427 | 30.9424 | 1.6549 | -3.85 | 3.1727 | -1.5178 | 4.8329 | 2.7479 | 39.95 | 2.7263 | 0.021525 | 48.708 | 2.773 | 38.32 | 2.8598 | -0.086796 | 47.4174 | 0.030574 | 0.74819 | 0.42341 | 1.3112 | 29.7197 | 0.084013 | 0.052377 | 0.050597 | 0.084013 | 0.084783 | 1.2214 | 0.78239 | -0.11771 | 1.2214 | 1.1716 | 1.4892 | 0.94603 | 0.14776 | 1.4892 | 1.4497 | 0.025014 | 0.61212 | 0.34641 | 1.0728 | 24.3146 | 0.068734 | 0.042851 | 0.041395 | 0.068734 | 0.069364 | 0.99929 | 0.6401 | -0.096302 | 0.99929 | 0.95852 | 1.2184 | 0.77398 | 0.12089 | 1.2184 | 1.1861
123 | 0.22 | 0.3 | Southern | AL | Mobile-Rgnl.AP.722230 | 2 | 966489 | 23.7634 | 14.5457 | 43.0974 | 23.4448 | 19.6526 | 991.64 | 2.5373 | 20.37 | 3.4248 | -0.88751 | 30.4528 | 1.5026 | 6.01 | 2.3622 | -0.85961 | 12.6872 | 1.4444 | -23.43 | 3.8712 | -2.4269 | -13.4223 | 2.5373 | 20.37 | 3.4248 | -0.88751 | 30.4528 | 2.5625 | 18.74 | 3.5583 | -0.99584 | 29.1621 | 0.030574 | 0.72654 | 0.44472 | 1.3177 | 30.3184 | 0.077576 | 0.04594 | 0.04416 | 0.077576 | 0.078346 | 0.62279 | 0.18375 | -0.71635 | 0.62279 | 0.57296 | 0.93106 | 0.3879 | -0.41037 | 0.93106 | 0.8916 | 0.025014 | 0.59441 | 0.36384 | 1.078 | 24.8044 | 0.063468 | 0.037585 | 0.036129 | 0.063468 | 0.064097 | 0.50953 | 0.15033 | -0.58607 | 0.50953 | 0.46875 | 0.76173 | 0.31735 | -0.33574 | 0.76173 | 0.72945
124 | 0.22 | 0.35 | Southern | AL | Mobile-Rgnl.AP.722230 | 2 | 966489 | 23.1217 | 15.2582 | 43.3979 | 22.8117 | 20.5862 | 1012.97 | 2.2369 | -0.96 | 4.0579 | -1.821 | 10.2229 | 1.2021 | -15.32 | 2.9952 | -1.7931 | -7.5428 | 1.1439 | -44.76 | 4.5043 | -3.3604 | -33.6523 | 2.2369 | -0.96 | 4.0579 | -1.821 | 10.2229 | 2.262 | -2.59 | 4.1914 | -1.9294 | 8.9322 | 0.030574 | 0.70692 | 0.4665 | 1.3268 | 30.9705 | 0.06839 | 0.036753 | 0.034973 | 0.06839 | 0.06916 | -0.029351 | -0.46839 | -1.3685 | -0.029351 | -0.079187 | 0.31255 | -0.23061 | -1.0289 | 0.31255 | 0.27309 | 0.025014 | 0.57835 | 0.38166 | 1.0855 | 25.338 | 0.055952 | 0.030069 | 0.028613 | 0.055952 | 0.056582 | -0.024013 | -0.38321 | -1.1196 | -0.024013 | -0.064785 | 0.25571 | -0.18867 | -0.84176 | 0.25571 | 0.22343
125 | 0.22 | 0.4 | Southern | AL | Mobile-Rgnl.AP.722230 | 2 | 966489 | 23.011 | 15.2255 | 43.2799 | 22.7025 | 20.5774 | 1011.13 | 2.3549 | 0.88 | 4.1672 | -1.8123 | 12.4404 | 1.3201 | -13.48 | 3.1045 | -1.7844 | -5.3252 | 1.2619 | -42.92 | 4.6136 | -3.3517 | -31.4347 | 2.3549 | 0.88 | 4.1672 | -1.8123 | 12.4404 | 2.3801 | -0.75 | 4.3007 | -1.9206 | 11.1497 | 0.030574 | 0.70354 | 0.4655 | 1.3232 | 30.9143 | 0.071999 | 0.040362 | 0.038582 | 0.071999 | 0.072768 | 0.026905 | -0.41214 | -1.3122 | 0.026905 | -0.02293 | 0.38035 | -0.16281 | -0.96109 | 0.38035 | 0.34089 | 0.025014 | 0.57559 | 0.38084 | 1.0826 | 25.2919 | 0.058904 | 0.033021 | 0.031565 | 0.058904 | 0.059534 | 0.022012 | -0.33718 | -1.0736 | 0.022012 | -0.01876 | 0.31118 | -0.1332 | -0.78629 | 0.31118 | 0.27889
126 | 0.2 | 0.2 | Southern | AL | Mobile-Rgnl.AP.722230 | 2 | 966489 | 24.8144 | 13.1638 | 42.3098 | 24.4815 | 17.8283 | 947.08 | 3.3249 | 64.93 | 2.3881 | 0.9368 | 73.5139 | 2.2902 | 50.57 | 1.3255 | 0.9647 | 55.7482 | 2.232 | 21.13 | 2.8345 | -0.60257 | 29.6387 | 3.3249 | 64.93 | 2.3881 | 0.9368 | 73.5139 | 3.3501 | 63.3 | 2.5216 | 0.82848 | 72.2232 | 0.030574 | 0.75867 | 0.40247 | 1.2936 | 28.956 | 0.10166 | 0.07002 | 0.06824 | 0.10166 | 0.10243 | 1.9852 | 1.5461 | 0.64603 | 1.9852 | 1.9353 | 2.2476 | 1.7044 | 0.90617 | 2.2476 | 2.2082 | 0.025014 | 0.6207 | 0.32927 | 1.0583 | 23.6898 | 0.083168 | 0.057285 | 0.055829 | 0.083168 | 0.083798 | 1.6241 | 1.2649 | 0.52854 | 1.6241 | 1.5834 | 1.8388 | 1.3945 | 0.74137 | 1.8388 | 1.8066
127 | 0.2 | 0.25 | Southern | AL | Mobile-Rgnl.AP.722230 | 2 | 966489 | 24.006 | 13.8804 | 42.4485 | 23.6839 | 18.7647 | 966.12 | 3.1862 | 45.89 | 3.1858 | 0.00045904 | 56.0861 | 2.1515 | 31.53 | 2.1231 | 0.028361 | 38.3204 | 2.0933 | 2.09 | 3.6322 | -1.5389 | 12.2109 | 3.1862 | 45.89 | 3.1858 | 0.00045904 | 56.0861 | 3.2114 | 44.26 | 3.3193 | -0.10786 | 54.7954 | 0.030574 | 0.73396 | 0.42438 | 1.2978 | 29.5381 | 0.097416 | 0.065779 | 0.063999 | 0.097416 | 0.098185 | 1.403 | 0.964 | 0.0639 | 1.403 | 1.3532 | 1.7148 | 1.1716 | 0.37334 | 1.7148 | 1.6753 | 0.025014 | 0.60047 | 0.3472 | 1.0618 | 24.1661 | 0.079699 | 0.053816 | 0.05236 | 0.079699 | 0.080329 | 1.1479 | 0.78868 | 0.052278 | 1.1479 | 1.1071 | 1.4029 | 0.95853 | 0.30544 | 1.4029 | 1.3706
128 | 0.2 | 0.3 | Southern | AL | Mobile-Rgnl.AP.722230 | 2 | 966489 | 23.3037 | 14.5817 | 42.6679 | 22.991 | 19.6769 | 985.89 | 2.9669 | 26.12 | 3.8786 | -0.91177 | 37.6244 | 1.9321 | 11.76 | 2.816 | -0.88387 | 19.8588 | 1.8739 | -17.68 | 4.325 | -2.4511 | -6.2507 | 2.9669 | 26.12 | 3.8786 | -0.91177 | 37.6244 | 2.992 | 24.49 | 4.0121 | -1.0201 | 36.3338 | 0.030574 | 0.71249 | 0.44582 | 1.3045 | 30.1426 | 0.090709 | 0.059072 | 0.057292 | 0.090709 | 0.091478 | 0.79859 | 0.35955 | -0.54055 | 0.79859 | 0.74876 | 1.1503 | 0.60716 | -0.19111 | 1.1503 | 1.1109 | 0.025014 | 0.58291 | 0.36474 | 1.0673 | 24.6606 | 0.074212 | 0.048329 | 0.046873 | 0.074212 | 0.074841 | 0.65335 | 0.29416 | -0.44224 | 0.65335 | 0.61258 | 0.94112 | 0.49674 | -0.15635 | 0.94112 | 0.90884
129 | 0.2 | 0.35 | Southern | AL | Mobile-Rgnl.AP.722230 | 2 | 966489 | 22.6666 | 15.2945 | 42.9754 | 22.3624 | 20.6129 | 1007.35 | 2.6594 | 4.66 | 4.5072 | -1.8478 | 17.2309 | 1.6246 | -9.7 | 3.4445 | -1.8199 | -0.53474 | 1.5664 | -39.14 | 4.9536 | -3.3872 | -26.6442 | 2.6594 | 4.66 | 4.5072 | -1.8478 | 17.2309 | 2.6846 | 3.03 | 4.6407 | -1.9561 | 15.9402 | 0.030574 | 0.69301 | 0.46761 | 1.3139 | 30.7987 | 0.081308 | 0.049671 | 0.047892 | 0.081308 | 0.082078 | 0.14247 | -0.29657 | -1.1967 | 0.14247 | 0.092639 | 0.52682 | -0.016349 | -0.81462 | 0.52682 | 0.48736 | 0.025014 | 0.56697 | 0.38257 | 1.075 | 25.1974 | 0.066521 | 0.040638 | 0.039182 | 0.066521 | 0.06715 | 0.11656 | -0.24263 | -0.97903 | 0.11656 | 0.075791 | 0.43101 | -0.013376 | -0.66647 | 0.43101 | 0.39872
130 | 0.2 | 0.4 | Southern | AL | Mobile-Rgnl.AP.722230 | 2 | 966489 | 22.5655 | 15.2653 | 42.8707 | 22.2627 | 20.608 | 1005.77 | 2.7641 | 6.24 | 4.6069 | -1.8428 | 19.1535 | 1.7293 | -8.12 | 3.5443 | -1.8149 | 1.3878 | 1.6711 | -37.56 | 5.0533 | -3.3822 | -24.7217 | 2.7641 | 6.24 | 4.6069 | -1.8428 | 19.1535 | 2.7893 | 4.61 | 4.7404 | -1.9512 | 17.8628 | 0.030574 | 0.68992 | 0.46672 | 1.3107 | 30.7504 | 0.084509 | 0.052873 | 0.051093 | 0.084509 | 0.085279 | 0.19078 | -0.24826 | -1.1484 | 0.19078 | 0.14095 | 0.5856 | 0.042432 | -0.75584 | 0.5856 | 0.54614 | 0.025014 | 0.56444 | 0.38184 | 1.0723 | 25.1579 | 0.06914 | 0.043257 | 0.041801 | 0.06914 | 0.06977 | 0.15608 | -0.20311 | -0.93951 | 0.15608 | 0.11531 | 0.4791 | 0.034715 | -0.61838 | 0.4791 | 0.44681
Double | Double | Double | Southern | AL | Mobile-Rgnl.AP.722230 | 2 | 966489 | 27.3442 | 16.8276 | 49.9549 | 26.98 | 22.975 | 1151 | -4.3202 | -138.99 | -0.11033 | -4.2098 | -143.4171 | -5.3549 | -153.35 | -1.173 | -4.1819 | -161.1828 | -5.4131 | -182.79 | 0.33606 | -5.7492 | -187.2923 | -4.3202 | -138.99 | -0.11033 | -4.2098 | -143.4171 | -4.295 | -140.62 | 0.023162 | -4.3182 | -144.7078 | 0.030574 | 0.83602 | 0.51449 | 1.5273 | 35.1906 | -0.13208 | -0.16372 | -0.1655 | -0.13208 | -0.13132 | -4.2495 | -4.6885 | -5.5886 | -4.2495 | -4.2993 | -4.3848 | -4.928 | -5.7263 | -4.3848 | -4.4243 | 0.025014 | 0.68398 | 0.42092 | 1.2495 | 28.7906 | -0.10806 | -0.13395 | -0.1354 | -0.10806 | -0.10743 | -3.4766 | -3.8358 | -4.5722 | -3.4766 | -3.5174 | -3.5874 | -4.0317 | -4.6848 | -3.5874 | -3.6197
Single | Single | Single | Southern | AL | Mobile-Rgnl.AP.722230 | 2 | 966489 | 33.9261 | 18.989 | 59.6839 | 33.4775 | 26.2064 | 1349.48 | -14.0491 | -337.47 | -6.6078 | -7.4413 | -366.3706 | -15.0839 | -351.83 | -7.6705 | -7.4134 | -384.1362 | -15.1421 | -381.27 | -6.1614 | -8.9807 | -410.2457 | -14.0491 | -337.47 | -6.6078 | -7.4413 | -366.3706 | -14.0239 | -339.1 | -6.4743 | -7.5496 | -367.6613 | 0.030574 | 1.0373 | 0.58057 | 1.8248 | 41.259 | -0.42954 | -0.46117 | -0.46295 | -0.42954 | -0.42877 | -10.3178 | -10.7568 | -11.6569 | -10.3178 | -10.3676 | -11.2014 | -11.7446 | -12.5428 | -11.2014 | -11.2409 | 0.025014 | 0.84861 | 0.47498 | 1.4929 | 33.7553 | -0.35142 | -0.3773 | -0.37876 | -0.35142 | -0.35079 | -8.4413 | -8.8005 | -9.5369 | -8.4413 | -8.4821 | -9.1642 | -9.6086 | -10.2617 | -9.1642 | -9.1965
1 | 0.35 | 0.47 | South/Central | LA | Monroe.Rgnl.AP.722486 | 3 | 434906 | 33.4255 | 14.869 | 53.7543 | 33.3697 | 20.3845 | 823.48 | -0.17112 | -43.55 | 2.5447 | -2.7158 | -76.0932 | -1.5004 | -55.78 | 1.2174 | -2.7179 | -93.3034 | -1.2712 | -76.39 | 2.9239 | -4.1951 | -130.5332 | -0.17112 | -43.55 | 2.5447 | -2.7158 | -76.0932 | -0.12118 | -44.39 | 2.6844 | -2.8055 | -77.8913 | 0.0059404 | 0.19856 | 0.088327 | 0.31932 | 4.8918 | -0.0010165 | -0.0089132 | -0.0075514 | -0.0010165 | -0.00071987 | -0.2587 | -0.33135 | -0.45378 | -0.2587 | -0.26369 | -0.45202 | -0.55426 | -0.77542 | -0.45202 | -0.4627 | 0.0059404 | 0.19856 | 0.088327 | 0.31932 | 4.8918 | -0.0010165 | -0.0089132 | -0.0075514 | -0.0010165 | -0.00071987 | -0.2587 | -0.33135 | -0.45378 | -0.2587 | -0.26369 | -0.45202 | -0.55426 | -0.77542 | -0.45202 | -0.4627
2 | 0.35 | 0.42 | South/Central | LA | Monroe.Rgnl.AP.722486 | 3 | 434906 | 34.1252 | 14.219 | 53.594 | 34.0683 | 19.5257 | 808.72 | -0.010783 | -28.79 | 1.8461 | -1.8569 | -50.6581 | -1.3401 | -41.02 | 0.51891 | -1.859 | -67.8683 | -1.1109 | -61.63 | 2.2253 | -3.3362 | -105.0981 | -0.010783 | -28.79 | 1.8461 | -1.8569 | -50.6581 | 0.03915 | -29.63 | 1.9858 | -1.9467 | -52.4562 | 0.0059404 | 0.20272 | 0.084466 | 0.31837 | 4.8041 | -6.4055e-05 | -0.0079608 | -0.0065989 | -6.4055e-05 | 0.00023257 | -0.17102 | -0.24367 | -0.3661 | -0.17102 | -0.17601 | -0.30093 | -0.40316 | -0.62432 | -0.30093 | -0.31161 | 0.0059404 | 0.20272 | 0.084466 | 0.31837 | 4.8041 | -6.4055e-05 | -0.0079608 | -0.0065989 | -6.4055e-05 | 0.00023257 | -0.17102 | -0.24367 | -0.3661 | -0.17102 | -0.17601 | -0.30093 | -0.40316 | -0.62432 | -0.30093 | -0.31161
3 | 0.35 | 0.37 | South/Central | LA | Monroe.Rgnl.AP.722486 | 3 | 434906 | 34.8349 | 13.619 | 53.5137 | 34.7768 | 18.7369 | 795.81 | 0.069461 | -15.88 | 1.1376 | -1.0682 | -28.1638 | -1.2599 | -28.11 | -0.1896 | -1.0703 | -45.374 | -1.0306 | -48.72 | 1.5168 | -2.5474 | -82.6038 | 0.069461 | -15.88 | 1.1376 | -1.0682 | -28.1638 | 0.11939 | -16.72 | 1.2773 | -1.1579 | -29.9619 | 0.0059404 | 0.20693 | 0.080902 | 0.31789 | 4.7274 | 0.00041262 | -0.0074841 | -0.0061223 | 0.00041262 | 0.00070924 | -0.094333 | -0.16698 | -0.28941 | -0.094333 | -0.099323 | -0.1673 | -0.26954 | -0.4907 | -0.1673 | -0.17798 | 0.0059404 | 0.20693 | 0.080902 | 0.31789 | 4.7274 | 0.00041262 | -0.0074841 | -0.0061223 | 0.00041262 | 0.00070924 | -0.094333 | -0.16698 | -0.28941 | -0.094333 | -0.099323 | -0.1673 | -0.26954 | -0.4907 | -0.1673 | -0.17798
4 | 0.35 | 0.32 | South/Central | LA | Monroe.Rgnl.AP.722486 | 3 | 434906 | 35.6345 | 13.049 | 53.5533 | 35.5751 | 17.9782 | 784.45 | 0.029838 | -4.52 | 0.33929 | -0.30945 | -8.0339 | -1.2995 | -16.75 | -0.98792 | -0.31157 | -25.2441 | -1.0702 | -37.36 | 0.7185 | -1.7887 | -62.4739 | 0.029838 | -4.52 | 0.33929 | -0.30945 | -8.0339 | 0.079771 | -5.36 | 0.47899 | -0.39922 | -9.832 | 0.0059404 | 0.21168 | 0.077516 | 0.31813 | 4.6599 | 0.00017725 | -0.0077195 | -0.0063576 | 0.00017725 | 0.00047387 | -0.02685 | -0.099501 | -0.22193 | -0.02685 | -0.03184 | -0.047724 | -0.14996 | -0.37112 | -0.047724 | -0.058406 | 0.0059404 | 0.21168 | 0.077516 | 0.31813 | 4.6599 | 0.00017725 | -0.0077195 | -0.0063576 | 0.00017725 | 0.00047387 | -0.02685 | -0.099501 | -0.22193 | -0.02685 | -0.03184 | -0.047724 | -0.14996 | -0.37112 | -0.047724 | -0.058406
5 | 0.35 | 0.27 | South/Central | LA | Monroe.Rgnl.AP.722486 | 3 | 434906 | 36.1643 | 12.699 | 53.6031 | 36.104 | 17.4991 | 777.54 | -0.019948 | 2.39 | -0.1896 | 0.16965 | 4.3582 | -1.3493 | -9.84 | -1.5168 | 0.16753 | -12.852 | -1.12 | -30.45 | 0.18961 | -1.3096 | -50.0818 | -0.019948 | 2.39 | -0.1896 | 0.16965 | 4.3582 | 0.029985 | 1.55 | -0.049895 | 0.07988 | 2.5601 | 0.0059404 | 0.21483 | 0.075437 | 0.31842 | 4.6189 | -0.0001185 | -0.0080152 | -0.0066534 | -0.0001185 | 0.00017812 | 0.014197 | -0.058453 | -0.18088 | 0.014197 | 0.0092076 | 0.025889 | -0.076346 | -0.2975 | 0.025889 | 0.015208 | 0.0059404 | 0.21483 | 0.075437 | 0.31842 | 4.6189 | -0.0001185 | -0.0080152 | -0.0066534 | -0.0001185 | 0.00017812 | 0.014197 | -0.058453 | -0.18088 | 0.014197 | 0.0092076 | 0.025889 | -0.076346 | -0.2975 | 0.025889 | 0.015208
6 | 0.35 | 0.23 | South/Central | LA | Monroe.Rgnl.AP.722486 | 3 | 434906 | 36.4741 | 12.529 | 53.653 | 36.4134 | 17.2396 | 774.04 | -0.06981 | 5.89 | -0.49895 | 0.42914 | 10.7745 | -1.3991 | -6.34 | -1.8262 | 0.42702 | -6.4357 | -1.1699 | -26.95 | -0.11975 | -1.0501 | -43.6655 | -0.06981 | 5.89 | -0.49895 | 0.42914 | 10.7745 | -0.019877 | 5.05 | -0.35925 | 0.33937 | 8.9764 | 0.0059404 | 0.21667 | 0.074427 | 0.31872 | 4.5981 | -0.0004147 | -0.0083114 | -0.0069496 | -0.0004147 | -0.00011808 | 0.034989 | -0.037662 | -0.16009 | 0.034989 | 0.029999 | 0.064005 | -0.038231 | -0.25939 | 0.064005 | 0.053323 | 0.0059404 | 0.21667 | 0.074427 | 0.31872 | 4.5981 | -0.0004147 | -0.0083114 | -0.0069496 | -0.0004147 | -0.00011808 | 0.034989 | -0.037662 | -0.16009 | 0.034989 | 0.029999 | 0.064005 | -0.038231 | -0.25939 | 0.064005 | 0.053323
7 | 0.35 | 0.19 | South/Central | LA | Monroe.Rgnl.AP.722486 | 3 | 434906 | 37.2738 | 12.019 | 53.7726 | 37.2117 | 16.561 | 764.64 | -0.18946 | 15.29 | -1.2973 | 1.1078 | 27.6947 | -1.5188 | 3.06 | -2.6245 | 1.1057 | 10.4845 | -1.2895 | -17.55 | -0.91807 | -0.37147 | -26.7453 | -0.18946 | 15.29 | -1.2973 | 1.1078 | 27.6947 | -0.13952 | 14.45 | -1.1576 | 1.018 | 25.8966 | 0.0059404 | 0.22142 | 0.071397 | 0.31943 | 4.5422 | -0.0011255 | -0.0090222 | -0.0076603 | -0.0011255 | -0.00082883 | 0.090828 | 0.018178 | -0.10425 | 0.090828 | 0.085838 | 0.16452 | 0.062282 | -0.15888 | 0.16452 | 0.15384 | 0.0059404 | 0.22142 | 0.071397 | 0.31943 | 4.5422 | -0.0011255 | -0.0090222 | -0.0076603 | -0.0011255 | -0.00082883 | 0.090828 | 0.018178 | -0.10425 | 0.090828 | 0.085838 | 0.16452 | 0.062282 | -0.15888 | 0.16452 | 0.15384
8 | 0.35 | 0.17 | South/Central | LA | Monroe.Rgnl.AP.722486 | 3 | 434906 | 37.7036 | 11.759 | 53.8525 | 37.6408 | 16.2117 | 759.98 | -0.26929 | 19.95 | -1.7264 | 1.4571 | 36.1667 | -1.5986 | 7.72 | -3.0536 | 1.455 | 18.9564 | -1.3694 | -12.89 | -1.3472 | -0.022205 | -18.2733 | -0.26929 | 19.95 | -1.7264 | 1.4571 | 36.1667 | -0.21936 | 19.11 | -1.5867 | 1.3673 | 34.3686 | 0.0059404 | 0.22397 | 0.069853 | 0.3199 | 4.5146 | -0.0015997 | -0.0094964 | -0.0081346 | -0.0015997 | -0.0013031 | 0.11851 | 0.04586 | -0.076571 | 0.11851 | 0.11352 | 0.21484 | 0.11261 | -0.10855 | 0.21484 | 0.20416 | 0.0059404 | 0.22397 | 0.069853 | 0.3199 | 4.5146 | -0.0015997 | -0.0094964 | -0.0081346 | -0.0015997 | -0.0013031 | 0.11851 | 0.04586 | -0.076571 | 0.11851 | 0.11352 | 0.21484 | 0.11261 | -0.10855 | 0.21484 | 0.20416
9 | 0.33 | 0.47 | South/Central | LA | Monroe.Rgnl.AP.722486 | 3 | 434906 | 32.9057 | 14.899 | 53.2546 | 32.8508 | 20.4037 | 819.16 | 0.32863 | -39.23 | 3.0636 | -2.7349 | -70.1663 | -1.0007 | -51.46 | 1.7364 | -2.7371 | -87.3765 | -0.77145 | -72.07 | 3.4428 | -4.2142 | -124.6063 | 0.32863 | -39.23 | 3.0636 | -2.7349 | -70.1663 | 0.37856 | -40.07 | 3.2033 | -2.8247 | -71.9644 | 0.0059404 | 0.19547 | 0.088506 | 0.31635 | 4.8661 | 0.0019522 | -0.0059445 | -0.0045827 | 0.0019522 | 0.0022488 | -0.23304 | -0.30569 | -0.42812 | -0.23304 | -0.23803 | -0.41681 | -0.51905 | -0.74021 | -0.41681 | -0.42749 | 0.0059404 | 0.19547 | 0.088506 | 0.31635 | 4.8661 | 0.0019522 | -0.0059445 | -0.0045827 | 0.0019522 | 0.0022488 | -0.23304 | -0.30569 | -0.42812 | -0.23304 | -0.23803 | -0.41681 | -0.51905 | -0.74021 | -0.41681 | -0.42749
10 | 0.33 | 0.42 | South/Central | LA | Monroe.Rgnl.AP.722486 | 3 | 434906 | 33.6054 | 14.229 | 53.0742 | 33.5494 | 19.5249 | 803.93 | 0.50894 | -24 | 2.365 | -1.8561 | -43.9299 | -0.82039 | -36.23 | 1.0378 | -1.8582 | -61.1401 | -0.59114 | -56.84 | 2.7442 | -3.3354 | -98.3699 | 0.50894 | -24 | 2.365 | -1.8561 | -43.9299 | 0.55887 | -24.84 | 2.5047 | -1.9459 | -45.728 | 0.0059404 | 0.19963 | 0.084526 | 0.31528 | 4.7756 | 0.0030233 | -0.0048734 | -0.0035116 | 0.0030233 | 0.0033199 | -0.14257 | -0.21522 | -0.33765 | -0.14257 | -0.14756 | -0.26096 | -0.36319 | -0.58435 | -0.26096 | -0.27164 | 0.0059404 | 0.19963 | 0.084526 | 0.31528 | 4.7756 | 0.0030233 | -0.0048734 | -0.0035116 | 0.0030233 | 0.0033199 | -0.14257 | -0.21522 | -0.33765 | -0.14257 | -0.14756 | -0.26096 | -0.36319 | -0.58435 | -0.26096 | -0.27164
11 | 0.33 | 0.37 | South/Central | LA | Monroe.Rgnl.AP.722486 | 3 | 434906 | 34.3151 | 13.639 | 53.004 | 34.2579 | 18.7461 | 791.26 | 0.57923 | -11.33 | 1.6565 | -1.0773 | -21.835 | -0.7501 | -23.56 | 0.32931 | -1.0794 | -39.0452 | -0.52085 | -44.17 | 2.0357 | -2.5566 | -76.275 | 0.57923 | -11.33 | 1.6565 | -1.0773 | -21.835 | 0.62916 | -12.17 | 1.7962 | -1.1671 | -23.6331 | 0.0059404 | 0.20384 | 0.081021 | 0.31486 | 4.7004 | 0.0034408 | -0.0044559 | -0.0030941 | 0.0034408 | 0.0037374 | -0.067304 | -0.13996 | -0.26239 | -0.067304 | -0.072294 | -0.12971 | -0.23194 | -0.4531 | -0.12971 | -0.14039 | 0.0059404 | 0.20384 | 0.081021 | 0.31486 | 4.7004 | 0.0034408 | -0.0044559 | -0.0030941 | 0.0034408 | 0.0037374 | -0.067304 | -0.13996 | -0.26239 | -0.067304 | -0.072294 | -0.12971 | -0.23194 | -0.4531 | -0.12971 | -0.14039
12 | 0.33 | 0.32 | South/Central | LA | Monroe.Rgnl.AP.722486 | 3 | 434906 | 35.1048 | 13.059 | 53.0236 | 35.0462 | 17.9774 | 779.57 | 0.55958 | 0.36 | 0.86818 | -0.30859 | -1.1752 | -0.76975 | -11.87 | -0.45903 | -0.31071 | -18.3854 | -0.5405 | -32.48 | 1.2474 | -1.7879 | -55.6151 | 0.55958 | 0.36 | 0.86818 | -0.30859 | -1.1752 | 0.60952 | -0.48 | 1.0079 | -0.39837 | -2.9732 | 0.0059404 | 0.20854 | 0.077575 | 0.31498 | 4.6309 | 0.0033241 | -0.0045726 | -0.0032108 | 0.0033241 | 0.0036208 | 0.0021385 | -0.070512 | -0.19294 | 0.0021385 | -0.0028514 | -0.0069808 | -0.10922 | -0.33037 | -0.0069808 | -0.017662 | 0.0059404 | 0.20854 | 0.077575 | 0.31498 | 4.6309 | 0.0033241 | -0.0045726 | -0.0032108 | 0.0033241 | 0.0036208 | 0.0021385 | -0.070512 | -0.19294 | 0.0021385 | -0.0028514 | -0.0069808 | -0.10922 | -0.33037 | -0.0069808 | -0.017662
13 | 0.33 | 0.27 | South/Central | LA | Monroe.Rgnl.AP.722486 | 3 | 434906 | 35.6345 | 12.719 | 53.0833 | 35.5751 | 17.5082 | 772.9 | 0.49984 | 7.03 | 0.33929 | 0.16055 | 10.8175 | -0.82949 | -5.2 | -0.98792 | 0.15843 | -6.3928 | -0.60024 | -25.81 | 0.71849 | -1.3187 | -43.6225 | 0.49984 | 7.03 | 0.33929 | 0.16055 | 10.8175 | 0.54977 | 6.19 | 0.47899 | 0.070778 | 9.0194 | 0.0059404 | 0.21168 | 0.075556 | 0.31533 | 4.5913 | 0.0029692 | -0.0049275 | -0.0035657 | 0.0029692 | 0.0032658 | 0.041761 | -0.03089 | -0.15332 | 0.041761 | 0.036771 | 0.06426 | -0.037975 | -0.25913 | 0.06426 | 0.053578 | 0.0059404 | 0.21168 | 0.075556 | 0.31533 | 4.5913 | 0.0029692 | -0.0049275 | -0.0035657 | 0.0029692 | 0.0032658 | 0.041761 | -0.03089 | -0.15332 | 0.041761 | 0.036771 | 0.06426 | -0.037975 | -0.25913 | 0.06426 | 0.053578
14 | 0.33 | 0.23 | South/Central | LA | Monroe.Rgnl.AP.722486 | 3 | 434906 | 35.9444 | 12.539 | 53.1232 | 35.8845 | 17.2387 | 769.16 | 0.45998 | 10.77 | 0.029935 | 0.43004 | 17.6348 | -0.86935 | -1.46 | -1.2973 | 0.42792 | 0.42459 | -0.64011 | -22.07 | 0.40914 | -1.0492 | -36.8052 | 0.45998 | 10.77 | 0.029935 | 0.43004 | 17.6348 | 0.50991 | 9.93 | 0.16964 | 0.34027 | 15.8367 | 0.0059404 | 0.21352 | 0.074486 | 0.31557 | 4.5691 | 0.0027324 | -0.0051643 | -0.0038025 | 0.0027324 | 0.003029 | 0.063978 | -0.0086729 | -0.1311 | 0.063978 | 0.058988 | 0.10476 | 0.0025222 | -0.21864 | 0.10476 | 0.094076 | 0.0059404 | 0.21352 | 0.074486 | 0.31557 | 4.5691 | 0.0027324 | -0.0051643 | -0.0038025 | 0.0027324 | 0.003029 | 0.063978 | -0.0086729 | -0.1311 | 0.063978 | 0.058988 | 0.10476 | 0.0025222 | -0.21864 | 0.10476 | 0.094076
15 | 0.33 | 0.19 | South/Central | LA | Monroe.Rgnl.AP.722486 | 3 | 434906 | 36.744 | 12.029 | 53.2329 | 36.6828 | 16.5501 | 759.54 | 0.35029 | 20.39 | -0.76839 | 1.1187 | 34.9544 | -0.97904 | 8.16 | -2.0956 | 1.1166 | 17.7442 | -0.74979 | -12.45 | -0.38918 | -0.36061 | -19.4856 | 0.35029 | 20.39 | -0.76839 | 1.1187 | 34.9544 | 0.40022 | 19.55 | -0.62868 | 1.0289 | 33.1563 | 0.0059404 | 0.21827 | 0.071457 | 0.31622 | 4.5119 | 0.0020808 | -0.0058159 | -0.0044541 | 0.0020808 | 0.0023775 | 0.12112 | 0.048473 | -0.073958 | 0.12112 | 0.11613 | 0.20764 | 0.10541 | -0.11575 | 0.20764 | 0.19696 | 0.0059404 | 0.21827 | 0.071457 | 0.31622 | 4.5119 | 0.0020808 | -0.0058159 | -0.0044541 | 0.0020808 | 0.0023775 | 0.12112 | 0.048473 | -0.073958 | 0.12112 | 0.11613 | 0.20764 | 0.10541 | -0.11575 | 0.20764 | 0.19696
16 | 0.33 | 0.17 | South/Central | LA | Monroe.Rgnl.AP.722486 | 3 | 434906 | 37.1639 | 11.769 | 53.3127 | 37.1019 | 16.2108 | 755.02 | 0.27047 | 24.91 | -1.1875 | 1.458 | 43.1558 | -1.0589 | 12.68 | -2.5147 | 1.4559 | 25.9456 | -0.82961 | -7.93 | -0.8083 | -0.021306 | -11.2842 | 0.27047 | 24.91 | -1.1875 | 1.458 | 43.1558 | 0.32041 | 24.07 | -1.0478 | 1.3682 | 41.3577 | 0.0059404 | 0.22077 | 0.069912 | 0.3167 | 4.4851 | 0.0016067 | -0.00629 | -0.0049282 | 0.0016067 | 0.0019033 | 0.14797 | 0.075324 | -0.047107 | 0.14797 | 0.14298 | 0.25636 | 0.15413 | -0.067032 | 0.25636 | 0.24568 | 0.0059404 | 0.22077 | 0.069912 | 0.3167 | 4.4851 | 0.0016067 | -0.00629 | -0.0049282 | 0.0016067 | 0.0019033 | 0.14797 | 0.075324 | -0.047107 | 0.14797 | 0.14298 | 0.25636 | 0.15413 | -0.067032 | 0.25636 | 0.24568
17 | 0.3 | 0.47 | South/Central | LA | Monroe.Rgnl.AP.722486 | 3 | 434906 | 32.1361 | 14.939 | 52.5149 | 32.0825 | 20.4324 | 812.79 | 1.0683 | -32.86 | 3.832 | -2.7637 | -61.4042 | -0.26105 | -45.09 | 2.5047 | -2.7658 | -78.6144 | -0.0318 | -65.7 | 4.2112 | -4.243 | -115.8442 | 1.0683 | -32.86 | 3.832 | -2.7637 | -61.4042 | 1.1182 | -33.7 | 3.9717 | -2.8534 | -63.2023 | 0.0059404 | 0.1909 | 0.088743 | 0.31196 | 4.8283 | 0.006346 | -0.0015507 | -0.0001889 | 0.006346 | 0.0066426 | -0.1952 | -0.26785 | -0.39028 | -0.1952 | -0.20019 | -0.36476 | -0.467 | -0.68816 | -0.36476 | -0.37544 | 0.0059404 | 0.1909 | 0.088743 | 0.31196 | 4.8283 | 0.006346 | -0.0015507 | -0.0001889 | 0.006346 | 0.0066426 | -0.1952 | -0.26785 | -0.39028 | -0.1952 | -0.20019 | -0.36476 | -0.467 | -0.68816 | -0.36476 | -0.37544
18 | 0.3 | 0.42 | South/Central | LA | Monroe.Rgnl.AP.722486 | 3 | 434906 | 32.8258 | 14.269 | 52.3246 | 32.771 | 19.5536 | 797.46 | 1.2586 | -17.53 | 3.1434 | -1.8848 | -35.0382 | -0.07074 | -29.76 | 1.8162 | -1.8869 | -52.2484 | 0.15851 | -50.37 | 3.5226 | -3.3641 | -89.4782 | 1.2586 | -17.53 | 3.1434 | -1.8848 | -35.0382 | 1.3085 | -18.37 | 3.2831 | -1.9746 | -36.8363 | 0.0059404 | 0.195 | 0.084763 | 0.31083 | 4.7372 | 0.0074765 | -0.00042022 | 0.00094161 | 0.0074765 | 0.0077731 | -0.10413 | -0.17679 | -0.29922 | -0.10413 | -0.10912 | -0.20814 | -0.31038 | -0.53153 | -0.20814 | -0.21882 | 0.0059404 | 0.195 | 0.084763 | 0.31083 | 4.7372 | 0.0074765 | -0.00042022 | 0.00094161 | 0.0074765 | 0.0077731 | -0.10413 | -0.17679 | -0.29922 | -0.10413 | -0.10912 | -0.20814 | -0.31038 | -0.53153 | -0.20814 | -0.21882
19 | 0.3 | 0.37 | South/Central | LA | Monroe.Rgnl.AP.722486 | 3 | 434906 | 33.5155 | 13.669 | 52.2243 | 33.4596 | 18.7648 | 784.38 | 1.3588 | -4.45 | 2.4548 | -1.096 | -12.2848 | 0.029503 | -16.68 | 1.1276 | -1.0981 | -29.495 | 0.25875 | -37.29 | 2.8341 | -2.5753 | -66.7247 | 1.3588 | -4.45 | 2.4548 | -1.096 | -12.2848 | 1.4088 | -5.29 | 2.5945 | -1.1858 | -14.0828 | 0.0059404 | 0.19909 | 0.081199 | 0.31023 | 4.6595 | 0.008072 | 0.00017526 | 0.0015371 | 0.008072 | 0.0083686 | -0.026435 | -0.099085 | -0.22152 | -0.026435 | -0.031425 | -0.072976 | -0.17521 | -0.39637 | -0.072976 | -0.083657 | 0.0059404 | 0.19909 | 0.081199 | 0.31023 | 4.6595 | 0.008072 | 0.00017526 | 0.0015371 | 0.008072 | 0.0083686 | -0.026435 | -0.099085 | -0.22152 | -0.026435 | -0.031425 | -0.072976 | -0.17521 | -0.39637 | -0.072976 | -0.083657
20 | 0.3 | 0.32 | South/Central | LA | Monroe.Rgnl.AP.722486 | 3 | 434906 | 34.3051 | 13.079 | 52.234 | 34.2479 | 17.986 | 772.45 | 1.3492 | 7.48 | 1.6665 | -0.31727 | 8.7777 | 0.019899 | -4.75 | 0.33929 | -0.31939 | -8.4325 | 0.24915 | -25.36 | 2.0457 | -1.7966 | -45.6623 | 1.3492 | 7.48 | 1.6665 | -0.31727 | 8.7777 | 1.3992 | 6.64 | 1.8062 | -0.40704 | 6.9796 | 0.0059404 | 0.20379 | 0.077694 | 0.31029 | 4.5886 | 0.0080149 | 0.00011821 | 0.00148 | 0.0080149 | 0.0083115 | 0.044434 | -0.028217 | -0.15065 | 0.044434 | 0.039444 | 0.052143 | -0.050092 | -0.27125 | 0.052143 | 0.041462 | 0.0059404 | 0.20379 | 0.077694 | 0.31029 | 4.5886 | 0.0080149 | 0.00011821 | 0.00148 | 0.0080149 | 0.0083115 | 0.044434 | -0.028217 | -0.15065 | 0.044434 | 0.039444 | 0.052143 | -0.050092 | -0.27125 | 0.052143 | 0.041462
21 | 0.3 | 0.27 | South/Central | LA | Monroe.Rgnl.AP.722486 | 3 | 434906 | 34.8249 | 12.739 | 52.2738 | 34.7668 | 17.5069 | 765.45 | 1.3094 | 14.48 | 1.1476 | 0.16184 | 21.2986 | -0.019908 | 2.25 | -0.17962 | 0.15972 | 4.0884 | 0.20934 | -18.36 | 1.5268 | -1.3175 | -33.1414 | 1.3094 | 14.48 | 1.1476 | 0.16184 | 21.2986 | 1.3594 | 13.64 | 1.2873 | 0.072062 | 19.5005 | 0.0059404 | 0.20687 | 0.075674 | 0.31053 | 4.5471 | 0.0077785 | -0.00011826 | 0.0012436 | 0.0077785 | 0.0080751 | 0.086017 | 0.013366 | -0.10907 | 0.086017 | 0.081027 | 0.12652 | 0.024286 | -0.19687 | 0.12652 | 0.11584 | 0.0059404 | 0.20687 | 0.075674 | 0.31053 | 4.5471 | 0.0077785 | -0.00011826 | 0.0012436 | 0.0077785 | 0.0080751 | 0.086017 | 0.013366 | -0.10907 | 0.086017 | 0.081027 | 0.12652 | 0.024286 | -0.19687 | 0.12652 | 0.11584
22 | 0.3 | 0.23 | South/Central | LA | Monroe.Rgnl.AP.722486 | 3 | 434906 | 35.1348 | 12.559 | 52.3136 | 35.0762 | 17.2374 | 761.7 | 1.2696 | 18.23 | 0.83824 | 0.43135 | 28.1169 | -0.059747 | 6 | -0.48897 | 0.42923 | 10.9066 | 0.1695 | -14.61 | 1.2174 | -1.0479 | -26.3231 | 1.2696 | 18.23 | 0.83824 | 0.43135 | 28.1169 | 1.3195 | 17.39 | 0.97794 | 0.34157 | 26.3188 | 0.0059404 | 0.20871 | 0.074605 | 0.31076 | 4.5248 | 0.0075418 | -0.00035492 | 0.0010069 | 0.0075418 | 0.0078384 | 0.10829 | 0.035642 | -0.086789 | 0.10829 | 0.1033 | 0.16702 | 0.064789 | -0.15637 | 0.16702 | 0.15634 | 0.0059404 | 0.20871 | 0.074605 | 0.31076 | 4.5248 | 0.0075418 | -0.00035492 | 0.0010069 | 0.0075418 | 0.0078384 | 0.10829 | 0.035642 | -0.086789 | 0.10829 | 0.1033 | 0.16702 | 0.064789 | -0.15637 | 0.16702 | 0.15634
23 | 0.3 | 0.19 | South/Central | LA | Monroe.Rgnl.AP.722486 | 3 | 434906 | 35.9244 | 12.039 | 52.4133 | 35.8645 | 16.5488 | 752 | 1.1699 | 27.93 | 0.049891 | 1.12 | 45.567 | -0.15942 | 15.7 | -1.2773 | 1.1179 | 28.3567 | 0.069835 | -4.91 | 0.4291 | -0.35926 | -8.873 | 1.1699 | 27.93 | 0.049891 | 1.12 | 45.567 | 1.2198 | 27.09 | 0.1896 | 1.0303 | 43.7689 | 0.0059404 | 0.2134 | 0.071516 | 0.31135 | 4.4672 | 0.0069497 | -0.00094698 | 0.00041485 | 0.0069497 | 0.0072464 | 0.16591 | 0.093264 | -0.029167 | 0.16591 | 0.16092 | 0.27068 | 0.16845 | -0.052709 | 0.27068 | 0.26 | 0.0059404 | 0.2134 | 0.071516 | 0.31135 | 4.4672 | 0.0069497 | -0.00094698 | 0.00041485 | 0.0069497 | 0.0072464 | 0.16591 | 0.093264 | -0.029167 | 0.16591 | 0.16092 | 0.27068 | 0.16845 | -0.052709 | 0.27068 | 0.26
24 | 0.3 | 0.17 | South/Central | LA | Monroe.Rgnl.AP.722486 | 3 | 434906 | 36.3543 | 11.769 | 52.4831 | 36.2936 | 16.1895 | 747.09 | 1.1001 | 32.84 | -0.37921 | 1.4793 | 54.44 | -0.22925 | 20.61 | -1.7064 | 1.4772 | 37.2298 | 0 | 0 | 0 | 0 | 0 | 1.1001 | 32.84 | -0.37921 | 1.4793 | 54.44 | 1.15 | 32 | -0.2395 | 1.3895 | 52.6419 | 0.0059404 | 0.21596 | 0.069912 | 0.31177 | 4.438 | 0.0065349 | -0.0013618 | 0 | 0.0065349 | 0.0068315 | 0.19508 | 0.12243 | 0 | 0.19508 | 0.19009 | 0.32339 | 0.22116 | 0 | 0.32339 | 0.31271 | 0.0059404 | 0.21596 | 0.069912 | 0.31177 | 4.438 | 0.0065349 | -0.0013618 | 0 | 0.0065349 | 0.0068315 | 0.19508 | 0.12243 | 0 | 0.19508 | 0.19009 | 0.32339 | 0.22116 | 0 | 0.32339 | 0.31271
25 | 0.28 | 0.47 | South/Central | LA | Monroe.Rgnl.AP.722486 | 3 | 434906 | 31.7563 | 14.829 | 51.9751 | 31.7033 | 20.2718 | 805.29 | 1.6081 | -25.36 | 4.2112 | -2.6031 | -50.0693 | 0.27876 | -37.59 | 2.8839 | -2.6052 | -67.2795 | 0.50801 | -58.2 | 4.5904 | -4.0823 | -104.5093 | 1.6081 | -25.36 | 4.2112 | -2.6031 | -50.0693 | 1.658 | -26.2 | 4.3509 | -2.6928 | -51.8674 | 0.0059404 | 0.18864 | 0.08809 | 0.30875 | 4.7837 | 0.0095527 | 0.001656 | 0.0030178 | 0.0095527 | 0.0098493 | -0.15065 | -0.2233 | -0.34573 | -0.15065 | -0.15564 | -0.29743 | -0.39967 | -0.62082 | -0.29743 | -0.30811 | 0.0059404 | 0.18864 | 0.08809 | 0.30875 | 4.7837 | 0.0095527 | 0.001656 | 0.0030178 | 0.0095527 | 0.0098493 | -0.15065 | -0.2233 | -0.34573 | -0.15065 | -0.15564 | -0.29743 | -0.39967 | -0.62082 | -0.29743 | -0.30811
26 | 0.28 | 0.42 | South/Central | LA | Monroe.Rgnl.AP.722486 | 3 | 434906 | 32.326 | 14.259 | 51.7948 | 32.2721 | 19.5228 | 792.1 | 1.7884 | -12.17 | 3.6423 | -1.854 | -27.3643 | 0.45902 | -24.4 | 2.3151 | -1.8561 | -44.5745 | 0.68827 | -45.01 | 4.0216 | -3.3333 | -81.8043 | 1.7884 | -12.17 | 3.6423 | -1.854 | -27.3643 | 1.8383 | -13.01 | 3.7821 | -1.9438 | -29.1624 | 0.0059404 | 0.19203 | 0.084704 | 0.30768 | 4.7054 | 0.010623 | 0.0027268 | 0.0040886 | 0.010623 | 0.01092 | -0.072294 | -0.14494 | -0.26738 | -0.072294 | -0.077284 | -0.16255 | -0.26479 | -0.48595 | -0.16255 | -0.17324 | 0.0059404 | 0.19203 | 0.084704 | 0.30768 | 4.7054 | 0.010623 | 0.0027268 | 0.0040886 | 0.010623 | 0.01092 | -0.072294 | -0.14494 | -0.26738 | -0.072294 | -0.077284 | -0.16255 | -0.26479 | -0.48595 | -0.16255 | -0.17324
27 | 0.28 | 0.37 | South/Central | LA | Monroe.Rgnl.AP.722486 | 3 | 434906 | 32.8958 | 13.769 | 51.7146 | 32.8409 | 18.8737 | 781.38 | 1.8686 | -1.45 | 3.0735 | -1.205 | -8.6718 | 0.53924 | -13.68 | 1.7463 | -1.2071 | -25.8821 | 0.76849 | -34.29 | 3.4528 | -2.6843 | -63.1118 | 1.8686 | -1.45 | 3.0735 | -1.205 | -8.6718 | 1.9185 | -2.29 | 3.2132 | -1.2947 | -10.4699 | 0.0059404 | 0.19541 | 0.081793 | 0.3072 | 4.6417 | 0.0111 | 0.0032033 | 0.0045651 | 0.0111 | 0.011397 | -0.0086135 | -0.081264 | -0.2037 | -0.0086135 | -0.013603 | -0.051514 | -0.15375 | -0.37491 | -0.051514 | -0.062195 | 0.0059404 | 0.19541 | 0.081793 | 0.3072 | 4.6417 | 0.0111 | 0.0032033 | 0.0045651 | 0.0111 | 0.011397 | -0.0086135 | -0.081264 | -0.2037 | -0.0086135 | -0.013603 | -0.051514 | -0.15375 | -0.37491 | -0.051514 | -0.062195
28 | 0.28 | 0.32 | South/Central | LA | Monroe.Rgnl.AP.722486 | 3 | 434906 | 33.5955 | 13.239 | 51.7043 | 33.5394 | 18.1649 | 770.36 | 1.8789 | 9.57 | 2.375 | -0.49611 | 10.7467 | 0.54957 | -2.66 | 1.0478 | -0.49823 | -6.4635 | 0.77882 | -23.27 | 2.7542 | -1.9754 | -43.6933 | 1.8789 | 9.57 | 2.375 | -0.49611 | 10.7467 | 1.9288 | 8.73 | 2.5147 | -0.58588 | 8.9486 | 0.0059404 | 0.19957 | 0.078645 | 0.30714 | 4.5762 | 0.011161 | 0.0032647 | 0.0046265 | 0.011161 | 0.011458 | 0.056849 | -0.015801 | -0.13823 | 0.056849 | 0.051859 | 0.06384 | -0.038396 | -0.25955 | 0.06384 | 0.053158 | 0.0059404 | 0.19957 | 0.078645 | 0.30714 | 4.5762 | 0.011161 | 0.0032647 | 0.0046265 | 0.011161 | 0.011458 | 0.056849 | -0.015801 | -0.13823 | 0.056849 | 0.051859 | 0.06384 | -0.038396 | -0.25955 | 0.06384 | 0.053158
29 | 0.28 | 0.27 | South/Central | LA | Monroe.Rgnl.AP.722486 | 3 | 434906 | 34.1352 | 12.869 | 51.7241 | 34.0783 | 17.6458 | 762.56 | 1.8591 | 17.37 | 1.8361 | 0.022975 | 24.6135 | 0.52979 | 5.14 | 0.50893 | 0.020855 | 7.4033 | 0.75903 | -15.47 | 2.2153 | -1.4563 | -29.8265 | 1.8591 | 17.37 | 1.8361 | 0.022975 | 24.6135 | 1.909 | 16.53 | 1.9758 | -0.066799 | 22.8154 | 0.0059404 | 0.20278 | 0.076447 | 0.30726 | 4.5299 | 0.011044 | 0.0031471 | 0.0045089 | 0.011044 | 0.01134 | 0.10318 | 0.030533 | -0.091897 | 0.10318 | 0.098194 | 0.14621 | 0.043978 | -0.17718 | 0.14621 | 0.13553 | 0.0059404 | 0.20278 | 0.076447 | 0.30726 | 4.5299 | 0.011044 | 0.0031471 | 0.0045089 | 0.011044 | 0.01134 | 0.10318 | 0.030533 | -0.091897 | 0.10318 | 0.098194 | 0.14621 | 0.043978 | -0.17718 | 0.14621 | 0.13553
30 | 0.28 | 0.23 | South/Central | LA | Monroe.Rgnl.AP.722486 | 3 | 434906 | 34.5751 | 12.569 | 51.7539 | 34.5173 | 17.2365 | 756.54 | 1.8293 | 23.39 | 1.3971 | 0.43224 | 35.3634 | 0.49997 | 11.16 | 0.06985 | 0.43012 | 18.1532 | 0.72922 | -9.45 | 1.7763 | -1.047 | -19.0766 | 1.8293 | 23.39 | 1.3971 | 0.43224 | 35.3634 | 1.8792 | 22.55 | 1.5368 | 0.34247 | 33.5653 | 0.0059404 | 0.20539 | 0.074664 | 0.30744 | 4.4941 | 0.010867 | 0.00297 | 0.0043319 | 0.010867 | 0.011163 | 0.13895 | 0.066295 | -0.056136 | 0.13895 | 0.13396 | 0.21007 | 0.10784 | -0.11332 | 0.21007 | 0.19939 | 0.0059404 | 0.20539 | 0.074664 | 0.30744 | 4.4941 | 0.010867 | 0.00297 | 0.0043319 | 0.010867 | 0.011163 | 0.13895 | 0.066295 | -0.056136 | 0.13895 | 0.13396 | 0.21007 | 0.10784 | -0.11332 | 0.21007 | 0.19939
31 | 0.28 | 0.19 | South/Central | LA | Monroe.Rgnl.AP.722486 | 3 | 434906 | 35.3547 | 12.059 | 51.8436 | 35.2957 | 16.5479 | 746.75 | 1.7396 | 33.18 | 0.6187 | 1.1209 | 52.9423 | 0.41029 | 20.95 | -0.70852 | 1.1188 | 35.732 | 0.63953 | 0.34 | 0.9979 | -0.35837 | -1.4977 | 1.7396 | 33.18 | 0.6187 | 1.1209 | 52.9423 | 1.7895 | 32.34 | 0.7584 | 1.0311 | 51.1442 | 0.0059404 | 0.21002 | 0.071635 | 0.30797 | 4.436 | 0.010334 | 0.0024372 | 0.0037991 | 0.010334 | 0.010631 | 0.1971 | 0.12445 | 0.0020197 | 0.1971 | 0.19211 | 0.3145 | 0.21226 | -0.0088971 | 0.3145 | 0.30382 | 0.0059404 | 0.21002 | 0.071635 | 0.30797 | 4.436 | 0.010334 | 0.0024372 | 0.0037991 | 0.010334 | 0.010631 | 0.1971 | 0.12445 | 0.0020197 | 0.1971 | 0.19211 | 0.3145 | 0.21226 | -0.0088971 | 0.3145 | 0.30382
32 | 0.28 | 0.17 | South/Central | LA | Monroe.Rgnl.AP.722486 | 3 | 434906 | 35.7845 | 11.789 | 51.9234 | 35.7248 | 16.1986 | 742.1 | 1.6598 | 37.83 | 0.1896 | 1.4702 | 61.4152 | 0.33048 | 25.6 | -1.1376 | 1.4681 | 44.205 | 0.55972 | 4.99 | 0.5688 | -0.00908 | 6.9752 | 1.6598 | 37.83 | 0.1896 | 1.4702 | 61.4152 | 1.7097 | 36.99 | 0.3293 | 1.3804 | 59.6171 | 0.0059404 | 0.21257 | 0.070031 | 0.30844 | 4.4083 | 0.0098599 | 0.0019631 | 0.003325 | 0.0098599 | 0.010156 | 0.22472 | 0.15207 | 0.029642 | 0.22472 | 0.21973 | 0.36483 | 0.26259 | 0.041435 | 0.36483 | 0.35415 | 0.0059404 | 0.21257 | 0.070031 | 0.30844 | 4.4083 | 0.0098599 | 0.0019631 | 0.003325 | 0.0098599 | 0.010156 | 0.22472 | 0.15207 | 0.029642 | 0.22472 | 0.21973 | 0.36483 | 0.26259 | 0.041435 | 0.36483 | 0.35415
33 | 0.27 | 0.47 | South/Central | LA | Monroe.Rgnl.AP.722486 | 3 | 434906 | 31.5264 | 14.809 | 51.7152 | 31.4737 | 20.2415 | 802.41 | 1.868 | -22.48 | 4.4407 | -2.5727 | -45.8897 | 0.53865 | -34.71 | 3.1135 | -2.5748 | -63.1 | 0.7679 | -55.32 | 4.8199 | -4.052 | -100.3297 | 1.868 | -22.48 | 4.4407 | -2.5727 | -45.8897 | 1.9179 | -23.32 | 4.5804 | -2.6625 | -47.6878 | 0.0059404 | 0.18728 | 0.087971 | 0.30721 | 4.7666 | 0.011096 | 0.0031998 | 0.0045616 | 0.011096 | 0.011393 | -0.13354 | -0.20619 | -0.32862 | -0.13354 | -0.13853 | -0.2726 | -0.37484 | -0.596 | -0.2726 | -0.28328 | 0.0059404 | 0.18728 | 0.087971 | 0.30721 | 4.7666 | 0.011096 | 0.0031998 | 0.0045616 | 0.011096 | 0.011393 | -0.13354 | -0.20619 | -0.32862 | -0.13354 | -0.13853 | -0.2726 | -0.37484 | -0.596 | -0.2726 | -0.28328
34 | 0.27 | 0.42 | South/Central | LA | Monroe.Rgnl.AP.722486 | 3 | 434906 | 32.0761 | 14.259 | 51.5349 | 32.0226 | 19.5124 | 789.53 | 2.0482 | -9.6 | 3.8918 | -1.8436 | -23.7278 | 0.71891 | -21.83 | 2.5646 | -1.8457 | -40.938 | 0.94816 | -42.44 | 4.271 | -3.3229 | -78.1678 | 2.0482 | -9.6 | 3.8918 | -1.8436 | -23.7278 | 2.0982 | -10.44 | 4.0315 | -1.9334 | -25.5259 | 0.0059404 | 0.19054 | 0.084704 | 0.30614 | 4.6901 | 0.012167 | 0.0042706 | 0.0056324 | 0.012167 | 0.012464 | -0.057028 | -0.12968 | -0.25211 | -0.057028 | -0.062017 | -0.14095 | -0.24319 | -0.46435 | -0.14095 | -0.15163 | 0.0059404 | 0.19054 | 0.084704 | 0.30614 | 4.6901 | 0.012167 | 0.0042706 | 0.0056324 | 0.012167 | 0.012464 | -0.057028 | -0.12968 | -0.25211 | -0.057028 | -0.062017 | -0.14095 | -0.24319 | -0.46435 | -0.14095 | -0.15163
35 | 0.27 | 0.37 | South/Central | LA | Monroe.Rgnl.AP.722486 | 3 | 434906 | 32.546 | 13.859 | 51.4648 | 32.4916 | 18.9732 | 780.63 | 2.1184 | -0.7 | 3.4228 | -1.3044 | -8.1542 | 0.78906 | -12.93 | 2.0956 | -1.3065 | -25.3644 | 1.0183 | -33.54 | 3.802 | -2.7837 | -62.5942 | 2.1184 | -0.7 | 3.4228 | -1.3044 | -8.1542 | 2.1683 | -1.54 | 3.5625 | -1.3942 | -9.9523 | 0.0059404 | 0.19333 | 0.082328 | 0.30572 | 4.6372 | 0.012584 | 0.0046873 | 0.0060491 | 0.012584 | 0.012881 | -0.0041583 | -0.076809 | -0.19924 | -0.0041583 | -0.0091482 | -0.048439 | -0.15067 | -0.37183 | -0.048439 | -0.05912 | 0.0059404 | 0.19333 | 0.082328 | 0.30572 | 4.6372 | 0.012584 | 0.0046873 | 0.0060491 | 0.012584 | 0.012881 | -0.0041583 | -0.076809 | -0.19924 | -0.0041583 | -0.0091482 | -0.048439 | -0.15067 | -0.37183 | -0.048439 | -0.05912
36 | 0.27 | 0.32 | South/Central | LA | Monroe.Rgnl.AP.722486 | 3 | 434906 | 33.1757 | 13.389 | 51.4644 | 33.1203 | 18.3442 | 770.93 | 2.1187 | 9 | 2.7941 | -0.67539 | 8.9636 | 0.7894 | -3.23 | 1.4669 | -0.67751 | -8.2466 | 1.0187 | -23.84 | 3.1733 | -2.1547 | -45.4764 | 2.1187 | 9 | 2.7941 | -0.67539 | 8.9636 | 2.1687 | 8.16 | 2.9338 | -0.76517 | 7.1655 | 0.0059404 | 0.19708 | 0.079535 | 0.30572 | 4.5796 | 0.012586 | 0.0046894 | 0.0060512 | 0.012586 | 0.012883 | 0.053463 | -0.019187 | -0.14162 | 0.053463 | 0.048473 | 0.053247 | -0.048988 | -0.27015 | 0.053247 | 0.042566 | 0.0059404 | 0.19708 | 0.079535 | 0.30572 | 4.5796 | 0.012586 | 0.0046894 | 0.0060512 | 0.012586 | 0.012883 | 0.053463 | -0.019187 | -0.14162 | 0.053463 | 0.048473 | 0.053247 | -0.048988 | -0.27015 | 0.053247 | 0.042566
37 | 0.27 | 0.27 | South/Central | LA | Monroe.Rgnl.AP.722486 | 3 | 434906 | 33.7754 | 12.949 | 51.4642 | 33.719 | 17.7452 | 761.7 | 2.119 | 18.23 | 2.1954 | -0.076412 | 25.2626 | 0.78964 | 6 | 0.86817 | -0.078532 | 8.0523 | 1.0189 | -14.61 | 2.5746 | -1.5557 | -29.1774 | 2.119 | 18.23 | 2.1954 | -0.076412 | 25.2626 | 2.1689 | 17.39 | 2.3351 | -0.16619 | 23.4645 | 0.0059404 | 0.20064 | 0.076922 | 0.30572 | 4.5248 | 0.012587 | 0.0046908 | 0.0060526 | 0.012587 | 0.012884 | 0.10829 | 0.035642 | -0.086789 | 0.10829 | 0.1033 | 0.15007 | 0.047834 | -0.17332 | 0.15007 | 0.13939 | 0.0059404 | 0.20064 | 0.076922 | 0.30572 | 4.5248 | 0.012587 | 0.0046908 | 0.0060526 | 0.012587 | 0.012884 | 0.10829 | 0.035642 | -0.086789 | 0.10829 | 0.1033 | 0.15007 | 0.047834 | -0.17332 | 0.15007 | 0.13939
38 | 0.27 | 0.23 | South/Central | LA | Monroe.Rgnl.AP.722486 | 3 | 434906 | 34.2952 | 12.579 | 51.474 | 34.2379 | 17.2361 | 753.96 | 2.1092 | 25.97 | 1.6765 | 0.43269 | 38.9867 | 0.77984 | 13.74 | 0.34926 | 0.43057 | 21.7765 | 1.0091 | -6.87 | 2.0557 | -1.0466 | -15.4533 | 2.1092 | 25.97 | 1.6765 | 0.43269 | 38.9867 | 2.1591 | 25.13 | 1.8162 | 0.34292 | 37.1886 | 0.0059404 | 0.20373 | 0.074724 | 0.30577 | 4.4788 | 0.012529 | 0.0046325 | 0.0059943 | 0.012529 | 0.012826 | 0.15427 | 0.081621 | -0.04081 | 0.15427 | 0.14928 | 0.2316 | 0.12936 | -0.091798 | 0.2316 | 0.22091 | 0.0059404 | 0.20373 | 0.074724 | 0.30577 | 4.4788 | 0.012529 | 0.0046325 | 0.0059943 | 0.012529 | 0.012826 | 0.15427 | 0.081621 | -0.04081 | 0.15427 | 0.14928 | 0.2316 | 0.12936 | -0.091798 | 0.2316 | 0.22091
39 | 0.27 | 0.19 | South/Central | LA | Monroe.Rgnl.AP.722486 | 3 | 434906 | 35.0749 | 12.069 | 51.5737 | 35.0163 | 16.5574 | 744.41 | 2.0095 | 35.52 | 0.89811 | 1.1114 | 56.1661 | 0.68019 | 23.29 | -0.4291 | 1.1093 | 38.9559 | 0.90944 | 2.68 | 1.2773 | -0.36788 | 1.7261 | 2.0095 | 35.52 | 0.89811 | 1.1114 | 56.1661 | 2.0595 | 34.68 | 1.0378 | 1.0216 | 54.368 | 0.0059404 | 0.20836 | 0.071694 | 0.30637 | 4.4221 | 0.011937 | 0.0040406 | 0.0054024 | 0.011937 | 0.012234 | 0.211 | 0.13835 | 0.01592 | 0.211 | 0.20601 | 0.33365 | 0.23141 | 0.010254 | 0.33365 | 0.32297 | 0.0059404 | 0.20836 | 0.071694 | 0.30637 | 4.4221 | 0.011937 | 0.0040406 | 0.0054024 | 0.011937 | 0.012234 | 0.211 | 0.13835 | 0.01592 | 0.211 | 0.20601 | 0.33365 | 0.23141 | 0.010254 | 0.33365 | 0.32297
40 | 0.27 | 0.17 | South/Central | LA | Monroe.Rgnl.AP.722486 | 3 | 434906 | 35.4947 | 11.799 | 51.6335 | 35.4354 | 16.1981 | 739.42 | 1.9497 | 40.51 | 0.47899 | 1.4707 | 65.1688 | 0.62035 | 28.28 | -0.84822 | 1.4686 | 47.9586 | 0.8496 | 7.67 | 0.8582 | -0.008593 | 10.7288 | 1.9497 | 40.51 | 0.47899 | 1.4707 | 65.1688 | 1.9996 | 39.67 | 0.6187 | 1.3809 | 63.3707 | 0.0059404 | 0.21085 | 0.07009 | 0.30672 | 4.3924 | 0.011582 | 0.0036851 | 0.005047 | 0.011582 | 0.011878 | 0.24064 | 0.16799 | 0.045563 | 0.24064 | 0.23565 | 0.38713 | 0.28489 | 0.063733 | 0.38713 | 0.37645 | 0.0059404 | 0.21085 | 0.07009 | 0.30672 | 4.3924 | 0.011582 | 0.0036851 | 0.005047 | 0.011582 | 0.011878 | 0.24064 | 0.16799 | 0.045563 | 0.24064 | 0.23565 | 0.38713 | 0.28489 | 0.063733 | 0.38713 | 0.37645
41 | 0.26 | 0.47 | South/Central | LA | Monroe.Rgnl.AP.722486 | 3 | 434906 | 31.2965 | 14.799 | 51.4653 | 31.2442 | 20.2211 | 799.77 | 2.1179 | -19.84 | 4.6702 | -2.5523 | -42.1106 | 0.78855 | -32.07 | 3.343 | -2.5544 | -59.3208 | 1.0178 | -52.68 | 5.0494 | -4.0316 | -96.5506 | 2.1179 | -19.84 | 4.6702 | -2.5523 | -42.1106 | 2.1678 | -20.68 | 4.8099 | -2.6421 | -43.9087 | 0.0059404 | 0.18591 | 0.087911 | 0.30572 | 4.7509 | 0.012581 | 0.0046843 | 0.0060461 | 0.012581 | 0.012878 | -0.11786 | -0.19051 | -0.31294 | -0.11786 | -0.12285 | -0.25015 | -0.35239 | -0.57355 | -0.25015 | -0.26083 | 0.0059404 | 0.18591 | 0.087911 | 0.30572 | 4.7509 | 0.012581 | 0.0046843 | 0.0060461 | 0.012581 | 0.012878 | -0.11786 | -0.19051 | -0.31294 | -0.11786 | -0.12285 | -0.25015 | -0.35239 | -0.57355 | -0.25015 | -0.26083
42 | 0.26 | 0.42 | South/Central | LA | Monroe.Rgnl.AP.722486 | 3 | 434906 | 31.8263 | 14.259 | 51.2751 | 31.7731 | 19.502 | 786.97 | 2.3081 | -7.04 | 4.1413 | -1.8332 | -20.0913 | 0.97879 | -19.27 | 2.8141 | -1.8353 | -37.3016 | 1.208 | -39.88 | 4.5205 | -3.3125 | -74.5313 | 2.3081 | -7.04 | 4.1413 | -1.8332 | -20.0913 | 2.3581 | -7.88 | 4.281 | -1.923 | -21.8894 | 0.0059404 | 0.18906 | 0.084704 | 0.30459 | 4.6749 | 0.013711 | 0.0058144 | 0.0071762 | 0.013711 | 0.014008 | -0.04182 | -0.11447 | -0.2369 | -0.04182 | -0.04681 | -0.11935 | -0.22159 | -0.44274 | -0.11935 | -0.13003 | 0.0059404 | 0.18906 | 0.084704 | 0.30459 | 4.6749 | 0.013711 | 0.0058144 | 0.0071762 | 0.013711 | 0.014008 | -0.04182 | -0.11447 | -0.2369 | -0.04182 | -0.04681 | -0.11935 | -0.22159 | -0.44274 | -0.11935 | -0.13003
43 | 0.26 | 0.37 | South/Central | LA | Monroe.Rgnl.AP.722486 | 3 | 434906 | 32.1961 | 13.959 | 51.2349 | 32.1423 | 19.0926 | 780.35 | 2.3482 | -0.42 | 3.7721 | -1.4238 | -8.4369 | 1.0189 | -12.65 | 2.4449 | -1.4259 | -25.6472 | 1.2482 | -33.26 | 4.1513 | -2.9031 | -62.8769 | 2.3482 | -0.42 | 3.7721 | -1.4238 | -8.4369 | 2.3982 | -1.26 | 3.9118 | -1.5136 | -10.235 | 0.0059404 | 0.19126 | 0.082922 | 0.30435 | 4.6356 | 0.013949 | 0.0060527 | 0.0074146 | 0.013949 | 0.014246 | -0.002495 | -0.075146 | -0.19758 | -0.002495 | -0.0074849 | -0.050118 | -0.15235 | -0.37351 | -0.050118 | -0.0608 | 0.0059404 | 0.19126 | 0.082922 | 0.30435 | 4.6356 | 0.013949 | 0.0060527 | 0.0074146 | 0.013949 | 0.014246 | -0.002495 | -0.075146 | -0.19758 | -0.002495 | -0.0074849 | -0.050118 | -0.15235 | -0.37351 | -0.050118 | -0.0608
44 | 0.26 | 0.32 | South/Central | LA | Monroe.Rgnl.AP.722486 | 3 | 434906 | 32.7259 | 13.569 | 51.2247 | 32.6712 | 18.5535 | 771.96 | 2.3585 | 7.97 | 3.2432 | -0.88468 | 6.3635 | 1.0292 | -4.26 | 1.916 | -0.8868 | -10.8467 | 1.2584 | -24.87 | 3.6224 | -2.364 | -48.0765 | 2.3585 | 7.97 | 3.2432 | -0.88468 | 6.3635 | 2.4084 | 7.13 | 3.3829 | -0.97446 | 4.5654 | 0.0059404 | 0.1944 | 0.080605 | 0.30429 | 4.5857 | 0.01401 | 0.0061137 | 0.0074755 | 0.01401 | 0.014307 | 0.047345 | -0.025306 | -0.14774 | 0.047345 | 0.042355 | 0.037801 | -0.064434 | -0.28559 | 0.037801 | 0.02712 | 0.0059404 | 0.1944 | 0.080605 | 0.30429 | 4.5857 | 0.01401 | 0.0061137 | 0.0074755 | 0.01401 | 0.014307 | 0.047345 | -0.025306 | -0.14774 | 0.047345 | 0.042355 | 0.037801 | -0.064434 | -0.28559 | 0.037801 | 0.02712
45 | 0.26 | 0.27 | South/Central | LA | Monroe.Rgnl.AP.722486 | 3 | 434906 | 33.4156 | 13.029 | 51.1944 | 33.3598 | 17.8346 | 760.61 | 2.3888 | 19.32 | 2.5546 | -0.16582 | 26.3118 | 1.0595 | 7.09 | 1.2274 | -0.16794 | 9.1016 | 1.2887 | -13.52 | 2.9338 | -1.6451 | -28.1282 | 2.3888 | 19.32 | 2.5546 | -0.16582 | 26.3118 | 2.4387 | 18.48 | 2.6943 | -0.25559 | 24.5137 | 0.0059404 | 0.1985 | 0.077397 | 0.30411 | 4.5183 | 0.01419 | 0.0062937 | 0.0076555 | 0.01419 | 0.014487 | 0.11477 | 0.042117 | -0.080314 | 0.11477 | 0.10978 | 0.1563 | 0.054067 | -0.16709 | 0.1563 | 0.14562 | 0.0059404 | 0.1985 | 0.077397 | 0.30411 | 4.5183 | 0.01419 | 0.0062937 | 0.0076555 | 0.01419 | 0.014487 | 0.11477 | 0.042117 | -0.080314 | 0.11477 | 0.10978 | 0.1563 | 0.054067 | -0.16709 | 0.1563 | 0.14562
46 | 0.26 | 0.23 | South/Central | LA | Monroe.Rgnl.AP.722486 | 3 | 434906 | 34.0153 | 12.589 | 51.1942 | 33.9585 | 17.2356 | 751.38 | 2.389 | 28.55 | 1.9559 | 0.43314 | 42.61 | 1.0597 | 16.32 | 0.62868 | 0.43102 | 25.3998 | 1.2889 | -4.29 | 2.3351 | -1.0461 | -11.83 | 2.389 | 28.55 | 1.9559 | 0.43314 | 42.61 | 2.439 | 27.71 | 2.0956 | 0.34337 | 40.8119 | 0.0059404 | 0.20206 | 0.074783 | 0.30411 | 4.4635 | 0.014192 | 0.006295 | 0.0076568 | 0.014192 | 0.014488 | 0.1696 | 0.096947 | -0.025484 | 0.1696 | 0.16461 | 0.25312 | 0.15088 | -0.070275 | 0.25312 | 0.24244 | 0.0059404 | 0.20206 | 0.074783 | 0.30411 | 4.4635 | 0.014192 | 0.006295 | 0.0076568 | 0.014192 | 0.014488 | 0.1696 | 0.096947 | -0.025484 | 0.1696 | 0.16461 | 0.25312 | 0.15088 | -0.070275 | 0.25312 | 0.24244
47 | 0.26 | 0.19 | South/Central | LA | Monroe.Rgnl.AP.722486 | 3 | 434906 | 34.785 | 12.079 | 51.2838 | 34.7269 | 16.5569 | 741.74 | 2.2994 | 38.19 | 1.1875 | 1.1119 | 59.9182 | 0.97003 | 25.96 | -0.13971 | 1.1097 | 42.708 | 1.1993 | 5.35 | 1.5667 | -0.36743 | 5.4782 | 2.2994 | 38.19 | 1.1875 | 1.1119 | 59.9182 | 2.3493 | 37.35 | 1.3272 | 1.0221 | 58.1201 | 0.0059404 | 0.20664 | 0.071754 | 0.30464 | 4.4062 | 0.013659 | 0.0057623 | 0.0071242 | 0.013659 | 0.013956 | 0.22686 | 0.15421 | 0.031781 | 0.22686 | 0.22187 | 0.35594 | 0.2537 | 0.032543 | 0.35594 | 0.34525 | 0.0059404 | 0.20664 | 0.071754 | 0.30464 | 4.4062 | 0.013659 | 0.0057623 | 0.0071242 | 0.013659 | 0.013956 | 0.22686 | 0.15421 | 0.031781 | 0.22686 | 0.22187 | 0.35594 | 0.2537 | 0.032543 | 0.35594 | 0.34525
48 | 0.26 | 0.17 | South/Central | LA | Monroe.Rgnl.AP.722486 | 3 | 434906 | 35.2048 | 11.809 | 51.3536 | 35.146 | 16.2076 | 737 | 2.2295 | 42.93 | 0.76838 | 1.4612 | 68.5206 | 0.90022 | 30.7 | -0.55883 | 1.459 | 51.3104 | 1.1295 | 10.09 | 1.1476 | -0.018122 | 14.0807 | 2.2295 | 42.93 | 0.76838 | 1.4612 | 68.5206 | 2.2795 | 42.09 | 0.90809 | 1.3714 | 66.7226 | 0.0059404 | 0.20913 | 0.07015 | 0.30506 | 4.3781 | 0.013244 | 0.0053476 | 0.0067094 | 0.013244 | 0.013541 | 0.25502 | 0.18237 | 0.059938 | 0.25502 | 0.25003 | 0.40704 | 0.3048 | 0.083644 | 0.40704 | 0.39636 | 0.0059404 | 0.20913 | 0.07015 | 0.30506 | 4.3781 | 0.013244 | 0.0053476 | 0.0067094 | 0.013244 | 0.013541 | 0.25502 | 0.18237 | 0.059938 | 0.25502 | 0.25003 | 0.40704 | 0.3048 | 0.083644 | 0.40704 | 0.39636
49 | 0.25 | 0.47 | South/Central | LA | Monroe.Rgnl.AP.722486 | 3 | 434906 | 31.0566 | 14.779 | 51.1954 | 31.0047 | 20.1907 | 796.8 | 2.3877 | -16.87 | 4.9097 | -2.5219 | -37.8023 | 1.0584 | -29.1 | 3.5825 | -2.5241 | -55.0125 | 1.2877 | -49.71 | 5.2889 | -4.0012 | -92.2423 | 2.3877 | -16.87 | 4.9097 | -2.5219 | -37.8023 | 2.4377 | -17.71 | 5.0494 | -2.6117 | -39.6004 | 0.0059404 | 0.18449 | 0.087793 | 0.30412 | 4.7333 | 0.014184 | 0.0062874 | 0.0076492 | 0.014184 | 0.014481 | -0.10021 | -0.17286 | -0.2953 | -0.10021 | -0.1052 | -0.22456 | -0.32679 | -0.54795 | -0.22456 | -0.23524 | 0.0059404 | 0.18449 | 0.087793 | 0.30412 | 4.7333 | 0.014184 | 0.0062874 | 0.0076492 | 0.014184 | 0.014481 | -0.10021 | -0.17286 | -0.2953 | -0.10021 | -0.1052 | -0.22456 | -0.32679 | -0.54795 | -0.22456 | -0.23524
50 | 0.25 | 0.42 | South/Central | LA | Monroe.Rgnl.AP.722486 | 3 | 434906 | 31.5664 | 14.259 | 51.0052 | 31.5137 | 19.4915 | 784.31 | 2.578 | -4.38 | 4.4008 | -1.8228 | -16.3261 | 1.2487 | -16.61 | 3.0735 | -1.8249 | -33.5363 | 1.4779 | -37.22 | 4.78 | -3.3021 | -70.7661 | 2.578 | -4.38 | 4.4008 | -1.8228 | -16.3261 | 2.6279 | -5.22 | 4.5405 | -1.9125 | -18.1242 | 0.0059404 | 0.18752 | 0.084704 | 0.30299 | 4.6591 | 0.015314 | 0.0074175 | 0.0087793 | 0.015314 | 0.015611 | -0.026019 | -0.09867 | -0.2211 | -0.026019 | -0.031009 | -0.096983 | -0.19922 | -0.42038 | -0.096983 | -0.10766 | 0.0059404 | 0.18752 | 0.084704 | 0.30299 | 4.6591 | 0.015314 | 0.0074175 | 0.0087793 | 0.015314 | 0.015611 | -0.026019 | -0.09867 | -0.2211 | -0.026019 | -0.031009 | -0.096983 | -0.19922 | -0.42038 | -0.096983 | -0.10766
51 | 0.25 | 0.37 | South/Central | LA | Monroe.Rgnl.AP.722486 | 3 | 434906 | 31.8463 | 14.069 | 51.0051 | 31.7931 | 19.212 | 780.09 | 2.5781 | -0.16 | 4.1213 | -1.5433 | -8.7205 | 1.2488 | -12.39 | 2.7941 | -1.5454 | -25.9307 | 1.478 | -33 | 4.5005 | -3.0225 | -63.1605 | 2.5781 | -0.16 | 4.1213 | -1.5433 | -8.7205 | 2.628 | -1 | 4.261 | -1.633 | -10.5186 | 0.0059404 | 0.18918 | 0.083575 | 0.30299 | 4.634 | 0.015315 | 0.007418 | 0.0087799 | 0.015315 | 0.015611 | -0.00095046 | -0.073601 | -0.19603 | -0.00095046 | -0.0059404 | -0.051803 | -0.15404 | -0.3752 | -0.051803 | -0.062484 | 0.0059404 | 0.18918 | 0.083575 | 0.30299 | 4.634 | 0.015315 | 0.007418 | 0.0087799 | 0.015315 | 0.015611 | -0.00095046 | -0.073601 | -0.19603 | -0.00095046 | -0.0059404 | -0.051803 | -0.15404 | -0.3752 | -0.051803 | -0.062484
52 | 0.25 | 0.32 | South/Central | LA | Monroe.Rgnl.AP.722486 | 3 | 434906 | 32.2761 | 13.749 | 50.9949 | 32.2222 | 18.7727 | 773.24 | 2.5883 | 6.69 | 3.6922 | -1.1039 | 3.3639 | 1.259 | -5.54 | 2.365 | -1.106 | -13.8463 | 1.4882 | -26.15 | 4.0714 | -2.5832 | -51.0761 | 2.5883 | 6.69 | 3.6922 | -1.1039 | 3.3639 | 2.6382 | 5.85 | 3.8319 | -1.1937 | 1.5658 | 0.0059404 | 0.19173 | 0.081674 | 0.30293 | 4.5933 | 0.015376 | 0.0074788 | 0.0088406 | 0.015376 | 0.015672 | 0.039741 | -0.03291 | -0.15534 | 0.039741 | 0.034751 | 0.019983 | -0.082252 | -0.30341 | 0.019983 | 0.0093016 | 0.0059404 | 0.19173 | 0.081674 | 0.30293 | 4.5933 | 0.015376 | 0.0074788 | 0.0088406 | 0.015376 | 0.015672 | 0.039741 | -0.03291 | -0.15534 | 0.039741 | 0.034751 | 0.019983 | -0.082252 | -0.30341 | 0.019983 | 0.0093016
53 | 0.25 | 0.27 | South/Central | LA | Monroe.Rgnl.AP.722486 | 3 | 434906 | 33.0457 | 13.119 | 50.9246 | 32.9906 | 17.934 | 759.66 | 2.6586 | 20.27 | 2.9239 | -0.26525 | 27.088 | 1.3293 | 8.04 | 1.5966 | -0.26737 | 9.8778 | 1.5585 | -12.57 | 3.3031 | -1.7445 | -27.352 | 2.6586 | 20.27 | 2.9239 | -0.26525 | 27.088 | 2.7085 | 19.43 | 3.0636 | -0.35502 | 25.2899 | 0.0059404 | 0.1963 | 0.077932 | 0.30251 | 4.5127 | 0.015793 | 0.0078964 | 0.0092582 | 0.015793 | 0.01609 | 0.12041 | 0.047761 | -0.07467 | 0.12041 | 0.11542 | 0.16091 | 0.058678 | -0.16248 | 0.16091 | 0.15023 | 0.0059404 | 0.1963 | 0.077932 | 0.30251 | 4.5127 | 0.015793 | 0.0078964 | 0.0092582 | 0.015793 | 0.01609 | 0.12041 | 0.047761 | -0.07467 | 0.12041 | 0.11542 | 0.16091 | 0.058678 | -0.16248 | 0.16091 | 0.15023
54 | 0.25 | 0.23 | South/Central | LA | Monroe.Rgnl.AP.722486 | 3 | 434906 | 33.7354 | 12.599 | 50.9242 | 33.6791 | 17.2451 | 749.04 | 2.6589 | 30.89 | 2.2353 | 0.42363 | 45.8339 | 1.3296 | 18.66 | 0.90809 | 0.42151 | 28.6237 | 1.5589 | -1.95 | 2.6145 | -1.0557 | -8.6061 | 2.6589 | 30.89 | 2.2353 | 0.42363 | 45.8339 | 2.7089 | 30.05 | 2.375 | 0.33386 | 44.0358 | 0.0059404 | 0.2004 | 0.074843 | 0.30251 | 4.4496 | 0.015795 | 0.0078983 | 0.0092601 | 0.015795 | 0.016092 | 0.1835 | 0.11085 | -0.011584 | 0.1835 | 0.17851 | 0.27227 | 0.17004 | -0.051123 | 0.27227 | 0.26159 | 0.0059404 | 0.2004 | 0.074843 | 0.30251 | 4.4496 | 0.015795 | 0.0078983 | 0.0092601 | 0.015795 | 0.016092 | 0.1835 | 0.11085 | -0.011584 | 0.1835 | 0.17851 | 0.27227 | 0.17004 | -0.051123 | 0.27227 | 0.26159
55 | 0.25 | 0.19 | South/Central | LA | Monroe.Rgnl.AP.722486 | 3 | 434906 | 34.4951 | 12.079 | 50.994 | 34.4375 | 16.5565 | 739.07 | 2.5892 | 40.86 | 1.4769 | 1.1123 | 63.6702 | 1.2599 | 28.63 | 0.14968 | 1.1102 | 46.46 | 1.4891 | 8.02 | 1.8561 | -0.36698 | 9.2302 | 2.5892 | 40.86 | 1.4769 | 1.1123 | 63.6702 | 2.6391 | 40.02 | 1.6166 | 1.0225 | 61.8721 | 0.0059404 | 0.20491 | 0.071754 | 0.30292 | 4.3903 | 0.015381 | 0.0074841 | 0.0088459 | 0.015381 | 0.015677 | 0.24272 | 0.17007 | 0.047642 | 0.24272 | 0.23773 | 0.37822 | 0.27599 | 0.054831 | 0.37822 | 0.36754 | 0.0059404 | 0.20491 | 0.071754 | 0.30292 | 4.3903 | 0.015381 | 0.0074841 | 0.0088459 | 0.015381 | 0.015677 | 0.24272 | 0.17007 | 0.047642 | 0.24272 | 0.23773 | 0.37822 | 0.27599 | 0.054831 | 0.37822 | 0.36754
56 | 0.25 | 0.17 | South/Central | LA | Monroe.Rgnl.AP.722486 | 3 | 434906 | 34.905 | 11.819 | 51.0538 | 34.8467 | 16.2071 | 734.24 | 2.5294 | 45.69 | 1.0678 | 1.4616 | 72.4022 | 1.2001 | 33.46 | -0.25946 | 1.4595 | 55.192 | 1.4293 | 12.85 | 1.447 | -0.017654 | 17.9622 | 2.5294 | 45.69 | 1.0678 | 1.4616 | 72.4022 | 2.5793 | 44.85 | 1.2075 | 1.3719 | 70.6041 | 0.0059404 | 0.20735 | 0.070209 | 0.30328 | 4.3617 | 0.015025 | 0.0071288 | 0.0084906 | 0.015025 | 0.015322 | 0.27142 | 0.19876 | 0.076334 | 0.27142 | 0.26643 | 0.4301 | 0.32786 | 0.1067 | 0.4301 | 0.41941 | 0.0059404 | 0.20735 | 0.070209 | 0.30328 | 4.3617 | 0.015025 | 0.0071288 | 0.0084906 | 0.015025 | 0.015322 | 0.27142 | 0.19876 | 0.076334 | 0.27142 | 0.26643 | 0.4301 | 0.32786 | 0.1067 | 0.4301 | 0.41941
57 | 0.24 | 0.47 | South/Central | LA | Monroe.Rgnl.AP.722486 | 3 | 434906 | 30.7867 | 14.799 | 50.9455 | 30.7353 | 20.2102 | 794.78 | 2.6377 | -14.85 | 5.1791 | -2.5415 | -35.109 | 1.3083 | -27.08 | 3.8519 | -2.5436 | -52.3193 | 1.5376 | -47.69 | 5.5583 | -4.0208 | -89.549 | 2.6377 | -14.85 | 5.1791 | -2.5415 | -35.109 | 2.6876 | -15.69 | 5.3188 | -2.6312 | -36.9071 | 0.0059404 | 0.18288 | 0.087911 | 0.30264 | 4.7213 | 0.015669 | 0.0077719 | 0.0091337 | 0.015669 | 0.015965 | -0.088214 | -0.16087 | -0.2833 | -0.088214 | -0.093204 | -0.20856 | -0.3108 | -0.53195 | -0.20856 | -0.21924 | 0.0059404 | 0.18288 | 0.087911 | 0.30264 | 4.7213 | 0.015669 | 0.0077719 | 0.0091337 | 0.015669 | 0.015965 | -0.088214 | -0.16087 | -0.2833 | -0.088214 | -0.093204 | -0.20856 | -0.3108 | -0.53195 | -0.20856 | -0.21924
58 | 0.24 | 0.42 | South/Central | LA | Monroe.Rgnl.AP.722486 | 3 | 434906 | 31.2965 | 14.269 | 50.7353 | 31.2442 | 19.4911 | 781.82 | 2.8478 | -1.89 | 4.6702 | -1.8223 | -12.8324 | 1.5185 | -14.12 | 3.343 | -1.8245 | -30.0427 | 1.7478 | -34.73 | 5.0494 | -3.3016 | -67.2724 | 2.8478 | -1.89 | 4.6702 | -1.8223 | -12.8324 | 2.8978 | -2.73 | 4.8099 | -1.9121 | -14.6305 | 0.0059404 | 0.18591 | 0.084763 | 0.30139 | 4.6443 | 0.016917 | 0.0090205 | 0.010382 | 0.016917 | 0.017214 | -0.011227 | -0.083878 | -0.20631 | -0.011227 | -0.016217 | -0.076229 | -0.17846 | -0.39962 | -0.076229 | -0.086911 | 0.0059404 | 0.18591 | 0.084763 | 0.30139 | 4.6443 | 0.016917 | 0.0090205 | 0.010382 | 0.016917 | 0.017214 | -0.011227 | -0.083878 | -0.20631 | -0.011227 | -0.016217 | -0.076229 | -0.17846 | -0.39962 | -0.076229 | -0.086911
59 | 0.24 | 0.37 | South/Central | LA | Monroe.Rgnl.AP.722486 | 3 | 434906 | 31.5664 | 14.079 | 50.7352 | 31.5137 | 19.2216 | 777.74 | 2.8479 | 2.19 | 4.4008 | -1.5528 | -5.4983 | 1.5186 | -10.04 | 3.0735 | -1.5549 | -22.7086 | 1.7479 | -30.65 | 4.78 | -3.0321 | -59.9383 | 2.8479 | 2.19 | 4.4008 | -1.5528 | -5.4983 | 2.8979 | 1.35 | 4.5405 | -1.6426 | -7.2964 | 0.0059404 | 0.18752 | 0.083635 | 0.30139 | 4.6201 | 0.016918 | 0.0090211 | 0.010383 | 0.016918 | 0.017214 | 0.013009 | -0.059641 | -0.18207 | 0.013009 | 0.0080195 | -0.032662 | -0.1349 | -0.35606 | -0.032662 | -0.043344 | 0.0059404 | 0.18752 | 0.083635 | 0.30139 | 4.6201 | 0.016918 | 0.0090211 | 0.010383 | 0.016918 | 0.017214 | 0.013009 | -0.059641 | -0.18207 | 0.013009 | 0.0080195 | -0.032662 | -0.1349 | -0.35606 | -0.032662 | -0.043344
60 | 0.24 | 0.32 | South/Central | LA | Monroe.Rgnl.AP.722486 | 3 | 434906 | 31.9962 | 13.769 | 50.725 | 31.9428 | 18.7823 | 770.89 | 2.8582 | 9.04 | 3.9717 | -1.1135 | 6.5861 | 1.5288 | -3.19 | 2.6444 | -1.1156 | -10.6241 | 1.7581 | -23.8 | 4.3509 | -2.5928 | -47.8538 | 2.8582 | 9.04 | 3.9717 | -1.1135 | 6.5861 | 2.9081 | 8.2 | 4.1114 | -1.2033 | 4.7881 | 0.0059404 | 0.19007 | 0.081793 | 0.30133 | 4.5794 | 0.016979 | 0.0090819 | 0.010444 | 0.016979 | 0.017275 | 0.053701 | -0.01895 | -0.14138 | 0.053701 | 0.048711 | 0.039124 | -0.063111 | -0.28427 | 0.039124 | 0.028443 | 0.0059404 | 0.19007 | 0.081793 | 0.30133 | 4.5794 | 0.016979 | 0.0090819 | 0.010444 | 0.016979 | 0.017275 | 0.053701 | -0.01895 | -0.14138 | 0.053701 | 0.048711 | 0.039124 | -0.063111 | -0.28427 | 0.039124 | 0.028443
61 | 0.24 | 0.27 | South/Central | LA | Monroe.Rgnl.AP.722486 | 3 | 434906 | 32.7659 | 13.129 | 50.6447 | 32.7111 | 17.9336 | 757.07 | 2.9385 | 22.86 | 3.2033 | -0.26478 | 30.712 | 1.6092 | 10.63 | 1.8761 | -0.2669 | 13.5018 | 1.8384 | -9.98 | 3.5825 | -1.7441 | -23.7279 | 2.9385 | 22.86 | 3.2033 | -0.26478 | 30.712 | 2.9884 | 22.02 | 3.343 | -0.35456 | 28.914 | 0.0059404 | 0.19464 | 0.077991 | 0.30085 | 4.4973 | 0.017456 | 0.009559 | 0.010921 | 0.017456 | 0.017752 | 0.1358 | 0.063146 | -0.059285 | 0.1358 | 0.13081 | 0.18244 | 0.080206 | -0.14095 | 0.18244 | 0.17176 | 0.0059404 | 0.19464 | 0.077991 | 0.30085 | 4.4973 | 0.017456 | 0.009559 | 0.010921 | 0.017456 | 0.017752 | 0.1358 | 0.063146 | -0.059285 | 0.1358 | 0.13081 | 0.18244 | 0.080206 | -0.14095 | 0.18244 | 0.17176
62 | 0.24 | 0.23 | South/Central | LA | Monroe.Rgnl.AP.722486 | 3 | 434906 | 33.4456 | 12.609 | 50.6344 | 33.3897 | 17.2447 | 746.36 | 2.9487 | 33.57 | 2.5247 | 0.42406 | 49.585 | 1.6194 | 21.34 | 1.1975 | 0.42194 | 32.3748 | 1.8487 | 0.73 | 2.9039 | -1.0552 | -4.8549 | 2.9487 | 33.57 | 2.5247 | 0.42406 | 49.585 | 2.9987 | 32.73 | 2.6644 | 0.33428 | 47.787 | 0.0059404 | 0.19868 | 0.074902 | 0.30079 | 4.4337 | 0.017517 | 0.0096199 | 0.010982 | 0.017517 | 0.017813 | 0.19942 | 0.12677 | 0.0043365 | 0.19942 | 0.19443 | 0.29455 | 0.19232 | -0.02884 | 0.29455 | 0.28387 | 0.0059404 | 0.19868 | 0.074902 | 0.30079 | 4.4337 | 0.017517 | 0.0096199 | 0.010982 | 0.017517 | 0.017813 | 0.19942 | 0.12677 | 0.0043365 | 0.19942 | 0.19443 | 0.29455 | 0.19232 | -0.02884 | 0.29455 | 0.28387
63 | 0.24 | 0.19 | South/Central | LA | Monroe.Rgnl.AP.722486 | 3 | 434906 | 34.2053 | 12.089 | 50.7141 | 34.1481 | 16.566 | 736.63 | 2.8691 | 43.3 | 1.7663 | 1.1028 | 67.0237 | 1.5398 | 31.07 | 0.43907 | 1.1007 | 49.8135 | 1.769 | 10.46 | 2.1455 | -0.37647 | 12.5837 | 2.8691 | 43.3 | 1.7663 | 1.1028 | 67.0237 | 2.919 | 42.46 | 1.906 | 1.013 | 65.2256 | 0.0059404 | 0.20319 | 0.071813 | 0.30126 | 4.3759 | 0.017044 | 0.0091468 | 0.010509 | 0.017044 | 0.01734 | 0.25722 | 0.18457 | 0.062136 | 0.25722 | 0.25223 | 0.39815 | 0.29591 | 0.074752 | 0.39815 | 0.38746 | 0.0059404 | 0.20319 | 0.071813 | 0.30126 | 4.3759 | 0.017044 | 0.0091468 | 0.010509 | 0.017044 | 0.01734 | 0.25722 | 0.18457 | 0.062136 | 0.25722 | 0.25223 | 0.39815 | 0.29591 | 0.074752 | 0.39815 | 0.38746
64 | 0.24 | 0.17 | South/Central | LA | Monroe.Rgnl.AP.722486 | 3 | 434906 | 34.6251 | 11.819 | 50.7739 | 34.5672 | 16.2067 | 731.66 | 2.8093 | 48.27 | 1.3472 | 1.4621 | 76.0264 | 1.4799 | 36.04 | 0.019953 | 1.46 | 58.8162 | 1.7092 | 15.43 | 1.7264 | -0.017184 | 21.5864 | 2.8093 | 48.27 | 1.3472 | 1.4621 | 76.0264 | 2.8592 | 47.43 | 1.4869 | 1.3723 | 74.2283 | 0.0059404 | 0.20569 | 0.070209 | 0.30162 | 4.3463 | 0.016688 | 0.0087914 | 0.010153 | 0.016688 | 0.016985 | 0.28674 | 0.21409 | 0.09166 | 0.28674 | 0.28175 | 0.45162 | 0.34939 | 0.12823 | 0.45162 | 0.44094 | 0.0059404 | 0.20569 | 0.070209 | 0.30162 | 4.3463 | 0.016688 | 0.0087914 | 0.010153 | 0.016688 | 0.016985 | 0.28674 | 0.21409 | 0.09166 | 0.28674 | 0.28175 | 0.45162 | 0.34939 | 0.12823 | 0.45162 | 0.44094
65 | 0.22 | 0.47 | South/Central | LA | Monroe.Rgnl.AP.722486 | 3 | 434906 | 30.237 | 14.829 | 50.4158 | 30.1864 | 20.2294 | 790.19 | 3.1674 | -10.26 | 5.728 | -2.5606 | -28.7943 | 1.838 | -22.49 | 4.4008 | -2.5627 | -46.0046 | 2.0673 | -43.1 | 6.1072 | -4.0399 | -83.2343 | 3.1674 | -10.26 | 5.728 | -2.5606 | -28.7943 | 3.2173 | -11.1 | 5.8677 | -2.6504 | -30.5924 | 0.0059404 | 0.17962 | 0.08809 | 0.29949 | 4.694 | 0.018815 | 0.010919 | 0.01228 | 0.018815 | 0.019112 | -0.060948 | -0.1336 | -0.25603 | -0.060948 | -0.065938 | -0.17105 | -0.27328 | -0.49444 | -0.17105 | -0.18173 | 0.0059404 | 0.17962 | 0.08809 | 0.29949 | 4.694 | 0.018815 | 0.010919 | 0.01228 | 0.018815 | 0.019112 | -0.060948 | -0.1336 | -0.25603 | -0.060948 | -0.065938 | -0.17105 | -0.27328 | -0.49444 | -0.17105 | -0.18173
66 | 0.22 | 0.42 | South/Central | LA | Monroe.Rgnl.AP.722486 | 3 | 434906 | 30.7468 | 14.299 | 50.2056 | 30.6954 | 19.5102 | 777.22 | 3.3776 | 2.71 | 5.219 | -1.8414 | -6.5168 | 2.0483 | -9.52 | 3.8918 | -1.8436 | -23.727 | 2.2775 | -30.13 | 5.5982 | -3.3207 | -60.9568 | 3.3776 | 2.71 | 5.219 | -1.8414 | -6.5168 | 3.4275 | 1.87 | 5.3587 | -1.9312 | -8.3149 | 0.0059404 | 0.18265 | 0.084941 | 0.29824 | 4.617 | 0.020064 | 0.012167 | 0.013529 | 0.020064 | 0.020361 | 0.016098 | -0.056552 | -0.17898 | 0.016098 | 0.011108 | -0.038712 | -0.14095 | -0.36211 | -0.038712 | -0.049393 | 0.0059404 | 0.18265 | 0.084941 | 0.29824 | 4.617 | 0.020064 | 0.012167 | 0.013529 | 0.020064 | 0.020361 | 0.016098 | -0.056552 | -0.17898 | 0.016098 | 0.011108 | -0.038712 | -0.14095 | -0.36211 | -0.038712 | -0.049393
67 | 0.22 | 0.37 | South/Central | LA | Monroe.Rgnl.AP.722486 | 3 | 434906 | 31.0167 | 14.119 | 50.2155 | 30.9648 | 19.2507 | 773.37 | 3.3677 | 6.56 | 4.9496 | -1.5819 | 0.4171 | 2.0384 | -5.67 | 3.6224 | -1.584 | -16.7931 | 2.2676 | -26.28 | 5.3288 | -3.0612 | -54.0229 | 3.3677 | 6.56 | 4.9496 | -1.5819 | 0.4171 | 3.4176 | 5.72 | 5.0893 | -1.6717 | -1.381 | 0.0059404 | 0.18425 | 0.083872 | 0.2983 | 4.5941 | 0.020005 | 0.012109 | 0.013471 | 0.020005 | 0.020302 | 0.038969 | -0.033682 | -0.15611 | 0.038969 | 0.033979 | 0.0024777 | -0.099757 | -0.32092 | 0.0024777 | -0.0082037 | 0.0059404 | 0.18425 | 0.083872 | 0.2983 | 4.5941 | 0.020005 | 0.012109 | 0.013471 | 0.020005 | 0.020302 | 0.038969 | -0.033682 | -0.15611 | 0.038969 | 0.033979 | 0.0024777 | -0.099757 | -0.32092 | 0.0024777 | -0.0082037
68 | 0.22 | 0.32 | South/Central | LA | Monroe.Rgnl.AP.722486 | 3 | 434906 | 31.4265 | 13.789 | 50.1653 | 31.3739 | 18.7914 | 765.86 | 3.4179 | 14.07 | 4.5405 | -1.1226 | 13.5604 | 2.0885 | 1.84 | 3.2132 | -1.1247 | -3.6498 | 2.3178 | -18.77 | 4.9197 | -2.6019 | -40.8796 | 3.4179 | 14.07 | 4.5405 | -1.1226 | 13.5604 | 3.4678 | 13.23 | 4.6802 | -1.2124 | 11.7623 | 0.0059404 | 0.18668 | 0.081912 | 0.298 | 4.5495 | 0.020303 | 0.012407 | 0.013769 | 0.020303 | 0.0206 | 0.083581 | 0.01093 | -0.1115 | 0.083581 | 0.078591 | 0.080554 | -0.021681 | -0.24284 | 0.080554 | 0.069873 | 0.0059404 | 0.18668 | 0.081912 | 0.298 | 4.5495 | 0.020303 | 0.012407 | 0.013769 | 0.020303 | 0.0206 | 0.083581 | 0.01093 | -0.1115 | 0.083581 | 0.078591 | 0.080554 | -0.021681 | -0.24284 | 0.080554 | 0.069873
69 | 0.22 | 0.27 | South/Central | LA | Monroe.Rgnl.AP.722486 | 3 | 434906 | 32.1962 | 13.149 | 50.085 | 32.1423 | 17.9426 | 752.06 | 3.4982 | 27.87 | 3.7721 | -0.27386 | 37.6872 | 2.1689 | 15.64 | 2.4449 | -0.27598 | 20.4769 | 2.3981 | -4.97 | 4.1513 | -1.7532 | -16.7528 | 3.4982 | 27.87 | 3.7721 | -0.27386 | 37.6872 | 3.5481 | 27.03 | 3.9118 | -0.36364 | 35.8891 | 0.0059404 | 0.19126 | 0.07811 | 0.29752 | 4.4675 | 0.020781 | 0.012884 | 0.014246 | 0.020781 | 0.021077 | 0.16556 | 0.092907 | -0.029524 | 0.16556 | 0.16057 | 0.22388 | 0.12164 | -0.099518 | 0.22388 | 0.21319 | 0.0059404 | 0.19126 | 0.07811 | 0.29752 | 4.4675 | 0.020781 | 0.012884 | 0.014246 | 0.020781 | 0.021077 | 0.16556 | 0.092907 | -0.029524 | 0.16556 | 0.16057 | 0.22388 | 0.12164 | -0.099518 | 0.22388 | 0.21319
70 | 0.22 | 0.23 | South/Central | LA | Monroe.Rgnl.AP.722486 | 3 | 434906 | 32.8759 | 12.619 | 50.0647 | 32.8209 | 17.2438 | 741.09 | 3.5185 | 38.84 | 3.0935 | 0.42498 | 56.9612 | 2.1891 | 26.61 | 1.7663 | 0.42286 | 39.751 | 2.4184 | 6 | 3.4727 | -1.0543 | 2.5212 | 3.5185 | 38.84 | 3.0935 | 0.42498 | 56.9612 | 3.5684 | 38 | 3.2332 | 0.3352 | 55.1631 | 0.0059404 | 0.19529 | 0.074962 | 0.2974 | 4.4023 | 0.020901 | 0.013004 | 0.014366 | 0.020901 | 0.021198 | 0.23072 | 0.15807 | 0.035642 | 0.23072 | 0.22573 | 0.33837 | 0.23614 | 0.014977 | 0.33837 | 0.32769 | 0.0059404 | 0.19529 | 0.074962 | 0.2974 | 4.4023 | 0.020901 | 0.013004 | 0.014366 | 0.020901 | 0.021198 | 0.23072 | 0.15807 | 0.035642 | 0.23072 | 0.22573 | 0.33837 | 0.23614 | 0.014977 | 0.33837 | 0.32769
71 | 0.22 | 0.19 | South/Central | LA | Monroe.Rgnl.AP.722486 | 3 | 434906 | 33.6356 | 12.099 | 50.1344 | 33.5793 | 16.5551 | 731.12 | 3.4488 | 48.81 | 2.3351 | 1.1137 | 74.8001 | 2.1195 | 36.58 | 1.0079 | 1.1116 | 57.5899 | 2.3487 | 15.97 | 2.7143 | -0.36557 | 20.3601 | 3.4488 | 48.81 | 2.3351 | 1.1137 | 74.8001 | 3.4987 | 47.97 | 2.4748 | 1.0239 | 73.002 | 0.0059404 | 0.19981 | 0.071872 | 0.29782 | 4.3431 | 0.020487 | 0.01259 | 0.013952 | 0.020487 | 0.020784 | 0.28995 | 0.2173 | 0.094868 | 0.28995 | 0.28496 | 0.44434 | 0.34211 | 0.12095 | 0.44434 | 0.43366 | 0.0059404 | 0.19981 | 0.071872 | 0.29782 | 4.3431 | 0.020487 | 0.01259 | 0.013952 | 0.020487 | 0.020784 | 0.28995 | 0.2173 | 0.094868 | 0.28995 | 0.28496 | 0.44434 | 0.34211 | 0.12095 | 0.44434 | 0.43366
72 | 0.22 | 0.17 | South/Central | LA | Monroe.Rgnl.AP.722486 | 3 | 434906 | 34.0454 | 11.829 | 50.1842 | 33.9885 | 16.1958 | 726.06 | 3.399 | 53.87 | 1.9259 | 1.473 | 83.9323 | 2.0696 | 41.64 | 0.59874 | 1.4709 | 66.7221 | 2.2989 | 21.03 | 2.3052 | -0.006268 | 29.4923 | 3.399 | 53.87 | 1.9259 | 1.473 | 83.9323 | 3.4489 | 53.03 | 2.0657 | 1.3832 | 82.1342 | 0.0059404 | 0.20224 | 0.070269 | 0.29811 | 4.3131 | 0.020191 | 0.012294 | 0.013656 | 0.020191 | 0.020488 | 0.32001 | 0.24736 | 0.12493 | 0.32001 | 0.31502 | 0.49859 | 0.39635 | 0.1752 | 0.49859 | 0.48791 | 0.0059404 | 0.20224 | 0.070269 | 0.29811 | 4.3131 | 0.020191 | 0.012294 | 0.013656 | 0.020191 | 0.020488 | 0.32001 | 0.24736 | 0.12493 | 0.32001 | 0.31502 | 0.49859 | 0.39635 | 0.1752 | 0.49859 | 0.48791
73 | 0.2 | 0.47 | South/Central | LA | Monroe.Rgnl.AP.722486 | 3 | 434906 | 29.6873 | 14.859 | 49.8961 | 29.6376 | 20.2585 | 785.82 | 3.6871 | -5.89 | 6.2768 | -2.5897 | -22.8797 | 2.3578 | -18.12 | 4.9496 | -2.5918 | -40.09 | 2.587 | -38.73 | 6.656 | -4.069 | -77.3197 | 3.6871 | -5.89 | 6.2768 | -2.5897 | -22.8797 | 3.7371 | -6.73 | 6.4165 | -2.6795 | -24.6778 | 0.0059404 | 0.17635 | 0.088268 | 0.2964 | 4.6681 | 0.021903 | 0.014006 | 0.015368 | 0.021903 | 0.022199 | -0.034989 | -0.10764 | -0.23007 | -0.034989 | -0.039979 | -0.13591 | -0.23815 | -0.45931 | -0.13591 | -0.1466 | 0.0059404 | 0.17635 | 0.088268 | 0.2964 | 4.6681 | 0.021903 | 0.014006 | 0.015368 | 0.021903 | 0.022199 | -0.034989 | -0.10764 | -0.23007 | -0.034989 | -0.039979 | -0.13591 | -0.23815 | -0.45931 | -0.13591 | -0.1466
74 | 0.2 | 0.42 | South/Central | LA | Monroe.Rgnl.AP.722486 | 3 | 434906 | 30.187 | 14.339 | 49.6858 | 30.1365 | 19.5493 | 772.99 | 3.8974 | 6.94 | 5.7779 | -1.8805 | -0.87205 | 2.568 | -5.29 | 4.4506 | -1.8826 | -18.0823 | 2.7973 | -25.9 | 6.1571 | -3.3598 | -55.312 | 3.8974 | 6.94 | 5.7779 | -1.8805 | -0.87205 | 3.9473 | 6.1 | 5.9176 | -1.9703 | -2.6701 | 0.0059404 | 0.17932 | 0.085179 | 0.29515 | 4.5918 | 0.023152 | 0.015255 | 0.016617 | 0.023152 | 0.023448 | 0.041226 | -0.031425 | -0.15386 | 0.041226 | 0.036236 | -0.0051803 | -0.10742 | -0.32857 | -0.0051803 | -0.015862 | 0.0059404 | 0.17932 | 0.085179 | 0.29515 | 4.5918 | 0.023152 | 0.015255 | 0.016617 | 0.023152 | 0.023448 | 0.041226 | -0.031425 | -0.15386 | 0.041226 | 0.036236 | -0.0051803 | -0.10742 | -0.32857 | -0.0051803 | -0.015862
75 | 0.2 | 0.37 | South/Central | LA | Monroe.Rgnl.AP.722486 | 3 | 434906 | 30.4569 | 14.149 | 49.6857 | 30.406 | 19.2797 | 768.92 | 3.8975 | 11.01 | 5.5084 | -1.611 | 6.4621 | 2.5681 | -1.22 | 4.1812 | -1.6131 | -10.7481 | 2.7974 | -21.83 | 5.8876 | -3.0902 | -47.9779 | 3.8975 | 11.01 | 5.5084 | -1.611 | 6.4621 | 3.9474 | 10.17 | 5.6481 | -1.7007 | 4.664 | 0.0059404 | 0.18093 | 0.08405 | 0.29515 | 4.5677 | 0.023152 | 0.015256 | 0.016618 | 0.023152 | 0.023449 | 0.065403 | -0.0072472 | -0.12968 | 0.065403 | 0.060414 | 0.038387 | -0.063848 | -0.28501 | 0.038387 | 0.027706 | 0.0059404 | 0.18093 | 0.08405 | 0.29515 | 4.5677 | 0.023152 | 0.015256 | 0.016618 | 0.023152 | 0.023449 | 0.065403 | -0.0072472 | -0.12968 | 0.065403 | 0.060414 | 0.038387 | -0.063848 | -0.28501 | 0.038387 | 0.027706
76 | 0.2 | 0.32 | South/Central | LA | Monroe.Rgnl.AP.722486 | 3 | 434906 | 30.8568 | 13.819 | 49.6156 | 30.8051 | 18.8104 | 761.07 | 3.9676 | 18.86 | 5.1093 | -1.1416 | 20.1352 | 2.6383 | 6.63 | 3.7821 | -1.1438 | 2.925 | 2.8675 | -13.98 | 5.4885 | -2.6209 | -34.3048 | 3.9676 | 18.86 | 5.1093 | -1.1416 | 20.1352 | 4.0176 | 18.02 | 5.249 | -1.2314 | 18.3371 | 0.0059404 | 0.1833 | 0.08209 | 0.29473 | 4.521 | 0.023569 | 0.015672 | 0.017034 | 0.023569 | 0.023866 | 0.11204 | 0.039385 | -0.083046 | 0.11204 | 0.10705 | 0.11961 | 0.017375 | -0.20378 | 0.11961 | 0.10893 | 0.0059404 | 0.1833 | 0.08209 | 0.29473 | 4.521 | 0.023569 | 0.015672 | 0.017034 | 0.023569 | 0.023866 | 0.11204 | 0.039385 | -0.083046 | 0.11204 | 0.10705 | 0.11961 | 0.017375 | -0.20378 | 0.11961 | 0.10893
77 | 0.2 | 0.27 | South/Central | LA | Monroe.Rgnl.AP.722486 | 3 | 434906 | 31.6264 | 13.169 | 49.5252 | 31.5735 | 17.9517 | 747.02 | 4.0579 | 32.91 | 4.3409 | -0.28293 | 44.663 | 2.7286 | 20.68 | 3.0137 | -0.28505 | 27.4528 | 2.9579 | 0.07 | 4.7201 | -1.7622 | -9.777 | 4.0579 | 32.91 | 4.3409 | -0.28293 | 44.663 | 4.1079 | 32.07 | 4.4806 | -0.3727 | 42.8649 | 0.0059404 | 0.18787 | 0.078229 | 0.2942 | 4.4376 | 0.024106 | 0.016209 | 0.017571 | 0.024106 | 0.024402 | 0.1955 | 0.12285 | 0.00041583 | 0.1955 | 0.19051 | 0.26531 | 0.16308 | -0.058079 | 0.26531 | 0.25463 | 0.0059404 | 0.18787 | 0.078229 | 0.2942 | 4.4376 | 0.024106 | 0.016209 | 0.017571 | 0.024106 | 0.024402 | 0.1955 | 0.12285 | 0.00041583 | 0.1955 | 0.19051 | 0.26531 | 0.16308 | -0.058079 | 0.26531 | 0.25463
78 | 0.2 | 0.23 | South/Central | LA | Monroe.Rgnl.AP.722486 | 3 | 434906 | 32.2961 | 12.639 | 49.4949 | 32.2421 | 17.2528 | 735.97 | 4.0882 | 43.96 | 3.6723 | 0.41596 | 64.0675 | 2.7589 | 31.73 | 2.3451 | 0.41384 | 46.8573 | 2.9882 | 11.12 | 4.0515 | -1.0633 | 9.6275 | 4.0882 | 43.96 | 3.6723 | 0.41596 | 64.0675 | 4.1382 | 43.12 | 3.812 | 0.32618 | 62.2694 | 0.0059404 | 0.19185 | 0.07508 | 0.29402 | 4.3719 | 0.024286 | 0.016389 | 0.017751 | 0.024286 | 0.024582 | 0.26114 | 0.18849 | 0.066057 | 0.26114 | 0.25615 | 0.38058 | 0.27835 | 0.057191 | 0.38058 | 0.3699 | 0.0059404 | 0.19185 | 0.07508 | 0.29402 | 4.3719 | 0.024286 | 0.016389 | 0.017751 | 0.024286 | 0.024582 | 0.26114 | 0.18849 | 0.066057 | 0.26114 | 0.25615 | 0.38058 | 0.27835 | 0.057191 | 0.38058 | 0.3699
79 | 0.2 | 0.19 | South/Central | LA | Monroe.Rgnl.AP.722486 | 3 | 434906 | 33.0558 | 12.109 | 49.5546 | 33.0005 | 16.5541 | 725.77 | 4.0286 | 54.16 | 2.9139 | 1.1147 | 82.3075 | 2.6992 | 41.93 | 1.5867 | 1.1126 | 65.0973 | 2.9285 | 21.32 | 3.2931 | -0.36459 | 27.8675 | 4.0286 | 54.16 | 2.9139 | 1.1147 | 82.3075 | 4.0785 | 53.32 | 3.0536 | 1.0249 | 80.5094 | 0.0059404 | 0.19636 | 0.071932 | 0.29437 | 4.3113 | 0.023931 | 0.016034 | 0.017396 | 0.023931 | 0.024228 | 0.32173 | 0.24908 | 0.12665 | 0.32173 | 0.31674 | 0.48894 | 0.3867 | 0.16554 | 0.48894 | 0.47826 | 0.0059404 | 0.19636 | 0.071932 | 0.29437 | 4.3113 | 0.023931 | 0.016034 | 0.017396 | 0.023931 | 0.024228 | 0.32173 | 0.24908 | 0.12665 | 0.32173 | 0.31674 | 0.48894 | 0.3867 | 0.16554 | 0.48894 | 0.47826
80 | 0.2 | 0.17 | South/Central | LA | Monroe.Rgnl.AP.722486 | 3 | 434906 | 33.4656 | 11.839 | 49.6044 | 33.4097 | 16.1948 | 720.7 | 3.9787 | 59.23 | 2.5047 | 1.474 | 91.4398 | 2.6494 | 47 | 1.1775 | 1.4719 | 74.2296 | 2.8787 | 26.39 | 2.8839 | -0.005287 | 36.9998 | 3.9787 | 59.23 | 2.5047 | 1.474 | 91.4398 | 4.0287 | 58.39 | 2.6444 | 1.3842 | 89.6417 | 0.0059404 | 0.1988 | 0.070328 | 0.29467 | 4.2812 | 0.023635 | 0.015738 | 0.0171 | 0.023635 | 0.023932 | 0.35185 | 0.2792 | 0.15677 | 0.35185 | 0.34686 | 0.54319 | 0.44095 | 0.21979 | 0.54319 | 0.5325 | 0.0059404 | 0.1988 | 0.070328 | 0.29467 | 4.2812 | 0.023635 | 0.015738 | 0.0171 | 0.023635 | 0.023932 | 0.35185 | 0.2792 | 0.15677 | 0.35185 | 0.34686 | 0.54319 | 0.44095 | 0.21979 | 0.54319 | 0.5325
81 | 0.35 | 0.2 | South/Central | LA | Monroe.Rgnl.AP.722486 | 3 | 434906 | 37.0639 | 12.139 | 53.7228 | 37.0021 | 16.7207 | 766.66 | -0.13959 | 13.27 | -1.0877 | 0.94812 | 23.9934 | -1.4689 | 1.04 | -2.4149 | 0.946 | 6.7831 | -1.2397 | -19.57 | -0.70851 | -0.53117 | -30.4466 | -0.13959 | 13.27 | -1.0877 | 0.94812 | 23.9934 | -0.089662 | 12.43 | -0.94801 | 0.85835 | 22.1953 | 0.0059404 | 0.22017 | 0.07211 | 0.31913 | 4.5542 | -0.00082925 | -0.008726 | -0.0073641 | -0.00082925 | -0.00053263 | 0.078829 | 0.006178 | -0.11625 | 0.078829 | 0.073839 | 0.14253 | 0.040294 | -0.18086 | 0.14253 | 0.13185 | 0.0059404 | 0.22017 | 0.07211 | 0.31913 | 4.5542 | -0.00082925 | -0.008726 | -0.0073641 | -0.00082925 | -0.00053263 | 0.078829 | 0.006178 | -0.11625 | 0.078829 | 0.073839 | 0.14253 | 0.040294 | -0.18086 | 0.14253 | 0.13185
82 | 0.35 | 0.25 | South/Central | LA | Monroe.Rgnl.AP.722486 | 3 | 434906 | 36.1143 | 12.789 | 53.6331 | 36.0541 | 17.579 | 779.09 | -0.049933 | 0.84 | -0.13971 | 0.089774 | 1.7981 | -1.3793 | -11.39 | -1.4669 | 0.087654 | -15.4121 | -1.15 | -32 | 0.2395 | -1.3895 | -52.6419 | -0.049933 | 0.84 | -0.13971 | 0.089774 | 1.7981 | 0 | 0 | 0 | 0 | 0 | 0.0059404 | 0.21453 | 0.075971 | 0.3186 | 4.6281 | -0.00029662 | -0.0081933 | -0.0068315 | -0.00029662 | 0 | 0.0049899 | -0.067661 | -0.19009 | 0.0049899 | 0 | 0.010681 | -0.091554 | -0.31271 | 0.010681 | 0 | 0.0059404 | 0.21453 | 0.075971 | 0.3186 | 4.6281 | -0.00029662 | -0.0081933 | -0.0068315 | -0.00029662 | 0 | 0.0049899 | -0.067661 | -0.19009 | 0.0049899 | 0 | 0.010681 | -0.091554 | -0.31271 | 0.010681 | 0
83 | 0.35 | 0.3 | South/Central | LA | Monroe.Rgnl.AP.722486 | 3 | 434906 | 35.9744 | 12.809 | 53.5832 | 35.9144 | 17.6688 | 779.93 | 0 | 0 | 0 | 0 | 0 | -1.3293 | -12.23 | -1.3272 | -0.00212 | -17.2102 | -1.1001 | -32.84 | 0.37921 | -1.4793 | -54.44 | 0 | 0 | 0 | 0 | 0 | 0.049933 | -0.84 | 0.13971 | -0.089774 | -1.7981 | 0.0059404 | 0.2137 | 0.07609 | 0.3183 | 4.6331 | 0 | -0.0078967 | -0.0065349 | 0 | 0.00029662 | 0 | -0.072651 | -0.19508 | 0 | -0.0049899 | 0 | -0.10224 | -0.32339 | 0 | -0.010681 | 0.0059404 | 0.2137 | 0.07609 | 0.3183 | 4.6331 | 0 | -0.0078967 | -0.0065349 | 0 | 0.00029662 | 0 | -0.072651 | -0.19508 | 0 | -0.0049899 | 0 | -0.10224 | -0.32339 | 0 | -0.010681
84 | 0.35 | 0.35 | South/Central | LA | Monroe.Rgnl.AP.722486 | 3 | 434906 | 35.1447 | 13.399 | 53.5336 | 35.0861 | 18.4474 | 791.51 | 0.049626 | -11.58 | 0.82826 | -0.77863 | -20.5432 | -1.2797 | -23.81 | -0.49895 | -0.78075 | -37.7534 | -1.0505 | -44.42 | 1.2075 | -2.2579 | -74.9832 | 0.049626 | -11.58 | 0.82826 | -0.77863 | -20.5432 | 0.099559 | -12.42 | 0.96797 | -0.86841 | -22.3413 | 0.0059404 | 0.20877 | 0.079595 | 0.31801 | 4.7019 | 0.0002948 | -0.0076019 | -0.0062401 | 0.0002948 | 0.00059142 | -0.068789 | -0.14144 | -0.26387 | -0.068789 | -0.073779 | -0.12203 | -0.22427 | -0.44543 | -0.12203 | -0.13272 | 0.0059404 | 0.20877 | 0.079595 | 0.31801 | 4.7019 | 0.0002948 | -0.0076019 | -0.0062401 | 0.0002948 | 0.00059142 | -0.068789 | -0.14144 | -0.26387 | -0.068789 | -0.073779 | -0.12203 | -0.22427 | -0.44543 | -0.12203 | -0.13272
85 | 0.35 | 0.4 | South/Central | LA | Monroe.Rgnl.AP.722486 | 3 | 434906 | 34.405 | 13.969 | 53.5439 | 34.3477 | 19.1962 | 803.18 | 0.039314 | -23.25 | 1.5667 | -1.5274 | -41.0471 | -1.29 | -35.48 | 0.2395 | -1.5295 | -58.2573 | -1.0608 | -56.09 | 1.9459 | -3.0067 | -95.4871 | 0.039314 | -23.25 | 1.5667 | -1.5274 | -41.0471 | 0.089247 | -24.09 | 1.7064 | -1.6172 | -42.8452 | 0.0059404 | 0.20438 | 0.082981 | 0.31807 | 4.7712 | 0.00023354 | -0.0076632 | -0.0063013 | 0.00023354 | 0.00053016 | -0.13811 | -0.21076 | -0.3332 | -0.13811 | -0.1431 | -0.24383 | -0.34607 | -0.56723 | -0.24383 | -0.25452 | 0.0059404 | 0.20438 | 0.082981 | 0.31807 | 4.7712 | 0.00023354 | -0.0076632 | -0.0063013 | 0.00023354 | 0.00053016 | -0.13811 | -0.21076 | -0.3332 | -0.13811 | -0.1431 | -0.24383 | -0.34607 | -0.56723 | -0.24383 | -0.25452
86 | 0.33 | 0.2 | South/Central | LA | Monroe.Rgnl.AP.722486 | 3 | 434906 | 36.5341 | 12.149 | 53.193 | 36.4732 | 16.7198 | 761.79 | 0.39017 | 18.14 | -0.55883 | 0.949 | 30.853 | -0.93916 | 5.91 | -1.886 | 0.94688 | 13.6427 | -0.70991 | -14.7 | -0.17962 | -0.53029 | -23.587 | 0.39017 | 18.14 | -0.55883 | 0.949 | 30.853 | 0.44011 | 17.3 | -0.41912 | 0.85923 | 29.0549 | 0.0059404 | 0.21703 | 0.07217 | 0.31599 | 4.5253 | 0.0023178 | -0.0055789 | -0.0042171 | 0.0023178 | 0.0026144 | 0.10776 | 0.035108 | -0.087323 | 0.10776 | 0.10277 | 0.18328 | 0.081043 | -0.14012 | 0.18328 | 0.1726 | 0.0059404 | 0.21703 | 0.07217 | 0.31599 | 4.5253 | 0.0023178 | -0.0055789 | -0.0042171 | 0.0023178 | 0.0026144 | 0.10776 | 0.035108 | -0.087323 | 0.10776 | 0.10277 | 0.18328 | 0.081043 | -0.14012 | 0.18328 | 0.1726
87 | 0.33 | 0.25 | South/Central | LA | Monroe.Rgnl.AP.722486 | 3 | 434906 | 35.5746 | 12.799 | 53.0934 | 35.5152 | 17.5781 | 774.12 | 0.48979 | 5.81 | 0.39916 | 0.09063 | 8.7855 | -0.83954 | -6.42 | -0.92805 | 0.08851 | -8.4247 | -0.61029 | -27.03 | 0.77837 | -1.3887 | -45.6545 | 0.48979 | 5.81 | 0.39916 | 0.09063 | 8.7855 | 0.53972 | 4.97 | 0.53887 | 0.00085601 | 6.9874 | 0.0059404 | 0.21133 | 0.076031 | 0.31539 | 4.5986 | 0.0029095 | -0.0049872 | -0.0036254 | 0.0029095 | 0.0032062 | 0.034514 | -0.038137 | -0.16057 | 0.034514 | 0.029524 | 0.052189 | -0.050046 | -0.2712 | 0.052189 | 0.041508 | 0.0059404 | 0.21133 | 0.076031 | 0.31539 | 4.5986 | 0.0029095 | -0.0049872 | -0.0036254 | 0.0029095 | 0.0032062 | 0.034514 | -0.038137 | -0.16057 | 0.034514 | 0.029524 | 0.052189 | -0.050046 | -0.2712 | 0.052189 | 0.041508
88 | 0.33 | 0.3 | South/Central | LA | Monroe.Rgnl.AP.722486 | 3 | 434906 | 35.4446 | 12.819 | 53.0435 | 35.3855 | 17.658 | 774.81 | 0.5397 | 5.12 | 0.52889 | 0.010816 | 7.2581 | -0.78963 | -7.11 | -0.79832 | 0.008696 | -9.9521 | -0.56038 | -27.72 | 0.9081 | -1.4685 | -47.1819 | 0.5397 | 5.12 | 0.52889 | 0.010816 | 7.2581 | 0.58964 | 4.28 | 0.66859 | -0.078958 | 5.46 | 0.0059404 | 0.21055 | 0.07615 | 0.3151 | 4.6027 | 0.003206 | -0.0046907 | -0.0033288 | 0.003206 | 0.0035027 | 0.030415 | -0.042236 | -0.16467 | 0.030415 | 0.025425 | 0.043116 | -0.059119 | -0.28028 | 0.043116 | 0.032435 | 0.0059404 | 0.21055 | 0.07615 | 0.3151 | 4.6027 | 0.003206 | -0.0046907 | -0.0033288 | 0.003206 | 0.0035027 | 0.030415 | -0.042236 | -0.16467 | 0.030415 | 0.025425 | 0.043116 | -0.059119 | -0.28028 | 0.043116 | 0.032435
89 | 0.33 | 0.35 | South/Central | LA | Monroe.Rgnl.AP.722486 | 3 | 434906 | 34.625 | 13.409 | 53.0138 | 34.5672 | 18.4466 | 786.73 | 0.56939 | -6.8 | 1.3472 | -0.77778 | -13.8133 | -0.75994 | -19.03 | 0.01996 | -0.7799 | -31.0236 | -0.53069 | -39.64 | 1.7264 | -2.2571 | -68.2533 | 0.56939 | -6.8 | 1.3472 | -0.77778 | -13.8133 | 0.61932 | -7.64 | 1.4869 | -0.86755 | -15.6114 | 0.0059404 | 0.20568 | 0.079654 | 0.31492 | 4.6735 | 0.0033824 | -0.0045143 | -0.0031525 | 0.0033824 | 0.003679 | -0.040395 | -0.11305 | -0.23548 | -0.040395 | -0.045384 | -0.082056 | -0.18429 | -0.40545 | -0.082056 | -0.092738 | 0.0059404 | 0.20568 | 0.079654 | 0.31492 | 4.6735 | 0.0033824 | -0.0045143 | -0.0031525 | 0.0033824 | 0.003679 | -0.040395 | -0.11305 | -0.23548 | -0.040395 | -0.045384 | -0.082056 | -0.18429 | -0.40545 | -0.082056 | -0.092738
90 | 0.33 | 0.4 | South/Central | LA | Monroe.Rgnl.AP.722486 | 3 | 434906 | 33.8853 | 13.989 | 53.0441 | 33.8288 | 19.2153 | 798.87 | 0.53908 | -18.94 | 2.0856 | -1.5465 | -35.1193 | -0.79025 | -31.17 | 0.75841 | -1.5487 | -52.3295 | -0.561 | -51.78 | 2.4648 | -3.0258 | -89.5593 | 0.53908 | -18.94 | 2.0856 | -1.5465 | -35.1193 | 0.58901 | -19.78 | 2.2253 | -1.6363 | -36.9174 | 0.0059404 | 0.20129 | 0.0831 | 0.3151 | 4.7456 | 0.0032023 | -0.0046944 | -0.0033325 | 0.0032023 | 0.003499 | -0.11251 | -0.18516 | -0.30759 | -0.11251 | -0.1175 | -0.20862 | -0.31086 | -0.53202 | -0.20862 | -0.2193 | 0.0059404 | 0.20129 | 0.0831 | 0.3151 | 4.7456 | 0.0032023 | -0.0046944 | -0.0033325 | 0.0032023 | 0.003499 | -0.11251 | -0.18516 | -0.30759 | -0.11251 | -0.1175 | -0.20862 | -0.31086 | -0.53202 | -0.20862 | -0.2193
91 | 0.3 | 0.2 | South/Central | LA | Monroe.Rgnl.AP.722486 | 3 | 434906 | 35.7146 | 12.169 | 52.3734 | 35.655 | 16.7184 | 754.25 | 1.2098 | 25.68 | 0.25945 | 0.95033 | 41.4645 | -0.11955 | 13.45 | -1.0678 | 0.94821 | 24.2543 | 0.1097 | -7.16 | 0.63866 | -0.52896 | -12.9754 | 1.2098 | 25.68 | 0.25945 | 0.95033 | 41.4645 | 1.2597 | 24.84 | 0.39916 | 0.86055 | 39.6665 | 0.0059404 | 0.21216 | 0.072288 | 0.31112 | 4.4805 | 0.0071865 | -0.00071018 | 0.00065165 | 0.0071865 | 0.0074832 | 0.15255 | 0.079898 | -0.042533 | 0.15255 | 0.14756 | 0.24631 | 0.14408 | -0.077079 | 0.24631 | 0.23563 | 0.0059404 | 0.21216 | 0.072288 | 0.31112 | 4.4805 | 0.0071865 | -0.00071018 | 0.00065165 | 0.0071865 | 0.0074832 | 0.15255 | 0.079898 | -0.042533 | 0.15255 | 0.14756 | 0.24631 | 0.14408 | -0.077079 | 0.24631 | 0.23563
92 | 0.3 | 0.25 | South/Central | LA | Monroe.Rgnl.AP.722486 | 3 | 434906 | 34.765 | 12.819 | 52.2838 | 34.7069 | 17.5768 | 766.67 | 1.2994 | 13.26 | 1.2075 | 0.091937 | 19.2676 | -0.029933 | 1.03 | -0.11975 | 0.089817 | 2.0573 | 0.19932 | -19.58 | 1.5867 | -1.3874 | -35.1724 | 1.2994 | 13.26 | 1.2075 | 0.091937 | 19.2676 | 1.3493 | 12.42 | 1.3472 | 0.002163 | 17.4695 | 0.0059404 | 0.20652 | 0.07615 | 0.31058 | 4.5543 | 0.0077189 | -0.00017781 | 0.001184 | 0.0077189 | 0.0080155 | 0.078769 | 0.0061186 | -0.11631 | 0.078769 | 0.073779 | 0.11446 | 0.012221 | -0.20894 | 0.11446 | 0.10378 | 0.0059404 | 0.20652 | 0.07615 | 0.31058 | 4.5543 | 0.0077189 | -0.00017781 | 0.001184 | 0.0077189 | 0.0080155 | 0.078769 | 0.0061186 | -0.11631 | 0.078769 | 0.073779 | 0.11446 | 0.012221 | -0.20894 | 0.11446 | 0.10378
93 | 0.3 | 0.3 | South/Central | LA | Monroe.Rgnl.AP.722486 | 3 | 434906 | 34.645 | 12.839 | 52.2538 | 34.5872 | 17.6667 | 767.7 | 1.3293 | 12.23 | 1.3272 | 0.00212 | 17.2102 | 0 | 0 | 0 | 0 | 0 | 0.22925 | -20.61 | 1.7064 | -1.4772 | -37.2298 | 1.3293 | 12.23 | 1.3272 | 0.00212 | 17.2102 | 1.3793 | 11.39 | 1.4669 | -0.087654 | 15.4121 | 0.0059404 | 0.2058 | 0.076269 | 0.31041 | 4.5604 | 0.0078967 | 0 | 0.0013618 | 0.0078967 | 0.0081933 | 0.072651 | 0 | -0.12243 | 0.072651 | 0.067661 | 0.10224 | 0 | -0.22116 | 0.10224 | 0.091554 | 0.0059404 | 0.2058 | 0.076269 | 0.31041 | 4.5604 | 0.0078967 | 0 | 0.0013618 | 0.0078967 | 0.0081933 | 0.072651 | 0 | -0.12243 | 0.072651 | 0.067661 | 0.10224 | 0 | -0.22116 | 0.10224 | 0.091554
94 | 0.3 | 0.35 | South/Central | LA | Monroe.Rgnl.AP.722486 | 3 | 434906 | 33.8254 | 13.439 | 52.2242 | 33.7689 | 18.4553 | 779.6 | 1.359 | 0.33 | 2.1455 | -0.7865 | -3.8621 | 0.029665 | -11.9 | 0.81828 | -0.78862 | -21.0723 | 0.25891 | -32.51 | 2.5247 | -2.2658 | -58.3021 | 1.359 | 0.33 | 2.1455 | -0.7865 | -3.8621 | 1.4089 | -0.51 | 2.2852 | -0.87627 | -5.6602 | 0.0059404 | 0.20094 | 0.079833 | 0.31023 | 4.6311 | 0.0080729 | 0.00017622 | 0.0015381 | 0.0080729 | 0.0083696 | 0.0019603 | -0.07069 | -0.19312 | 0.0019603 | -0.0030296 | -0.022942 | -0.12518 | -0.34634 | -0.022942 | -0.033624 | 0.0059404 | 0.20094 | 0.079833 | 0.31023 | 4.6311 | 0.0080729 | 0.00017622 | 0.0015381 | 0.0080729 | 0.0083696 | 0.0019603 | -0.07069 | -0.19312 | 0.0019603 | -0.0030296 | -0.022942 | -0.12518 | -0.34634 | -0.022942 | -0.033624
95 | 0.3 | 0.4 | South/Central | LA | Monroe.Rgnl.AP.722486 | 3 | 434906 | 33.0857 | 14.029 | 52.2645 | 33.0305 | 19.234 | 791.98 | 1.3187 | -12.05 | 2.8839 | -1.5653 | -25.5691 | -0.010645 | -24.28 | 1.5567 | -1.5674 | -42.7793 | 0.2186 | -44.89 | 3.2631 | -3.0445 | -80.0091 | 1.3187 | -12.05 | 2.8839 | -1.5653 | -25.5691 | 1.3686 | -12.89 | 3.0236 | -1.655 | -27.3672 | 0.0059404 | 0.19654 | 0.083337 | 0.31047 | 4.7047 | 0.0078335 | -6.3235e-05 | 0.0012986 | 0.0078335 | 0.0081301 | -0.071581 | -0.14423 | -0.26666 | -0.071581 | -0.076571 | -0.15189 | -0.25413 | -0.47528 | -0.15189 | -0.16257 | 0.0059404 | 0.19654 | 0.083337 | 0.31047 | 4.7047 | 0.0078335 | -6.3235e-05 | 0.0012986 | 0.0078335 | 0.0081301 | -0.071581 | -0.14423 | -0.26666 | -0.071581 | -0.076571 | -0.15189 | -0.25413 | -0.47528 | -0.15189 | -0.16257
96 | 0.28 | 0.2 | South/Central | LA | Monroe.Rgnl.AP.722486 | 3 | 434906 | 35.1548 | 12.189 | 51.8236 | 35.0961 | 16.7275 | 749.33 | 1.7596 | 30.6 | 0.81828 | 0.94129 | 48.3126 | 0.43023 | 18.37 | -0.50893 | 0.93917 | 31.1023 | 0.65948 | -2.24 | 1.1975 | -0.538 | -6.1274 | 1.7596 | 30.6 | 0.81828 | 0.94129 | 48.3126 | 1.8095 | 29.76 | 0.95798 | 0.85151 | 46.5145 | 0.0059404 | 0.20883 | 0.072407 | 0.30785 | 4.4513 | 0.010452 | 0.0025557 | 0.0039176 | 0.010452 | 0.010749 | 0.18178 | 0.10912 | -0.013306 | 0.18178 | 0.17679 | 0.28699 | 0.18476 | -0.036399 | 0.28699 | 0.27631 | 0.0059404 | 0.20883 | 0.072407 | 0.30785 | 4.4513 | 0.010452 | 0.0025557 | 0.0039176 | 0.010452 | 0.010749 | 0.18178 | 0.10912 | -0.013306 | 0.18178 | 0.17679 | 0.28699 | 0.18476 | -0.036399 | 0.28699 | 0.27631
97 | 0.28 | 0.25 | South/Central | LA | Monroe.Rgnl.AP.722486 | 3 | 434906 | 34.2152 | 12.829 | 51.734 | 34.1581 | 17.5759 | 761.59 | 1.8491 | 18.34 | 1.7563 | 0.092833 | 26.3853 | 0.51981 | 6.11 | 0.4291 | 0.090713 | 9.1751 | 0.74906 | -14.5 | 2.1355 | -1.3865 | -28.0547 | 1.8491 | 18.34 | 1.7563 | 0.092833 | 26.3853 | 1.8991 | 17.5 | 1.896 | 0.003059 | 24.5872 | 0.0059404 | 0.20325 | 0.076209 | 0.30732 | 4.5241 | 0.010985 | 0.0030879 | 0.0044497 | 0.010985 | 0.011281 | 0.10895 | 0.036296 | -0.086135 | 0.10895 | 0.10396 | 0.15674 | 0.054504 | -0.16666 | 0.15674 | 0.14606 | 0.0059404 | 0.20325 | 0.076209 | 0.30732 | 4.5241 | 0.010985 | 0.0030879 | 0.0044497 | 0.010985 | 0.011281 | 0.10895 | 0.036296 | -0.086135 | 0.10895 | 0.10396 | 0.15674 | 0.054504 | -0.16666 | 0.15674 | 0.14606
98 | 0.28 | 0.3 | South/Central | LA | Monroe.Rgnl.AP.722486 | 3 | 434906 | 33.9053 | 13.009 | 51.7042 | 33.8487 | 17.8554 | 765.58 | 1.879 | 14.35 | 2.0657 | -0.18666 | 19.1669 | 0.54967 | 2.12 | 0.73845 | -0.18878 | 1.9566 | 0.77892 | -18.49 | 2.4449 | -1.6659 | -35.2731 | 1.879 | 14.35 | 2.0657 | -0.18666 | 19.1669 | 1.9289 | 13.51 | 2.2054 | -0.27643 | 17.3688 | 0.0059404 | 0.20141 | 0.077278 | 0.30714 | 4.5478 | 0.011162 | 0.0032652 | 0.0046271 | 0.011162 | 0.011459 | 0.085244 | 0.012594 | -0.10984 | 0.085244 | 0.080254 | 0.11386 | 0.011623 | -0.20954 | 0.11386 | 0.10318 | 0.0059404 | 0.20141 | 0.077278 | 0.30714 | 4.5478 | 0.011162 | 0.0032652 | 0.0046271 | 0.011162 | 0.011459 | 0.085244 | 0.012594 | -0.10984 | 0.085244 | 0.080254 | 0.11386 | 0.011623 | -0.20954 | 0.11386 | 0.10318
99 | 0.28 | 0.35 | South/Central | LA | Monroe.Rgnl.AP.722486 | 3 | 434906 | 33.1157 | 13.619 | 51.7245 | 33.0604 | 18.6641 | 778.25 | 1.8587 | 1.68 | 2.854 | -0.99531 | -3.0955 | 0.52936 | -10.55 | 1.5268 | -0.99743 | -20.3058 | 0.75861 | -31.16 | 3.2332 | -2.4746 | -57.5355 | 1.8587 | 1.68 | 2.854 | -0.99531 | -3.0955 | 1.9086 | 0.84 | 2.9937 | -1.0851 | -4.8936 | 0.0059404 | 0.19672 | 0.080902 | 0.30726 | 4.6231 | 0.011041 | 0.0031446 | 0.0045064 | 0.011041 | 0.011338 | 0.0099798 | -0.062671 | -0.1851 | 0.0099798 | 0.0049899 | -0.018389 | -0.12062 | -0.34178 | -0.018389 | -0.02907 | 0.0059404 | 0.19672 | 0.080902 | 0.30726 | 4.6231 | 0.011041 | 0.0031446 | 0.0045064 | 0.011041 | 0.011338 | 0.0099798 | -0.062671 | -0.1851 | 0.0099798 | 0.0049899 | -0.018389 | -0.12062 | -0.34178 | -0.018389 | -0.02907
100 | 0.28 | 0.4 | South/Central | LA | Monroe.Rgnl.AP.722486 | 3 | 434906 | 32.5459 | 14.059 | 51.7448 | 32.4916 | 19.2532 | 787.48 | 1.8384 | -7.55 | 3.4228 | -1.5844 | -19.383 | 0.5091 | -19.78 | 2.0956 | -1.5865 | -36.5933 | 0.73835 | -40.39 | 3.802 | -3.0637 | -73.823 | 1.8384 | -7.55 | 3.4228 | -1.5844 | -19.383 | 1.8884 | -8.39 | 3.5625 | -1.6742 | -21.1811 | 0.0059404 | 0.19333 | 0.083516 | 0.30738 | 4.6779 | 0.010921 | 0.0030242 | 0.0043861 | 0.010921 | 0.011218 | -0.04485 | -0.1175 | -0.23993 | -0.04485 | -0.04984 | -0.11514 | -0.21738 | -0.43854 | -0.11514 | -0.12582 | 0.0059404 | 0.19333 | 0.083516 | 0.30738 | 4.6779 | 0.010921 | 0.0030242 | 0.0043861 | 0.010921 | 0.011218 | -0.04485 | -0.1175 | -0.23993 | -0.04485 | -0.04984 | -0.11514 | -0.21738 | -0.43854 | -0.11514 | -0.12582
101 | 0.27 | 0.2 | South/Central | LA | Monroe.Rgnl.AP.722486 | 3 | 434906 | 34.8749 | 12.199 | 51.5438 | 34.8167 | 16.727 | 746.75 | 2.0394 | 33.18 | 1.0977 | 0.94174 | 51.9359 | 0.7101 | 20.95 | -0.22952 | 0.93962 | 34.7257 | 0.93935 | 0.34 | 1.4769 | -0.53755 | -2.5041 | 2.0394 | 33.18 | 1.0977 | 0.94174 | 51.9359 | 2.0894 | 32.34 | 1.2374 | 0.85196 | 50.1378 | 0.0059404 | 0.20717 | 0.072467 | 0.30619 | 4.436 | 0.012115 | 0.0042182 | 0.0055801 | 0.012115 | 0.012412 | 0.1971 | 0.12445 | 0.0020197 | 0.1971 | 0.19211 | 0.30852 | 0.20628 | -0.014875 | 0.30852 | 0.29784 | 0.0059404 | 0.20717 | 0.072467 | 0.30619 | 4.436 | 0.012115 | 0.0042182 | 0.0055801 | 0.012115 | 0.012412 | 0.1971 | 0.12445 | 0.0020197 | 0.1971 | 0.19211 | 0.30852 | 0.20628 | -0.014875 | 0.30852 | 0.29784
102 | 0.27 | 0.25 | South/Central | LA | Monroe.Rgnl.AP.722486 | 3 | 434906 | 33.9453 | 12.839 | 51.4741 | 33.8887 | 17.5855 | 759.35 | 2.109 | 20.58 | 2.0257 | 0.083304 | 29.4797 | 0.77971 | 8.35 | 0.69853 | 0.081184 | 12.2695 | 1.009 | -12.26 | 2.4049 | -1.396 | -24.9603 | 2.109 | 20.58 | 2.0257 | 0.083304 | 29.4797 | 2.159 | 19.74 | 2.1654 | -0.00647 | 27.6816 | 0.0059404 | 0.20165 | 0.076268 | 0.30578 | 4.5108 | 0.012529 | 0.0046318 | 0.0059936 | 0.012529 | 0.012825 | 0.12225 | 0.049602 | -0.072829 | 0.12225 | 0.11726 | 0.17512 | 0.072885 | -0.14827 | 0.17512 | 0.16444 | 0.0059404 | 0.20165 | 0.076268 | 0.30578 | 4.5108 | 0.012529 | 0.0046318 | 0.0059936 | 0.012529 | 0.012825 | 0.12225 | 0.049602 | -0.072829 | 0.12225 | 0.11726 | 0.17512 | 0.072885 | -0.14827 | 0.17512 | 0.16444
103 | 0.27 | 0.3 | South/Central | LA | Monroe.Rgnl.AP.722486 | 3 | 434906 | 33.5055 | 13.119 | 51.4344 | 33.4496 | 17.9848 | 765.11 | 2.1488 | 14.82 | 2.4648 | -0.31601 | 19.1292 | 0.81948 | 2.59 | 1.1376 | -0.31813 | 1.919 | 1.0487 | -18.02 | 2.844 | -1.7953 | -35.3108 | 2.1488 | 14.82 | 2.4648 | -0.31601 | 19.1292 | 2.1987 | 13.98 | 2.6045 | -0.40578 | 17.3311 | 0.0059404 | 0.19904 | 0.077932 | 0.30554 | 4.545 | 0.012765 | 0.004868 | 0.0062299 | 0.012765 | 0.013061 | 0.088036 | 0.015386 | -0.10705 | 0.088036 | 0.083046 | 0.11363 | 0.011399 | -0.20976 | 0.11363 | 0.10295 | 0.0059404 | 0.19904 | 0.077932 | 0.30554 | 4.545 | 0.012765 | 0.004868 | 0.0062299 | 0.012765 | 0.013061 | 0.088036 | 0.015386 | -0.10705 | 0.088036 | 0.083046 | 0.11363 | 0.011399 | -0.20976 | 0.11363 | 0.10295
104 | 0.27 | 0.35 | South/Central | LA | Monroe.Rgnl.AP.722486 | 3 | 434906 | 32.6959 | 13.779 | 51.4947 | 32.6413 | 18.8534 | 779.07 | 2.0885 | 0.86 | 3.2731 | -1.1846 | -5.2813 | 0.75915 | -11.37 | 1.9459 | -1.1868 | -22.4915 | 0.9884 | -31.98 | 3.6523 | -2.6639 | -59.7213 | 2.0885 | 0.86 | 3.2731 | -1.1846 | -5.2813 | 2.1384 | 0.02 | 3.4128 | -1.2744 | -7.0794 | 0.0059404 | 0.19423 | 0.081852 | 0.3059 | 4.628 | 0.012406 | 0.0045096 | 0.0058715 | 0.012406 | 0.012703 | 0.0051087 | -0.067542 | -0.18997 | 0.0051087 | 0.00011881 | -0.031373 | -0.13361 | -0.35477 | -0.031373 | -0.042054 | 0.0059404 | 0.19423 | 0.081852 | 0.3059 | 4.628 | 0.012406 | 0.0045096 | 0.0058715 | 0.012406 | 0.012703 | 0.0051087 | -0.067542 | -0.18997 | 0.0051087 | 0.00011881 | -0.031373 | -0.13361 | -0.35477 | -0.031373 | -0.042054
105 | 0.27 | 0.4 | South/Central | LA | Monroe.Rgnl.AP.722486 | 3 | 434906 | 32.2761 | 14.069 | 51.4848 | 32.2222 | 19.2627 | 785.24 | 2.0983 | -5.31 | 3.6922 | -1.5939 | -16.2888 | 0.769 | -17.54 | 2.365 | -1.596 | -33.499 | 0.99825 | -38.15 | 4.0715 | -3.0732 | -70.7288 | 2.0983 | -5.31 | 3.6922 | -1.5939 | -16.2888 | 2.1483 | -6.15 | 3.832 | -1.6837 | -18.0869 | 0.0059404 | 0.19173 | 0.083575 | 0.30584 | 4.6646 | 0.012465 | 0.0045682 | 0.00593 | 0.012465 | 0.012761 | -0.031543 | -0.10419 | -0.22663 | -0.031543 | -0.036533 | -0.096761 | -0.199 | -0.42016 | -0.096761 | -0.10744 | 0.0059404 | 0.19173 | 0.083575 | 0.30584 | 4.6646 | 0.012465 | 0.0045682 | 0.00593 | 0.012465 | 0.012761 | -0.031543 | -0.10419 | -0.22663 | -0.031543 | -0.036533 | -0.096761 | -0.199 | -0.42016 | -0.096761 | -0.10744
106 | 0.26 | 0.2 | South/Central | LA | Monroe.Rgnl.AP.722486 | 3 | 434906 | 34.5851 | 12.209 | 51.2639 | 34.5273 | 16.7365 | 744.32 | 2.3193 | 35.61 | 1.3871 | 0.93223 | 55.2885 | 0.98998 | 23.38 | 0.05987 | 0.93011 | 38.0782 | 1.2192 | 2.77 | 1.7663 | -0.54706 | 0.84847 | 2.3193 | 35.61 | 1.3871 | 0.93223 | 55.2885 | 2.3692 | 34.77 | 1.5268 | 0.84245 | 53.4904 | 0.0059404 | 0.20545 | 0.072526 | 0.30453 | 4.4215 | 0.013778 | 0.0058808 | 0.0072427 | 0.013778 | 0.014074 | 0.21154 | 0.13889 | 0.016455 | 0.21154 | 0.20655 | 0.32843 | 0.2262 | 0.0050402 | 0.32843 | 0.31775 | 0.0059404 | 0.20545 | 0.072526 | 0.30453 | 4.4215 | 0.013778 | 0.0058808 | 0.0072427 | 0.013778 | 0.014074 | 0.21154 | 0.13889 | 0.016455 | 0.21154 | 0.20655 | 0.32843 | 0.2262 | 0.0050402 | 0.32843 | 0.31775
107 | 0.26 | 0.25 | South/Central | LA | Monroe.Rgnl.AP.722486 | 3 | 434906 | 33.6655 | 12.849 | 51.1943 | 33.6093 | 17.585 | 756.77 | 2.3889 | 23.16 | 2.3052 | 0.083731 | 33.1021 | 1.0596 | 10.93 | 0.97794 | 0.081611 | 15.8919 | 1.2888 | -9.68 | 2.6844 | -1.3956 | -21.3379 | 2.3889 | 23.16 | 2.3052 | 0.083731 | 33.1021 | 2.4388 | 22.32 | 2.4449 | -0.006043 | 31.304 | 0.0059404 | 0.19999 | 0.076328 | 0.30411 | 4.4955 | 0.014191 | 0.0062941 | 0.007656 | 0.014191 | 0.014487 | 0.13758 | 0.064928 | -0.057503 | 0.13758 | 0.13259 | 0.19664 | 0.094404 | -0.12675 | 0.19664 | 0.18596 | 0.0059404 | 0.19999 | 0.076328 | 0.30411 | 4.4955 | 0.014191 | 0.0062941 | 0.007656 | 0.014191 | 0.014487 | 0.13758 | 0.064928 | -0.057503 | 0.13758 | 0.13259 | 0.19664 | 0.094404 | -0.12675 | 0.19664 | 0.18596
108 | 0.26 | 0.3 | South/Central | LA | Monroe.Rgnl.AP.722486 | 3 | 434906 | 33.0357 | 13.309 | 51.1946 | 32.9806 | 18.214 | 766.44 | 2.3886 | 13.49 | 2.9338 | -0.54521 | 15.9878 | 1.0593 | 1.26 | 1.6066 | -0.54733 | -1.2224 | 1.2885 | -19.35 | 3.313 | -2.0245 | -38.4522 | 2.3886 | 13.49 | 2.9338 | -0.54521 | 15.9878 | 2.4386 | 12.65 | 3.0735 | -0.63498 | 14.1897 | 0.0059404 | 0.19624 | 0.07906 | 0.30411 | 4.5529 | 0.014189 | 0.0062926 | 0.0076544 | 0.014189 | 0.014486 | 0.080136 | 0.0074849 | -0.11495 | 0.080136 | 0.075146 | 0.094973 | -0.0072617 | -0.22842 | 0.094973 | 0.084292 | 0.0059404 | 0.19624 | 0.07906 | 0.30411 | 4.5529 | 0.014189 | 0.0062926 | 0.0076544 | 0.014189 | 0.014486 | 0.080136 | 0.0074849 | -0.11495 | 0.080136 | 0.075146 | 0.094973 | -0.0072617 | -0.22842 | 0.094973 | 0.084292
109 | 0.26 | 0.35 | South/Central | LA | Monroe.Rgnl.AP.722486 | 3 | 434906 | 32.2761 | 13.949 | 51.2849 | 32.2222 | 19.0627 | 780.36 | 2.2983 | -0.43 | 3.6922 | -1.3939 | -8.2677 | 0.96898 | -12.66 | 2.365 | -1.396 | -25.4779 | 1.1982 | -33.27 | 4.0714 | -2.8732 | -62.7077 | 2.2983 | -0.43 | 3.6922 | -1.3939 | -8.2677 | 2.3482 | -1.27 | 3.8319 | -1.4837 | -10.0658 | 0.0059404 | 0.19173 | 0.082862 | 0.30465 | 4.6356 | 0.013653 | 0.0057561 | 0.0071179 | 0.013653 | 0.013949 | -0.0025544 | -0.075205 | -0.19764 | -0.0025544 | -0.0075443 | -0.049113 | -0.15135 | -0.37251 | -0.049113 | -0.059795 | 0.0059404 | 0.19173 | 0.082862 | 0.30465 | 4.6356 | 0.013653 | 0.0057561 | 0.0071179 | 0.013653 | 0.013949 | -0.0025544 | -0.075205 | -0.19764 | -0.0025544 | -0.0075443 | -0.049113 | -0.15135 | -0.37251 | -0.049113 | -0.059795
110 | 0.26 | 0.4 | South/Central | LA | Monroe.Rgnl.AP.722486 | 3 | 434906 | 32.0062 | 14.089 | 51.225 | 31.9527 | 19.2723 | 782.99 | 2.3582 | -3.06 | 3.9617 | -1.6035 | -13.1962 | 1.0289 | -15.29 | 2.6345 | -1.6056 | -30.4064 | 1.2581 | -35.9 | 4.3409 | -3.0828 | -67.6362 | 2.3582 | -3.06 | 3.9617 | -1.6035 | -13.1962 | 2.4081 | -3.9 | 4.1014 | -1.6933 | -14.9943 | 0.0059404 | 0.19013 | 0.083694 | 0.3043 | 4.6512 | 0.014009 | 0.0061118 | 0.0074737 | 0.014009 | 0.014305 | -0.018178 | -0.090828 | -0.21326 | -0.018178 | -0.023167 | -0.07839 | -0.18063 | -0.40178 | -0.07839 | -0.089071 | 0.0059404 | 0.19013 | 0.083694 | 0.3043 | 4.6512 | 0.014009 | 0.0061118 | 0.0074737 | 0.014009 | 0.014305 | -0.018178 | -0.090828 | -0.21326 | -0.018178 | -0.023167 | -0.07839 | -0.18063 | -0.40178 | -0.07839 | -0.089071
111 | 0.25 | 0.2 | South/Central | LA | Monroe.Rgnl.AP.722486 | 3 | 434906 | 34.2952 | 12.219 | 50.9741 | 34.2379 | 16.7361 | 741.64 | 2.6091 | 38.29 | 1.6765 | 0.93266 | 59.0397 | 1.2798 | 26.06 | 0.34926 | 0.93053 | 41.8295 | 1.509 | 5.45 | 2.0557 | -0.54663 | 4.5997 | 2.6091 | 38.29 | 1.6765 | 0.93266 | 59.0397 | 2.6591 | 37.45 | 1.8162 | 0.84288 | 57.2416 | 0.0059404 | 0.20373 | 0.072585 | 0.3028 | 4.4056 | 0.015499 | 0.0076025 | 0.0089643 | 0.015499 | 0.015796 | 0.22746 | 0.15481 | 0.032375 | 0.22746 | 0.22247 | 0.35072 | 0.24848 | 0.027324 | 0.35072 | 0.34004 | 0.0059404 | 0.20373 | 0.072585 | 0.3028 | 4.4056 | 0.015499 | 0.0076025 | 0.0089643 | 0.015499 | 0.015796 | 0.22746 | 0.15481 | 0.032375 | 0.22746 | 0.22247 | 0.35072 | 0.24848 | 0.027324 | 0.35072 | 0.34004
112 | 0.25 | 0.25 | South/Central | LA | Monroe.Rgnl.AP.722486 | 3 | 434906 | 33.3756 | 12.859 | 50.9044 | 33.3199 | 17.5846 | 754.08 | 2.6787 | 25.85 | 2.5945 | 0.0842 | 36.855 | 1.3494 | 13.62 | 1.2673 | 0.08208 | 19.6448 | 1.5787 | -6.99 | 2.9738 | -1.3951 | -17.585 | 2.6787 | 25.85 | 2.5945 | 0.0842 | 36.855 | 2.7287 | 25.01 | 2.7343 | -0.005574 | 35.0569 | 0.0059404 | 0.19826 | 0.076387 | 0.30239 | 4.4795 | 0.015913 | 0.008016 | 0.0093778 | 0.015913 | 0.016209 | 0.15356 | 0.080908 | -0.041523 | 0.15356 | 0.14857 | 0.21893 | 0.1167 | -0.10446 | 0.21893 | 0.20825 | 0.0059404 | 0.19826 | 0.076387 | 0.30239 | 4.4795 | 0.015913 | 0.008016 | 0.0093778 | 0.015913 | 0.016209 | 0.15356 | 0.080908 | -0.041523 | 0.15356 | 0.14857 | 0.21893 | 0.1167 | -0.10446 | 0.21893 | 0.20825
113 | 0.25 | 0.3 | South/Central | LA | Monroe.Rgnl.AP.722486 | 3 | 434906 | 32.5759 | 13.499 | 50.9547 | 32.5215 | 18.4332 | 767.64 | 2.6284 | 12.29 | 3.3929 | -0.76444 | 13.1178 | 1.2991 | 0.06 | 2.0657 | -0.76656 | -4.0924 | 1.5284 | -20.55 | 3.7721 | -2.2437 | -41.3222 | 2.6284 | 12.29 | 3.3929 | -0.76444 | 13.1178 | 2.6784 | 11.45 | 3.5326 | -0.85421 | 11.3197 | 0.0059404 | 0.19351 | 0.080189 | 0.30269 | 4.5601 | 0.015614 | 0.0077172 | 0.009079 | 0.015614 | 0.01591 | 0.073007 | 0.00035642 | -0.12207 | 0.073007 | 0.068017 | 0.077925 | -0.02431 | -0.24547 | 0.077925 | 0.067243 | 0.0059404 | 0.19351 | 0.080189 | 0.30269 | 4.5601 | 0.015614 | 0.0077172 | 0.009079 | 0.015614 | 0.01591 | 0.073007 | 0.00035642 | -0.12207 | 0.073007 | 0.068017 | 0.077925 | -0.02431 | -0.24547 | 0.077925 | 0.067243
114 | 0.25 | 0.35 | South/Central | LA | Monroe.Rgnl.AP.722486 | 3 | 434906 | 31.8263 | 14.169 | 51.1051 | 31.7731 | 19.332 | 782.87 | 2.4781 | -2.94 | 4.1413 | -1.6632 | -13.2735 | 1.1488 | -15.17 | 2.8141 | -1.6653 | -30.4838 | 1.378 | -35.78 | 4.5205 | -3.1425 | -67.7135 | 2.4781 | -2.94 | 4.1413 | -1.6632 | -13.2735 | 2.528 | -3.78 | 4.281 | -1.753 | -15.0716 | 0.0059404 | 0.18906 | 0.084169 | 0.30358 | 4.6505 | 0.014721 | 0.0068241 | 0.008186 | 0.014721 | 0.015017 | -0.017465 | -0.090115 | -0.21255 | -0.017465 | -0.022455 | -0.07885 | -0.18108 | -0.40224 | -0.07885 | -0.089531 | 0.0059404 | 0.18906 | 0.084169 | 0.30358 | 4.6505 | 0.014721 | 0.0068241 | 0.008186 | 0.014721 | 0.015017 | -0.017465 | -0.090115 | -0.21255 | -0.017465 | -0.022455 | -0.07885 | -0.18108 | -0.40224 | -0.07885 | -0.089531
115 | 0.25 | 0.4 | South/Central | LA | Monroe.Rgnl.AP.722486 | 3 | 434906 | 31.7263 | 14.099 | 50.9451 | 31.6733 | 19.2718 | 780.4 | 2.638 | -0.47 | 4.2411 | -1.6031 | -9.5738 | 1.3087 | -12.7 | 2.9139 | -1.6052 | -26.7841 | 1.538 | -33.31 | 4.6203 | -3.0823 | -64.0138 | 2.638 | -0.47 | 4.2411 | -1.6031 | -9.5738 | 2.688 | -1.31 | 4.3808 | -1.6928 | -11.3719 | 0.0059404 | 0.18847 | 0.083753 | 0.30263 | 4.6359 | 0.015671 | 0.0077742 | 0.009136 | 0.015671 | 0.015968 | -0.002792 | -0.075443 | -0.19787 | -0.002792 | -0.0077819 | -0.056872 | -0.15911 | -0.38027 | -0.056872 | -0.067553 | 0.0059404 | 0.18847 | 0.083753 | 0.30263 | 4.6359 | 0.015671 | 0.0077742 | 0.009136 | 0.015671 | 0.015968 | -0.002792 | -0.075443 | -0.19787 | -0.002792 | -0.0077819 | -0.056872 | -0.15911 | -0.38027 | -0.056872 | -0.067553
116 | 0.24 | 0.2 | South/Central | LA | Monroe.Rgnl.AP.722486 | 3 | 434906 | 34.0153 | 12.219 | 50.6842 | 33.9585 | 16.7257 | 738.81 | 2.899 | 41.12 | 1.9559 | 0.94312 | 63.0649 | 1.5697 | 28.89 | 0.62868 | 0.941 | 45.8546 | 1.7989 | 8.28 | 2.3351 | -0.53617 | 8.6249 | 2.899 | 41.12 | 1.9559 | 0.94312 | 63.0649 | 2.9489 | 40.28 | 2.0956 | 0.85335 | 61.2668 | 0.0059404 | 0.20206 | 0.072585 | 0.30108 | 4.3888 | 0.017221 | 0.0093245 | 0.010686 | 0.017221 | 0.017518 | 0.24427 | 0.17162 | 0.049186 | 0.24427 | 0.23928 | 0.37463 | 0.27239 | 0.051235 | 0.37463 | 0.36395 | 0.0059404 | 0.20206 | 0.072585 | 0.30108 | 4.3888 | 0.017221 | 0.0093245 | 0.010686 | 0.017221 | 0.017518 | 0.24427 | 0.17162 | 0.049186 | 0.24427 | 0.23928 | 0.37463 | 0.27239 | 0.051235 | 0.37463 | 0.36395
117 | 0.24 | 0.25 | South/Central | LA | Monroe.Rgnl.AP.722486 | 3 | 434906 | 33.0957 | 12.869 | 50.6345 | 33.0404 | 17.5941 | 751.74 | 2.9486 | 28.19 | 2.874 | 0.074691 | 40.0789 | 1.6193 | 15.96 | 1.5467 | 0.072571 | 22.8687 | 1.8486 | -4.65 | 3.2532 | -1.4046 | -14.3611 | 2.9486 | 28.19 | 2.874 | 0.074691 | 40.0789 | 2.9986 | 27.35 | 3.0137 | -0.015083 | 38.2808 | 0.0059404 | 0.1966 | 0.076446 | 0.30079 | 4.4656 | 0.017516 | 0.0096193 | 0.010981 | 0.017516 | 0.017813 | 0.16746 | 0.094808 | -0.027623 | 0.16746 | 0.16247 | 0.23808 | 0.13585 | -0.08531 | 0.23808 | 0.2274 | 0.0059404 | 0.1966 | 0.076446 | 0.30079 | 4.4656 | 0.017516 | 0.0096193 | 0.010981 | 0.017516 | 0.017813 | 0.16746 | 0.094808 | -0.027623 | 0.16746 | 0.16247 | 0.23808 | 0.13585 | -0.08531 | 0.23808 | 0.2274
118 | 0.24 | 0.3 | South/Central | LA | Monroe.Rgnl.AP.722486 | 3 | 434906 | 32.2961 | 13.509 | 50.6849 | 32.2421 | 18.4428 | 765.3 | 2.8983 | 14.63 | 3.6723 | -0.77399 | 16.34 | 1.569 | 2.4 | 2.3451 | -0.77611 | -0.87024 | 1.7982 | -18.21 | 4.0515 | -2.2533 | -38.1 | 2.8983 | 14.63 | 3.6723 | -0.77399 | 16.34 | 2.9482 | 13.79 | 3.812 | -0.86376 | 14.5419 | 0.0059404 | 0.19185 | 0.080248 | 0.30109 | 4.5462 | 0.017217 | 0.0093202 | 0.010682 | 0.017217 | 0.017514 | 0.086908 | 0.014257 | -0.10817 | 0.086908 | 0.081918 | 0.097066 | -0.0051695 | -0.22633 | 0.097066 | 0.086384 | 0.0059404 | 0.19185 | 0.080248 | 0.30109 | 4.5462 | 0.017217 | 0.0093202 | 0.010682 | 0.017217 | 0.017514 | 0.086908 | 0.014257 | -0.10817 | 0.086908 | 0.081918 | 0.097066 | -0.0051695 | -0.22633 | 0.097066 | 0.086384
119 | 0.24 | 0.35 | South/Central | LA | Monroe.Rgnl.AP.722486 | 3 | 434906 | 31.5464 | 14.179 | 50.8252 | 31.4937 | 19.3315 | 780.28 | 2.758 | -0.35 | 4.4207 | -1.6627 | -9.6504 | 1.4286 | -12.58 | 3.0935 | -1.6649 | -26.8606 | 1.6579 | -33.19 | 4.7999 | -3.142 | -64.0903 | 2.758 | -0.35 | 4.4207 | -1.6627 | -9.6504 | 2.8079 | -1.19 | 4.5604 | -1.7525 | -11.4484 | 0.0059404 | 0.1874 | 0.084228 | 0.30192 | 4.6352 | 0.016383 | 0.0084866 | 0.0098484 | 0.016383 | 0.01668 | -0.0020791 | -0.07473 | -0.19716 | -0.0020791 | -0.007069 | -0.057327 | -0.15956 | -0.38072 | -0.057327 | -0.068008 | 0.0059404 | 0.1874 | 0.084228 | 0.30192 | 4.6352 | 0.016383 | 0.0084866 | 0.0098484 | 0.016383 | 0.01668 | -0.0020791 | -0.07473 | -0.19716 | -0.0020791 | -0.007069 | -0.057327 | -0.15956 | -0.38072 | -0.057327 | -0.068008
120 | 0.24 | 0.4 | South/Central | LA | Monroe.Rgnl.AP.722486 | 3 | 434906 | 31.4465 | 14.119 | 50.6853 | 31.3939 | 19.2914 | 778.3 | 2.8979 | 1.63 | 4.5205 | -1.6226 | -6.7534 | 1.5685 | -10.6 | 3.1933 | -1.6247 | -23.9636 | 1.7978 | -31.21 | 4.8997 | -3.1019 | -61.1934 | 2.8979 | 1.63 | 4.5205 | -1.6226 | -6.7534 | 2.9478 | 0.79 | 4.6602 | -1.7124 | -8.5515 | 0.0059404 | 0.1868 | 0.083872 | 0.30109 | 4.6234 | 0.017214 | 0.0093177 | 0.01068 | 0.017214 | 0.017511 | 0.0096828 | -0.062968 | -0.1854 | 0.0096828 | 0.0046929 | -0.040118 | -0.14235 | -0.36351 | -0.040118 | -0.050799 | 0.0059404 | 0.1868 | 0.083872 | 0.30109 | 4.6234 | 0.017214 | 0.0093177 | 0.01068 | 0.017214 | 0.017511 | 0.0096828 | -0.062968 | -0.1854 | 0.0096828 | 0.0046929 | -0.040118 | -0.14235 | -0.36351 | -0.040118 | -0.050799
121 | 0.22 | 0.2 | South/Central | LA | Monroe.Rgnl.AP.722486 | 3 | 434906 | 33.4356 | 12.229 | 50.1045 | 33.3797 | 16.7247 | 733.46 | 3.4787 | 46.47 | 2.5347 | 0.94406 | 70.5706 | 2.1494 | 34.24 | 1.2075 | 0.94194 | 53.3603 | 2.3786 | 13.63 | 2.9139 | -0.53523 | 16.1306 | 3.4787 | 46.47 | 2.5347 | 0.94406 | 70.5706 | 3.5287 | 45.63 | 2.6744 | 0.85429 | 68.7725 | 0.0059404 | 0.19862 | 0.072645 | 0.29764 | 4.357 | 0.020665 | 0.012768 | 0.01413 | 0.020665 | 0.020962 | 0.27605 | 0.2034 | 0.080967 | 0.27605 | 0.27106 | 0.41922 | 0.31698 | 0.095822 | 0.41922 | 0.40853 | 0.0059404 | 0.19862 | 0.072645 | 0.29764 | 4.357 | 0.020665 | 0.012768 | 0.01413 | 0.020665 | 0.020962 | 0.27605 | 0.2034 | 0.080967 | 0.27605 | 0.27106 | 0.41922 | 0.31698 | 0.095822 | 0.41922 | 0.40853
122 | 0.22 | 0.25 | South/Central | LA | Monroe.Rgnl.AP.722486 | 3 | 434906 | 32.526 | 12.889 | 50.0748 | 32.4716 | 17.6032 | 746.72 | 3.5084 | 33.21 | 3.4428 | 0.065609 | 47.054 | 2.179 | 20.98 | 2.1156 | 0.063489 | 29.8438 | 2.4083 | 0.37 | 3.822 | -1.4137 | -7.386 | 3.5084 | 33.21 | 3.4428 | 0.065609 | 47.054 | 3.5583 | 32.37 | 3.5825 | -0.024165 | 45.2559 | 0.0059404 | 0.19322 | 0.076565 | 0.29746 | 4.4358 | 0.020841 | 0.012944 | 0.014306 | 0.020841 | 0.021138 | 0.19728 | 0.12463 | 0.0021979 | 0.19728 | 0.19229 | 0.27952 | 0.17728 | -0.043876 | 0.27952 | 0.26884 | 0.0059404 | 0.19322 | 0.076565 | 0.29746 | 4.4358 | 0.020841 | 0.012944 | 0.014306 | 0.020841 | 0.021138 | 0.19728 | 0.12463 | 0.0021979 | 0.19728 | 0.19229 | 0.27952 | 0.17728 | -0.043876 | 0.27952 | 0.26884
123 | 0.22 | 0.3 | South/Central | LA | Monroe.Rgnl.AP.722486 | 3 | 434906 | 31.7264 | 13.529 | 50.1252 | 31.6733 | 18.4519 | 760.26 | 3.458 | 19.67 | 4.2411 | -0.78309 | 23.3142 | 2.1287 | 7.44 | 2.9139 | -0.78521 | 6.104 | 2.3579 | -13.17 | 4.6203 | -2.2624 | -31.1257 | 3.458 | 19.67 | 4.2411 | -0.78309 | 23.3142 | 3.5079 | 18.83 | 4.3808 | -0.87287 | 21.5162 | 0.0059404 | 0.18847 | 0.080367 | 0.29776 | 4.5162 | 0.020542 | 0.012645 | 0.014007 | 0.020542 | 0.020838 | 0.11685 | 0.044196 | -0.078235 | 0.11685 | 0.11186 | 0.1385 | 0.03626 | -0.1849 | 0.1385 | 0.12781 | 0.0059404 | 0.18847 | 0.080367 | 0.29776 | 4.5162 | 0.020542 | 0.012645 | 0.014007 | 0.020542 | 0.020838 | 0.11685 | 0.044196 | -0.078235 | 0.11685 | 0.11186 | 0.1385 | 0.03626 | -0.1849 | 0.1385 | 0.12781
124 | 0.22 | 0.35 | South/Central | LA | Monroe.Rgnl.AP.722486 | 3 | 434906 | 30.9867 | 14.209 | 50.2855 | 30.9349 | 19.3506 | 775.59 | 3.2977 | 4.34 | 4.9795 | -1.6819 | -3.2059 | 1.9684 | -7.89 | 3.6523 | -1.684 | -20.4162 | 2.1976 | -28.5 | 5.3587 | -3.1611 | -57.6459 | 3.2977 | 4.34 | 4.9795 | -1.6819 | -3.2059 | 3.3476 | 3.5 | 5.1192 | -1.7716 | -5.004 | 0.0059404 | 0.18407 | 0.084407 | 0.29871 | 4.6073 | 0.019589 | 0.011693 | 0.013055 | 0.019589 | 0.019886 | 0.025781 | -0.04687 | -0.1693 | 0.025781 | 0.020791 | -0.019044 | -0.12128 | -0.34244 | -0.019044 | -0.029726 | 0.0059404 | 0.18407 | 0.084407 | 0.29871 | 4.6073 | 0.019589 | 0.011693 | 0.013055 | 0.019589 | 0.019886 | 0.025781 | -0.04687 | -0.1693 | 0.025781 | 0.020791 | -0.019044 | -0.12128 | -0.34244 | -0.019044 | -0.029726
125 | 0.22 | 0.4 | South/Central | LA | Monroe.Rgnl.AP.722486 | 3 | 434906 | 30.8967 | 14.149 | 50.1555 | 30.8451 | 19.3105 | 773.7 | 3.4276 | 6.23 | 5.0693 | -1.6417 | -0.43703 | 2.0983 | -6 | 3.7421 | -1.6438 | -17.6473 | 2.3276 | -26.61 | 5.4486 | -3.121 | -54.877 | 3.4276 | 6.23 | 5.0693 | -1.6417 | -0.43703 | 3.4776 | 5.39 | 5.2091 | -1.7315 | -2.2351 | 0.0059404 | 0.18354 | 0.08405 | 0.29794 | 4.5961 | 0.020361 | 0.012465 | 0.013827 | 0.020361 | 0.020658 | 0.037008 | -0.035642 | -0.15807 | 0.037008 | 0.032019 | -0.0025961 | -0.10483 | -0.32599 | -0.0025961 | -0.013277 | 0.0059404 | 0.18354 | 0.08405 | 0.29794 | 4.5961 | 0.020361 | 0.012465 | 0.013827 | 0.020361 | 0.020658 | 0.037008 | -0.035642 | -0.15807 | 0.037008 | 0.032019 | -0.0025961 | -0.10483 | -0.32599 | -0.0025961 | -0.013277
126 | 0.2 | 0.2 | South/Central | LA | Monroe.Rgnl.AP.722486 | 3 | 434906 | 32.8559 | 12.249 | 49.5347 | 32.801 | 16.7338 | 728.35 | 4.0485 | 51.58 | 3.1135 | 0.93502 | 77.6761 | 2.7191 | 39.35 | 1.7862 | 0.9329 | 60.4659 | 2.9484 | 18.74 | 3.4927 | -0.54427 | 23.2362 | 4.0485 | 51.58 | 3.1135 | 0.93502 | 77.6761 | 4.0984 | 50.74 | 3.2532 | 0.84525 | 75.8781 | 0.0059404 | 0.19518 | 0.072763 | 0.29425 | 4.3267 | 0.024049 | 0.016153 | 0.017515 | 0.024049 | 0.024346 | 0.3064 | 0.23375 | 0.11132 | 0.3064 | 0.30141 | 0.46142 | 0.35919 | 0.13803 | 0.46142 | 0.45074 | 0.0059404 | 0.19518 | 0.072763 | 0.29425 | 4.3267 | 0.024049 | 0.016153 | 0.017515 | 0.024049 | 0.024346 | 0.3064 | 0.23375 | 0.11132 | 0.3064 | 0.30141 | 0.46142 | 0.35919 | 0.13803 | 0.46142 | 0.45074
127 | 0.2 | 0.25 | South/Central | LA | Monroe.Rgnl.AP.722486 | 3 | 434906 | 31.9563 | 12.909 | 49.5051 | 31.9028 | 17.6022 | 741.45 | 4.0781 | 38.48 | 4.0116 | 0.066526 | 54.4301 | 2.7488 | 26.25 | 2.6844 | 0.064406 | 37.2199 | 2.978 | 5.64 | 4.3908 | -1.4128 | -0.0098505 | 4.0781 | 38.48 | 4.0116 | 0.066526 | 54.4301 | 4.128 | 37.64 | 4.1513 | -0.023248 | 52.632 | 0.0059404 | 0.18983 | 0.076684 | 0.29408 | 4.4045 | 0.024225 | 0.016329 | 0.01769 | 0.024225 | 0.024522 | 0.22859 | 0.15593 | 0.033504 | 0.22859 | 0.2236 | 0.32334 | 0.2211 | -5.8516e-05 | 0.32334 | 0.31265 | 0.0059404 | 0.18983 | 0.076684 | 0.29408 | 4.4045 | 0.024225 | 0.016329 | 0.01769 | 0.024225 | 0.024522 | 0.22859 | 0.15593 | 0.033504 | 0.22859 | 0.2236 | 0.32334 | 0.2211 | -5.8516e-05 | 0.32334 | 0.31265
128 | 0.2 | 0.3 | South/Central | LA | Monroe.Rgnl.AP.722486 | 3 | 434906 | 31.1566 | 13.559 | 49.5754 | 31.1045 | 18.4709 | 755.47 | 4.0078 | 24.46 | 4.8099 | -0.80213 | 29.8899 | 2.6784 | 12.23 | 3.4827 | -0.80425 | 12.6797 | 2.9077 | -8.38 | 5.1891 | -2.2814 | -24.5501 | 4.0078 | 24.46 | 4.8099 | -0.80213 | 29.8899 | 4.0577 | 23.62 | 4.9496 | -0.89191 | 28.0918 | 0.0059404 | 0.18508 | 0.080545 | 0.2945 | 4.4878 | 0.023808 | 0.015911 | 0.017273 | 0.023808 | 0.024104 | 0.1453 | 0.072651 | -0.04978 | 0.1453 | 0.14031 | 0.17756 | 0.075322 | -0.14584 | 0.17756 | 0.16688 | 0.0059404 | 0.18508 | 0.080545 | 0.2945 | 4.4878 | 0.023808 | 0.015911 | 0.017273 | 0.023808 | 0.024104 | 0.1453 | 0.072651 | -0.04978 | 0.1453 | 0.14031 | 0.17756 | 0.075322 | -0.14584 | 0.17756 | 0.16688
129 | 0.2 | 0.35 | South/Central | LA | Monroe.Rgnl.AP.722486 | 3 | 434906 | 30.4269 | 14.239 | 49.7458 | 30.376 | 19.3697 | 770.89 | 3.8374 | 9.04 | 5.5384 | -1.7009 | 3.2393 | 2.5081 | -3.19 | 4.2112 | -1.7031 | -13.9709 | 2.7373 | -23.8 | 5.9176 | -3.1802 | -51.2007 | 3.8374 | 9.04 | 5.5384 | -1.7009 | 3.2393 | 3.8874 | 8.2 | 5.6781 | -1.7907 | 1.4412 | 0.0059404 | 0.18075 | 0.084585 | 0.29551 | 4.5794 | 0.022796 | 0.014899 | 0.016261 | 0.022796 | 0.023092 | 0.053701 | -0.01895 | -0.14138 | 0.053701 | 0.048711 | 0.019243 | -0.082992 | -0.30415 | 0.019243 | 0.0085613 | 0.0059404 | 0.18075 | 0.084585 | 0.29551 | 4.5794 | 0.022796 | 0.014899 | 0.016261 | 0.022796 | 0.023092 | 0.053701 | -0.01895 | -0.14138 | 0.053701 | 0.048711 | 0.019243 | -0.082992 | -0.30415 | 0.019243 | 0.0085613
130 | 0.2 | 0.4 | South/Central | LA | Monroe.Rgnl.AP.722486 | 3 | 434906 | 30.337 | 14.179 | 49.6158 | 30.2862 | 19.3296 | 769 | 3.9674 | 10.93 | 5.6282 | -1.6608 | 6.0073 | 2.638 | -1.3 | 4.301 | -1.6629 | -11.2029 | 2.8673 | -21.91 | 6.0074 | -3.1401 | -48.4327 | 3.9674 | 10.93 | 5.6282 | -1.6608 | 6.0073 | 4.0173 | 10.09 | 5.7679 | -1.7506 | 4.2092 | 0.0059404 | 0.18021 | 0.084229 | 0.29474 | 4.5681 | 0.023568 | 0.015671 | 0.017033 | 0.023568 | 0.023864 | 0.064928 | -0.0077225 | -0.13015 | 0.064928 | 0.059938 | 0.035686 | -0.066549 | -0.28771 | 0.035686 | 0.025004 | 0.0059404 | 0.18021 | 0.084229 | 0.29474 | 4.5681 | 0.023568 | 0.015671 | 0.017033 | 0.023568 | 0.023864 | 0.064928 | -0.0077225 | -0.13015 | 0.064928 | 0.059938 | 0.035686 | -0.066549 | -0.28771 | 0.035686 | 0.025004
Double | Double | Double | South/Central | LA | Monroe.Rgnl.AP.722486 | 3 | 434906 | 36.4839 | 15.739 | 58.1228 | 36.4233 | 21.6995 | 883.88 | -4.5396 | -103.95 | -0.50892 | -4.0307 | -168.2349 | -5.869 | -116.18 | -1.8361 | -4.0328 | -185.4451 | -5.6397 | -136.79 | -0.12971 | -5.51 | -222.6749 | -4.5396 | -103.95 | -0.50892 | -4.0307 | -168.2349 | -4.4897 | -104.79 | -0.36921 | -4.1205 | -170.033 | 0.0059404 | 0.21673 | 0.093496 | 0.34527 | 5.2506 | -0.026967 | -0.034864 | -0.033502 | -0.026967 | -0.02667 | -0.6175 | -0.69015 | -0.81258 | -0.6175 | -0.62249 | -0.99938 | -1.1016 | -1.3228 | -0.99938 | -1.0101 | 0.0059404 | 0.21673 | 0.093496 | 0.34527 | 5.2506 | -0.026967 | -0.034864 | -0.033502 | -0.026967 | -0.02667 | -0.6175 | -0.69015 | -0.81258 | -0.6175 | -0.62249 | -0.99938 | -1.1016 | -1.3228 | -0.99938 | -1.0101
Single | Single | Single | South/Central | LA | Monroe.Rgnl.AP.722486 | 3 | 434906 | 44.8098 | 17.979 | 69.7686 | 44.7358 | 25.0328 | 1041.68 | -16.1855 | -261.75 | -8.8214 | -7.364 | -409.1887 | -17.5148 | -273.98 | -10.1486 | -7.3661 | -426.399 | -17.2855 | -294.59 | -8.4422 | -8.8433 | -463.6287 | -16.1855 | -261.75 | -8.8214 | -7.364 | -409.1887 | -16.1355 | -262.59 | -8.6817 | -7.4538 | -410.9868 | 0.0059404 | 0.26619 | 0.1068 | 0.41445 | 6.188 | -0.096148 | -0.10404 | -0.10268 | -0.096148 | -0.095851 | -1.5549 | -1.6275 | -1.75 | -1.5549 | -1.5599 | -2.4307 | -2.533 | -2.7541 | -2.4307 | -2.4414 | 0.0059404 | 0.26619 | 0.1068 | 0.41445 | 6.188 | -0.096148 | -0.10404 | -0.10268 | -0.096148 | -0.095851 | -1.5549 | -1.6275 | -1.75 | -1.5549 | -1.5599 | -2.4307 | -2.533 | -2.7541 | -2.4307 | -2.4414
1 | 0.35 | 0.47 | South/Central | AL | Montgomery-Dannelly.Field.722260 | 3 | 1279476 | 31.0783 | 15.0458 | 51.6534 | 30.6633 | 20.9902 | 1141.39 | -0.074676 | -53.3 | 2.787 | -2.8616 | -78.8173 | -1.3929 | -72.32 | 1.4692 | -2.8621 | -95.8386 | -1.0231 | -94.38 | 3.3412 | -4.3644 | -131.9382 | -0.074676 | -53.3 | 2.787 | -2.8616 | -78.8173 | -0.0016442 | -53.89 | 2.9479 | -2.9496 | -80.2672 | 0.017476 | 0.54313 | 0.26294 | 0.90271 | 19.9473 | -0.0013051 | -0.024343 | -0.01788 | -0.0013051 | -2.8734e-05 | -0.93149 | -1.2639 | -1.6494 | -0.93149 | -0.9418 | -1.3774 | -1.6749 | -2.3058 | -1.3774 | -1.4028 | 0.017476 | 0.54313 | 0.26294 | 0.90271 | 19.9473 | -0.0013051 | -0.024343 | -0.01788 | -0.0013051 | -2.8734e-05 | -0.93149 | -1.2639 | -1.6494 | -0.93149 | -0.9418 | -1.3774 | -1.6749 | -2.3058 | -1.3774 | -1.4028
2 | 0.35 | 0.42 | South/Central | AL | Montgomery-Dannelly.Field.722260 | 3 | 1279476 | 31.8553 | 14.329 | 51.4973 | 31.43 | 20.0673 | 1122.3 | 0.081421 | -34.21 | 2.0202 | -1.9388 | -51.696 | -1.2368 | -53.23 | 0.70242 | -1.9392 | -68.7173 | -0.86702 | -75.29 | 2.5745 | -3.4415 | -104.8169 | 0.081421 | -34.21 | 2.0202 | -1.9388 | -51.696 | 0.15445 | -34.8 | 2.1812 | -2.0267 | -53.146 | 0.017476 | 0.55671 | 0.25042 | 0.89998 | 19.6137 | 0.0014229 | -0.021615 | -0.015152 | 0.0014229 | 0.0026993 | -0.59787 | -0.93026 | -1.3158 | -0.59787 | -0.60818 | -0.90346 | -1.2009 | -1.8318 | -0.90346 | -0.9288 | 0.017476 | 0.55671 | 0.25042 | 0.89998 | 19.6137 | 0.0014229 | -0.021615 | -0.015152 | 0.0014229 | 0.0026993 | -0.59787 | -0.93026 | -1.3158 | -0.59787 | -0.60818 | -0.90346 | -1.2009 | -1.8318 | -0.90346 | -0.9288
3 | 0.35 | 0.37 | South/Central | AL | Montgomery-Dannelly.Field.722260 | 3 | 1279476 | 32.6426 | 13.6994 | 51.4543 | 32.2069 | 19.2474 | 1106.71 | 0.12444 | -18.62 | 1.2433 | -1.1189 | -28.8345 | -1.1938 | -37.64 | -0.074467 | -1.1193 | -45.8558 | -0.824 | -59.7 | 1.7976 | -2.6216 | -81.9554 | 0.12444 | -18.62 | 1.2433 | -1.1189 | -28.8345 | 0.19747 | -19.21 | 1.4043 | -1.2068 | -30.2844 | 0.017476 | 0.57047 | 0.23941 | 0.89923 | 19.3412 | 0.0021748 | -0.020863 | -0.0144 | 0.0021748 | 0.0034511 | -0.32541 | -0.65781 | -1.0433 | -0.32541 | -0.33572 | -0.50392 | -0.80139 | -1.4323 | -0.50392 | -0.52926 | 0.017476 | 0.57047 | 0.23941 | 0.89923 | 19.3412 | 0.0021748 | -0.020863 | -0.0144 | 0.0021748 | 0.0034511 | -0.32541 | -0.65781 | -1.0433 | -0.32541 | -0.33572 | -0.50392 | -0.80139 | -1.4323 | -0.50392 | -0.52926
4 | 0.35 | 0.32 | South/Central | AL | Montgomery-Dannelly.Field.722260 | 3 | 1279476 | 33.52 | 13.091 | 51.5271 | 33.0726 | 18.4545 | 1093.29 | 0.051612 | -5.2 | 0.37763 | -0.32602 | -8.2036 | -1.2666 | -24.22 | -0.94016 | -0.32646 | -25.2249 | -0.89683 | -46.28 | 0.93191 | -1.8287 | -61.3245 | 0.051612 | -5.2 | 0.37763 | -0.32602 | -8.2036 | 0.12464 | -5.79 | 0.53859 | -0.41395 | -9.6536 | 0.017476 | 0.58581 | 0.22878 | 0.9005 | 19.1067 | 0.00090198 | -0.022136 | -0.015673 | 0.00090198 | 0.0021783 | -0.090877 | -0.42328 | -0.8088 | -0.090877 | -0.10119 | -0.14337 | -0.44084 | -1.0717 | -0.14337 | -0.16871 | 0.017476 | 0.58581 | 0.22878 | 0.9005 | 19.1067 | 0.00090198 | -0.022136 | -0.015673 | 0.00090198 | 0.0021783 | -0.090877 | -0.42328 | -0.8088 | -0.090877 | -0.10119 | -0.14337 | -0.44084 | -1.0717 | -0.14337 | -0.16871
5 | 0.35 | 0.27 | South/Central | AL | Montgomery-Dannelly.Field.722260 | 3 | 1279476 | 34.1191 | 12.719 | 51.6153 | 33.6638 | 17.9516 | 1085.39 | -0.036589 | 2.7 | -0.21355 | 0.17696 | 4.3422 | -1.3548 | -16.32 | -1.5313 | 0.17652 | -12.6791 | -0.98503 | -38.38 | 0.34073 | -1.3258 | -48.7787 | -0.036589 | 2.7 | -0.21355 | 0.17696 | 4.3422 | 0.036442 | 2.11 | -0.052585 | 0.089027 | 2.8923 | 0.017476 | 0.59628 | 0.22228 | 0.90205 | 18.9686 | -0.00063945 | -0.023677 | -0.017215 | -0.00063945 | 0.00063687 | 0.047186 | -0.28521 | -0.67074 | 0.047186 | 0.036875 | 0.075886 | -0.22158 | -0.85247 | 0.075886 | 0.050546 | 0.017476 | 0.59628 | 0.22228 | 0.90205 | 18.9686 | -0.00063945 | -0.023677 | -0.017215 | -0.00063945 | 0.00063687 | 0.047186 | -0.28521 | -0.67074 | 0.047186 | 0.036875 | 0.075886 | -0.22158 | -0.85247 | 0.075886 | 0.050546
6 | 0.35 | 0.23 | South/Central | AL | Montgomery-Dannelly.Field.722260 | 3 | 1279476 | 34.4722 | 12.5475 | 51.7105 | 34.0122 | 17.6983 | 1082.1 | -0.13175 | 5.99 | -0.56197 | 0.43021 | 10.0043 | -1.45 | -13.03 | -1.8798 | 0.42977 | -7.017 | -1.0802 | -35.09 | -0.0076831 | -1.0725 | -43.1166 | -0.13175 | 5.99 | -0.56197 | 0.43021 | 10.0043 | -0.058721 | 5.4 | -0.401 | 0.34228 | 8.5544 | 0.017476 | 0.60245 | 0.21928 | 0.90371 | 18.9111 | -0.0023025 | -0.02534 | -0.018878 | -0.0023025 | -0.0010262 | 0.10468 | -0.22772 | -0.61324 | 0.10468 | 0.094372 | 0.17484 | -0.12263 | -0.75352 | 0.17484 | 0.1495 | 0.017476 | 0.60245 | 0.21928 | 0.90371 | 18.9111 | -0.0023025 | -0.02534 | -0.018878 | -0.0023025 | -0.0010262 | 0.10468 | -0.22772 | -0.61324 | 0.10468 | 0.094372 | 0.17484 | -0.12263 | -0.75352 | 0.17484 | 0.1495
7 | 0.35 | 0.19 | South/Central | AL | Montgomery-Dannelly.Field.722260 | 3 | 1279476 | 35.3498 | 12.008 | 51.8785 | 34.8782 | 17.0003 | 1071.81 | -0.29976 | 16.28 | -1.4279 | 1.1282 | 26.8251 | -1.618 | -2.74 | -2.7457 | 1.1277 | 9.8038 | -1.2482 | -24.8 | -0.87365 | -0.37455 | -26.2958 | -0.29976 | 16.28 | -1.4279 | 1.1282 | 26.8251 | -0.22673 | 15.69 | -1.267 | 1.0402 | 25.3752 | 0.017476 | 0.61778 | 0.20986 | 0.90665 | 18.7313 | -0.0052387 | -0.028277 | -0.021814 | -0.0052387 | -0.0039624 | 0.28451 | -0.047885 | -0.43341 | 0.28451 | 0.2742 | 0.4688 | 0.17134 | -0.45955 | 0.4688 | 0.44347 | 0.017476 | 0.61778 | 0.20986 | 0.90665 | 18.7313 | -0.0052387 | -0.028277 | -0.021814 | -0.0052387 | -0.0039624 | 0.28451 | -0.047885 | -0.43341 | 0.28451 | 0.2742 | 0.4688 | 0.17134 | -0.45955 | 0.4688 | 0.44347
8 | 0.35 | 0.17 | South/Central | AL | Montgomery-Dannelly.Field.722260 | 3 | 1279476 | 35.8134 | 11.7342 | 51.982 | 35.3355 | 16.6465 | 1066.86 | -0.4033 | 21.23 | -1.8853 | 1.482 | 35.116 | -1.7215 | 2.21 | -3.2031 | 1.4816 | 18.0947 | -1.3517 | -19.85 | -1.331 | -0.020702 | -18.0049 | -0.4033 | 21.23 | -1.8853 | 1.482 | 35.116 | -0.33026 | 20.64 | -1.7244 | 1.3941 | 33.6661 | 0.017476 | 0.62589 | 0.20507 | 0.90845 | 18.6448 | -0.0070481 | -0.030086 | -0.023623 | -0.0070481 | -0.0057718 | 0.37102 | 0.038623 | -0.34691 | 0.37102 | 0.36071 | 0.6137 | 0.31623 | -0.31466 | 0.6137 | 0.58836 | 0.017476 | 0.62589 | 0.20507 | 0.90845 | 18.6448 | -0.0070481 | -0.030086 | -0.023623 | -0.0070481 | -0.0057718 | 0.37102 | 0.038623 | -0.34691 | 0.37102 | 0.36071 | 0.6137 | 0.31623 | -0.31466 | 0.6137 | 0.58836
9 | 0.33 | 0.47 | South/Central | AL | Montgomery-Dannelly.Field.722260 | 3 | 1279476 | 30.5729 | 15.0721 | 51.1697 | 30.1645 | 21.0052 | 1134.68 | 0.40904 | -46.59 | 3.2857 | -2.8767 | -72.9852 | -0.90919 | -65.61 | 1.9679 | -2.8771 | -90.0065 | -0.5394 | -87.67 | 3.84 | -4.3794 | -126.1061 | 0.40904 | -46.59 | 3.2857 | -2.8767 | -72.9852 | 0.48207 | -47.18 | 3.4467 | -2.9646 | -74.4351 | 0.017476 | 0.5343 | 0.26341 | 0.89426 | 19.83 | 0.0071485 | -0.015889 | -0.0094267 | 0.0071485 | 0.0084249 | -0.81422 | -1.1466 | -1.5321 | -0.81422 | -0.82453 | -1.2755 | -1.573 | -2.2039 | -1.2755 | -1.3009 | 0.017476 | 0.5343 | 0.26341 | 0.89426 | 19.83 | 0.0071485 | -0.015889 | -0.0094267 | 0.0071485 | 0.0084249 | -0.81422 | -1.1466 | -1.5321 | -0.81422 | -0.82453 | -1.2755 | -1.573 | -2.2039 | -1.2755 | -1.3009
10 | 0.33 | 0.42 | South/Central | AL | Montgomery-Dannelly.Field.722260 | 3 | 1279476 | 31.3402 | 14.354 | 50.9981 | 30.9217 | 20.0764 | 1115.26 | 0.58064 | -27.17 | 2.5285 | -1.9479 | -45.5015 | -0.73759 | -46.19 | 1.2107 | -1.9483 | -62.5228 | -0.3678 | -68.25 | 3.0828 | -3.4506 | -98.6224 | 0.58064 | -27.17 | 2.5285 | -1.9479 | -45.5015 | 0.65368 | -27.76 | 2.6895 | -2.0358 | -46.9515 | 0.017476 | 0.54771 | 0.25086 | 0.89126 | 19.4906 | 0.010148 | -0.01289 | -0.0064277 | 0.010148 | 0.011424 | -0.47483 | -0.80723 | -1.1928 | -0.47483 | -0.48514 | -0.7952 | -1.0927 | -1.7236 | -0.7952 | -0.82054 | 0.017476 | 0.54771 | 0.25086 | 0.89126 | 19.4906 | 0.010148 | -0.01289 | -0.0064277 | 0.010148 | 0.011424 | -0.47483 | -0.80723 | -1.1928 | -0.47483 | -0.48514 | -0.7952 | -1.0927 | -1.7236 | -0.7952 | -0.82054
11 | 0.33 | 0.37 | South/Central | AL | Montgomery-Dannelly.Field.722260 | 3 | 1279476 | 32.1211 | 13.7249 | 50.9483 | 31.6922 | 19.2562 | 1099.57 | 0.63041 | -11.48 | 1.7581 | -1.1276 | -22.5444 | -0.68782 | -30.5 | 0.44026 | -1.1281 | -39.5657 | -0.31803 | -52.56 | 2.3123 | -2.6304 | -75.6653 | 0.63041 | -11.48 | 1.7581 | -1.1276 | -22.5444 | 0.70344 | -12.07 | 1.919 | -1.2156 | -23.9943 | 0.017476 | 0.56136 | 0.23986 | 0.89039 | 19.2164 | 0.011017 | -0.012021 | -0.005558 | 0.011017 | 0.012294 | -0.20063 | -0.53303 | -0.91856 | -0.20063 | -0.21094 | -0.39399 | -0.69146 | -1.3224 | -0.39399 | -0.41933 | 0.017476 | 0.56136 | 0.23986 | 0.89039 | 19.2164 | 0.011017 | -0.012021 | -0.005558 | 0.011017 | 0.012294 | -0.20063 | -0.53303 | -0.91856 | -0.20063 | -0.21094 | -0.39399 | -0.69146 | -1.3224 | -0.39399 | -0.41933
12 | 0.33 | 0.32 | South/Central | AL | Montgomery-Dannelly.Field.722260 | 3 | 1279476 | 32.9951 | 13.111 | 51.0122 | 32.5545 | 18.4577 | 1085.92 | 0.56659 | 2.17 | 0.89577 | -0.32918 | -1.6449 | -0.75164 | -16.85 | -0.42202 | -0.32962 | -18.6662 | -0.38185 | -38.91 | 1.45 | -1.8319 | -54.7658 | 0.56659 | 2.17 | 0.89577 | -0.32918 | -1.6449 | 0.63962 | 1.58 | 1.0567 | -0.41711 | -3.0949 | 0.017476 | 0.57663 | 0.22913 | 0.8915 | 18.9779 | 0.0099019 | -0.013136 | -0.0066734 | 0.0099019 | 0.011178 | 0.037924 | -0.29448 | -0.68 | 0.037924 | 0.027613 | -0.028747 | -0.32622 | -0.95711 | -0.028747 | -0.054087 | 0.017476 | 0.57663 | 0.22913 | 0.8915 | 18.9779 | 0.0099019 | -0.013136 | -0.0066734 | 0.0099019 | 0.011178 | 0.037924 | -0.29448 | -0.68 | 0.037924 | 0.027613 | -0.028747 | -0.32622 | -0.95711 | -0.028747 | -0.054087
13 | 0.33 | 0.27 | South/Central | AL | Montgomery-Dannelly.Field.722260 | 3 | 1279476 | 33.5846 | 12.7386 | 51.0896 | 33.1361 | 17.9535 | 1077.84 | 0.48911 | 10.25 | 0.31413 | 0.17498 | 11.0715 | -0.82912 | -8.77 | -1.0037 | 0.17454 | -5.9498 | -0.45933 | -30.83 | 0.86841 | -1.3277 | -42.0494 | 0.48911 | 10.25 | 0.31413 | 0.17498 | 11.0715 | 0.56214 | 9.66 | 0.4751 | 0.087046 | 9.6216 | 0.017476 | 0.58694 | 0.22262 | 0.89286 | 18.8367 | 0.0085478 | -0.01449 | -0.0080274 | 0.0085478 | 0.0098242 | 0.17913 | -0.15327 | -0.5388 | 0.17913 | 0.16882 | 0.19349 | -0.10398 | -0.73487 | 0.19349 | 0.16815 | 0.017476 | 0.58694 | 0.22262 | 0.89286 | 18.8367 | 0.0085478 | -0.01449 | -0.0080274 | 0.0085478 | 0.0098242 | 0.17913 | -0.15327 | -0.5388 | 0.17913 | 0.16882 | 0.19349 | -0.10398 | -0.73487 | 0.19349 | 0.16815
14 | 0.33 | 0.23 | South/Central | AL | Montgomery-Dannelly.Field.722260 | 3 | 1279476 | 33.9384 | 12.5664 | 51.1855 | 33.4853 | 17.7002 | 1074.57 | 0.39328 | 13.52 | -0.03507 | 0.42835 | 16.7283 | -0.92495 | -5.5 | -1.3529 | 0.42791 | -0.29297 | -0.55516 | -27.56 | 0.51921 | -1.0744 | -36.3926 | 0.39328 | 13.52 | -0.03507 | 0.42835 | 16.7283 | 0.46631 | 12.93 | 0.12589 | 0.34042 | 15.2784 | 0.017476 | 0.59312 | 0.21961 | 0.89453 | 18.7795 | 0.0068731 | -0.016165 | -0.0097021 | 0.0068731 | 0.0081495 | 0.23628 | -0.09612 | -0.48165 | 0.23628 | 0.22597 | 0.29235 | -0.00512 | -0.63601 | 0.29235 | 0.26701 | 0.017476 | 0.59312 | 0.21961 | 0.89453 | 18.7795 | 0.0068731 | -0.016165 | -0.0097021 | 0.0068731 | 0.0081495 | 0.23628 | -0.09612 | -0.48165 | 0.23628 | 0.22597 | 0.29235 | -0.00512 | -0.63601 | 0.29235 | 0.26701
15 | 0.33 | 0.19 | South/Central | AL | Montgomery-Dannelly.Field.722260 | 3 | 1279476 | 34.8157 | 12.0143 | 51.3345 | 34.351 | 16.9835 | 1063.67 | 0.24429 | 24.42 | -0.90074 | 1.145 | 34.3037 | -1.0739 | 5.4 | -2.2185 | 1.1446 | 17.2824 | -0.70415 | -16.66 | -0.34646 | -0.35769 | -18.8172 | 0.24429 | 24.42 | -0.90074 | 1.145 | 34.3037 | 0.31732 | 23.83 | -0.73978 | 1.0571 | 32.8538 | 0.017476 | 0.60845 | 0.20997 | 0.89714 | 18.589 | 0.0042693 | -0.018769 | -0.012306 | 0.0042693 | 0.0055456 | 0.42677 | 0.094372 | -0.29116 | 0.42677 | 0.41646 | 0.5995 | 0.30203 | -0.32885 | 0.5995 | 0.57416 | 0.017476 | 0.60845 | 0.20997 | 0.89714 | 18.589 | 0.0042693 | -0.018769 | -0.012306 | 0.0042693 | 0.0055456 | 0.42677 | 0.094372 | -0.29116 | 0.42677 | 0.41646 | 0.5995 | 0.30203 | -0.32885 | 0.5995 | 0.57416
16 | 0.33 | 0.17 | South/Central | AL | Montgomery-Dannelly.Field.722260 | 3 | 1279476 | 35.2788 | 11.7492 | 51.4436 | 34.8079 | 16.6357 | 1058.91 | 0.13517 | 29.18 | -1.3576 | 1.4928 | 42.3575 | -1.1831 | 10.16 | -2.6754 | 1.4924 | 25.3362 | -0.81327 | -11.9 | -0.80335 | -0.0099131 | -10.7634 | 0.13517 | 29.18 | -1.3576 | 1.4928 | 42.3575 | 0.2082 | 28.59 | -1.1967 | 1.4049 | 40.9076 | 0.017476 | 0.61654 | 0.20533 | 0.89904 | 18.5059 | 0.0023623 | -0.020675 | -0.014213 | 0.0023623 | 0.0036387 | 0.50996 | 0.17756 | -0.20797 | 0.50996 | 0.49965 | 0.74025 | 0.44278 | -0.1881 | 0.74025 | 0.71491 | 0.017476 | 0.61654 | 0.20533 | 0.89904 | 18.5059 | 0.0023623 | -0.020675 | -0.014213 | 0.0023623 | 0.0036387 | 0.50996 | 0.17756 | -0.20797 | 0.50996 | 0.49965 | 0.74025 | 0.44278 | -0.1881 | 0.74025 | 0.71491
17 | 0.3 | 0.47 | South/Central | AL | Montgomery-Dannelly.Field.722260 | 3 | 1279476 | 29.7931 | 15.1237 | 50.4315 | 29.3948 | 21.0366 | 1124.59 | 1.1472 | -36.5 | 4.0554 | -2.9081 | -64.3155 | -0.17098 | -55.52 | 2.7376 | -2.9086 | -81.3368 | 0.19881 | -77.58 | 4.6097 | -4.4109 | -117.4364 | 1.1472 | -36.5 | 4.0554 | -2.9081 | -64.3155 | 1.2203 | -37.09 | 4.2163 | -2.9961 | -65.7655 | 0.017476 | 0.52067 | 0.26431 | 0.88136 | 19.6537 | 0.02005 | -0.0029881 | 0.0034744 | 0.02005 | 0.021326 | -0.63789 | -0.97029 | -1.3558 | -0.63789 | -0.6482 | -1.124 | -1.4215 | -2.0524 | -1.124 | -1.1493 | 0.017476 | 0.52067 | 0.26431 | 0.88136 | 19.6537 | 0.02005 | -0.0029881 | 0.0034744 | 0.02005 | 0.021326 | -0.63789 | -0.97029 | -1.3558 | -0.63789 | -0.6482 | -1.124 | -1.4215 | -2.0524 | -1.124 | -1.1493
18 | 0.3 | 0.42 | South/Central | AL | Montgomery-Dannelly.Field.722260 | 3 | 1279476 | 30.5597 | 14.3938 | 50.2374 | 30.1513 | 20.0861 | 1104.46 | 1.3413 | -16.37 | 3.299 | -1.9576 | -35.9523 | 0.023084 | -35.39 | 1.9812 | -1.9581 | -52.9736 | 0.39287 | -57.45 | 3.8532 | -3.4604 | -89.0732 | 1.3413 | -16.37 | 3.299 | -1.9576 | -35.9523 | 1.4143 | -16.96 | 3.4599 | -2.0456 | -37.4023 | 0.017476 | 0.53407 | 0.25155 | 0.87797 | 19.3019 | 0.023441 | 0.00040342 | 0.006866 | 0.023441 | 0.024718 | -0.28609 | -0.61849 | -1.004 | -0.28609 | -0.2964 | -0.62831 | -0.92578 | -1.5567 | -0.62831 | -0.65365 | 0.017476 | 0.53407 | 0.25155 | 0.87797 | 19.3019 | 0.023441 | 0.00040342 | 0.006866 | 0.023441 | 0.024718 | -0.28609 | -0.61849 | -1.004 | -0.28609 | -0.2964 | -0.62831 | -0.92578 | -1.5567 | -0.62831 | -0.65365
19 | 0.3 | 0.37 | South/Central | AL | Montgomery-Dannelly.Field.722260 | 3 | 1279476 | 31.328 | 13.7653 | 50.1814 | 30.9093 | 19.2721 | 1088.79 | 1.3973 | -0.7 | 2.541 | -1.1436 | -13.0827 | 0.079117 | -19.72 | 1.2232 | -1.144 | -30.104 | 0.44891 | -41.78 | 3.0952 | -2.6463 | -66.2036 | 1.3973 | -0.7 | 2.541 | -1.1436 | -13.0827 | 1.4704 | -1.29 | 2.7019 | -1.2315 | -14.5326 | 0.017476 | 0.5475 | 0.24057 | 0.87699 | 19.028 | 0.024421 | 0.0013827 | 0.0078452 | 0.024421 | 0.025697 | -0.012233 | -0.34463 | -0.73016 | -0.012233 | -0.022544 | -0.22864 | -0.52611 | -1.157 | -0.22864 | -0.25398 | 0.017476 | 0.5475 | 0.24057 | 0.87699 | 19.028 | 0.024421 | 0.0013827 | 0.0078452 | 0.024421 | 0.025697 | -0.012233 | -0.34463 | -0.73016 | -0.012233 | -0.022544 | -0.22864 | -0.52611 | -1.157 | -0.22864 | -0.25398
20 | 0.3 | 0.32 | South/Central | AL | Montgomery-Dannelly.Field.722260 | 3 | 1279476 | 32.1945 | 13.1427 | 50.2297 | 31.7644 | 18.4654 | 1074.78 | 1.349 | 13.31 | 1.6859 | -0.33685 | 8.2425 | 0.030799 | -5.71 | 0.36809 | -0.33729 | -8.7788 | 0.40059 | -27.77 | 2.2402 | -1.8396 | -44.8784 | 1.349 | 13.31 | 1.6859 | -0.33685 | 8.2425 | 1.4221 | 12.72 | 1.8468 | -0.42478 | 6.7925 | 0.017476 | 0.56264 | 0.22969 | 0.87783 | 18.7832 | 0.023576 | 0.00053826 | 0.0070008 | 0.023576 | 0.024852 | 0.23261 | -0.09979 | -0.48532 | 0.23261 | 0.2223 | 0.14405 | -0.15342 | -0.78431 | 0.14405 | 0.11871 | 0.017476 | 0.56264 | 0.22969 | 0.87783 | 18.7832 | 0.023576 | 0.00053826 | 0.0070008 | 0.023576 | 0.024852 | 0.23261 | -0.09979 | -0.48532 | 0.23261 | 0.2223 | 0.14405 | -0.15342 | -0.78431 | 0.14405 | 0.11871
21 | 0.3 | 0.27 | South/Central | AL | Montgomery-Dannelly.Field.722260 | 3 | 1279476 | 32.7748 | 12.7648 | 50.2958 | 32.3369 | 17.9588 | 1066.49 | 1.283 | 21.6 | 1.1133 | 0.16969 | 21.1713 | -0.035244 | 2.58 | -0.2045 | 0.16925 | 4.15 | 0.33454 | -19.48 | 1.6676 | -1.333 | -31.9496 | 1.283 | 21.6 | 1.1133 | 0.16969 | 21.1713 | 1.356 | 21.01 | 1.2743 | 0.081762 | 19.7213 | 0.017476 | 0.57278 | 0.22308 | 0.87898 | 18.6383 | 0.022422 | -0.00061594 | 0.0058466 | 0.022422 | 0.023698 | 0.37749 | 0.045089 | -0.34044 | 0.37749 | 0.36718 | 0.37 | 0.072526 | -0.55836 | 0.37 | 0.34466 | 0.017476 | 0.57278 | 0.22308 | 0.87898 | 18.6383 | 0.022422 | -0.00061594 | 0.0058466 | 0.022422 | 0.023698 | 0.37749 | 0.045089 | -0.34044 | 0.37749 | 0.36718 | 0.37 | 0.072526 | -0.55836 | 0.37 | 0.34466
22 | 0.3 | 0.23 | South/Central | AL | Montgomery-Dannelly.Field.722260 | 3 | 1279476 | 33.128 | 12.5881 | 50.3767 | 32.6854 | 17.6914 | 1062.75 | 1.202 | 25.34 | 0.76487 | 0.43713 | 27.4021 | -0.11623 | 6.32 | -0.55291 | 0.43669 | 10.3808 | 0.25356 | -15.74 | 1.3192 | -1.0656 | -25.7188 | 1.202 | 25.34 | 0.76487 | 0.43713 | 27.4021 | 1.275 | 24.75 | 0.92584 | 0.34919 | 25.9521 | 0.017476 | 0.57896 | 0.21999 | 0.8804 | 18.573 | 0.021007 | -0.0020312 | 0.0044313 | 0.021007 | 0.022283 | 0.44285 | 0.11045 | -0.27508 | 0.44285 | 0.43254 | 0.47889 | 0.18142 | -0.44947 | 0.47889 | 0.45355 | 0.017476 | 0.57896 | 0.21999 | 0.8804 | 18.573 | 0.021007 | -0.0020312 | 0.0044313 | 0.021007 | 0.022283 | 0.44285 | 0.11045 | -0.27508 | 0.44285 | 0.43254 | 0.47889 | 0.18142 | -0.44947 | 0.47889 | 0.45355
23 | 0.3 | 0.19 | South/Central | AL | Montgomery-Dannelly.Field.722260 | 3 | 1279476 | 33.9964 | 12.0306 | 50.5115 | 33.5423 | 16.9693 | 1051.54 | 1.0672 | 36.55 | -0.09204 | 1.1592 | 45.3082 | -0.25104 | 17.53 | -1.4098 | 1.1588 | 28.2869 | 0.11875 | -4.53 | 0.46224 | -0.34349 | -7.8127 | 1.0672 | 36.55 | -0.09204 | 1.1592 | 45.3082 | 1.1402 | 35.96 | 0.068924 | 1.0713 | 43.8583 | 0.017476 | 0.59413 | 0.21025 | 0.88276 | 18.3771 | 0.018651 | -0.0043872 | 0.0020754 | 0.018651 | 0.019927 | 0.63876 | 0.30636 | -0.079168 | 0.63876 | 0.62845 | 0.79182 | 0.49435 | -0.13654 | 0.79182 | 0.76648 | 0.017476 | 0.59413 | 0.21025 | 0.88276 | 18.3771 | 0.018651 | -0.0043872 | 0.0020754 | 0.018651 | 0.019927 | 0.63876 | 0.30636 | -0.079168 | 0.63876 | 0.62845 | 0.79182 | 0.49435 | -0.13654 | 0.79182 | 0.76648
24 | 0.3 | 0.17 | South/Central | AL | Montgomery-Dannelly.Field.722260 | 3 | 1279476 | 34.4648 | 11.7645 | 50.6303 | 34.0045 | 16.6258 | 1047.01 | 0.94844 | 41.08 | -0.55428 | 1.5027 | 53.1209 | -0.36979 | 22.06 | -1.8721 | 1.5023 | 36.0996 | 0 | 0 | 0 | 0 | 0 | 0.94844 | 41.08 | -0.55428 | 1.5027 | 53.1209 | 1.0215 | 40.49 | -0.39332 | 1.4148 | 51.671 | 0.017476 | 0.60232 | 0.2056 | 0.88483 | 18.2979 | 0.016575 | -0.0064626 | 0 | 0.016575 | 0.017852 | 0.71793 | 0.38553 | 0 | 0.71793 | 0.70762 | 0.92836 | 0.63089 | 0 | 0.92836 | 0.90302 | 0.017476 | 0.60232 | 0.2056 | 0.88483 | 18.2979 | 0.016575 | -0.0064626 | 0 | 0.016575 | 0.017852 | 0.71793 | 0.38553 | 0 | 0.71793 | 0.70762 | 0.92836 | 0.63089 | 0 | 0.92836 | 0.90302
25 | 0.28 | 0.47 | South/Central | AL | Montgomery-Dannelly.Field.722260 | 3 | 1279476 | 29.4183 | 14.9982 | 49.8819 | 29.0248 | 20.8571 | 1113.38 | 1.6968 | -25.29 | 4.4254 | -2.7286 | -52.3405 | 0.37857 | -44.31 | 3.1076 | -2.7291 | -69.3618 | 0.74836 | -66.37 | 4.9797 | -4.2313 | -105.4614 | 1.6968 | -25.29 | 4.4254 | -2.7286 | -52.3405 | 1.7698 | -25.88 | 4.5864 | -2.8165 | -53.7904 | 0.017476 | 0.51412 | 0.26211 | 0.87175 | 19.4578 | 0.029654 | 0.006616 | 0.013079 | 0.029654 | 0.03093 | -0.44198 | -0.77438 | -1.1599 | -0.44198 | -0.45229 | -0.91472 | -1.2122 | -1.8431 | -0.91472 | -0.94006 | 0.017476 | 0.51412 | 0.26211 | 0.87175 | 19.4578 | 0.029654 | 0.006616 | 0.013079 | 0.029654 | 0.03093 | -0.44198 | -0.77438 | -1.1599 | -0.44198 | -0.45229 | -0.91472 | -1.2122 | -1.8431 | -0.91472 | -0.94006
26 | 0.28 | 0.42 | South/Central | AL | Montgomery-Dannelly.Field.722260 | 3 | 1279476 | 30.0556 | 14.3979 | 49.7228 | 29.6536 | 20.0692 | 1096.71 | 1.856 | -8.62 | 3.7966 | -1.9407 | -28.8494 | 0.53775 | -27.64 | 2.4788 | -1.9411 | -45.8707 | 0.90754 | -49.7 | 4.3509 | -3.4434 | -81.9703 | 1.856 | -8.62 | 3.7966 | -1.9407 | -28.8494 | 1.929 | -9.21 | 3.9576 | -2.0286 | -30.2994 | 0.017476 | 0.52526 | 0.25162 | 0.86897 | 19.1665 | 0.032436 | 0.0093979 | 0.01586 | 0.032436 | 0.033712 | -0.15065 | -0.48305 | -0.86857 | -0.15065 | -0.16096 | -0.50418 | -0.80165 | -1.4325 | -0.50418 | -0.52952 | 0.017476 | 0.52526 | 0.25162 | 0.86897 | 19.1665 | 0.032436 | 0.0093979 | 0.01586 | 0.032436 | 0.033712 | -0.15065 | -0.48305 | -0.86857 | -0.15065 | -0.16096 | -0.50418 | -0.80165 | -1.4325 | -0.50418 | -0.52952
27 | 0.28 | 0.37 | South/Central | AL | Montgomery-Dannelly.Field.722260 | 3 | 1279476 | 30.6965 | 13.867 | 49.6612 | 30.2861 | 19.3752 | 1083.17 | 1.9175 | 4.92 | 3.1642 | -1.2467 | -9.175 | 0.59927 | -14.1 | 1.8464 | -1.2471 | -26.1963 | 0.96905 | -36.16 | 3.7184 | -2.7494 | -62.2959 | 1.9175 | 4.92 | 3.1642 | -1.2467 | -9.175 | 1.9905 | 4.33 | 3.3251 | -1.3346 | -10.625 | 0.017476 | 0.53646 | 0.24234 | 0.8679 | 18.9298 | 0.033511 | 0.010473 | 0.016936 | 0.033511 | 0.034787 | 0.085984 | -0.24642 | -0.63194 | 0.085984 | 0.075672 | -0.16035 | -0.45782 | -1.0887 | -0.16035 | -0.18569 | 0.017476 | 0.53646 | 0.24234 | 0.8679 | 18.9298 | 0.033511 | 0.010473 | 0.016936 | 0.033511 | 0.034787 | 0.085984 | -0.24642 | -0.63194 | 0.085984 | 0.075672 | -0.16035 | -0.45782 | -1.0887 | -0.16035 | -0.18569
28 | 0.28 | 0.32 | South/Central | AL | Montgomery-Dannelly.Field.722260 | 3 | 1279476 | 31.4629 | 13.3078 | 49.6834 | 31.0422 | 18.6412 | 1070.1 | 1.8954 | 17.99 | 2.408 | -0.51264 | 10.5094 | 0.57715 | -1.03 | 1.0902 | -0.51308 | -6.5119 | 0.94694 | -23.09 | 2.9623 | -2.0154 | -42.6115 | 1.8954 | 17.99 | 2.408 | -0.51264 | 10.5094 | 1.9684 | 17.4 | 2.569 | -0.60058 | 9.0594 | 0.017476 | 0.54986 | 0.23257 | 0.86828 | 18.7014 | 0.033124 | 0.010086 | 0.016549 | 0.033124 | 0.034401 | 0.3144 | -0.018001 | -0.40353 | 0.3144 | 0.30409 | 0.18367 | -0.1138 | -0.74469 | 0.18367 | 0.15833 | 0.017476 | 0.54986 | 0.23257 | 0.86828 | 18.7014 | 0.033124 | 0.010086 | 0.016549 | 0.033124 | 0.034401 | 0.3144 | -0.018001 | -0.40353 | 0.3144 | 0.30409 | 0.18367 | -0.1138 | -0.74469 | 0.18367 | 0.15833
29 | 0.28 | 0.27 | South/Central | AL | Montgomery-Dannelly.Field.722260 | 3 | 1279476 | 32.0637 | 12.9154 | 49.7461 | 31.6351 | 18.111 | 1061.32 | 1.8327 | 26.77 | 1.8152 | 0.017481 | 24.1227 | 0.51443 | 7.75 | 0.49739 | 0.017041 | 7.1014 | 0.88422 | -14.31 | 2.3695 | -1.4852 | -28.9982 | 1.8327 | 26.77 | 1.8152 | 0.017481 | 24.1227 | 1.9057 | 26.18 | 1.9761 | -0.070451 | 22.6727 | 0.017476 | 0.56036 | 0.22571 | 0.86938 | 18.548 | 0.032028 | 0.0089904 | 0.015453 | 0.032028 | 0.033305 | 0.46784 | 0.13544 | -0.25009 | 0.46784 | 0.45753 | 0.42158 | 0.12411 | -0.50678 | 0.42158 | 0.39624 | 0.017476 | 0.56036 | 0.22571 | 0.86938 | 18.548 | 0.032028 | 0.0089904 | 0.015453 | 0.032028 | 0.033305 | 0.46784 | 0.13544 | -0.25009 | 0.46784 | 0.45753 | 0.42158 | 0.12411 | -0.50678 | 0.42158 | 0.39624
30 | 0.28 | 0.23 | South/Central | AL | Montgomery-Dannelly.Field.722260 | 3 | 1279476 | 32.5697 | 12.6085 | 49.8343 | 32.1343 | 17.7 | 1055.08 | 1.7445 | 33.01 | 1.3159 | 0.42856 | 34.1687 | 0.42626 | 13.99 | -0.0018608 | 0.42812 | 17.1474 | 0.79605 | -8.07 | 1.8702 | -1.0742 | -18.9522 | 1.7445 | 33.01 | 1.3159 | 0.42856 | 34.1687 | 1.8175 | 32.42 | 1.4769 | 0.34062 | 32.7187 | 0.017476 | 0.5692 | 0.22035 | 0.87092 | 18.4389 | 0.030487 | 0.0074494 | 0.013912 | 0.030487 | 0.031764 | 0.57689 | 0.24449 | -0.14103 | 0.57689 | 0.56658 | 0.59714 | 0.29967 | -0.33122 | 0.59714 | 0.5718 | 0.017476 | 0.5692 | 0.22035 | 0.87092 | 18.4389 | 0.030487 | 0.0074494 | 0.013912 | 0.030487 | 0.031764 | 0.57689 | 0.24449 | -0.14103 | 0.57689 | 0.56658 | 0.59714 | 0.29967 | -0.33122 | 0.59714 | 0.5718
31 | 0.28 | 0.19 | South/Central | AL | Montgomery-Dannelly.Field.722260 | 3 | 1279476 | 33.4254 | 12.0568 | 49.9628 | 32.9787 | 16.9842 | 1043.9 | 1.6159 | 44.19 | 0.47157 | 1.1443 | 51.9831 | 0.29768 | 25.17 | -0.84622 | 1.1439 | 34.9618 | 0.66747 | 3.11 | 1.0259 | -0.35838 | -1.1378 | 1.6159 | 44.19 | 0.47157 | 1.1443 | 51.9831 | 1.6889 | 43.6 | 0.63253 | 1.0564 | 50.5332 | 0.017476 | 0.58415 | 0.21071 | 0.87317 | 18.2435 | 0.02824 | 0.0052023 | 0.011665 | 0.02824 | 0.029516 | 0.77228 | 0.43988 | 0.054351 | 0.77228 | 0.76197 | 0.90847 | 0.611 | -0.019884 | 0.90847 | 0.88313 | 0.017476 | 0.58415 | 0.21071 | 0.87317 | 18.2435 | 0.02824 | 0.0052023 | 0.011665 | 0.02824 | 0.029516 | 0.77228 | 0.43988 | 0.054351 | 0.77228 | 0.76197 | 0.90847 | 0.611 | -0.019884 | 0.90847 | 0.88313
32 | 0.28 | 0.17 | South/Central | AL | Montgomery-Dannelly.Field.722260 | 3 | 1279476 | 33.8882 | 11.7854 | 50.0679 | 33.4353 | 16.6326 | 1039.02 | 1.5108 | 49.07 | 0.014969 | 1.4959 | 60.191 | 0.19261 | 30.05 | -1.3028 | 1.4954 | 43.1697 | 0.56239 | 7.99 | 0.56925 | -0.0068558 | 7.0701 | 1.5108 | 49.07 | 0.014969 | 1.4959 | 60.191 | 1.5839 | 48.48 | 0.17593 | 1.4079 | 58.7411 | 0.017476 | 0.59224 | 0.20597 | 0.875 | 18.1583 | 0.026404 | 0.003366 | 0.0098286 | 0.026404 | 0.02768 | 0.85756 | 0.52516 | 0.13964 | 0.85756 | 0.84725 | 1.0519 | 0.75445 | 0.12356 | 1.0519 | 1.0266 | 0.017476 | 0.59224 | 0.20597 | 0.875 | 18.1583 | 0.026404 | 0.003366 | 0.0098286 | 0.026404 | 0.02768 | 0.85756 | 0.52516 | 0.13964 | 0.85756 | 0.84725 | 1.0519 | 0.75445 | 0.12356 | 1.0519 | 1.0266
33 | 0.27 | 0.47 | South/Central | AL | Montgomery-Dannelly.Field.722260 | 3 | 1279476 | 29.1899 | 14.9834 | 49.6223 | 28.7994 | 20.8229 | 1109 | 1.9564 | -20.91 | 4.6508 | -2.6944 | -48.0599 | 0.63819 | -39.93 | 3.333 | -2.6948 | -65.0812 | 1.008 | -61.99 | 5.2051 | -4.1971 | -101.1808 | 1.9564 | -20.91 | 4.6508 | -2.6944 | -48.0599 | 2.0295 | -21.5 | 4.8118 | -2.7823 | -49.5099 | 0.017476 | 0.51013 | 0.26185 | 0.86722 | 19.3812 | 0.034191 | 0.011153 | 0.017616 | 0.034191 | 0.035467 | -0.36543 | -0.69783 | -1.0834 | -0.36543 | -0.37574 | -0.83991 | -1.1374 | -1.7683 | -0.83991 | -0.86525 | 0.017476 | 0.51013 | 0.26185 | 0.86722 | 19.3812 | 0.034191 | 0.011153 | 0.017616 | 0.034191 | 0.035467 | -0.36543 | -0.69783 | -1.0834 | -0.36543 | -0.37574 | -0.83991 | -1.1374 | -1.7683 | -0.83991 | -0.86525
34 | 0.27 | 0.42 | South/Central | AL | Montgomery-Dannelly.Field.722260 | 3 | 1279476 | 29.8098 | 14.3979 | 49.4617 | 29.4111 | 20.0506 | 1092.6 | 2.1171 | -4.51 | 4.0391 | -1.9221 | -24.9747 | 0.79882 | -23.53 | 2.7213 | -1.9225 | -41.996 | 1.1686 | -45.59 | 4.5934 | -3.4248 | -78.0956 | 2.1171 | -4.51 | 4.0391 | -1.9221 | -24.9747 | 2.1901 | -5.1 | 4.2001 | -2.01 | -26.4246 | 0.017476 | 0.52097 | 0.25162 | 0.86441 | 19.0946 | 0.036998 | 0.01396 | 0.020423 | 0.036998 | 0.038275 | -0.078818 | -0.41122 | -0.79675 | -0.078818 | -0.089129 | -0.43647 | -0.73394 | -1.3648 | -0.43647 | -0.4618 | 0.017476 | 0.52097 | 0.25162 | 0.86441 | 19.0946 | 0.036998 | 0.01396 | 0.020423 | 0.036998 | 0.038275 | -0.078818 | -0.41122 | -0.79675 | -0.078818 | -0.089129 | -0.43647 | -0.73394 | -1.3648 | -0.43647 | -0.4618
35 | 0.27 | 0.37 | South/Central | AL | Montgomery-Dannelly.Field.722260 | 3 | 1279476 | 30.3406 | 13.9721 | 49.4303 | 29.9348 | 19.4955 | 1082.02 | 2.1484 | 6.07 | 3.5154 | -1.367 | -9.4677 | 0.83021 | -12.95 | 2.1976 | -1.3674 | -26.489 | 1.2 | -35.01 | 4.0697 | -2.8697 | -62.5886 | 2.1484 | 6.07 | 3.5154 | -1.367 | -9.4677 | 2.2215 | 5.48 | 3.6764 | -1.4549 | -10.9176 | 0.017476 | 0.53024 | 0.24418 | 0.86386 | 18.9097 | 0.037547 | 0.014509 | 0.020972 | 0.037547 | 0.038823 | 0.10608 | -0.22632 | -0.61185 | 0.10608 | 0.09577 | -0.16546 | -0.46293 | -1.0938 | -0.16546 | -0.1908 | 0.017476 | 0.53024 | 0.24418 | 0.86386 | 18.9097 | 0.037547 | 0.014509 | 0.020972 | 0.037547 | 0.038823 | 0.10608 | -0.22632 | -0.61185 | 0.10608 | 0.09577 | -0.16546 | -0.46293 | -1.0938 | -0.16546 | -0.1908
36 | 0.27 | 0.32 | South/Central | AL | Montgomery-Dannelly.Field.722260 | 3 | 1279476 | 31.0307 | 13.4671 | 49.4402 | 30.6157 | 18.8245 | 1069.92 | 2.1386 | 18.17 | 2.8345 | -0.69597 | 8.6596 | 0.82033 | -0.85 | 1.5167 | -0.69641 | -8.3617 | 1.1901 | -22.91 | 3.3888 | -2.1987 | -44.4613 | 2.1386 | 18.17 | 2.8345 | -0.69597 | 8.6596 | 2.2116 | 17.58 | 2.9955 | -0.7839 | 7.2096 | 0.017476 | 0.5423 | 0.23536 | 0.86403 | 18.6983 | 0.037374 | 0.014336 | 0.020799 | 0.037374 | 0.03865 | 0.31754 | -0.014855 | -0.40038 | 0.31754 | 0.30723 | 0.15134 | -0.14613 | -0.77702 | 0.15134 | 0.126 | 0.017476 | 0.5423 | 0.23536 | 0.86403 | 18.6983 | 0.037374 | 0.014336 | 0.020799 | 0.037374 | 0.03865 | 0.31754 | -0.014855 | -0.40038 | 0.31754 | 0.30723 | 0.15134 | -0.14613 | -0.77702 | 0.15134 | 0.126
37 | 0.27 | 0.27 | South/Central | AL | Montgomery-Dannelly.Field.722260 | 3 | 1279476 | 31.6978 | 13.0017 | 49.4764 | 31.274 | 18.2024 | 1059.09 | 2.1023 | 29 | 2.1763 | -0.073935 | 25.115 | 0.78409 | 9.98 | 0.85846 | -0.074376 | 8.0937 | 1.1539 | -12.08 | 2.7305 | -1.5767 | -28.0059 | 2.1023 | 29 | 2.1763 | -0.073935 | 25.115 | 2.1753 | 28.41 | 2.3372 | -0.16187 | 23.6651 | 0.017476 | 0.55396 | 0.22722 | 0.86467 | 18.509 | 0.036741 | 0.013703 | 0.020166 | 0.036741 | 0.038017 | 0.50681 | 0.17441 | -0.21111 | 0.50681 | 0.4965 | 0.43892 | 0.14145 | -0.48944 | 0.43892 | 0.41358 | 0.017476 | 0.55396 | 0.22722 | 0.86467 | 18.509 | 0.036741 | 0.013703 | 0.020166 | 0.036741 | 0.038017 | 0.50681 | 0.17441 | -0.21111 | 0.50681 | 0.4965 | 0.43892 | 0.14145 | -0.48944 | 0.43892 | 0.41358
38 | 0.27 | 0.23 | South/Central | AL | Montgomery-Dannelly.Field.722260 | 3 | 1279476 | 32.2885 | 12.6185 | 49.5532 | 31.8567 | 17.6965 | 1050.96 | 2.0256 | 37.13 | 1.5935 | 0.43205 | 37.8907 | 0.70736 | 18.11 | 0.27575 | 0.43161 | 20.8694 | 1.0771 | -3.95 | 2.1478 | -1.0707 | -15.2302 | 2.0256 | 37.13 | 1.5935 | 0.43205 | 37.8907 | 2.0986 | 36.54 | 1.7545 | 0.34412 | 36.4408 | 0.017476 | 0.56428 | 0.22053 | 0.86601 | 18.3669 | 0.0354 | 0.012362 | 0.018825 | 0.0354 | 0.036676 | 0.6489 | 0.3165 | -0.069031 | 0.6489 | 0.63858 | 0.66219 | 0.36472 | -0.26617 | 0.66219 | 0.63685 | 0.017476 | 0.56428 | 0.22053 | 0.86601 | 18.3669 | 0.0354 | 0.012362 | 0.018825 | 0.0354 | 0.036676 | 0.6489 | 0.3165 | -0.069031 | 0.6489 | 0.63858 | 0.66219 | 0.36472 | -0.26617 | 0.66219 | 0.63685
39 | 0.27 | 0.19 | South/Central | AL | Montgomery-Dannelly.Field.722260 | 3 | 1279476 | 33.1407 | 12.0668 | 49.6782 | 32.6976 | 16.9805 | 1039.73 | 1.9006 | 48.36 | 0.75259 | 1.148 | 55.7546 | 0.58232 | 29.34 | -0.5652 | 1.1475 | 38.7333 | 0.95211 | 7.28 | 1.3069 | -0.35476 | 2.6337 | 1.9006 | 48.36 | 0.75259 | 1.148 | 55.7546 | 1.9736 | 47.77 | 0.91355 | 1.06 | 54.3046 | 0.017476 | 0.57918 | 0.21088 | 0.86819 | 18.1707 | 0.033215 | 0.010177 | 0.016639 | 0.033215 | 0.034491 | 0.84516 | 0.51276 | 0.12723 | 0.84516 | 0.83484 | 0.97439 | 0.67692 | 0.046027 | 0.97439 | 0.94905 | 0.017476 | 0.57918 | 0.21088 | 0.86819 | 18.1707 | 0.033215 | 0.010177 | 0.016639 | 0.033215 | 0.034491 | 0.84516 | 0.51276 | 0.12723 | 0.84516 | 0.83484 | 0.97439 | 0.67692 | 0.046027 | 0.97439 | 0.94905
40 | 0.27 | 0.17 | South/Central | AL | Montgomery-Dannelly.Field.722260 | 3 | 1279476 | 33.5991 | 11.8041 | 49.7877 | 33.15 | 16.6377 | 1035.07 | 1.791 | 53.02 | 0.30018 | 1.4909 | 63.6701 | 0.47281 | 34 | -1.0176 | 1.4904 | 46.6488 | 0.84259 | 11.94 | 0.85447 | -0.011871 | 10.5492 | 1.791 | 53.02 | 0.30018 | 1.4909 | 63.6701 | 1.8641 | 52.43 | 0.46115 | 1.4029 | 62.2201 | 0.017476 | 0.58719 | 0.20629 | 0.87011 | 18.0892 | 0.031301 | 0.0082629 | 0.014725 | 0.031301 | 0.032577 | 0.92659 | 0.5942 | 0.20867 | 0.92659 | 0.91628 | 1.1127 | 0.81525 | 0.18436 | 1.1127 | 1.0874 | 0.017476 | 0.58719 | 0.20629 | 0.87011 | 18.0892 | 0.031301 | 0.0082629 | 0.014725 | 0.031301 | 0.032577 | 0.92659 | 0.5942 | 0.20867 | 0.92659 | 0.91628 | 1.1127 | 0.81525 | 0.18436 | 1.1127 | 1.0874
41 | 0.26 | 0.47 | South/Central | AL | Montgomery-Dannelly.Field.722260 | 3 | 1279476 | 28.9596 | 14.9733 | 49.3784 | 28.5721 | 20.8063 | 1105.17 | 2.2003 | -17.08 | 4.8781 | -2.6778 | -44.4609 | 0.88209 | -36.1 | 3.5603 | -2.6782 | -61.4822 | 1.2519 | -58.16 | 5.4324 | -4.1805 | -97.5818 | 2.2003 | -17.08 | 4.8781 | -2.6778 | -44.4609 | 2.2734 | -17.67 | 5.0391 | -2.7657 | -45.9108 | 0.017476 | 0.50611 | 0.26168 | 0.86295 | 19.3143 | 0.038454 | 0.015416 | 0.021878 | 0.038454 | 0.03973 | -0.2985 | -0.6309 | -1.0164 | -0.2985 | -0.30881 | -0.77701 | -1.0745 | -1.7054 | -0.77701 | -0.80235 | 0.017476 | 0.50611 | 0.26168 | 0.86295 | 19.3143 | 0.038454 | 0.015416 | 0.021878 | 0.038454 | 0.03973 | -0.2985 | -0.6309 | -1.0164 | -0.2985 | -0.30881 | -0.77701 | -1.0745 | -1.7054 | -0.77701 | -0.80235
42 | 0.26 | 0.42 | South/Central | AL | Montgomery-Dannelly.Field.722260 | 3 | 1279476 | 29.5543 | 14.3984 | 49.2019 | 29.1588 | 20.0431 | 1088.71 | 2.3768 | -0.62 | 4.2914 | -1.9146 | -21.4208 | 1.0586 | -19.64 | 2.9736 | -1.9151 | -38.4421 | 1.4284 | -41.7 | 4.8457 | -3.4173 | -74.5417 | 2.3768 | -0.62 | 4.2914 | -1.9146 | -21.4208 | 2.4498 | -1.21 | 4.4524 | -2.0025 | -22.8707 | 0.017476 | 0.5165 | 0.25163 | 0.85987 | 19.0266 | 0.041538 | 0.0185 | 0.024962 | 0.041538 | 0.042814 | -0.010835 | -0.34324 | -0.72876 | -0.010835 | -0.021146 | -0.37436 | -0.67183 | -1.3027 | -0.37436 | -0.3997 | 0.017476 | 0.5165 | 0.25163 | 0.85987 | 19.0266 | 0.041538 | 0.0185 | 0.024962 | 0.041538 | 0.042814 | -0.010835 | -0.34324 | -0.72876 | -0.010835 | -0.021146 | -0.37436 | -0.67183 | -1.3027 | -0.37436 | -0.3997
43 | 0.26 | 0.37 | South/Central | AL | Montgomery-Dannelly.Field.722260 | 3 | 1279476 | 29.9786 | 14.0818 | 49.1977 | 29.5775 | 19.6203 | 1080.93 | 2.381 | 7.16 | 3.8728 | -1.4918 | -9.8629 | 1.0628 | -11.86 | 2.555 | -1.4922 | -26.8842 | 1.4326 | -33.92 | 4.4271 | -2.9945 | -62.9838 | 2.381 | 7.16 | 3.8728 | -1.4918 | -9.8629 | 2.454 | 6.57 | 4.0337 | -1.5797 | -11.3129 | 0.017476 | 0.52392 | 0.2461 | 0.8598 | 18.8907 | 0.041611 | 0.018573 | 0.025036 | 0.041611 | 0.042887 | 0.12513 | -0.20727 | -0.5928 | 0.12513 | 0.11482 | -0.17237 | -0.46984 | -1.1007 | -0.17237 | -0.19771 | 0.017476 | 0.52392 | 0.2461 | 0.8598 | 18.8907 | 0.041611 | 0.018573 | 0.025036 | 0.041611 | 0.042887 | 0.12513 | -0.20727 | -0.5928 | 0.12513 | 0.11482 | -0.17237 | -0.46984 | -1.1007 | -0.17237 | -0.19771
44 | 0.26 | 0.32 | South/Central | AL | Montgomery-Dannelly.Field.722260 | 3 | 1279476 | 30.5657 | 13.6526 | 49.2006 | 30.1568 | 19.0438 | 1070.44 | 2.3782 | 17.65 | 3.2935 | -0.91528 | 5.7851 | 1.06 | -1.37 | 1.9757 | -0.91572 | -11.2362 | 1.4297 | -23.43 | 3.8477 | -2.418 | -47.3358 | 2.3782 | 17.65 | 3.2935 | -0.91528 | 5.7851 | 2.4512 | 17.06 | 3.4544 | -1.0032 | 4.3352 | 0.017476 | 0.53418 | 0.2386 | 0.85984 | 18.7074 | 0.041562 | 0.018524 | 0.024987 | 0.041562 | 0.042838 | 0.30846 | -0.023943 | -0.40947 | 0.30846 | 0.29815 | 0.1011 | -0.19637 | -0.82726 | 0.1011 | 0.075763 | 0.017476 | 0.53418 | 0.2386 | 0.85984 | 18.7074 | 0.041562 | 0.018524 | 0.024987 | 0.041562 | 0.042838 | 0.30846 | -0.023943 | -0.40947 | 0.30846 | 0.29815 | 0.1011 | -0.19637 | -0.82726 | 0.1011 | 0.075763
45 | 0.26 | 0.27 | South/Central | AL | Montgomery-Dannelly.Field.722260 | 3 | 1279476 | 31.3319 | 13.0913 | 49.2193 | 30.9129 | 18.3064 | 1057.26 | 2.3594 | 30.83 | 2.5373 | -0.17788 | 25.605 | 1.0412 | 11.81 | 1.2195 | -0.17832 | 8.5837 | 1.411 | -10.25 | 3.0916 | -1.6806 | -27.5159 | 2.3594 | 30.83 | 2.5373 | -0.17788 | 25.605 | 2.4325 | 30.24 | 2.6983 | -0.26581 | 24.1551 | 0.017476 | 0.54757 | 0.22879 | 0.86017 | 18.477 | 0.041235 | 0.018197 | 0.024659 | 0.041235 | 0.042511 | 0.5388 | 0.2064 | -0.17913 | 0.5388 | 0.52848 | 0.44748 | 0.15001 | -0.48088 | 0.44748 | 0.42214 | 0.017476 | 0.54757 | 0.22879 | 0.86017 | 18.477 | 0.041235 | 0.018197 | 0.024659 | 0.041235 | 0.042511 | 0.5388 | 0.2064 | -0.17913 | 0.5388 | 0.52848 | 0.44748 | 0.15001 | -0.48088 | 0.44748 | 0.42214
46 | 0.26 | 0.23 | South/Central | AL | Montgomery-Dannelly.Field.722260 | 3 | 1279476 | 31.9996 | 12.6285 | 49.274 | 31.5715 | 17.7025 | 1047.04 | 2.3047 | 41.05 | 1.8788 | 0.42596 | 41.3269 | 0.98649 | 22.03 | 0.56096 | 0.42552 | 24.3056 | 1.3563 | -0.03 | 2.433 | -1.0768 | -11.794 | 2.3047 | 41.05 | 1.8788 | 0.42596 | 41.3269 | 2.3778 | 40.46 | 2.0397 | 0.33803 | 39.877 | 0.017476 | 0.55923 | 0.2207 | 0.86113 | 18.2984 | 0.040278 | 0.01724 | 0.023703 | 0.040278 | 0.041554 | 0.7174 | 0.385 | -0.00052429 | 0.7174 | 0.70709 | 0.72224 | 0.42477 | -0.20612 | 0.72224 | 0.6969 | 0.017476 | 0.55923 | 0.2207 | 0.86113 | 18.2984 | 0.040278 | 0.01724 | 0.023703 | 0.040278 | 0.041554 | 0.7174 | 0.385 | -0.00052429 | 0.7174 | 0.70709 | 0.72224 | 0.42477 | -0.20612 | 0.72224 | 0.6969
47 | 0.26 | 0.19 | South/Central | AL | Montgomery-Dannelly.Field.722260 | 3 | 1279476 | 32.8507 | 12.0818 | 49.4031 | 32.4113 | 16.9918 | 1035.97 | 2.1756 | 52.12 | 1.0389 | 1.1367 | 58.9975 | 0.85737 | 33.1 | -0.2789 | 1.1363 | 41.9762 | 1.2272 | 11.04 | 1.5932 | -0.36601 | 5.8766 | 2.1756 | 52.12 | 1.0389 | 1.1367 | 58.9975 | 2.2486 | 51.53 | 1.1998 | 1.0488 | 57.5476 | 0.017476 | 0.57411 | 0.21115 | 0.86339 | 18.1049 | 0.038022 | 0.014984 | 0.021446 | 0.038022 | 0.039298 | 0.91087 | 0.57847 | 0.19294 | 0.91087 | 0.90056 | 1.0311 | 0.73359 | 0.1027 | 1.0311 | 1.0057 | 0.017476 | 0.57411 | 0.21115 | 0.86339 | 18.1049 | 0.038022 | 0.014984 | 0.021446 | 0.038022 | 0.039298 | 0.91087 | 0.57847 | 0.19294 | 0.91087 | 0.90056 | 1.0311 | 0.73359 | 0.1027 | 1.0311 | 1.0057
48 | 0.26 | 0.17 | South/Central | AL | Montgomery-Dannelly.Field.722260 | 3 | 1279476 | 33.3045 | 11.8141 | 49.5031 | 32.8592 | 16.6439 | 1031.08 | 2.0756 | 57.01 | 0.59104 | 1.4846 | 67.1722 | 0.75741 | 37.99 | -0.72675 | 1.4842 | 50.1509 | 1.1272 | 15.93 | 1.1453 | -0.018125 | 14.0513 | 2.0756 | 57.01 | 0.59104 | 1.4846 | 67.1722 | 2.1487 | 56.42 | 0.752 | 1.3967 | 65.7222 | 0.017476 | 0.58204 | 0.20647 | 0.86513 | 18.0195 | 0.036275 | 0.013237 | 0.019699 | 0.036275 | 0.037551 | 0.99633 | 0.66393 | 0.2784 | 0.99633 | 0.98601 | 1.1739 | 0.87645 | 0.24556 | 1.1739 | 1.1486 | 0.017476 | 0.58204 | 0.20647 | 0.86513 | 18.0195 | 0.036275 | 0.013237 | 0.019699 | 0.036275 | 0.037551 | 0.99633 | 0.66393 | 0.2784 | 0.99633 | 0.98601 | 1.1739 | 0.87645 | 0.24556 | 1.1739 | 1.1486
49 | 0.25 | 0.47 | South/Central | AL | Montgomery-Dannelly.Field.722260 | 3 | 1279476 | 28.7251 | 14.948 | 49.1032 | 28.3406 | 20.7626 | 1100.39 | 2.4755 | -12.3 | 5.1097 | -2.6341 | -39.7216 | 1.1573 | -31.32 | 3.7919 | -2.6346 | -56.7429 | 1.5271 | -53.38 | 5.6639 | -4.1368 | -92.8425 | 2.4755 | -12.3 | 5.1097 | -2.6341 | -39.7216 | 2.5486 | -12.89 | 5.2706 | -2.7221 | -41.1715 | 0.017476 | 0.50201 | 0.26124 | 0.85814 | 19.2308 | 0.043263 | 0.020226 | 0.026688 | 0.043263 | 0.04454 | -0.21496 | -0.54736 | -0.93289 | -0.21496 | -0.22527 | -0.69419 | -0.99166 | -1.6225 | -0.69419 | -0.71953 | 0.017476 | 0.50201 | 0.26124 | 0.85814 | 19.2308 | 0.043263 | 0.020226 | 0.026688 | 0.043263 | 0.04454 | -0.21496 | -0.54736 | -0.93289 | -0.21496 | -0.22527 | -0.69419 | -0.99166 | -1.6225 | -0.69419 | -0.71953
50 | 0.25 | 0.42 | South/Central | AL | Montgomery-Dannelly.Field.722260 | 3 | 1279476 | 29.296 | 14.4038 | 48.9391 | 28.9039 | 20.0352 | 1084.76 | 2.6396 | 3.33 | 4.5463 | -1.9067 | -17.8141 | 1.3214 | -15.69 | 3.2285 | -1.9071 | -34.8354 | 1.6912 | -37.75 | 5.1006 | -3.4094 | -70.935 | 2.6396 | 3.33 | 4.5463 | -1.9067 | -17.8141 | 2.7127 | 2.74 | 4.7073 | -1.9946 | -19.2641 | 0.017476 | 0.51199 | 0.25173 | 0.85528 | 18.9576 | 0.046131 | 0.023093 | 0.029556 | 0.046131 | 0.047407 | 0.058196 | -0.2742 | -0.65973 | 0.058196 | 0.047885 | -0.31133 | -0.6088 | -1.2397 | -0.31133 | -0.33667 | 0.017476 | 0.51199 | 0.25173 | 0.85528 | 18.9576 | 0.046131 | 0.023093 | 0.029556 | 0.046131 | 0.047407 | 0.058196 | -0.2742 | -0.65973 | 0.058196 | 0.047885 | -0.31133 | -0.6088 | -1.2397 | -0.31133 | -0.33667
51 | 0.25 | 0.37 | South/Central | AL | Montgomery-Dannelly.Field.722260 | 3 | 1279476 | 29.6184 | 14.1972 | 48.9696 | 29.222 | 19.7476 | 1079.95 | 2.6091 | 8.14 | 4.2282 | -1.6191 | -10.3824 | 1.2909 | -10.88 | 2.9104 | -1.6195 | -27.4037 | 1.6607 | -32.94 | 4.7825 | -3.1218 | -63.5033 | 2.6091 | 8.14 | 4.2282 | -1.6191 | -10.3824 | 2.6822 | 7.55 | 4.3892 | -1.707 | -11.8324 | 0.017476 | 0.51762 | 0.24811 | 0.85581 | 18.8736 | 0.045598 | 0.02256 | 0.029023 | 0.045598 | 0.046874 | 0.14226 | -0.19014 | -0.57567 | 0.14226 | 0.13195 | -0.18145 | -0.47892 | -1.1098 | -0.18145 | -0.20679 | 0.017476 | 0.51762 | 0.24811 | 0.85581 | 18.8736 | 0.045598 | 0.02256 | 0.029023 | 0.045598 | 0.046874 | 0.14226 | -0.19014 | -0.57567 | 0.14226 | 0.13195 | -0.18145 | -0.47892 | -1.1098 | -0.18145 | -0.20679
52 | 0.25 | 0.32 | South/Central | AL | Montgomery-Dannelly.Field.722260 | 3 | 1279476 | 30.1089 | 13.8573 | 48.9938 | 29.7061 | 19.2877 | 1071.89 | 2.5849 | 16.2 | 3.7441 | -1.1592 | 1.8165 | 1.2667 | -2.82 | 2.4263 | -1.1596 | -15.2048 | 1.6365 | -24.88 | 4.2984 | -2.6619 | -51.3044 | 2.5849 | 16.2 | 3.7441 | -1.1592 | 1.8165 | 2.658 | 15.61 | 3.9051 | -1.2471 | 0.36655 | 0.017476 | 0.52619 | 0.24217 | 0.85623 | 18.7327 | 0.045175 | 0.022137 | 0.0286 | 0.045175 | 0.046451 | 0.28312 | -0.049283 | -0.43481 | 0.28312 | 0.27281 | 0.031746 | -0.26572 | -0.89661 | 0.031746 | 0.0064059 | 0.017476 | 0.52619 | 0.24217 | 0.85623 | 18.7327 | 0.045175 | 0.022137 | 0.0286 | 0.045175 | 0.046451 | 0.28312 | -0.049283 | -0.43481 | 0.28312 | 0.27281 | 0.031746 | -0.26572 | -0.89661 | 0.031746 | 0.0064059
53 | 0.25 | 0.27 | South/Central | AL | Montgomery-Dannelly.Field.722260 | 3 | 1279476 | 30.9565 | 13.181 | 48.9444 | 30.5423 | 18.4021 | 1055.03 | 2.6344 | 33.06 | 2.9079 | -0.27355 | 26.5497 | 1.3162 | 14.04 | 1.5902 | -0.27399 | 9.5284 | 1.6859 | -8.02 | 3.4622 | -1.7763 | -26.5712 | 2.6344 | 33.06 | 2.9079 | -0.27355 | 26.5497 | 2.7074 | 32.47 | 3.0689 | -0.36148 | 25.0997 | 0.017476 | 0.54101 | 0.23036 | 0.85537 | 18.438 | 0.046039 | 0.023002 | 0.029464 | 0.046039 | 0.047316 | 0.57777 | 0.24537 | -0.14016 | 0.57777 | 0.56746 | 0.46399 | 0.16652 | -0.46437 | 0.46399 | 0.43865 | 0.017476 | 0.54101 | 0.23036 | 0.85537 | 18.438 | 0.046039 | 0.023002 | 0.029464 | 0.046039 | 0.047316 | 0.57777 | 0.24537 | -0.14016 | 0.57777 | 0.56746 | 0.46399 | 0.16652 | -0.46437 | 0.46399 | 0.43865
54 | 0.25 | 0.23 | South/Central | AL | Montgomery-Dannelly.Field.722260 | 3 | 1279476 | 31.7141 | 12.6385 | 48.9887 | 31.2897 | 17.699 | 1042.86 | 2.59 | 45.23 | 2.1606 | 0.42948 | 45.104 | 1.2718 | 26.21 | 0.84277 | 0.42904 | 28.0827 | 1.6416 | 4.15 | 2.7148 | -1.0732 | -8.0169 | 2.59 | 45.23 | 2.1606 | 0.42948 | 45.104 | 2.6631 | 44.64 | 2.3215 | 0.34155 | 43.6541 | 0.017476 | 0.55425 | 0.22088 | 0.85614 | 18.2254 | 0.045264 | 0.022227 | 0.028689 | 0.045264 | 0.046541 | 0.79045 | 0.45805 | 0.072527 | 0.79045 | 0.78014 | 0.78825 | 0.49078 | -0.14011 | 0.78825 | 0.76291 | 0.017476 | 0.55425 | 0.22088 | 0.85614 | 18.2254 | 0.045264 | 0.022227 | 0.028689 | 0.045264 | 0.046541 | 0.79045 | 0.45805 | 0.072527 | 0.79045 | 0.78014 | 0.78825 | 0.49078 | -0.14011 | 0.78825 | 0.76291
55 | 0.25 | 0.19 | South/Central | AL | Montgomery-Dannelly.Field.722260 | 3 | 1279476 | 32.5564 | 12.0919 | 49.1124 | 32.1208 | 16.9916 | 1031.76 | 2.4663 | 56.33 | 1.3294 | 1.1369 | 62.7537 | 1.1481 | 37.31 | 0.011656 | 1.1364 | 45.7324 | 1.5179 | 15.25 | 1.8837 | -0.36583 | 9.6328 | 2.4663 | 56.33 | 1.3294 | 1.1369 | 62.7537 | 2.5394 | 55.74 | 1.4904 | 1.049 | 61.3037 | 0.017476 | 0.56897 | 0.21132 | 0.8583 | 18.0314 | 0.043102 | 0.020065 | 0.026527 | 0.043102 | 0.044379 | 0.98444 | 0.65204 | 0.26651 | 0.98444 | 0.97413 | 1.0967 | 0.79923 | 0.16835 | 1.0967 | 1.0714 | 0.017476 | 0.56897 | 0.21132 | 0.8583 | 18.0314 | 0.043102 | 0.020065 | 0.026527 | 0.043102 | 0.044379 | 0.98444 | 0.65204 | 0.26651 | 0.98444 | 0.97413 | 1.0967 | 0.79923 | 0.16835 | 1.0967 | 1.0714
56 | 0.25 | 0.17 | South/Central | AL | Montgomery-Dannelly.Field.722260 | 3 | 1279476 | 33.0091 | 11.8296 | 49.2131 | 32.5676 | 16.6455 | 1026.92 | 2.3657 | 61.17 | 0.88268 | 1.483 | 70.8708 | 1.0474 | 42.15 | -0.43511 | 1.4825 | 53.8495 | 1.4172 | 20.09 | 1.437 | -0.019733 | 17.7499 | 2.3657 | 61.17 | 0.88268 | 1.483 | 70.8708 | 2.4387 | 60.58 | 1.0436 | 1.3951 | 69.4208 | 0.017476 | 0.57688 | 0.20674 | 0.86006 | 17.9468 | 0.041343 | 0.018305 | 0.024768 | 0.041343 | 0.04262 | 1.069 | 0.73663 | 0.3511 | 1.069 | 1.0587 | 1.2386 | 0.94109 | 0.3102 | 1.2386 | 1.2132 | 0.017476 | 0.57688 | 0.20674 | 0.86006 | 17.9468 | 0.041343 | 0.018305 | 0.024768 | 0.041343 | 0.04262 | 1.069 | 0.73663 | 0.3511 | 1.069 | 1.0587 | 1.2386 | 0.94109 | 0.3102 | 1.2386 | 1.2132
57 | 0.24 | 0.47 | South/Central | AL | Montgomery-Dannelly.Field.722260 | 3 | 1279476 | 28.4549 | 14.9677 | 48.8481 | 28.0739 | 20.7742 | 1096.91 | 2.7306 | -8.82 | 5.3763 | -2.6457 | -36.7441 | 1.4124 | -27.84 | 4.0585 | -2.6461 | -53.7654 | 1.7822 | -49.9 | 5.9306 | -4.1484 | -89.865 | 2.7306 | -8.82 | 5.3763 | -2.6457 | -36.7441 | 2.8037 | -9.41 | 5.5373 | -2.7336 | -38.1941 | 0.017476 | 0.49729 | 0.26158 | 0.85369 | 19.17 | 0.047721 | 0.024684 | 0.031146 | 0.047721 | 0.048998 | -0.15414 | -0.48654 | -0.87207 | -0.15414 | -0.16445 | -0.64215 | -0.93962 | -1.5705 | -0.64215 | -0.66749 | 0.017476 | 0.49729 | 0.26158 | 0.85369 | 19.17 | 0.047721 | 0.024684 | 0.031146 | 0.047721 | 0.048998 | -0.15414 | -0.48654 | -0.87207 | -0.15414 | -0.16445 | -0.64215 | -0.93962 | -1.5705 | -0.64215 | -0.66749
58 | 0.24 | 0.42 | South/Central | AL | Montgomery-Dannelly.Field.722260 | 3 | 1279476 | 29.0202 | 14.4193 | 48.6734 | 28.6316 | 20.0417 | 1081.04 | 2.9054 | 7.05 | 4.8186 | -1.9132 | -14.5624 | 1.5871 | -11.97 | 3.5008 | -1.9137 | -31.5837 | 1.9569 | -34.03 | 5.3729 | -3.4159 | -67.6833 | 2.9054 | 7.05 | 4.8186 | -1.9132 | -14.5624 | 2.9784 | 6.46 | 4.9796 | -2.0011 | -16.0123 | 0.017476 | 0.50717 | 0.252 | 0.85063 | 18.8926 | 0.050775 | 0.027737 | 0.0342 | 0.050775 | 0.052052 | 0.12321 | -0.20919 | -0.59472 | 0.12321 | 0.1129 | -0.2545 | -0.55197 | -1.1829 | -0.2545 | -0.27984 | 0.017476 | 0.50717 | 0.252 | 0.85063 | 18.8926 | 0.050775 | 0.027737 | 0.0342 | 0.050775 | 0.052052 | 0.12321 | -0.20919 | -0.59472 | 0.12321 | 0.1129 | -0.2545 | -0.55197 | -1.1829 | -0.2545 | -0.27984
59 | 0.24 | 0.37 | South/Central | AL | Montgomery-Dannelly.Field.722260 | 3 | 1279476 | 29.3434 | 14.2134 | 48.7107 | 28.9506 | 19.7601 | 1076.43 | 2.8681 | 11.66 | 4.4997 | -1.6316 | -7.3828 | 1.5498 | -7.36 | 3.1819 | -1.6321 | -24.4041 | 1.9196 | -29.42 | 5.054 | -3.1343 | -60.5037 | 2.8681 | 11.66 | 4.4997 | -1.6316 | -7.3828 | 2.9411 | 11.07 | 4.6606 | -1.7196 | -8.8327 | 0.017476 | 0.51282 | 0.2484 | 0.85128 | 18.812 | 0.050123 | 0.027085 | 0.033548 | 0.050123 | 0.051399 | 0.20377 | -0.12863 | -0.51415 | 0.20377 | 0.19346 | -0.12902 | -0.42649 | -1.0574 | -0.12902 | -0.15436 | 0.017476 | 0.51282 | 0.2484 | 0.85128 | 18.812 | 0.050123 | 0.027085 | 0.033548 | 0.050123 | 0.051399 | 0.20377 | -0.12863 | -0.51415 | 0.20377 | 0.19346 | -0.12902 | -0.42649 | -1.0574 | -0.12902 | -0.15436
60 | 0.24 | 0.32 | South/Central | AL | Montgomery-Dannelly.Field.722260 | 3 | 1279476 | 29.8243 | 13.8681 | 48.7136 | 29.4251 | 19.2885 | 1067.85 | 2.8651 | 20.24 | 4.0252 | -1.16 | 5.4104 | 1.5469 | 1.22 | 2.7074 | -1.1604 | -11.6109 | 1.9167 | -20.84 | 4.5794 | -2.6627 | -47.7105 | 2.8651 | 20.24 | 4.0252 | -1.16 | 5.4104 | 2.9382 | 19.65 | 4.1861 | -1.2479 | 3.9604 | 0.017476 | 0.52122 | 0.24236 | 0.85133 | 18.6621 | 0.050072 | 0.027034 | 0.033497 | 0.050072 | 0.051349 | 0.35372 | 0.021321 | -0.36421 | 0.35372 | 0.34341 | 0.094553 | -0.20292 | -0.8338 | 0.094553 | 0.069214 | 0.017476 | 0.52122 | 0.24236 | 0.85133 | 18.6621 | 0.050072 | 0.027034 | 0.033497 | 0.050072 | 0.051349 | 0.35372 | 0.021321 | -0.36421 | 0.35372 | 0.34341 | 0.094553 | -0.20292 | -0.8338 | 0.094553 | 0.069214
61 | 0.24 | 0.27 | South/Central | AL | Montgomery-Dannelly.Field.722260 | 3 | 1279476 | 30.6771 | 13.1963 | 48.6792 | 30.2666 | 18.4126 | 1051.39 | 2.8995 | 36.7 | 3.1836 | -0.28408 | 29.6845 | 1.5813 | 17.68 | 1.8658 | -0.28452 | 12.6632 | 1.9511 | -4.38 | 3.7379 | -1.7868 | -23.4364 | 2.8995 | 36.7 | 3.1836 | -0.28408 | 29.6845 | 2.9726 | 36.11 | 3.3446 | -0.37201 | 28.2345 | 0.017476 | 0.53612 | 0.23062 | 0.85073 | 18.3744 | 0.050673 | 0.027635 | 0.034098 | 0.050673 | 0.05195 | 0.64138 | 0.30898 | -0.076546 | 0.64138 | 0.63107 | 0.51878 | 0.22131 | -0.40958 | 0.51878 | 0.49344 | 0.017476 | 0.53612 | 0.23062 | 0.85073 | 18.3744 | 0.050673 | 0.027635 | 0.034098 | 0.050673 | 0.05195 | 0.64138 | 0.30898 | -0.076546 | 0.64138 | 0.63107 | 0.51878 | 0.22131 | -0.40958 | 0.51878 | 0.49344
62 | 0.24 | 0.23 | South/Central | AL | Montgomery-Dannelly.Field.722260 | 3 | 1279476 | 31.4347 | 12.6536 | 48.7232 | 31.014 | 17.7092 | 1039.21 | 2.8556 | 48.88 | 2.4362 | 0.41933 | 48.2541 | 1.5373 | 29.86 | 1.1184 | 0.41889 | 31.2328 | 1.9071 | 7.8 | 2.9905 | -1.0834 | -4.8668 | 2.8556 | 48.88 | 2.4362 | 0.41933 | 48.2541 | 2.9286 | 48.29 | 2.5972 | 0.3314 | 46.8042 | 0.017476 | 0.54936 | 0.22114 | 0.8515 | 18.1616 | 0.049905 | 0.026867 | 0.03333 | 0.049905 | 0.051181 | 0.85424 | 0.52184 | 0.13632 | 0.85424 | 0.84393 | 0.8433 | 0.54584 | -0.085053 | 0.8433 | 0.81797 | 0.017476 | 0.54936 | 0.22114 | 0.8515 | 18.1616 | 0.049905 | 0.026867 | 0.03333 | 0.049905 | 0.051181 | 0.85424 | 0.52184 | 0.13632 | 0.85424 | 0.84393 | 0.8433 | 0.54584 | -0.085053 | 0.8433 | 0.81797
63 | 0.24 | 0.19 | South/Central | AL | Montgomery-Dannelly.Field.722260 | 3 | 1279476 | 32.2716 | 12.1019 | 48.8287 | 31.8398 | 16.989 | 1027.62 | 2.75 | 60.47 | 1.6105 | 1.1395 | 66.4864 | 1.4318 | 41.45 | 0.29268 | 1.1391 | 49.4651 | 1.8016 | 19.39 | 2.1647 | -0.36317 | 13.3655 | 2.75 | 60.47 | 1.6105 | 1.1395 | 66.4864 | 2.823 | 59.88 | 1.7714 | 1.0516 | 65.0365 | 0.017476 | 0.56399 | 0.2115 | 0.85335 | 17.959 | 0.04806 | 0.025022 | 0.031485 | 0.04806 | 0.049337 | 1.0568 | 0.72439 | 0.33887 | 1.0568 | 1.0465 | 1.1619 | 0.86447 | 0.23358 | 1.1619 | 1.1366 | 0.017476 | 0.56399 | 0.2115 | 0.85335 | 17.959 | 0.04806 | 0.025022 | 0.031485 | 0.04806 | 0.049337 | 1.0568 | 0.72439 | 0.33887 | 1.0568 | 1.0465 | 1.1619 | 0.86447 | 0.23358 | 1.1619 | 1.1366
64 | 0.24 | 0.17 | South/Central | AL | Montgomery-Dannelly.Field.722260 | 3 | 1279476 | 32.7244 | 11.8304 | 48.9254 | 32.2865 | 16.6389 | 1022.65 | 2.6533 | 65.44 | 1.1637 | 1.4896 | 74.7622 | 1.3351 | 46.42 | -0.15409 | 1.4892 | 57.7409 | 1.7049 | 24.36 | 1.718 | -0.013115 | 21.6413 | 2.6533 | 65.44 | 1.1637 | 1.4896 | 74.7622 | 2.7263 | 64.85 | 1.3247 | 1.4017 | 73.3123 | 0.017476 | 0.5719 | 0.20675 | 0.85504 | 17.8722 | 0.04637 | 0.023332 | 0.029795 | 0.04637 | 0.047646 | 1.1437 | 0.81125 | 0.42572 | 1.1437 | 1.1333 | 1.3066 | 1.0091 | 0.37821 | 1.3066 | 1.2812 | 0.017476 | 0.5719 | 0.20675 | 0.85504 | 17.8722 | 0.04637 | 0.023332 | 0.029795 | 0.04637 | 0.047646 | 1.1437 | 0.81125 | 0.42572 | 1.1437 | 1.1333 | 1.3066 | 1.0091 | 0.37821 | 1.3066 | 1.2812
65 | 0.22 | 0.47 | South/Central | AL | Montgomery-Dannelly.Field.722260 | 3 | 1279476 | 27.9043 | 15.0093 | 48.3333 | 27.5305 | 20.8028 | 1089.98 | 3.2454 | -1.89 | 5.9197 | -2.6743 | -30.8816 | 1.9272 | -20.91 | 4.6019 | -2.6748 | -47.9029 | 2.297 | -42.97 | 6.474 | -4.177 | -84.0025 | 3.2454 | -1.89 | 5.9197 | -2.6743 | -30.8816 | 3.3184 | -2.48 | 6.0807 | -2.7623 | -32.3315 | 0.017476 | 0.48766 | 0.26231 | 0.84469 | 19.0488 | 0.056718 | 0.03368 | 0.040143 | 0.056718 | 0.057994 | -0.03303 | -0.36543 | -0.75096 | -0.03303 | -0.043341 | -0.5397 | -0.83717 | -1.4681 | -0.5397 | -0.56504 | 0.017476 | 0.48766 | 0.26231 | 0.84469 | 19.0488 | 0.056718 | 0.03368 | 0.040143 | 0.056718 | 0.057994 | -0.03303 | -0.36543 | -0.75096 | -0.03303 | -0.043341 | -0.5397 | -0.83717 | -1.4681 | -0.5397 | -0.56504
66 | 0.22 | 0.42 | South/Central | AL | Montgomery-Dannelly.Field.722260 | 3 | 1279476 | 28.4653 | 14.4588 | 48.1534 | 28.084 | 20.0694 | 1074.02 | 3.4253 | 14.07 | 5.3662 | -1.9409 | -8.6069 | 2.1071 | -4.95 | 4.0484 | -1.9414 | -25.6282 | 2.4769 | -27.01 | 5.9205 | -3.4436 | -61.7278 | 3.4253 | 14.07 | 5.3662 | -1.9409 | -8.6069 | 3.4984 | 13.48 | 5.5272 | -2.0288 | -10.0569 | 0.017476 | 0.49747 | 0.25269 | 0.84154 | 18.7699 | 0.059862 | 0.036824 | 0.043287 | 0.059862 | 0.061138 | 0.24589 | -0.086508 | -0.47204 | 0.24589 | 0.23558 | -0.15042 | -0.44789 | -1.0788 | -0.15042 | -0.17576 | 0.017476 | 0.49747 | 0.25269 | 0.84154 | 18.7699 | 0.059862 | 0.036824 | 0.043287 | 0.059862 | 0.061138 | 0.24589 | -0.086508 | -0.47204 | 0.24589 | 0.23558 | -0.15042 | -0.44789 | -1.0788 | -0.15042 | -0.17576
67 | 0.22 | 0.37 | South/Central | AL | Montgomery-Dannelly.Field.722260 | 3 | 1279476 | 28.7831 | 14.2523 | 48.1792 | 28.3976 | 19.7816 | 1069.14 | 3.3995 | 18.95 | 5.0527 | -1.6531 | -1.1106 | 2.0813 | -0.07 | 3.7349 | -1.6536 | -18.1319 | 2.4511 | -22.13 | 5.607 | -3.1559 | -54.2315 | 3.3995 | 18.95 | 5.0527 | -1.6531 | -1.1106 | 3.4726 | 18.36 | 5.2136 | -1.7411 | -2.5606 | 0.017476 | 0.50302 | 0.24908 | 0.842 | 18.6846 | 0.059411 | 0.036373 | 0.042836 | 0.059411 | 0.060688 | 0.33118 | -0.0012233 | -0.38675 | 0.33118 | 0.32087 | -0.01941 | -0.31688 | -0.94777 | -0.01941 | -0.044749 | 0.017476 | 0.50302 | 0.24908 | 0.842 | 18.6846 | 0.059411 | 0.036373 | 0.042836 | 0.059411 | 0.060688 | 0.33118 | -0.0012233 | -0.38675 | 0.33118 | 0.32087 | -0.01941 | -0.31688 | -0.94777 | -0.01941 | -0.044749
68 | 0.22 | 0.32 | South/Central | AL | Montgomery-Dannelly.Field.722260 | 3 | 1279476 | 29.2618 | 13.9035 | 48.1773 | 28.8699 | 19.3073 | 1060.44 | 3.4015 | 27.65 | 4.5803 | -1.1788 | 11.8191 | 2.0833 | 8.63 | 3.2625 | -1.1793 | -5.2022 | 2.453 | -13.43 | 5.1346 | -2.6815 | -41.3018 | 3.4015 | 27.65 | 4.5803 | -1.1788 | 11.8191 | 3.4745 | 27.06 | 4.7413 | -1.2667 | 10.3692 | 0.017476 | 0.51139 | 0.24298 | 0.84196 | 18.5326 | 0.059445 | 0.036408 | 0.04287 | 0.059445 | 0.060722 | 0.48322 | 0.15082 | -0.23471 | 0.48322 | 0.47291 | 0.20656 | -0.090915 | -0.7218 | 0.20656 | 0.18122 | 0.017476 | 0.51139 | 0.24298 | 0.84196 | 18.5326 | 0.059445 | 0.036408 | 0.04287 | 0.059445 | 0.060722 | 0.48322 | 0.15082 | -0.23471 | 0.48322 | 0.47291 | 0.20656 | -0.090915 | -0.7218 | 0.20656 | 0.18122
69 | 0.22 | 0.27 | South/Central | AL | Montgomery-Dannelly.Field.722260 | 3 | 1279476 | 30.1061 | 13.2271 | 48.1256 | 29.703 | 18.4226 | 1043.57 | 3.4531 | 44.52 | 3.7472 | -0.29409 | 36.5553 | 2.1349 | 25.5 | 2.4294 | -0.29453 | 19.534 | 2.5047 | 3.44 | 4.3015 | -1.7968 | -16.5656 | 3.4531 | 44.52 | 3.7472 | -0.29409 | 36.5553 | 3.5262 | 43.93 | 3.9082 | -0.38202 | 35.1053 | 0.017476 | 0.52614 | 0.23116 | 0.84106 | 18.2378 | 0.060348 | 0.03731 | 0.043773 | 0.060348 | 0.061624 | 0.77805 | 0.44565 | 0.060119 | 0.77805 | 0.76773 | 0.63885 | 0.34138 | -0.28951 | 0.63885 | 0.61351 | 0.017476 | 0.52614 | 0.23116 | 0.84106 | 18.2378 | 0.060348 | 0.03731 | 0.043773 | 0.060348 | 0.061624 | 0.77805 | 0.44565 | 0.060119 | 0.77805 | 0.76773 | 0.63885 | 0.34138 | -0.28951 | 0.63885 | 0.61351
70 | 0.22 | 0.23 | South/Central | AL | Montgomery-Dannelly.Field.722260 | 3 | 1279476 | 30.8545 | 12.6736 | 48.145 | 30.4413 | 17.7037 | 1030.75 | 3.4337 | 57.34 | 3.0089 | 0.42483 | 55.8639 | 2.1155 | 38.32 | 1.6911 | 0.42439 | 38.8426 | 2.4853 | 16.26 | 3.5632 | -1.0779 | 2.743 | 3.4337 | 57.34 | 3.0089 | 0.42483 | 55.8639 | 3.5068 | 56.75 | 3.1699 | 0.3369 | 54.414 | 0.017476 | 0.53922 | 0.22149 | 0.8414 | 18.0137 | 0.060009 | 0.036971 | 0.043434 | 0.060009 | 0.061285 | 1.0021 | 0.66969 | 0.28417 | 1.0021 | 0.99178 | 0.9763 | 0.67883 | 0.047938 | 0.9763 | 0.95096 | 0.017476 | 0.53922 | 0.22149 | 0.8414 | 18.0137 | 0.060009 | 0.036971 | 0.043434 | 0.060009 | 0.061285 | 1.0021 | 0.66969 | 0.28417 | 1.0021 | 0.99178 | 0.9763 | 0.67883 | 0.047938 | 0.9763 | 0.95096
71 | 0.22 | 0.19 | South/Central | AL | Montgomery-Dannelly.Field.722260 | 3 | 1279476 | 31.696 | 12.1181 | 48.2583 | 31.2717 | 16.9866 | 1019.35 | 3.3205 | 68.74 | 2.1786 | 1.1419 | 73.9119 | 2.0023 | 49.72 | 0.86078 | 1.1415 | 56.8906 | 2.372 | 27.66 | 2.7328 | -0.3608 | 20.791 | 3.3205 | 68.74 | 2.1786 | 1.1419 | 73.9119 | 3.3935 | 68.15 | 2.3395 | 1.054 | 72.4619 | 0.017476 | 0.55393 | 0.21178 | 0.84338 | 17.8145 | 0.05803 | 0.034992 | 0.041455 | 0.05803 | 0.059306 | 1.2013 | 0.86892 | 0.4834 | 1.2013 | 1.191 | 1.2917 | 0.99424 | 0.36335 | 1.2917 | 1.2664 | 0.017476 | 0.55393 | 0.21178 | 0.84338 | 17.8145 | 0.05803 | 0.034992 | 0.041455 | 0.05803 | 0.059306 | 1.2013 | 0.86892 | 0.4834 | 1.2013 | 1.191 | 1.2917 | 0.99424 | 0.36335 | 1.2917 | 1.2664
72 | 0.22 | 0.17 | South/Central | AL | Montgomery-Dannelly.Field.722260 | 3 | 1279476 | 32.1453 | 11.8493 | 48.3544 | 31.715 | 16.6394 | 1014.42 | 3.2244 | 73.67 | 1.7352 | 1.4891 | 82.1179 | 1.9061 | 54.65 | 0.41742 | 1.4887 | 65.0966 | 2.2759 | 32.59 | 2.2895 | -0.013578 | 28.997 | 3.2244 | 73.67 | 1.7352 | 1.4891 | 82.1179 | 3.2974 | 73.08 | 1.8962 | 1.4012 | 80.668 | 0.017476 | 0.56178 | 0.20708 | 0.84506 | 17.7283 | 0.05635 | 0.033312 | 0.039775 | 0.05635 | 0.057626 | 1.2875 | 0.95508 | 0.56955 | 1.2875 | 1.2772 | 1.4351 | 1.1376 | 0.50676 | 1.4351 | 1.4098 | 0.017476 | 0.56178 | 0.20708 | 0.84506 | 17.7283 | 0.05635 | 0.033312 | 0.039775 | 0.05635 | 0.057626 | 1.2875 | 0.95508 | 0.56955 | 1.2875 | 1.2772 | 1.4351 | 1.1376 | 0.50676 | 1.4351 | 1.4098
73 | 0.2 | 0.47 | South/Central | AL | Montgomery-Dannelly.Field.722260 | 3 | 1279476 | 27.3492 | 15.049 | 47.8133 | 26.9826 | 20.8308 | 1082.95 | 3.7654 | 5.14 | 6.4677 | -2.7023 | -24.9319 | 2.4472 | -13.88 | 5.1499 | -2.7027 | -41.9532 | 2.817 | -35.94 | 7.022 | -4.205 | -78.0528 | 3.7654 | 5.14 | 6.4677 | -2.7023 | -24.9319 | 3.8384 | 4.55 | 6.6286 | -2.7902 | -26.3818 | 0.017476 | 0.47796 | 0.263 | 0.8356 | 18.926 | 0.065806 | 0.042768 | 0.04923 | 0.065806 | 0.067082 | 0.089828 | -0.24257 | -0.6281 | 0.089828 | 0.079517 | -0.43572 | -0.73319 | -1.3641 | -0.43572 | -0.46106 | 0.017476 | 0.47796 | 0.263 | 0.8356 | 18.926 | 0.065806 | 0.042768 | 0.04923 | 0.065806 | 0.067082 | 0.089828 | -0.24257 | -0.6281 | 0.089828 | 0.079517 | -0.43572 | -0.73319 | -1.3641 | -0.43572 | -0.46106
74 | 0.2 | 0.42 | South/Central | AL | Montgomery-Dannelly.Field.722260 | 3 | 1279476 | 27.904 | 14.4952 | 47.6185 | 27.5299 | 20.0885 | 1066.62 | 3.9603 | 21.47 | 5.9203 | -1.96 | -2.2243 | 2.6421 | 2.45 | 4.6025 | -1.9605 | -19.2456 | 3.0118 | -19.61 | 6.4746 | -3.4627 | -55.3452 | 3.9603 | 21.47 | 5.9203 | -1.96 | -2.2243 | 4.0333 | 20.88 | 6.0813 | -2.048 | -3.6742 | 0.017476 | 0.48766 | 0.25332 | 0.8322 | 18.6406 | 0.069211 | 0.046173 | 0.052636 | 0.069211 | 0.070487 | 0.37522 | 0.042817 | -0.34271 | 0.37522 | 0.36491 | -0.038872 | -0.33634 | -0.96723 | -0.038872 | -0.064212 | 0.017476 | 0.48766 | 0.25332 | 0.8322 | 18.6406 | 0.069211 | 0.046173 | 0.052636 | 0.069211 | 0.070487 | 0.37522 | 0.042817 | -0.34271 | 0.37522 | 0.36491 | -0.038872 | -0.33634 | -0.96723 | -0.038872 | -0.064212
75 | 0.2 | 0.37 | South/Central | AL | Montgomery-Dannelly.Field.722260 | 3 | 1279476 | 28.2181 | 14.2826 | 47.6343 | 27.8398 | 19.7945 | 1061.49 | 3.9445 | 26.6 | 5.6104 | -1.666 | 5.5722 | 2.6263 | 7.58 | 4.2927 | -1.6664 | -11.4491 | 2.996 | -14.48 | 6.1647 | -3.1687 | -47.5487 | 3.9445 | 26.6 | 5.6104 | -1.666 | 5.5722 | 4.0175 | 26.01 | 5.7714 | -1.7539 | 4.1223 | 0.017476 | 0.49315 | 0.24961 | 0.83247 | 18.5509 | 0.068935 | 0.045897 | 0.05236 | 0.068935 | 0.070211 | 0.46487 | 0.13247 | -0.25306 | 0.46487 | 0.45456 | 0.097382 | -0.20009 | -0.83098 | 0.097382 | 0.072042 | 0.017476 | 0.49315 | 0.24961 | 0.83247 | 18.5509 | 0.068935 | 0.045897 | 0.05236 | 0.068935 | 0.070211 | 0.46487 | 0.13247 | -0.25306 | 0.46487 | 0.45456 | 0.097382 | -0.20009 | -0.83098 | 0.097382 | 0.072042
76 | 0.2 | 0.32 | South/Central | AL | Montgomery-Dannelly.Field.722260 | 3 | 1279476 | 28.6879 | 13.9386 | 47.6284 | 28.3034 | 19.325 | 1052.82 | 3.9503 | 35.27 | 5.1468 | -1.1965 | 18.4183 | 2.6321 | 16.25 | 3.829 | -1.197 | 1.397 | 3.0019 | -5.81 | 5.7011 | -2.6993 | -34.7026 | 3.9503 | 35.27 | 5.1468 | -1.1965 | 18.4183 | 4.0233 | 34.68 | 5.3078 | -1.2845 | 16.9684 | 0.017476 | 0.50136 | 0.2436 | 0.83237 | 18.3994 | 0.069037 | 0.045999 | 0.052461 | 0.069037 | 0.070313 | 0.61639 | 0.28399 | -0.10154 | 0.61639 | 0.60608 | 0.32189 | 0.024415 | -0.60647 | 0.32189 | 0.29655 | 0.017476 | 0.50136 | 0.2436 | 0.83237 | 18.3994 | 0.069037 | 0.045999 | 0.052461 | 0.069037 | 0.070313 | 0.61639 | 0.28399 | -0.10154 | 0.61639 | 0.60608 | 0.32189 | 0.024415 | -0.60647 | 0.32189 | 0.29655
77 | 0.2 | 0.27 | South/Central | AL | Montgomery-Dannelly.Field.722260 | 3 | 1279476 | 29.5257 | 13.257 | 47.5649 | 29.1301 | 18.4349 | 1035.69 | 4.0138 | 52.4 | 4.3202 | -0.30637 | 43.4556 | 2.6956 | 33.38 | 3.0024 | -0.30681 | 26.4343 | 3.0654 | 11.32 | 4.8745 | -1.8091 | -9.6653 | 4.0138 | 52.4 | 4.3202 | -0.30637 | 43.4556 | 4.0868 | 51.81 | 4.4811 | -0.3943 | 42.0056 | 0.017476 | 0.516 | 0.23168 | 0.83126 | 18.1001 | 0.070147 | 0.047109 | 0.053571 | 0.070147 | 0.071423 | 0.91576 | 0.58336 | 0.19783 | 0.91576 | 0.90545 | 0.75944 | 0.46197 | -0.16891 | 0.75944 | 0.7341 | 0.017476 | 0.516 | 0.23168 | 0.83126 | 18.1001 | 0.070147 | 0.047109 | 0.053571 | 0.070147 | 0.071423 | 0.91576 | 0.58336 | 0.19783 | 0.91576 | 0.90545 | 0.75944 | 0.46197 | -0.16891 | 0.75944 | 0.7341
78 | 0.2 | 0.23 | South/Central | AL | Montgomery-Dannelly.Field.722260 | 3 | 1279476 | 30.2732 | 12.6987 | 47.5787 | 29.8676 | 17.7111 | 1022.71 | 4 | 65.38 | 3.5826 | 0.41738 | 62.968 | 2.6818 | 46.36 | 2.2648 | 0.41694 | 45.9467 | 3.0516 | 24.3 | 4.1369 | -1.0853 | 9.8471 | 4 | 65.38 | 3.5826 | 0.41738 | 62.968 | 4.073 | 64.79 | 3.7436 | 0.32945 | 61.5181 | 0.017476 | 0.52906 | 0.22193 | 0.8315 | 17.8732 | 0.069906 | 0.046868 | 0.05333 | 0.069906 | 0.071182 | 1.1426 | 0.8102 | 0.42467 | 1.1426 | 1.1323 | 1.1005 | 0.80298 | 0.17209 | 1.1005 | 1.0751 | 0.017476 | 0.52906 | 0.22193 | 0.8315 | 17.8732 | 0.069906 | 0.046868 | 0.05333 | 0.069906 | 0.071182 | 1.1426 | 0.8102 | 0.42467 | 1.1426 | 1.1323 | 1.1005 | 0.80298 | 0.17209 | 1.1005 | 1.0751
79 | 0.2 | 0.19 | South/Central | AL | Montgomery-Dannelly.Field.722260 | 3 | 1279476 | 31.1059 | 12.1434 | 47.68 | 30.6892 | 16.9908 | 1011.06 | 3.8988 | 77.03 | 2.7611 | 1.1377 | 81.2584 | 2.5805 | 58.01 | 1.4433 | 1.1373 | 64.2371 | 2.9503 | 35.95 | 3.3153 | -0.36503 | 28.1375 | 3.8988 | 77.03 | 2.7611 | 1.1377 | 81.2584 | 3.9718 | 76.44 | 2.922 | 1.0498 | 79.8085 | 0.017476 | 0.54362 | 0.21222 | 0.83327 | 17.6696 | 0.068136 | 0.045098 | 0.051561 | 0.068136 | 0.069412 | 1.3462 | 1.0138 | 0.62827 | 1.3462 | 1.3359 | 1.4201 | 1.1226 | 0.49174 | 1.4201 | 1.3948 | 0.017476 | 0.54362 | 0.21222 | 0.83327 | 17.6696 | 0.068136 | 0.045098 | 0.051561 | 0.068136 | 0.069412 | 1.3462 | 1.0138 | 0.62827 | 1.3462 | 1.3359 | 1.4201 | 1.1226 | 0.49174 | 1.4201 | 1.3948
80 | 0.2 | 0.17 | South/Central | AL | Montgomery-Dannelly.Field.722260 | 3 | 1279476 | 31.5553 | 11.8655 | 47.7649 | 31.1325 | 16.6324 | 1005.78 | 3.8138 | 82.31 | 2.3177 | 1.4961 | 89.9144 | 2.4956 | 63.29 | 0.99991 | 1.4957 | 72.8931 | 2.8654 | 41.23 | 2.872 | -0.0065856 | 36.7935 | 3.8138 | 82.31 | 2.3177 | 1.4961 | 89.9144 | 3.8869 | 81.72 | 2.4787 | 1.4082 | 88.4645 | 0.017476 | 0.55147 | 0.20737 | 0.83475 | 17.5773 | 0.066652 | 0.043614 | 0.050077 | 0.066652 | 0.067928 | 1.4385 | 1.1061 | 0.72055 | 1.4385 | 1.4282 | 1.5714 | 1.2739 | 0.64302 | 1.5714 | 1.546 | 0.017476 | 0.55147 | 0.20737 | 0.83475 | 17.5773 | 0.066652 | 0.043614 | 0.050077 | 0.066652 | 0.067928 | 1.4385 | 1.1061 | 0.72055 | 1.4385 | 1.4282 | 1.5714 | 1.2739 | 0.64302 | 1.5714 | 1.546
81 | 0.35 | 0.2 | South/Central | AL | Montgomery-Dannelly.Field.722260 | 3 | 1279476 | 35.1234 | 12.1442 | 51.8283 | 34.6548 | 17.1736 | 1074.24 | -0.24961 | 13.85 | -1.2045 | 0.95494 | 22.7594 | -1.5678 | -5.17 | -2.5223 | 0.9545 | 5.7381 | -1.198 | -27.23 | -0.65026 | -0.54778 | -30.3615 | -0.24961 | 13.85 | -1.2045 | 0.95494 | 22.7594 | -0.17658 | 13.26 | -1.0436 | 0.86701 | 21.3094 | 0.017476 | 0.61383 | 0.21224 | 0.90577 | 18.7738 | -0.0043622 | -0.0274 | -0.020937 | -0.0043622 | -0.0030859 | 0.24205 | -0.090353 | -0.47588 | 0.24205 | 0.23174 | 0.39775 | 0.10028 | -0.53061 | 0.39775 | 0.37241 | 0.017476 | 0.61383 | 0.21224 | 0.90577 | 18.7738 | -0.0043622 | -0.0274 | -0.020937 | -0.0043622 | -0.0030859 | 0.24205 | -0.090353 | -0.47588 | 0.24205 | 0.23174 | 0.39775 | 0.10028 | -0.53061 | 0.39775 | 0.37241
82 | 0.35 | 0.25 | South/Central | AL | Montgomery-Dannelly.Field.722260 | 3 | 1279476 | 34.0658 | 12.809 | 51.6518 | 33.6112 | 18.0406 | 1087.5 | -0.073031 | 0.59 | -0.16096 | 0.087932 | 1.4499 | -1.3913 | -18.43 | -1.4788 | 0.087492 | -15.5714 | -1.0215 | -40.49 | 0.39332 | -1.4148 | -51.671 | -0.073031 | 0.59 | -0.16096 | 0.087932 | 1.4499 | 0 | 0 | 0 | 0 | 0 | 0.017476 | 0.59535 | 0.22385 | 0.90268 | 19.0055 | -0.0012763 | -0.024314 | -0.017852 | -0.0012763 | 0 | 0.010311 | -0.32209 | -0.70762 | 0.010311 | 0 | 0.02534 | -0.27213 | -0.90302 | 0.02534 | 0 | 0.017476 | 0.59535 | 0.22385 | 0.90268 | 19.0055 | -0.0012763 | -0.024314 | -0.017852 | -0.0012763 | 0 | 0.010311 | -0.32209 | -0.70762 | 0.010311 | 0 | 0.02534 | -0.27213 | -0.90302 | 0.02534 | 0
83 | 0.35 | 0.3 | South/Central | AL | Montgomery-Dannelly.Field.722260 | 3 | 1279476 | 33.9026 | 12.8397 | 51.5787 | 33.4502 | 18.1285 | 1088.09 | 0 | 0 | 0 | 0 | 0 | -1.3182 | -19.02 | -1.3178 | -0.00044053 | -17.0213 | -0.94844 | -41.08 | 0.55428 | -1.5027 | -53.1209 | 0 | 0 | 0 | 0 | 0 | 0.073031 | -0.59 | 0.16096 | -0.087932 | -1.4499 | 0.017476 | 0.59249 | 0.22439 | 0.90141 | 19.0158 | 0 | -0.023038 | -0.016575 | 0 | 0.0012763 | 0 | -0.3324 | -0.71793 | 0 | -0.010311 | 0 | -0.29747 | -0.92836 | 0 | -0.02534 | 0.017476 | 0.59249 | 0.22439 | 0.90141 | 19.0158 | 0 | -0.023038 | -0.016575 | 0 | 0.0012763 | 0 | -0.3324 | -0.71793 | 0 | -0.010311 | 0 | -0.29747 | -0.92836 | 0 | -0.02534
84 | 0.35 | 0.35 | South/Central | AL | Montgomery-Dannelly.Field.722260 | 3 | 1279476 | 32.9857 | 13.4525 | 51.4705 | 32.5455 | 18.925 | 1101.06 | 0.10825 | -12.97 | 0.90474 | -0.79649 | -20.2725 | -1.21 | -31.99 | -0.41305 | -0.79693 | -37.2938 | -0.84019 | -54.05 | 1.459 | -2.2992 | -73.3934 | 0.10825 | -12.97 | 0.90474 | -0.79649 | -20.2725 | 0.18128 | -13.56 | 1.0657 | -0.88442 | -21.7224 | 0.017476 | 0.57647 | 0.2351 | 0.89952 | 19.2425 | 0.0018918 | -0.021146 | -0.014683 | 0.0018918 | 0.0031682 | -0.22667 | -0.55907 | -0.9446 | -0.22667 | -0.23698 | -0.35429 | -0.65176 | -1.2826 | -0.35429 | -0.37963 | 0.017476 | 0.57647 | 0.2351 | 0.89952 | 19.2425 | 0.0018918 | -0.021146 | -0.014683 | 0.0018918 | 0.0031682 | -0.22667 | -0.55907 | -0.9446 | -0.22667 | -0.23698 | -0.35429 | -0.65176 | -1.2826 | -0.35429 | -0.37963
85 | 0.35 | 0.4 | South/Central | AL | Montgomery-Dannelly.Field.722260 | 3 | 1279476 | 32.1631 | 14.0761 | 51.4723 | 31.7338 | 19.7386 | 1115.94 | 0.1064 | -27.85 | 1.7165 | -1.6101 | -42.4308 | -1.2118 | -46.87 | 0.39869 | -1.6105 | -59.4521 | -0.84204 | -68.93 | 2.2708 | -3.1128 | -95.5517 | 0.1064 | -27.85 | 1.7165 | -1.6101 | -42.4308 | 0.17943 | -28.44 | 1.8774 | -1.698 | -43.8807 | 0.017476 | 0.56209 | 0.246 | 0.89955 | 19.5025 | 0.0018595 | -0.021178 | -0.014716 | 0.0018595 | 0.0031358 | -0.48672 | -0.81912 | -1.2046 | -0.48672 | -0.49703 | -0.74153 | -1.039 | -1.6699 | -0.74153 | -0.76687 | 0.017476 | 0.56209 | 0.246 | 0.89955 | 19.5025 | 0.0018595 | -0.021178 | -0.014716 | 0.0018595 | 0.0031358 | -0.48672 | -0.81912 | -1.2046 | -0.48672 | -0.49703 | -0.74153 | -1.039 | -1.6699 | -0.74153 | -0.76687
86 | 0.33 | 0.2 | South/Central | AL | Montgomery-Dannelly.Field.722260 | 3 | 1279476 | 34.584 | 12.1505 | 51.2844 | 34.1222 | 17.1622 | 1066.19 | 0.29435 | 21.9 | -0.67201 | 0.96636 | 30.0886 | -1.0239 | 2.88 | -1.9898 | 0.96592 | 13.0673 | -0.6541 | -19.18 | -0.11773 | -0.53637 | -23.0323 | 0.29435 | 21.9 | -0.67201 | 0.96636 | 30.0886 | 0.36738 | 21.31 | -0.51105 | 0.87842 | 28.6387 | 0.017476 | 0.6044 | 0.21235 | 0.89626 | 18.6331 | 0.0051441 | -0.017894 | -0.011431 | 0.0051441 | 0.0064204 | 0.38273 | 0.050332 | -0.3352 | 0.38273 | 0.37242 | 0.52584 | 0.22837 | -0.40252 | 0.52584 | 0.5005 | 0.017476 | 0.6044 | 0.21235 | 0.89626 | 18.6331 | 0.0051441 | -0.017894 | -0.011431 | 0.0051441 | 0.0064204 | 0.38273 | 0.050332 | -0.3352 | 0.38273 | 0.37242 | 0.52584 | 0.22837 | -0.40252 | 0.52584 | 0.5005
87 | 0.33 | 0.25 | South/Central | AL | Montgomery-Dannelly.Field.722260 | 3 | 1279476 | 33.5344 | 12.8306 | 51.1312 | 33.0866 | 18.0446 | 1080.07 | 0.44753 | 8.02 | 0.3636 | 0.083931 | 8.058 | -0.8707 | -11 | -0.95419 | 0.083491 | -8.9633 | -0.50091 | -33.06 | 0.91788 | -1.4188 | -45.0629 | 0.44753 | 8.02 | 0.3636 | 0.083931 | 8.058 | 0.52056 | 7.43 | 0.52456 | -0.004001 | 6.6081 | 0.017476 | 0.58606 | 0.22423 | 0.89359 | 18.8757 | 0.0078212 | -0.015217 | -0.008754 | 0.0078212 | 0.0090975 | 0.14016 | -0.19224 | -0.57777 | 0.14016 | 0.12985 | 0.14082 | -0.15665 | -0.78753 | 0.14082 | 0.11548 | 0.017476 | 0.58606 | 0.22423 | 0.89359 | 18.8757 | 0.0078212 | -0.015217 | -0.008754 | 0.0078212 | 0.0090975 | 0.14016 | -0.19224 | -0.57777 | 0.14016 | 0.12985 | 0.14082 | -0.15665 | -0.78753 | 0.14082 | 0.11548
88 | 0.33 | 0.3 | South/Central | AL | Montgomery-Dannelly.Field.722260 | 3 | 1279476 | 33.3716 | 12.8594 | 51.0574 | 32.926 | 18.1314 | 1080.63 | 0.52134 | 7.46 | 0.52427 | -0.0029257 | 6.6474 | -0.79689 | -11.56 | -0.79352 | -0.0033663 | -10.3739 | -0.4271 | -33.62 | 1.0786 | -1.5056 | -46.4735 | 0.52134 | 7.46 | 0.52427 | -0.0029257 | 6.6474 | 0.59438 | 6.87 | 0.68523 | -0.090858 | 5.1974 | 0.017476 | 0.58321 | 0.22474 | 0.8923 | 18.8854 | 0.0091112 | -0.013927 | -0.0074641 | 0.0091112 | 0.010388 | 0.13037 | -0.20203 | -0.58755 | 0.13037 | 0.12006 | 0.11617 | -0.1813 | -0.81219 | 0.11617 | 0.090832 | 0.017476 | 0.58321 | 0.22474 | 0.8923 | 18.8854 | 0.0091112 | -0.013927 | -0.0074641 | 0.0091112 | 0.010388 | 0.13037 | -0.20203 | -0.58755 | 0.13037 | 0.12006 | 0.11617 | -0.1813 | -0.81219 | 0.11617 | 0.090832
89 | 0.33 | 0.35 | South/Central | AL | Montgomery-Dannelly.Field.722260 | 3 | 1279476 | 32.4642 | 13.475 | 50.9618 | 32.0308 | 18.931 | 1093.83 | 0.61695 | -5.74 | 1.4195 | -0.80252 | -13.8728 | -0.70128 | -24.76 | 0.10168 | -0.80296 | -30.8941 | -0.33149 | -46.82 | 1.9738 | -2.3052 | -66.9937 | 0.61695 | -5.74 | 1.4195 | -0.80252 | -13.8728 | 0.68998 | -6.33 | 1.5804 | -0.89045 | -15.3228 | 0.017476 | 0.56736 | 0.23549 | 0.89062 | 19.1161 | 0.010782 | -0.012256 | -0.0057933 | 0.010782 | 0.012058 | -0.10031 | -0.43271 | -0.81824 | -0.10031 | -0.11063 | -0.24245 | -0.53992 | -1.1708 | -0.24245 | -0.26779 | 0.017476 | 0.56736 | 0.23549 | 0.89062 | 19.1161 | 0.010782 | -0.012256 | -0.0057933 | 0.010782 | 0.012058 | -0.10031 | -0.43271 | -0.81824 | -0.10031 | -0.11063 | -0.24245 | -0.53992 | -1.1708 | -0.24245 | -0.26779
90 | 0.33 | 0.4 | South/Central | AL | Montgomery-Dannelly.Field.722260 | 3 | 1279476 | 31.6478 | 14.1016 | 50.9725 | 31.2252 | 19.7473 | 1108.88 | 0.60626 | -20.79 | 2.2251 | -1.6188 | -36.2187 | -0.71197 | -39.81 | 0.90729 | -1.6193 | -53.24 | -0.34218 | -61.87 | 2.7794 | -3.1215 | -89.3396 | 0.60626 | -20.79 | 2.2251 | -1.6188 | -36.2187 | 0.6793 | -21.38 | 2.386 | -1.7067 | -37.6686 | 0.017476 | 0.55309 | 0.24644 | 0.89081 | 19.3791 | 0.010595 | -0.012443 | -0.00598 | 0.010595 | 0.011872 | -0.36333 | -0.69573 | -1.0813 | -0.36333 | -0.37364 | -0.63297 | -0.93044 | -1.5613 | -0.63297 | -0.65831 | 0.017476 | 0.55309 | 0.24644 | 0.89081 | 19.3791 | 0.010595 | -0.012443 | -0.00598 | 0.010595 | 0.011872 | -0.36333 | -0.69573 | -1.0813 | -0.36333 | -0.37364 | -0.63297 | -0.93044 | -1.5613 | -0.63297 | -0.65831
91 | 0.3 | 0.2 | South/Central | AL | Montgomery-Dannelly.Field.722260 | 3 | 1279476 | 33.7735 | 12.1747 | 50.4789 | 33.3223 | 17.1566 | 1054.49 | 1.0998 | 33.6 | 0.12793 | 0.97188 | 40.6322 | -0.21841 | 14.58 | -1.1899 | 0.97144 | 23.6109 | 0.15138 | -7.48 | 0.68222 | -0.53084 | -12.4887 | 1.0998 | 33.6 | 0.12793 | 0.97188 | 40.6322 | 1.1728 | 33.01 | 0.2889 | 0.88395 | 39.1822 | 0.017476 | 0.59024 | 0.21277 | 0.88219 | 18.4286 | 0.019221 | -0.003817 | 0.0026455 | 0.019221 | 0.020497 | 0.5872 | 0.2548 | -0.13072 | 0.5872 | 0.57689 | 0.7101 | 0.41263 | -0.21826 | 0.7101 | 0.68476 | 0.017476 | 0.59024 | 0.21277 | 0.88219 | 18.4286 | 0.019221 | -0.003817 | 0.0026455 | 0.019221 | 0.020497 | 0.5872 | 0.2548 | -0.13072 | 0.5872 | 0.57689 | 0.7101 | 0.41263 | -0.21826 | 0.7101 | 0.68476
92 | 0.3 | 0.25 | South/Central | AL | Montgomery-Dannelly.Field.722260 | 3 | 1279476 | 32.725 | 12.8595 | 50.3351 | 32.2878 | 18.0474 | 1068.64 | 1.2436 | 19.45 | 1.1625 | 0.081141 | 18.254 | -0.074623 | 0.43 | -0.15532 | 0.0807 | 1.2327 | 0.29517 | -21.63 | 1.7167 | -1.4216 | -34.8669 | 1.2436 | 19.45 | 1.1625 | 0.081141 | 18.254 | 1.3166 | 18.86 | 1.3234 | -0.0067914 | 16.804 | 0.017476 | 0.57191 | 0.22474 | 0.87967 | 18.6759 | 0.021734 | -0.0013041 | 0.0051584 | 0.021734 | 0.02301 | 0.33991 | 0.0075148 | -0.37801 | 0.33991 | 0.3296 | 0.31901 | 0.021542 | -0.60935 | 0.31901 | 0.29367 | 0.017476 | 0.57191 | 0.22474 | 0.87967 | 18.6759 | 0.021734 | -0.0013041 | 0.0051584 | 0.021734 | 0.02301 | 0.33991 | 0.0075148 | -0.37801 | 0.33991 | 0.3296 | 0.31901 | 0.021542 | -0.60935 | 0.31901 | 0.29367
93 | 0.3 | 0.3 | South/Central | AL | Montgomery-Dannelly.Field.722260 | 3 | 1279476 | 32.5676 | 12.8857 | 50.2605 | 32.1324 | 18.1281 | 1069.07 | 1.3182 | 19.02 | 1.3178 | 0.00044053 | 17.0213 | 0 | 0 | 0 | 0 | 0 | 0.36979 | -22.06 | 1.8721 | -1.5023 | -36.0996 | 1.3182 | 19.02 | 1.3178 | 0.00044053 | 17.0213 | 1.3913 | 18.43 | 1.4788 | -0.087492 | 15.5714 | 0.017476 | 0.56916 | 0.22519 | 0.87837 | 18.6834 | 0.023038 | 0 | 0.0064626 | 0.023038 | 0.024314 | 0.3324 | 0 | -0.38553 | 0.3324 | 0.32209 | 0.29747 | 0 | -0.63089 | 0.29747 | 0.27213 | 0.017476 | 0.56916 | 0.22519 | 0.87837 | 18.6834 | 0.023038 | 0 | 0.0064626 | 0.023038 | 0.024314 | 0.3324 | 0 | -0.38553 | 0.3324 | 0.32209 | 0.29747 | 0 | -0.63089 | 0.29747 | 0.27213
94 | 0.3 | 0.35 | South/Central | AL | Montgomery-Dannelly.Field.722260 | 3 | 1279476 | 31.6645 | 13.5195 | 50.1963 | 31.2414 | 18.9549 | 1083.22 | 1.3824 | 4.87 | 2.2088 | -0.82635 | -4.6438 | 0.064213 | -14.15 | 0.89101 | -0.82679 | -21.6651 | 0.434 | -36.21 | 2.7631 | -2.3291 | -57.7647 | 1.3824 | 4.87 | 2.2088 | -0.82635 | -4.6438 | 1.4555 | 4.28 | 2.3698 | -0.91428 | -6.0938 | 0.017476 | 0.55338 | 0.23627 | 0.87725 | 18.9307 | 0.02416 | 0.0011222 | 0.0075848 | 0.02416 | 0.025436 | 0.08511 | -0.24729 | -0.63282 | 0.08511 | 0.074799 | -0.081157 | -0.37863 | -1.0095 | -0.081157 | -0.1065 | 0.017476 | 0.55338 | 0.23627 | 0.87725 | 18.9307 | 0.02416 | 0.0011222 | 0.0075848 | 0.02416 | 0.025436 | 0.08511 | -0.24729 | -0.63282 | 0.08511 | 0.074799 | -0.081157 | -0.37863 | -1.0095 | -0.081157 | -0.1065
95 | 0.3 | 0.4 | South/Central | AL | Montgomery-Dannelly.Field.722260 | 3 | 1279476 | 30.8538 | 14.1474 | 50.2089 | 30.4415 | 19.7675 | 1098.23 | 1.3698 | -10.14 | 3.0088 | -1.639 | -26.9146 | 0.051574 | -29.16 | 1.691 | -1.6394 | -43.9359 | 0.42136 | -51.22 | 3.563 | -3.1417 | -80.0355 | 1.3698 | -10.14 | 3.0088 | -1.639 | -26.9146 | 1.4428 | -10.73 | 3.1697 | -1.7269 | -28.3646 | 0.017476 | 0.53921 | 0.24724 | 0.87747 | 19.193 | 0.023939 | 0.00090133 | 0.0073639 | 0.023939 | 0.025215 | -0.17721 | -0.50961 | -0.89514 | -0.17721 | -0.18752 | -0.47037 | -0.76784 | -1.3987 | -0.47037 | -0.49571 | 0.017476 | 0.53921 | 0.24724 | 0.87747 | 19.193 | 0.023939 | 0.00090133 | 0.0073639 | 0.023939 | 0.025215 | -0.17721 | -0.50961 | -0.89514 | -0.17721 | -0.18752 | -0.47037 | -0.76784 | -1.3987 | -0.47037 | -0.49571
96 | 0.28 | 0.2 | South/Central | AL | Montgomery-Dannelly.Field.722260 | 3 | 1279476 | 33.2036 | 12.1956 | 49.9199 | 32.7598 | 17.1601 | 1046.48 | 1.6589 | 41.61 | 0.69047 | 0.96839 | 47.7506 | 0.34063 | 22.59 | -0.62732 | 0.96795 | 30.7293 | 0.71042 | 0.53 | 1.2447 | -0.53433 | -5.3703 | 1.6589 | 41.61 | 0.69047 | 0.96839 | 47.7506 | 1.7319 | 41.02 | 0.85143 | 0.88046 | 46.3007 | 0.017476 | 0.58028 | 0.21313 | 0.87242 | 18.2886 | 0.028991 | 0.005953 | 0.012416 | 0.028991 | 0.030267 | 0.72719 | 0.39479 | 0.0092625 | 0.72719 | 0.71688 | 0.83451 | 0.53704 | -0.093853 | 0.83451 | 0.80917 | 0.017476 | 0.58028 | 0.21313 | 0.87242 | 18.2886 | 0.028991 | 0.005953 | 0.012416 | 0.028991 | 0.030267 | 0.72719 | 0.39479 | 0.0092625 | 0.72719 | 0.71688 | 0.83451 | 0.53704 | -0.093853 | 0.83451 | 0.80917
97 | 0.28 | 0.25 | South/Central | AL | Montgomery-Dannelly.Field.722260 | 3 | 1279476 | 32.1702 | 12.8802 | 49.7874 | 31.7401 | 18.0472 | 1060.73 | 1.7914 | 27.36 | 1.7101 | 0.081277 | 25.3257 | 0.47316 | 8.34 | 0.39232 | 0.080836 | 8.3044 | 0.84295 | -13.72 | 2.2644 | -1.4214 | -27.7952 | 1.7914 | 27.36 | 1.7101 | 0.081277 | 25.3257 | 1.8644 | 26.77 | 1.8711 | -0.0066555 | 23.8758 | 0.017476 | 0.56222 | 0.2251 | 0.8701 | 18.5377 | 0.031307 | 0.008269 | 0.014732 | 0.031307 | 0.032583 | 0.47815 | 0.14575 | -0.23978 | 0.47815 | 0.46784 | 0.4426 | 0.14513 | -0.48576 | 0.4426 | 0.41726 | 0.017476 | 0.56222 | 0.2251 | 0.8701 | 18.5377 | 0.031307 | 0.008269 | 0.014732 | 0.031307 | 0.032583 | 0.47815 | 0.14575 | -0.23978 | 0.47815 | 0.46784 | 0.4426 | 0.14513 | -0.48576 | 0.4426 | 0.41726
98 | 0.28 | 0.3 | South/Central | AL | Montgomery-Dannelly.Field.722260 | 3 | 1279476 | 31.8106 | 13.0607 | 49.7074 | 31.3853 | 18.3221 | 1064.62 | 1.8713 | 23.47 | 2.065 | -0.1936 | 18.8791 | 0.55312 | 4.45 | 0.74716 | -0.19404 | 1.8578 | 0.92291 | -17.61 | 2.6192 | -1.6963 | -34.2418 | 1.8713 | 23.47 | 2.065 | -0.1936 | 18.8791 | 1.9444 | 22.88 | 2.2259 | -0.28154 | 17.4292 | 0.017476 | 0.55593 | 0.22825 | 0.8687 | 18.6056 | 0.032704 | 0.0096665 | 0.016129 | 0.032704 | 0.033981 | 0.41017 | 0.07777 | -0.30776 | 0.41017 | 0.39986 | 0.32994 | 0.032468 | -0.59842 | 0.32994 | 0.3046 | 0.017476 | 0.55593 | 0.22825 | 0.8687 | 18.6056 | 0.032704 | 0.0096665 | 0.016129 | 0.032704 | 0.033981 | 0.41017 | 0.07777 | -0.30776 | 0.41017 | 0.39986 | 0.32994 | 0.032468 | -0.59842 | 0.32994 | 0.3046
99 | 0.28 | 0.35 | South/Central | AL | Montgomery-Dannelly.Field.722260 | 3 | 1279476 | 30.9377 | 13.7007 | 49.6773 | 30.5241 | 19.1533 | 1079.35 | 1.9014 | 8.74 | 2.9262 | -1.0248 | -3.3455 | 0.58317 | -10.28 | 1.6084 | -1.0252 | -20.3668 | 0.95296 | -32.34 | 3.4804 | -2.5275 | -56.4664 | 1.9014 | 8.74 | 2.9262 | -1.0248 | -3.3455 | 1.9744 | 8.15 | 3.0871 | -1.1127 | -4.7955 | 0.017476 | 0.54068 | 0.23944 | 0.86818 | 18.8631 | 0.033229 | 0.010192 | 0.016654 | 0.033229 | 0.034506 | 0.15274 | -0.17966 | -0.56518 | 0.15274 | 0.14243 | -0.058467 | -0.35594 | -0.98683 | -0.058467 | -0.083807 | 0.017476 | 0.54068 | 0.23944 | 0.86818 | 18.8631 | 0.033229 | 0.010192 | 0.016654 | 0.033229 | 0.034506 | 0.15274 | -0.17966 | -0.56518 | 0.15274 | 0.14243 | -0.058467 | -0.35594 | -0.98683 | -0.058467 | -0.083807
100 | 0.28 | 0.4 | South/Central | AL | Montgomery-Dannelly.Field.722260 | 3 | 1279476 | 30.3067 | 14.1775 | 49.6819 | 29.9014 | 19.7805 | 1090.86 | 1.8969 | -2.77 | 3.5488 | -1.6519 | -20.4672 | 0.57863 | -21.79 | 2.231 | -1.6524 | -37.4885 | 0.94842 | -43.85 | 4.1031 | -3.1547 | -73.5881 | 1.8969 | -2.77 | 3.5488 | -1.6519 | -20.4672 | 1.9699 | -3.36 | 3.7098 | -1.7399 | -21.9172 | 0.017476 | 0.52965 | 0.24777 | 0.86826 | 19.0642 | 0.03315 | 0.010112 | 0.016575 | 0.03315 | 0.034426 | -0.048409 | -0.38081 | -0.76634 | -0.048409 | -0.05872 | -0.35769 | -0.65516 | -1.2861 | -0.35769 | -0.38303 | 0.017476 | 0.52965 | 0.24777 | 0.86826 | 19.0642 | 0.03315 | 0.010112 | 0.016575 | 0.03315 | 0.034426 | -0.048409 | -0.38081 | -0.76634 | -0.048409 | -0.05872 | -0.35769 | -0.65516 | -1.2861 | -0.35769 | -0.38303
101 | 0.27 | 0.2 | South/Central | AL | Montgomery-Dannelly.Field.722260 | 3 | 1279476 | 32.9234 | 12.2053 | 49.6398 | 32.4833 | 17.1564 | 1042.38 | 1.939 | 45.71 | 0.96692 | 0.97206 | 51.4649 | 0.62076 | 26.69 | -0.35087 | 0.97162 | 34.4436 | 0.99055 | 4.63 | 1.5212 | -0.53066 | -1.656 | 1.939 | 45.71 | 0.96692 | 0.97206 | 51.4649 | 2.012 | 45.12 | 1.1279 | 0.88413 | 50.015 | 0.017476 | 0.57538 | 0.2133 | 0.86752 | 18.217 | 0.033886 | 0.010849 | 0.017311 | 0.033886 | 0.035163 | 0.79884 | 0.46644 | 0.080915 | 0.79884 | 0.78853 | 0.89942 | 0.60195 | -0.02894 | 0.89942 | 0.87408 | 0.017476 | 0.57538 | 0.2133 | 0.86752 | 18.217 | 0.033886 | 0.010849 | 0.017311 | 0.033886 | 0.035163 | 0.79884 | 0.46644 | 0.080915 | 0.79884 | 0.78853 | 0.89942 | 0.60195 | -0.02894 | 0.89942 | 0.87408
102 | 0.27 | 0.25 | South/Central | AL | Montgomery-Dannelly.Field.722260 | 3 | 1279476 | 31.8947 | 12.8899 | 49.5152 | 31.4682 | 18.0471 | 1056.8 | 2.0635 | 31.29 | 1.9821 | 0.081451 | 28.842 | 0.7453 | 12.27 | 0.66429 | 0.08101 | 11.8207 | 1.1151 | -9.79 | 2.5364 | -1.4213 | -24.2789 | 2.0635 | 31.29 | 1.9821 | 0.081451 | 28.842 | 2.1366 | 30.7 | 2.143 | -0.0064815 | 27.392 | 0.017476 | 0.5574 | 0.22527 | 0.86534 | 18.469 | 0.036063 | 0.013025 | 0.019488 | 0.036063 | 0.037339 | 0.54683 | 0.21443 | -0.17109 | 0.54683 | 0.53652 | 0.50405 | 0.20658 | -0.42431 | 0.50405 | 0.47871 | 0.017476 | 0.5574 | 0.22527 | 0.86534 | 18.469 | 0.036063 | 0.013025 | 0.019488 | 0.036063 | 0.037339 | 0.54683 | 0.21443 | -0.17109 | 0.54683 | 0.53652 | 0.50405 | 0.20658 | -0.42431 | 0.50405 | 0.47871
103 | 0.27 | 0.3 | South/Central | AL | Montgomery-Dannelly.Field.722260 | 3 | 1279476 | 31.3949 | 13.1858 | 49.4367 | 30.975 | 18.4617 | 1063.25 | 2.142 | 24.84 | 2.4752 | -0.33319 | 18.5738 | 0.82378 | 5.82 | 1.1574 | -0.33363 | 1.5525 | 1.1936 | -16.24 | 3.0295 | -1.8359 | -34.5471 | 2.142 | 24.84 | 2.4752 | -0.33319 | 18.5738 | 2.215 | 24.25 | 2.6362 | -0.42112 | 17.1239 | 0.017476 | 0.54867 | 0.23044 | 0.86397 | 18.5817 | 0.037434 | 0.014397 | 0.020859 | 0.037434 | 0.038711 | 0.43411 | 0.10171 | -0.28382 | 0.43411 | 0.4238 | 0.3246 | 0.027133 | -0.60376 | 0.3246 | 0.29926 | 0.017476 | 0.54867 | 0.23044 | 0.86397 | 18.5817 | 0.037434 | 0.014397 | 0.020859 | 0.037434 | 0.038711 | 0.43411 | 0.10171 | -0.28382 | 0.43411 | 0.4238 | 0.3246 | 0.027133 | -0.60376 | 0.3246 | 0.29926
104 | 0.27 | 0.35 | South/Central | AL | Montgomery-Dannelly.Field.722260 | 3 | 1279476 | 30.5111 | 13.8705 | 49.4592 | 30.1029 | 19.3563 | 1079.89 | 2.1195 | 8.2 | 3.3473 | -1.2278 | -6.0554 | 0.80128 | -10.82 | 2.0295 | -1.2283 | -23.0767 | 1.1711 | -32.88 | 3.9016 | -2.7305 | -59.1763 | 2.1195 | 8.2 | 3.3473 | -1.2278 | -6.0554 | 2.1925 | 7.61 | 3.5083 | -1.3157 | -7.5054 | 0.017476 | 0.53322 | 0.24241 | 0.86437 | 18.8725 | 0.037041 | 0.014003 | 0.020466 | 0.037041 | 0.038318 | 0.14331 | -0.18909 | -0.57462 | 0.14331 | 0.13299 | -0.10583 | -0.4033 | -1.0342 | -0.10583 | -0.13117 | 0.017476 | 0.53322 | 0.24241 | 0.86437 | 18.8725 | 0.037041 | 0.014003 | 0.020466 | 0.037041 | 0.038318 | 0.14331 | -0.18909 | -0.57462 | 0.14331 | 0.13299 | -0.10583 | -0.4033 | -1.0342 | -0.10583 | -0.13117
105 | 0.27 | 0.4 | South/Central | AL | Montgomery-Dannelly.Field.722260 | 3 | 1279476 | 30.0331 | 14.1971 | 49.4241 | 29.6314 | 19.7927 | 1087.36 | 2.1546 | 0.73 | 3.8188 | -1.6642 | -17.4747 | 0.8364 | -18.29 | 2.501 | -1.6646 | -34.496 | 1.2062 | -40.35 | 4.3731 | -3.1669 | -70.5956 | 2.1546 | 0.73 | 3.8188 | -1.6642 | -17.4747 | 2.2277 | 0.14 | 3.9798 | -1.7521 | -18.9246 | 0.017476 | 0.52487 | 0.24811 | 0.86375 | 19.0031 | 0.037655 | 0.014617 | 0.02108 | 0.037655 | 0.038931 | 0.012758 | -0.31964 | -0.70517 | 0.012758 | 0.0024467 | -0.30539 | -0.60286 | -1.2338 | -0.30539 | -0.33073 | 0.017476 | 0.52487 | 0.24811 | 0.86375 | 19.0031 | 0.037655 | 0.014617 | 0.02108 | 0.037655 | 0.038931 | 0.012758 | -0.31964 | -0.70517 | 0.012758 | 0.0024467 | -0.30539 | -0.60286 | -1.2338 | -0.30539 | -0.33073
106 | 0.26 | 0.2 | South/Central | AL | Montgomery-Dannelly.Field.722260 | 3 | 1279476 | 32.6288 | 12.2173 | 49.3568 | 32.1925 | 17.1644 | 1038.44 | 2.2219 | 49.65 | 1.2578 | 0.96415 | 54.9006 | 0.9037 | 30.63 | -0.06001 | 0.96371 | 37.8793 | 1.2735 | 8.57 | 1.8121 | -0.53857 | 1.7797 | 2.2219 | 49.65 | 1.2578 | 0.96415 | 54.9006 | 2.295 | 49.06 | 1.4187 | 0.87622 | 53.4507 | 0.017476 | 0.57023 | 0.21351 | 0.86258 | 18.1481 | 0.038831 | 0.015793 | 0.022256 | 0.038831 | 0.040108 | 0.8677 | 0.5353 | 0.14977 | 0.8677 | 0.85739 | 0.95946 | 0.66199 | 0.031103 | 0.95946 | 0.93412 | 0.017476 | 0.57023 | 0.21351 | 0.86258 | 18.1481 | 0.038831 | 0.015793 | 0.022256 | 0.038831 | 0.040108 | 0.8677 | 0.5353 | 0.14977 | 0.8677 | 0.85739 | 0.95946 | 0.66199 | 0.031103 | 0.95946 | 0.93412
107 | 0.26 | 0.25 | South/Central | AL | Montgomery-Dannelly.Field.722260 | 3 | 1279476 | 31.61 | 12.9053 | 49.2413 | 31.1871 | 18.0542 | 1052.98 | 2.3374 | 35.11 | 2.2631 | 0.074294 | 32.181 | 1.0192 | 16.09 | 0.94531 | 0.073853 | 15.1597 | 1.389 | -5.97 | 2.8174 | -1.4284 | -20.9399 | 2.3374 | 35.11 | 2.2631 | 0.074294 | 32.181 | 2.4104 | 34.52 | 2.4241 | -0.013638 | 30.731 | 0.017476 | 0.55243 | 0.22554 | 0.86056 | 18.4022 | 0.040849 | 0.017811 | 0.024274 | 0.040849 | 0.042125 | 0.61359 | 0.28119 | -0.10433 | 0.61359 | 0.60328 | 0.56241 | 0.26494 | -0.36595 | 0.56241 | 0.53707 | 0.017476 | 0.55243 | 0.22554 | 0.86056 | 18.4022 | 0.040849 | 0.017811 | 0.024274 | 0.040849 | 0.042125 | 0.61359 | 0.28119 | -0.10433 | 0.61359 | 0.60328 | 0.56241 | 0.26494 | -0.36595 | 0.56241 | 0.53707
108 | 0.26 | 0.3 | South/Central | AL | Montgomery-Dannelly.Field.722260 | 3 | 1279476 | 30.9126 | 13.3817 | 49.1904 | 30.4991 | 18.6913 | 1063.87 | 2.3884 | 24.22 | 2.9512 | -0.56282 | 15.5054 | 1.0701 | 5.2 | 1.6334 | -0.56326 | -1.5159 | 1.4399 | -16.86 | 3.5055 | -2.0655 | -37.6155 | 2.3884 | 24.22 | 2.9512 | -0.56282 | 15.5054 | 2.4614 | 23.63 | 3.1121 | -0.65075 | 14.0555 | 0.017476 | 0.54024 | 0.23386 | 0.85967 | 18.5925 | 0.04174 | 0.018702 | 0.025165 | 0.04174 | 0.043016 | 0.42328 | 0.090877 | -0.29465 | 0.42328 | 0.41297 | 0.27098 | -0.026492 | -0.65738 | 0.27098 | 0.24564 | 0.017476 | 0.54024 | 0.23386 | 0.85967 | 18.5925 | 0.04174 | 0.018702 | 0.025165 | 0.04174 | 0.043016 | 0.42328 | 0.090877 | -0.29465 | 0.42328 | 0.41297 | 0.27098 | -0.026492 | -0.65738 | 0.27098 | 0.24564
109 | 0.26 | 0.35 | South/Central | AL | Montgomery-Dannelly.Field.722260 | 3 | 1279476 | 30.0751 | 14.0511 | 49.2382 | 29.6727 | 19.5655 | 1080.5 | 2.3406 | 7.59 | 3.7775 | -1.4369 | -8.8925 | 1.0224 | -11.43 | 2.4597 | -1.4374 | -25.9138 | 1.3921 | -33.49 | 4.3318 | -2.9397 | -62.0134 | 2.3406 | 7.59 | 3.7775 | -1.4369 | -8.8925 | 2.4136 | 7 | 3.9385 | -1.5249 | -10.3424 | 0.017476 | 0.5256 | 0.24556 | 0.8605 | 18.8832 | 0.040905 | 0.017867 | 0.02433 | 0.040905 | 0.042181 | 0.13265 | -0.19975 | -0.58528 | 0.13265 | 0.12233 | -0.15541 | -0.45288 | -1.0838 | -0.15541 | -0.18075 | 0.017476 | 0.5256 | 0.24556 | 0.8605 | 18.8832 | 0.040905 | 0.017867 | 0.02433 | 0.040905 | 0.042181 | 0.13265 | -0.19975 | -0.58528 | 0.13265 | 0.12233 | -0.15541 | -0.45288 | -1.0838 | -0.15541 | -0.18075
110 | 0.26 | 0.4 | South/Central | AL | Montgomery-Dannelly.Field.722260 | 3 | 1279476 | 29.7519 | 14.2134 | 49.153 | 29.3538 | 19.7992 | 1083.56 | 2.4258 | 4.53 | 4.0964 | -1.6707 | -14.1526 | 1.1075 | -14.49 | 2.7787 | -1.6711 | -31.1739 | 1.4773 | -36.55 | 4.6507 | -3.1734 | -67.2735 | 2.4258 | 4.53 | 4.0964 | -1.6707 | -14.1526 | 2.4988 | 3.94 | 4.2574 | -1.7586 | -15.6026 | 0.017476 | 0.51995 | 0.2484 | 0.85901 | 18.9366 | 0.042393 | 0.019356 | 0.025818 | 0.042393 | 0.04367 | 0.079168 | -0.25323 | -0.63876 | 0.079168 | 0.068857 | -0.24734 | -0.54481 | -1.1757 | -0.24734 | -0.27268 | 0.017476 | 0.51995 | 0.2484 | 0.85901 | 18.9366 | 0.042393 | 0.019356 | 0.025818 | 0.042393 | 0.04367 | 0.079168 | -0.25323 | -0.63876 | 0.079168 | 0.068857 | -0.24734 | -0.54481 | -1.1757 | -0.24734 | -0.27268
111 | 0.25 | 0.2 | South/Central | AL | Montgomery-Dannelly.Field.722260 | 3 | 1279476 | 32.3396 | 12.2273 | 49.0766 | 31.9069 | 17.1697 | 1034.49 | 2.5021 | 53.6 | 1.5433 | 0.95885 | 58.372 | 1.1839 | 34.58 | 0.2255 | 0.95841 | 41.3507 | 1.5537 | 12.52 | 2.0976 | -0.54387 | 5.2511 | 2.5021 | 53.6 | 1.5433 | 0.95885 | 58.372 | 2.5752 | 53.01 | 1.7043 | 0.87092 | 56.9221 | 0.017476 | 0.56518 | 0.21369 | 0.85768 | 18.0791 | 0.043728 | 0.02069 | 0.027153 | 0.043728 | 0.045005 | 0.93673 | 0.60433 | 0.2188 | 0.93673 | 0.92642 | 1.0201 | 0.72266 | 0.091771 | 1.0201 | 0.99479 | 0.017476 | 0.56518 | 0.21369 | 0.85768 | 18.0791 | 0.043728 | 0.02069 | 0.027153 | 0.043728 | 0.045005 | 0.93673 | 0.60433 | 0.2188 | 0.93673 | 0.92642 | 1.0201 | 0.72266 | 0.091771 | 1.0201 | 0.99479
112 | 0.25 | 0.25 | South/Central | AL | Montgomery-Dannelly.Field.722260 | 3 | 1279476 | 31.3298 | 12.9153 | 48.9657 | 30.9107 | 18.055 | 1049.01 | 2.613 | 39.08 | 2.5396 | 0.073471 | 35.7152 | 1.2948 | 20.06 | 1.2218 | 0.073031 | 18.6939 | 1.6646 | -2 | 3.0938 | -1.4293 | -17.4057 | 2.613 | 39.08 | 2.5396 | 0.073471 | 35.7152 | 2.6861 | 38.49 | 2.7005 | -0.014461 | 34.2652 | 0.017476 | 0.54753 | 0.22571 | 0.85574 | 18.3328 | 0.045666 | 0.022628 | 0.029091 | 0.045666 | 0.046943 | 0.68297 | 0.35058 | -0.034953 | 0.68297 | 0.67266 | 0.62417 | 0.3267 | -0.30419 | 0.62417 | 0.59883 | 0.017476 | 0.54753 | 0.22571 | 0.85574 | 18.3328 | 0.045666 | 0.022628 | 0.029091 | 0.045666 | 0.046943 | 0.68297 | 0.35058 | -0.034953 | 0.68297 | 0.67266 | 0.62417 | 0.3267 | -0.30419 | 0.62417 | 0.59883
113 | 0.25 | 0.3 | South/Central | AL | Montgomery-Dannelly.Field.722260 | 3 | 1279476 | 30.4357 | 13.5859 | 48.9627 | 30.0284 | 18.9343 | 1065 | 2.6161 | 23.09 | 3.4218 | -0.80575 | 11.8341 | 1.2978 | 4.07 | 2.104 | -0.80619 | -5.1872 | 1.6676 | -17.99 | 3.9761 | -2.3085 | -41.2868 | 2.6161 | 23.09 | 3.4218 | -0.80575 | 11.8341 | 2.6891 | 22.5 | 3.5828 | -0.89368 | 10.3841 | 0.017476 | 0.5319 | 0.23743 | 0.85569 | 18.6123 | 0.045719 | 0.022681 | 0.029144 | 0.045719 | 0.046995 | 0.40353 | 0.071129 | -0.3144 | 0.40353 | 0.39322 | 0.20682 | -0.090653 | -0.72154 | 0.20682 | 0.18148 | 0.017476 | 0.5319 | 0.23743 | 0.85569 | 18.6123 | 0.045719 | 0.022681 | 0.029144 | 0.045719 | 0.046995 | 0.40353 | 0.071129 | -0.3144 | 0.40353 | 0.39322 | 0.20682 | -0.090653 | -0.72154 | 0.20682 | 0.18148
114 | 0.25 | 0.35 | South/Central | AL | Montgomery-Dannelly.Field.722260 | 3 | 1279476 | 29.6181 | 14.285 | 49.0705 | 29.2217 | 19.8488 | 1083.23 | 2.5082 | 4.86 | 4.2285 | -1.7203 | -14.4372 | 1.19 | -14.16 | 2.9107 | -1.7207 | -31.4585 | 1.5598 | -36.22 | 4.7828 | -3.223 | -67.5582 | 2.5082 | 4.86 | 4.2285 | -1.7203 | -14.4372 | 2.5813 | 4.27 | 4.3895 | -1.8082 | -15.8872 | 0.017476 | 0.51762 | 0.24965 | 0.85757 | 18.9309 | 0.043835 | 0.020797 | 0.027259 | 0.043835 | 0.045111 | 0.084935 | -0.24746 | -0.63299 | 0.084935 | 0.074624 | -0.25231 | -0.54978 | -1.1807 | -0.25231 | -0.27765 | 0.017476 | 0.51762 | 0.24965 | 0.85757 | 18.9309 | 0.043835 | 0.020797 | 0.027259 | 0.043835 | 0.045111 | 0.084935 | -0.24746 | -0.63299 | 0.084935 | 0.074624 | -0.25231 | -0.54978 | -1.1807 | -0.25231 | -0.27765
115 | 0.25 | 0.4 | South/Central | AL | Montgomery-Dannelly.Field.722260 | 3 | 1279476 | 29.4726 | 14.2334 | 48.8899 | 29.0781 | 19.8118 | 1079.98 | 2.6888 | 8.11 | 4.3721 | -1.6833 | -11.1007 | 1.3706 | -10.91 | 3.0543 | -1.6837 | -28.122 | 1.7404 | -32.97 | 4.9264 | -3.186 | -64.2216 | 2.6888 | 8.11 | 4.3721 | -1.6833 | -11.1007 | 2.7619 | 7.52 | 4.5331 | -1.7712 | -12.5506 | 0.017476 | 0.51507 | 0.24875 | 0.85442 | 18.8741 | 0.046991 | 0.023953 | 0.030416 | 0.046991 | 0.048267 | 0.14173 | -0.19067 | -0.57619 | 0.14173 | 0.13142 | -0.194 | -0.49147 | -1.1224 | -0.194 | -0.21934 | 0.017476 | 0.51507 | 0.24875 | 0.85442 | 18.8741 | 0.046991 | 0.023953 | 0.030416 | 0.046991 | 0.048267 | 0.14173 | -0.19067 | -0.57619 | 0.14173 | 0.13142 | -0.194 | -0.49147 | -1.1224 | -0.194 | -0.21934
116 | 0.24 | 0.2 | South/Central | AL | Montgomery-Dannelly.Field.722260 | 3 | 1279476 | 32.054 | 12.2373 | 48.792 | 31.6251 | 17.1668 | 1030.33 | 2.7868 | 57.76 | 1.8251 | 0.96169 | 62.1219 | 1.4686 | 38.74 | 0.5073 | 0.96125 | 45.1006 | 1.8383 | 16.68 | 2.3794 | -0.54104 | 9.001 | 2.7868 | 57.76 | 1.8251 | 0.96169 | 62.1219 | 2.8598 | 57.17 | 1.9861 | 0.87375 | 60.6719 | 0.017476 | 0.56019 | 0.21386 | 0.8527 | 18.0064 | 0.048703 | 0.025665 | 0.032127 | 0.048703 | 0.049979 | 1.0094 | 0.67703 | 0.29151 | 1.0094 | 0.99912 | 1.0857 | 0.78819 | 0.1573 | 1.0857 | 1.0603 | 0.017476 | 0.56019 | 0.21386 | 0.8527 | 18.0064 | 0.048703 | 0.025665 | 0.032127 | 0.048703 | 0.049979 | 1.0094 | 0.67703 | 0.29151 | 1.0094 | 0.99912 | 1.0857 | 0.78819 | 0.1573 | 1.0857 | 1.0603
117 | 0.24 | 0.25 | South/Central | AL | Montgomery-Dannelly.Field.722260 | 3 | 1279476 | 31.0451 | 12.9253 | 48.6865 | 30.6297 | 18.0568 | 1045.01 | 2.8923 | 43.08 | 2.8206 | 0.071676 | 39.2692 | 1.574 | 24.06 | 1.5028 | 0.071236 | 22.2479 | 1.9438 | 2 | 3.3749 | -1.431 | -13.8517 | 2.8923 | 43.08 | 2.8206 | 0.071676 | 39.2692 | 2.9653 | 42.49 | 2.9815 | -0.016256 | 37.8193 | 0.017476 | 0.54255 | 0.22589 | 0.85086 | 18.2629 | 0.050546 | 0.027508 | 0.033971 | 0.050546 | 0.051822 | 0.75288 | 0.42048 | 0.034953 | 0.75288 | 0.74257 | 0.68628 | 0.38881 | -0.24208 | 0.68628 | 0.66094 | 0.017476 | 0.54255 | 0.22589 | 0.85086 | 18.2629 | 0.050546 | 0.027508 | 0.033971 | 0.050546 | 0.051822 | 0.75288 | 0.42048 | 0.034953 | 0.75288 | 0.74257 | 0.68628 | 0.38881 | -0.24208 | 0.68628 | 0.66094
118 | 0.24 | 0.3 | South/Central | AL | Montgomery-Dannelly.Field.722260 | 3 | 1279476 | 30.1563 | 13.5968 | 48.6855 | 29.7527 | 18.9327 | 1060.96 | 2.8933 | 27.13 | 3.6975 | -0.8042 | 15.4536 | 1.5751 | 8.11 | 2.3797 | -0.80464 | -1.5677 | 1.9448 | -13.95 | 4.2518 | -2.3069 | -37.6673 | 2.8933 | 27.13 | 3.6975 | -0.8042 | 15.4536 | 2.9663 | 26.54 | 3.8584 | -0.89213 | 14.0036 | 0.017476 | 0.52702 | 0.23762 | 0.85084 | 18.5417 | 0.050564 | 0.027526 | 0.033989 | 0.050564 | 0.05184 | 0.47413 | 0.14173 | -0.24379 | 0.47413 | 0.46382 | 0.27007 | -0.027398 | -0.65829 | 0.27007 | 0.24473 | 0.017476 | 0.52702 | 0.23762 | 0.85084 | 18.5417 | 0.050564 | 0.027526 | 0.033989 | 0.050564 | 0.05184 | 0.47413 | 0.14173 | -0.24379 | 0.47413 | 0.46382 | 0.27007 | -0.027398 | -0.65829 | 0.27007 | 0.24473
119 | 0.24 | 0.35 | South/Central | AL | Montgomery-Dannelly.Field.722260 | 3 | 1279476 | 29.3334 | 14.2958 | 48.7909 | 28.9407 | 19.8502 | 1079.21 | 2.7878 | 8.88 | 4.5095 | -1.7217 | -10.8687 | 1.4696 | -10.14 | 3.1917 | -1.7221 | -27.89 | 1.8394 | -32.2 | 5.0638 | -3.2244 | -63.9896 | 2.7878 | 8.88 | 4.5095 | -1.7217 | -10.8687 | 2.8609 | 8.29 | 4.6705 | -1.8096 | -12.3186 | 0.017476 | 0.51264 | 0.24984 | 0.85269 | 18.8606 | 0.048721 | 0.025683 | 0.032146 | 0.048721 | 0.049997 | 0.15519 | -0.17721 | -0.56274 | 0.15519 | 0.14488 | -0.18994 | -0.48741 | -1.1183 | -0.18994 | -0.21528 | 0.017476 | 0.51264 | 0.24984 | 0.85269 | 18.8606 | 0.048721 | 0.025683 | 0.032146 | 0.048721 | 0.049997 | 0.15519 | -0.17721 | -0.56274 | 0.15519 | 0.14488 | -0.18994 | -0.48741 | -1.1183 | -0.18994 | -0.21528
120 | 0.24 | 0.4 | South/Central | AL | Montgomery-Dannelly.Field.722260 | 3 | 1279476 | 29.1971 | 14.2531 | 48.6329 | 28.8061 | 19.8267 | 1076.54 | 2.9459 | 11.55 | 4.6441 | -1.6982 | -8.1908 | 1.6276 | -7.47 | 3.3263 | -1.6987 | -25.2121 | 1.9974 | -29.53 | 5.1984 | -3.2009 | -61.3117 | 2.9459 | 11.55 | 4.6441 | -1.6982 | -8.1908 | 3.0189 | 10.96 | 4.8051 | -1.7862 | -9.6407 | 0.017476 | 0.51026 | 0.24909 | 0.84992 | 18.814 | 0.051483 | 0.028445 | 0.034908 | 0.051483 | 0.052759 | 0.20185 | -0.13055 | -0.51608 | 0.20185 | 0.19154 | -0.14314 | -0.44061 | -1.0715 | -0.14314 | -0.16848 | 0.017476 | 0.51026 | 0.24909 | 0.84992 | 18.814 | 0.051483 | 0.028445 | 0.034908 | 0.051483 | 0.052759 | 0.20185 | -0.13055 | -0.51608 | 0.20185 | 0.19154 | -0.14314 | -0.44061 | -1.0715 | -0.14314 | -0.16848
121 | 0.22 | 0.2 | South/Central | AL | Montgomery-Dannelly.Field.722260 | 3 | 1279476 | 31.4739 | 12.257 | 48.2213 | 31.0525 | 17.1688 | 1022.12 | 3.3575 | 65.97 | 2.3978 | 0.95971 | 69.4317 | 2.0392 | 46.95 | 1.08 | 0.95927 | 52.4104 | 2.409 | 24.89 | 2.952 | -0.54301 | 16.3108 | 3.3575 | 65.97 | 2.3978 | 0.95971 | 69.4317 | 3.4305 | 65.38 | 2.5587 | 0.87178 | 67.9818 | 0.017476 | 0.55005 | 0.21421 | 0.84273 | 17.8629 | 0.058676 | 0.035638 | 0.042101 | 0.058676 | 0.059952 | 1.1529 | 0.82051 | 0.43499 | 1.1529 | 1.1426 | 1.2134 | 0.91594 | 0.28505 | 1.2134 | 1.1881 | 0.017476 | 0.55005 | 0.21421 | 0.84273 | 17.8629 | 0.058676 | 0.035638 | 0.042101 | 0.058676 | 0.059952 | 1.1529 | 0.82051 | 0.43499 | 1.1529 | 1.1426 | 1.2134 | 0.91594 | 0.28505 | 1.2134 | 1.1881
122 | 0.22 | 0.25 | South/Central | AL | Montgomery-Dannelly.Field.722260 | 3 | 1279476 | 30.4704 | 12.9512 | 48.1277 | 30.0623 | 18.0653 | 1037.09 | 3.4511 | 51 | 3.3879 | 0.063191 | 46.249 | 2.1329 | 31.98 | 2.0701 | 0.062751 | 29.2277 | 2.5026 | 9.92 | 3.9422 | -1.4395 | -6.8719 | 3.4511 | 51 | 3.3879 | 0.063191 | 46.249 | 3.5241 | 50.41 | 3.5489 | -0.024741 | 44.7991 | 0.017476 | 0.53251 | 0.22634 | 0.84109 | 18.1245 | 0.060312 | 0.037274 | 0.043737 | 0.060312 | 0.061589 | 0.89129 | 0.55889 | 0.17337 | 0.89129 | 0.88098 | 0.80826 | 0.51079 | -0.12009 | 0.80826 | 0.78292 | 0.017476 | 0.53251 | 0.22634 | 0.84109 | 18.1245 | 0.060312 | 0.037274 | 0.043737 | 0.060312 | 0.061589 | 0.89129 | 0.55889 | 0.17337 | 0.89129 | 0.88098 | 0.80826 | 0.51079 | -0.12009 | 0.80826 | 0.78292
123 | 0.22 | 0.3 | South/Central | AL | Montgomery-Dannelly.Field.722260 | 3 | 1279476 | 29.5861 | 13.6318 | 48.14 | 29.1899 | 18.9501 | 1053.39 | 3.4388 | 34.7 | 4.2603 | -0.82154 | 22.0201 | 2.1205 | 15.68 | 2.9425 | -0.82198 | 4.9988 | 2.4903 | -6.38 | 4.8146 | -2.3243 | -31.1008 | 3.4388 | 34.7 | 4.2603 | -0.82154 | 22.0201 | 3.5118 | 34.11 | 4.4213 | -0.90947 | 20.5702 | 0.017476 | 0.51706 | 0.23823 | 0.84131 | 18.4094 | 0.060097 | 0.037059 | 0.043522 | 0.060097 | 0.061373 | 0.60643 | 0.27403 | -0.1115 | 0.60643 | 0.59612 | 0.38483 | 0.087361 | -0.54353 | 0.38483 | 0.35949 | 0.017476 | 0.51706 | 0.23823 | 0.84131 | 18.4094 | 0.060097 | 0.037059 | 0.043522 | 0.060097 | 0.061373 | 0.60643 | 0.27403 | -0.1115 | 0.60643 | 0.59612 | 0.38483 | 0.087361 | -0.54353 | 0.38483 | 0.35949
124 | 0.22 | 0.35 | South/Central | AL | Montgomery-Dannelly.Field.722260 | 3 | 1279476 | 28.7785 | 14.3313 | 48.2667 | 28.3931 | 19.8737 | 1072.06 | 3.312 | 16.03 | 5.0572 | -1.7452 | -4.7437 | 1.9938 | -2.99 | 3.7394 | -1.7456 | -21.765 | 2.3636 | -25.05 | 5.6114 | -3.2479 | -57.8646 | 3.312 | 16.03 | 5.0572 | -1.7452 | -4.7437 | 3.385 | 15.44 | 5.2181 | -1.8331 | -6.1937 | 0.017476 | 0.50294 | 0.25046 | 0.84353 | 18.7357 | 0.057882 | 0.034844 | 0.041306 | 0.057882 | 0.059158 | 0.28015 | -0.052254 | -0.43778 | 0.28015 | 0.26983 | -0.082903 | -0.38037 | -1.0113 | -0.082903 | -0.10824 | 0.017476 | 0.50294 | 0.25046 | 0.84353 | 18.7357 | 0.057882 | 0.034844 | 0.041306 | 0.057882 | 0.059158 | 0.28015 | -0.052254 | -0.43778 | 0.28015 | 0.26983 | -0.082903 | -0.38037 | -1.0113 | -0.082903 | -0.10824
125 | 0.22 | 0.4 | South/Central | AL | Montgomery-Dannelly.Field.722260 | 3 | 1279476 | 28.6456 | 14.2876 | 48.106 | 28.2619 | 19.8441 | 1069.24 | 3.4727 | 18.85 | 5.1883 | -1.7156 | -1.8653 | 2.1545 | -0.17 | 3.8705 | -1.716 | -18.8866 | 2.5243 | -22.23 | 5.7426 | -3.2183 | -54.9862 | 3.4727 | 18.85 | 5.1883 | -1.7156 | -1.8653 | 3.5458 | 18.26 | 5.3493 | -1.8035 | -3.3153 | 0.017476 | 0.50062 | 0.24969 | 0.84072 | 18.6864 | 0.060691 | 0.037653 | 0.044115 | 0.060691 | 0.061967 | 0.32943 | -0.002971 | -0.3885 | 0.32943 | 0.31912 | -0.032599 | -0.33007 | -0.96096 | -0.032599 | -0.057939 | 0.017476 | 0.50062 | 0.24969 | 0.84072 | 18.6864 | 0.060691 | 0.037653 | 0.044115 | 0.060691 | 0.061967 | 0.32943 | -0.002971 | -0.3885 | 0.32943 | 0.31912 | -0.032599 | -0.33007 | -0.96096 | -0.032599 | -0.057939
126 | 0.2 | 0.2 | South/Central | AL | Montgomery-Dannelly.Field.722260 | 3 | 1279476 | 30.8892 | 12.2794 | 47.6489 | 30.4753 | 17.1735 | 1013.94 | 3.9299 | 74.15 | 2.9749 | 0.95497 | 76.6887 | 2.6116 | 55.13 | 1.6571 | 0.95453 | 59.6674 | 2.9814 | 33.07 | 3.5292 | -0.54775 | 23.5678 | 3.9299 | 74.15 | 2.9749 | 0.95497 | 76.6887 | 4.0029 | 73.56 | 3.1359 | 0.86704 | 75.2388 | 0.017476 | 0.53983 | 0.2146 | 0.83273 | 17.7199 | 0.06868 | 0.045642 | 0.052105 | 0.06868 | 0.069956 | 1.2959 | 0.96347 | 0.57794 | 1.2959 | 1.2856 | 1.3402 | 1.0428 | 0.41188 | 1.3402 | 1.3149 | 0.017476 | 0.53983 | 0.2146 | 0.83273 | 17.7199 | 0.06868 | 0.045642 | 0.052105 | 0.06868 | 0.069956 | 1.2959 | 0.96347 | 0.57794 | 1.2959 | 1.2856 | 1.3402 | 1.0428 | 0.41188 | 1.3402 | 1.3149
127 | 0.2 | 0.25 | South/Central | AL | Montgomery-Dannelly.Field.722260 | 3 | 1279476 | 29.8891 | 12.9799 | 47.5648 | 29.4886 | 18.0762 | 1029.15 | 4.014 | 58.94 | 3.9616 | 0.052322 | 53.2161 | 2.6957 | 39.92 | 2.6438 | 0.051881 | 36.1948 | 3.0655 | 17.86 | 4.5159 | -1.4504 | 0.095229 | 4.014 | 58.94 | 3.9616 | 0.052322 | 53.2161 | 4.087 | 58.35 | 4.1226 | -0.03561 | 51.7662 | 0.017476 | 0.52235 | 0.22684 | 0.83126 | 17.9858 | 0.070149 | 0.047111 | 0.053574 | 0.070149 | 0.071426 | 1.0301 | 0.69765 | 0.31213 | 1.0301 | 1.0197 | 0.93002 | 0.63255 | 0.0016643 | 0.93002 | 0.90468 | 0.017476 | 0.52235 | 0.22684 | 0.83126 | 17.9858 | 0.070149 | 0.047111 | 0.053574 | 0.070149 | 0.071426 | 1.0301 | 0.69765 | 0.31213 | 1.0301 | 1.0197 | 0.93002 | 0.63255 | 0.0016643 | 0.93002 | 0.90468
128 | 0.2 | 0.3 | South/Central | AL | Montgomery-Dannelly.Field.722260 | 3 | 1279476 | 29.011 | 13.6636 | 47.5866 | 28.6223 | 18.9643 | 1045.65 | 3.9921 | 42.44 | 4.8279 | -0.83578 | 28.7728 | 2.6739 | 23.42 | 3.5101 | -0.83622 | 11.7515 | 3.0437 | 1.36 | 5.3822 | -2.3385 | -24.3481 | 3.9921 | 42.44 | 4.8279 | -0.83578 | 28.7728 | 4.0652 | 41.85 | 4.9889 | -0.92372 | 27.3229 | 0.017476 | 0.50701 | 0.23879 | 0.83164 | 18.2741 | 0.069768 | 0.04673 | 0.053193 | 0.069768 | 0.071044 | 0.7417 | 0.4093 | 0.023768 | 0.7417 | 0.73138 | 0.50284 | 0.20537 | -0.42552 | 0.50284 | 0.4775 | 0.017476 | 0.50701 | 0.23879 | 0.83164 | 18.2741 | 0.069768 | 0.04673 | 0.053193 | 0.069768 | 0.071044 | 0.7417 | 0.4093 | 0.023768 | 0.7417 | 0.73138 | 0.50284 | 0.20537 | -0.42552 | 0.50284 | 0.4775
129 | 0.2 | 0.35 | South/Central | AL | Montgomery-Dannelly.Field.722260 | 3 | 1279476 | 28.2072 | 14.3672 | 47.7214 | 27.8292 | 19.8922 | 1064.5 | 3.8573 | 23.59 | 5.6211 | -1.7637 | 1.7876 | 2.5391 | 4.57 | 4.3033 | -1.7642 | -15.2337 | 2.9089 | -17.49 | 6.1753 | -3.2665 | -51.3333 | 3.8573 | 23.59 | 5.6211 | -1.7637 | 1.7876 | 3.9304 | 23 | 5.782 | -1.8517 | 0.3377 | 0.017476 | 0.49296 | 0.25109 | 0.83399 | 18.6035 | 0.067412 | 0.044374 | 0.050837 | 0.067412 | 0.068688 | 0.41227 | 0.079867 | -0.30566 | 0.41227 | 0.40196 | 0.031242 | -0.26623 | -0.89712 | 0.031242 | 0.0059018 | 0.017476 | 0.49296 | 0.25109 | 0.83399 | 18.6035 | 0.067412 | 0.044374 | 0.050837 | 0.067412 | 0.068688 | 0.41227 | 0.079867 | -0.30566 | 0.41227 | 0.40196 | 0.031242 | -0.26623 | -0.89712 | 0.031242 | 0.0059018
130 | 0.2 | 0.4 | South/Central | AL | Montgomery-Dannelly.Field.722260 | 3 | 1279476 | 28.0817 | 14.3292 | 47.5748 | 27.7052 | 19.8696 | 1062.01 | 4.0039 | 26.08 | 5.745 | -1.7411 | 4.2953 | 2.6857 | 7.06 | 4.4272 | -1.7415 | -12.726 | 3.0555 | -15 | 6.2993 | -3.2438 | -48.8256 | 4.0039 | 26.08 | 5.745 | -1.7411 | 4.2953 | 4.077 | 25.49 | 5.906 | -1.829 | 2.8454 | 0.017476 | 0.49076 | 0.25042 | 0.83143 | 18.56 | 0.069974 | 0.046936 | 0.053399 | 0.069974 | 0.07125 | 0.45578 | 0.12338 | -0.26214 | 0.45578 | 0.44547 | 0.075066 | -0.2224 | -0.85329 | 0.075066 | 0.049726 | 0.017476 | 0.49076 | 0.25042 | 0.83143 | 18.56 | 0.069974 | 0.046936 | 0.053399 | 0.069974 | 0.07125 | 0.45578 | 0.12338 | -0.26214 | 0.45578 | 0.44547 | 0.075066 | -0.2224 | -0.85329 | 0.075066 | 0.049726
Double | Double | Double | South/Central | AL | Montgomery-Dannelly.Field.722260 | 3 | 1279476 | 33.9975 | 15.9479 | 55.9329 | 33.5452 | 22.3877 | 1228.64 | -4.3542 | -140.55 | -0.094933 | -4.2592 | -172.0587 | -5.6724 | -159.57 | -1.4127 | -4.2597 | -189.08 | -5.3026 | -181.63 | 0.45935 | -5.7619 | -225.1796 | -4.3542 | -140.55 | -0.094933 | -4.2592 | -172.0587 | -4.2811 | -141.14 | 0.06603 | -4.3472 | -173.5086 | 0.017476 | 0.59415 | 0.27871 | 0.9775 | 21.4721 | -0.076095 | -0.099133 | -0.09267 | -0.076095 | -0.074818 | -2.4563 | -2.7887 | -3.1742 | -2.4563 | -2.4666 | -3.007 | -3.3044 | -3.9353 | -3.007 | -3.0323 | 0.017476 | 0.59415 | 0.27871 | 0.9775 | 21.4721 | -0.076095 | -0.099133 | -0.09267 | -0.076095 | -0.074818 | -2.4563 | -2.7887 | -3.1742 | -2.4563 | -2.4666 | -3.007 | -3.3044 | -3.9353 | -3.007 | -3.0323
Single | Single | Single | South/Central | AL | Montgomery-Dannelly.Field.722260 | 3 | 1279476 | 41.7684 | 18.2459 | 67.0927 | 41.2167 | 25.876 | 1452.77 | -15.5139 | -364.68 | -7.7664 | -7.7475 | -410.9567 | -16.8322 | -383.7 | -9.0842 | -7.7479 | -427.978 | -16.4624 | -405.76 | -7.2121 | -9.2502 | -464.0776 | -15.5139 | -364.68 | -7.7664 | -7.7475 | -410.9567 | -15.4409 | -365.27 | -7.6055 | -7.8354 | -412.4066 | 0.017476 | 0.72996 | 0.31887 | 1.1725 | 25.3891 | -0.27113 | -0.29416 | -0.2877 | -0.27113 | -0.26985 | -6.3733 | -6.7057 | -7.0912 | -6.3733 | -6.3836 | -7.182 | -7.4795 | -8.1104 | -7.182 | -7.2074 | 0.017476 | 0.72996 | 0.31887 | 1.1725 | 25.3891 | -0.27113 | -0.29416 | -0.2877 | -0.27113 | -0.26985 | -6.3733 | -6.7057 | -7.0912 | -6.3733 | -6.3836 | -7.182 | -7.4795 | -8.1104 | -7.182 | -7.2074
1 | 0.35 | 0.47 | South/Central | TN | Nashville.Intl.AP.723270 | 3 | 2864099 | 54.6362 | 12.2956 | 72.3819 | 53.9149 | 18.467 | 1019.35 | 1.4373 | -38.06 | 3.9505 | -2.5132 | -40.5003 | -0.56659 | -55.6 | 1.9452 | -2.5118 | -65.2686 | 0.56383 | -74.17 | 4.4948 | -3.9309 | -84.1931 | 1.4373 | -38.06 | 3.9505 | -2.5132 | -40.5003 | 1.5494 | -39.61 | 4.1865 | -2.6371 | -41.9859 | 0.043855 | 2.3961 | 0.53922 | 3.1743 | 44.7035 | 0.063034 | -0.024848 | 0.024727 | 0.063034 | 0.067949 | -1.6691 | -2.4383 | -3.2527 | -1.6691 | -1.7371 | -1.7761 | -2.8624 | -3.6923 | -1.7761 | -1.8413 | 0.043855 | 2.3961 | 0.53922 | 3.1743 | 44.7035 | 0.063034 | -0.024848 | 0.024727 | 0.063034 | 0.067949 | -1.6691 | -2.4383 | -3.2527 | -1.6691 | -1.7371 | -1.7761 | -2.8624 | -3.6923 | -1.7761 | -1.8413
2 | 0.35 | 0.42 | South/Central | TN | Nashville.Intl.AP.723270 | 3 | 2864099 | 55.7665 | 11.696 | 72.7007 | 55.0304 | 17.6704 | 1006.04 | 1.1185 | -24.75 | 2.8351 | -1.7166 | -25.9715 | -0.88546 | -42.29 | 0.82974 | -1.7152 | -50.7398 | 0.24496 | -60.86 | 3.3793 | -3.1344 | -69.6643 | 1.1185 | -24.75 | 2.8351 | -1.7166 | -25.9715 | 1.2305 | -26.3 | 3.071 | -1.8405 | -27.4572 | 0.043855 | 2.4456 | 0.51293 | 3.1883 | 44.1198 | 0.04905 | -0.038832 | 0.010743 | 0.04905 | 0.053965 | -1.0854 | -1.8546 | -2.669 | -1.0854 | -1.1534 | -1.139 | -2.2252 | -3.0551 | -1.139 | -1.2041 | 0.043855 | 2.4456 | 0.51293 | 3.1883 | 44.1198 | 0.04905 | -0.038832 | 0.010743 | 0.04905 | 0.053965 | -1.0854 | -1.8546 | -2.669 | -1.0854 | -1.1534 | -1.139 | -2.2252 | -3.0551 | -1.139 | -1.2041
3 | 0.35 | 0.37 | South/Central | TN | Nashville.Intl.AP.723270 | 3 | 2864099 | 56.8993 | 11.1584 | 73.1048 | 56.1482 | 16.9566 | 995.17 | 0.71437 | -13.88 | 1.7172 | -1.0028 | -14.4179 | -1.2896 | -31.42 | -0.28814 | -1.0014 | -39.1863 | -0.15914 | -49.99 | 2.2614 | -2.4206 | -58.1107 | 0.71437 | -13.88 | 1.7172 | -1.0028 | -14.4179 | 0.82645 | -15.43 | 1.9532 | -1.1267 | -15.9036 | 0.043855 | 2.4953 | 0.48935 | 3.206 | 43.6431 | 0.031329 | -0.056553 | -0.0069789 | 0.031329 | 0.036244 | -0.60871 | -1.3779 | -2.1923 | -0.60871 | -0.67668 | -0.63229 | -1.7185 | -2.5484 | -0.63229 | -0.69745 | 0.043855 | 2.4953 | 0.48935 | 3.206 | 43.6431 | 0.031329 | -0.056553 | -0.0069789 | 0.031329 | 0.036244 | -0.60871 | -1.3779 | -2.1923 | -0.60871 | -0.67668 | -0.63229 | -1.7185 | -2.5484 | -0.63229 | -0.69745
4 | 0.35 | 0.32 | South/Central | TN | Nashville.Intl.AP.723270 | 3 | 2864099 | 58.121 | 10.6269 | 73.593 | 57.3538 | 16.2391 | 985.02 | 0.22624 | -3.73 | 0.51161 | -0.28537 | -3.8186 | -1.7777 | -21.27 | -1.4937 | -0.28394 | -28.587 | -0.64727 | -39.84 | 1.0558 | -1.7031 | -47.5114 | 0.22624 | -3.73 | 0.51161 | -0.28537 | -3.8186 | 0.33832 | -5.28 | 0.74755 | -0.40923 | -5.3043 | 0.043855 | 2.5489 | 0.46604 | 3.2274 | 43.198 | 0.0099218 | -0.07796 | -0.028386 | 0.0099218 | 0.014837 | -0.16358 | -0.93279 | -1.7472 | -0.16358 | -0.23155 | -0.16747 | -1.2537 | -2.0836 | -0.16747 | -0.23262 | 0.043855 | 2.5489 | 0.46604 | 3.2274 | 43.198 | 0.0099218 | -0.07796 | -0.028386 | 0.0099218 | 0.014837 | -0.16358 | -0.93279 | -1.7472 | -0.16358 | -0.23155 | -0.16747 | -1.2537 | -2.0836 | -0.16747 | -0.23262
5 | 0.35 | 0.27 | South/Central | TN | Nashville.Intl.AP.723270 | 3 | 2864099 | 58.9419 | 10.2981 | 73.9383 | 58.1638 | 15.7745 | 978.71 | -0.11915 | 2.58 | -0.29836 | 0.17921 | 2.6819 | -2.1231 | -14.96 | -2.3037 | 0.18064 | -22.0864 | -0.99265 | -33.53 | 0.24587 | -1.2385 | -41.0109 | -0.11915 | 2.58 | -0.29836 | 0.17921 | 2.6819 | -0.0070696 | 1.03 | -0.06242 | 0.05535 | 1.1963 | 0.043855 | 2.5849 | 0.45162 | 3.2426 | 42.9213 | -0.0052251 | -0.093107 | -0.043533 | -0.0052251 | -0.00031004 | 0.11315 | -0.65607 | -1.4705 | 0.11315 | 0.045171 | 0.11762 | -0.9686 | -1.7985 | 0.11762 | 0.052462 | 0.043855 | 2.5849 | 0.45162 | 3.2426 | 42.9213 | -0.0052251 | -0.093107 | -0.043533 | -0.0052251 | -0.00031004 | 0.11315 | -0.65607 | -1.4705 | 0.11315 | 0.045171 | 0.11762 | -0.9686 | -1.7985 | 0.11762 | 0.052462
6 | 0.35 | 0.23 | South/Central | TN | Nashville.Intl.AP.723270 | 3 | 2864099 | 59.437 | 10.1352 | 74.1706 | 58.6523 | 15.5182 | 975.58 | -0.35139 | 5.71 | -0.78689 | 0.43551 | 5.7519 | -2.3553 | -11.83 | -2.7922 | 0.43694 | -19.0165 | -1.2249 | -30.4 | -0.24267 | -0.98223 | -37.9409 | -0.35139 | 5.71 | -0.78689 | 0.43551 | 5.7519 | -0.23931 | 4.16 | -0.55095 | 0.31164 | 4.2662 | 0.043855 | 2.6066 | 0.44448 | 3.2527 | 42.784 | -0.01541 | -0.10329 | -0.053718 | -0.01541 | -0.010495 | 0.25041 | -0.5188 | -1.3332 | 0.25041 | 0.18244 | 0.25225 | -0.83397 | -1.6639 | 0.25225 | 0.1871 | 0.043855 | 2.6066 | 0.44448 | 3.2527 | 42.784 | -0.01541 | -0.10329 | -0.053718 | -0.01541 | -0.010495 | 0.25041 | -0.5188 | -1.3332 | 0.25041 | 0.18244 | 0.25225 | -0.83397 | -1.6639 | 0.25225 | 0.1871
7 | 0.35 | 0.19 | South/Central | TN | Nashville.Intl.AP.723270 | 3 | 2864099 | 60.615 | 9.67 | 74.7065 | 59.8149 | 14.8916 | 967.72 | -0.88727 | 13.57 | -1.9495 | 1.0622 | 13.6541 | -2.8912 | -3.97 | -3.9548 | 1.0636 | -11.1143 | -1.7608 | -22.54 | -1.4052 | -0.35556 | -30.0387 | -0.88727 | 13.57 | -1.9495 | 1.0622 | 13.6541 | -0.7752 | 12.02 | -1.7135 | 0.93832 | 12.1684 | 0.043855 | 2.6583 | 0.42408 | 3.2762 | 42.4393 | -0.038911 | -0.12679 | -0.077219 | -0.038911 | -0.033996 | 0.59511 | -0.1741 | -0.98849 | 0.59511 | 0.52714 | 0.5988 | -0.48742 | -1.3173 | 0.5988 | 0.53365 | 0.043855 | 2.6583 | 0.42408 | 3.2762 | 42.4393 | -0.038911 | -0.12679 | -0.077219 | -0.038911 | -0.033996 | 0.59511 | -0.1741 | -0.98849 | 0.59511 | 0.52714 | 0.5988 | -0.48742 | -1.3173 | 0.5988 | 0.53365
8 | 0.35 | 0.17 | South/Central | TN | Nashville.Intl.AP.723270 | 3 | 2864099 | 61.233 | 9.4369 | 75.0049 | 60.4249 | 14.5801 | 964.13 | -1.1857 | 17.16 | -2.5594 | 1.3737 | 17.1851 | -3.1897 | -0.38 | -4.5648 | 1.3751 | -7.5833 | -2.0592 | -18.95 | -2.0152 | -0.04405 | -26.5077 | -1.1857 | 17.16 | -2.5594 | 1.3737 | 17.1851 | -1.0737 | 15.61 | -2.3235 | 1.2498 | 15.6994 | 0.043855 | 2.6854 | 0.41386 | 3.2893 | 42.2819 | -0.052 | -0.13988 | -0.090308 | -0.052 | -0.047085 | 0.75255 | -0.016665 | -0.83105 | 0.75255 | 0.68458 | 0.75365 | -0.33256 | -1.1625 | 0.75365 | 0.6885 | 0.043855 | 2.6854 | 0.41386 | 3.2893 | 42.2819 | -0.052 | -0.13988 | -0.090308 | -0.052 | -0.047085 | 0.75255 | -0.016665 | -0.83105 | 0.75255 | 0.68458 | 0.75365 | -0.33256 | -1.1625 | 0.75365 | 0.6885
9 | 0.33 | 0.47 | South/Central | TN | Nashville.Intl.AP.723270 | 3 | 2864099 | 53.8494 | 12.3252 | 71.6147 | 53.1383 | 18.4764 | 1012.84 | 2.2045 | -31.55 | 4.7271 | -2.5226 | -31.2245 | 0.20055 | -49.09 | 2.7218 | -2.5212 | -55.9929 | 1.331 | -67.66 | 5.2713 | -3.9404 | -74.9173 | 2.2045 | -31.55 | 4.7271 | -2.5226 | -31.2245 | 2.3166 | -33.1 | 4.963 | -2.6465 | -32.7102 | 0.043855 | 2.3616 | 0.54052 | 3.1407 | 44.418 | 0.096677 | 0.008795 | 0.058369 | 0.096677 | 0.10159 | -1.3836 | -2.1528 | -2.9672 | -1.3836 | -1.4516 | -1.3693 | -2.4556 | -3.2855 | -1.3693 | -1.4345 | 0.043855 | 2.3616 | 0.54052 | 3.1407 | 44.418 | 0.096677 | 0.008795 | 0.058369 | 0.096677 | 0.10159 | -1.3836 | -2.1528 | -2.9672 | -1.3836 | -1.4516 | -1.3693 | -2.4556 | -3.2855 | -1.3693 | -1.4345
10 | 0.33 | 0.42 | South/Central | TN | Nashville.Intl.AP.723270 | 3 | 2864099 | 54.9769 | 11.7168 | 71.922 | 54.2509 | 17.6711 | 999.24 | 1.8972 | -17.95 | 3.6146 | -1.7173 | -16.3499 | -0.10669 | -35.49 | 1.6092 | -1.7159 | -41.1183 | 1.0237 | -54.06 | 4.1588 | -3.1351 | -60.0427 | 1.8972 | -17.95 | 3.6146 | -1.7173 | -16.3499 | 2.0093 | -19.5 | 3.8505 | -1.8412 | -17.8356 | 0.043855 | 2.411 | 0.51384 | 3.1541 | 43.8216 | 0.083203 | -0.0046791 | 0.044895 | 0.083203 | 0.088118 | -0.7872 | -1.5564 | -2.3708 | -0.7872 | -0.85517 | -0.71702 | -1.8032 | -2.6332 | -0.71702 | -0.78218 | 0.043855 | 2.411 | 0.51384 | 3.1541 | 43.8216 | 0.083203 | -0.0046791 | 0.044895 | 0.083203 | 0.088118 | -0.7872 | -1.5564 | -2.3708 | -0.7872 | -0.85517 | -0.71702 | -1.8032 | -2.6332 | -0.71702 | -0.78218
11 | 0.33 | 0.37 | South/Central | TN | Nashville.Intl.AP.723270 | 3 | 2864099 | 56.0989 | 11.1818 | 72.3178 | 55.3581 | 16.9597 | 988.35 | 1.5014 | -7.06 | 2.5073 | -1.0059 | -4.7488 | -0.50253 | -24.6 | 0.50197 | -1.0045 | -29.5172 | 0.62789 | -43.17 | 3.0516 | -2.4237 | -48.4417 | 1.5014 | -7.06 | 2.5073 | -1.0059 | -4.7488 | 1.6135 | -8.61 | 2.7433 | -1.1298 | -6.2345 | 0.043855 | 2.4602 | 0.49038 | 3.1715 | 43.344 | 0.065844 | -0.022038 | 0.027536 | 0.065844 | 0.070759 | -0.30962 | -1.0788 | -1.8932 | -0.30962 | -0.37759 | -0.20826 | -1.2945 | -2.1244 | -0.20826 | -0.27341 | 0.043855 | 2.4602 | 0.49038 | 3.1715 | 43.344 | 0.065844 | -0.022038 | 0.027536 | 0.065844 | 0.070759 | -0.30962 | -1.0788 | -1.8932 | -0.30962 | -0.37759 | -0.20826 | -1.2945 | -2.1244 | -0.20826 | -0.27341
12 | 0.33 | 0.32 | South/Central | TN | Nashville.Intl.AP.723270 | 3 | 2864099 | 57.3206 | 10.6523 | 72.8079 | 56.5637 | 16.2441 | 978.24 | 1.0113 | 3.05 | 1.3017 | -0.29038 | 5.7818 | -0.99259 | -14.49 | -0.70363 | -0.28896 | -18.9865 | 0.13783 | -33.06 | 1.846 | -1.7081 | -37.911 | 1.0113 | 3.05 | 1.3017 | -0.29038 | 5.7818 | 1.1234 | 1.5 | 1.5377 | -0.41425 | 4.2961 | 0.043855 | 2.5138 | 0.46716 | 3.193 | 42.9007 | 0.044352 | -0.04353 | 0.0060445 | 0.044352 | 0.049267 | 0.13376 | -0.63546 | -1.4498 | 0.13376 | 0.065782 | 0.25356 | -0.83265 | -1.6626 | 0.25356 | 0.18841 | 0.043855 | 2.5138 | 0.46716 | 3.193 | 42.9007 | 0.044352 | -0.04353 | 0.0060445 | 0.044352 | 0.049267 | 0.13376 | -0.63546 | -1.4498 | 0.13376 | 0.065782 | 0.25356 | -0.83265 | -1.6626 | 0.25356 | 0.18841
13 | 0.33 | 0.27 | South/Central | TN | Nashville.Intl.AP.723270 | 3 | 2864099 | 58.1357 | 10.3178 | 73.1418 | 57.3681 | 15.7738 | 971.71 | 0.67739 | 9.58 | 0.49739 | 0.18 | 12.5584 | -1.3265 | -7.96 | -1.508 | 0.18143 | -12.21 | -0.19612 | -26.53 | 1.0416 | -1.2377 | -31.1344 | 0.67739 | 9.58 | 0.49739 | 0.18 | 12.5584 | 0.78946 | 8.03 | 0.73333 | 0.056135 | 11.0727 | 0.043855 | 2.5495 | 0.45249 | 3.2076 | 42.6143 | 0.029707 | -0.058175 | -0.0086008 | 0.029707 | 0.034622 | 0.42013 | -0.34909 | -1.1635 | 0.42013 | 0.35216 | 0.55075 | -0.53547 | -1.3654 | 0.55075 | 0.48559 | 0.043855 | 2.5495 | 0.45249 | 3.2076 | 42.6143 | 0.029707 | -0.058175 | -0.0086008 | 0.029707 | 0.034622 | 0.42013 | -0.34909 | -1.1635 | 0.42013 | 0.35216 | 0.55075 | -0.53547 | -1.3654 | 0.55075 | 0.48559
14 | 0.33 | 0.23 | South/Central | TN | Nashville.Intl.AP.723270 | 3 | 2864099 | 58.6266 | 10.146 | 73.3605 | 57.8524 | 15.5081 | 968.28 | 0.45866 | 13.01 | 0.013051 | 0.44561 | 16.0116 | -1.5453 | -4.53 | -1.9923 | 0.44703 | -8.7568 | -0.41485 | -23.1 | 0.55728 | -0.97213 | -27.6812 | 0.45866 | 13.01 | 0.013051 | 0.44561 | 16.0116 | 0.57073 | 11.46 | 0.24899 | 0.32174 | 14.5259 | 0.043855 | 2.5711 | 0.44495 | 3.2172 | 42.4639 | 0.020114 | -0.067768 | -0.018193 | 0.020114 | 0.025029 | 0.57055 | -0.19866 | -1.013 | 0.57055 | 0.50258 | 0.70219 | -0.38403 | -1.214 | 0.70219 | 0.63703 | 0.043855 | 2.5711 | 0.44495 | 3.2172 | 42.4639 | 0.020114 | -0.067768 | -0.018193 | 0.020114 | 0.025029 | 0.57055 | -0.19866 | -1.013 | 0.57055 | 0.50258 | 0.70219 | -0.38403 | -1.214 | 0.70219 | 0.63703
15 | 0.33 | 0.19 | South/Central | TN | Nashville.Intl.AP.723270 | 3 | 2864099 | 59.8083 | 9.6853 | 73.9051 | 59.0187 | 14.8864 | 960.6 | -0.085873 | 20.69 | -1.1532 | 1.0673 | 23.6923 | -2.0898 | 3.15 | -3.1586 | 1.0688 | -1.0761 | -0.95938 | -15.42 | -0.60899 | -0.3504 | -20.0006 | -0.085873 | 20.69 | -1.1532 | 1.0673 | 23.6923 | 0.026203 | 19.14 | -0.91727 | 0.94348 | 22.2066 | 0.043855 | 2.6229 | 0.42475 | 3.2411 | 42.1271 | -0.0037659 | -0.091648 | -0.042074 | -0.0037659 | 0.0011492 | 0.90736 | 0.13814 | -0.67624 | 0.90736 | 0.83938 | 1.039 | -0.047193 | -0.87712 | 1.039 | 0.97387 | 0.043855 | 2.6229 | 0.42475 | 3.2411 | 42.1271 | -0.0037659 | -0.091648 | -0.042074 | -0.0037659 | 0.0011492 | 0.90736 | 0.13814 | -0.67624 | 0.90736 | 0.83938 | 1.039 | -0.047193 | -0.87712 | 1.039 | 0.97387
16 | 0.33 | 0.17 | South/Central | TN | Nashville.Intl.AP.723270 | 3 | 2864099 | 60.4228 | 9.4469 | 74.1912 | 59.6249 | 14.5662 | 956.71 | -0.37196 | 24.58 | -1.7595 | 1.3875 | 27.5775 | -2.3759 | 7.04 | -3.7648 | 1.3889 | 2.8091 | -1.2455 | -11.53 | -1.2152 | -0.03022 | -16.1153 | -0.37196 | 24.58 | -1.7595 | 1.3875 | 27.5775 | -0.25988 | 23.03 | -1.5235 | 1.2637 | 26.0918 | 0.043855 | 2.6498 | 0.41429 | 3.2536 | 41.9565 | -0.016312 | -0.10419 | -0.05462 | -0.016312 | -0.011397 | 1.078 | 0.30874 | -0.50565 | 1.078 | 1.01 | 1.2094 | 0.12319 | -0.70674 | 1.2094 | 1.1443 | 0.043855 | 2.6498 | 0.41429 | 3.2536 | 41.9565 | -0.016312 | -0.10419 | -0.05462 | -0.016312 | -0.011397 | 1.078 | 0.30874 | -0.50565 | 1.078 | 1.01 | 1.2094 | 0.12319 | -0.70674 | 1.2094 | 1.1443
17 | 0.3 | 0.47 | South/Central | TN | Nashville.Intl.AP.723270 | 3 | 2864099 | 52.6482 | 12.3717 | 70.45 | 51.9526 | 18.4974 | 1003.08 | 3.3692 | -21.79 | 5.9128 | -2.5437 | -17.2982 | 1.3652 | -39.33 | 3.9075 | -2.5423 | -42.0666 | 2.4956 | -57.9 | 6.4571 | -3.9614 | -60.9911 | 3.3692 | -21.79 | 5.9128 | -2.5437 | -17.2982 | 3.4812 | -23.34 | 6.1488 | -2.6676 | -18.7839 | 0.043855 | 2.3089 | 0.54256 | 3.0896 | 43.99 | 0.14775 | 0.059872 | 0.10945 | 0.14775 | 0.15267 | -0.9556 | -1.7248 | -2.5392 | -0.9556 | -1.0236 | -0.75861 | -1.8448 | -2.6748 | -0.75861 | -0.82377 | 0.043855 | 2.3089 | 0.54256 | 3.0896 | 43.99 | 0.14775 | 0.059872 | 0.10945 | 0.14775 | 0.15267 | -0.9556 | -1.7248 | -2.5392 | -0.9556 | -1.0236 | -0.75861 | -1.8448 | -2.6748 | -0.75861 | -0.82377
18 | 0.3 | 0.42 | South/Central | TN | Nashville.Intl.AP.723270 | 3 | 2864099 | 53.771 | 11.7531 | 70.7378 | 53.0606 | 17.6771 | 989 | 3.0814 | -7.71 | 4.8048 | -1.7234 | -1.8333 | 1.0775 | -25.25 | 2.7995 | -1.7219 | -26.6016 | 2.2079 | -43.82 | 5.349 | -3.1411 | -45.5261 | 3.0814 | -7.71 | 4.8048 | -1.7234 | -1.8333 | 3.1935 | -9.26 | 5.0407 | -1.8472 | -3.319 | 0.043855 | 2.3581 | 0.51543 | 3.1022 | 43.3725 | 0.13514 | 0.047254 | 0.096829 | 0.13514 | 0.14005 | -0.33812 | -1.1073 | -1.9217 | -0.33812 | -0.4061 | -0.080398 | -1.1666 | -1.9965 | -0.080398 | -0.14555 | 0.043855 | 2.3581 | 0.51543 | 3.1022 | 43.3725 | 0.13514 | 0.047254 | 0.096829 | 0.13514 | 0.14005 | -0.33812 | -1.1073 | -1.9217 | -0.33812 | -0.4061 | -0.080398 | -1.1666 | -1.9965 | -0.080398 | -0.14555
19 | 0.3 | 0.37 | South/Central | TN | Nashville.Intl.AP.723270 | 3 | 2864099 | 54.8777 | 11.218 | 71.1172 | 54.1527 | 16.9645 | 977.94 | 2.702 | 3.35 | 3.7127 | -1.0108 | 9.9983 | 0.69806 | -14.19 | 1.7074 | -1.0093 | -14.7701 | 1.8285 | -32.76 | 4.257 | -2.4285 | -33.6945 | 2.702 | 3.35 | 3.7127 | -1.0108 | 9.9983 | 2.8141 | 1.8 | 3.9487 | -1.1346 | 8.5126 | 0.043855 | 2.4067 | 0.49197 | 3.1188 | 42.8875 | 0.1185 | 0.030613 | 0.080188 | 0.1185 | 0.12341 | 0.14691 | -0.6223 | -1.4367 | 0.14691 | 0.078939 | 0.43848 | -0.64774 | -1.4777 | 0.43848 | 0.37332 | 0.043855 | 2.4067 | 0.49197 | 3.1188 | 42.8875 | 0.1185 | 0.030613 | 0.080188 | 0.1185 | 0.12341 | 0.14691 | -0.6223 | -1.4367 | 0.14691 | 0.078939 | 0.43848 | -0.64774 | -1.4777 | 0.43848 | 0.37332
20 | 0.3 | 0.32 | South/Central | TN | Nashville.Intl.AP.723270 | 3 | 2864099 | 56.0994 | 10.6796 | 71.6004 | 55.3583 | 16.2421 | 967.62 | 2.2188 | 13.67 | 2.5071 | -0.28833 | 20.7735 | 0.21487 | -3.87 | 0.50178 | -0.2869 | -3.9949 | 1.3453 | -22.44 | 3.0514 | -1.7061 | -22.9193 | 2.2188 | 13.67 | 2.5071 | -0.28833 | 20.7735 | 2.3309 | 12.12 | 2.7431 | -0.4122 | 19.2878 | 0.043855 | 2.4602 | 0.46835 | 3.14 | 42.4349 | 0.097305 | 0.0094233 | 0.058998 | 0.097305 | 0.10222 | 0.5995 | -0.16972 | -0.9841 | 0.5995 | 0.53152 | 0.91102 | -0.17519 | -1.0051 | 0.91102 | 0.84587 | 0.043855 | 2.4602 | 0.46835 | 3.14 | 42.4349 | 0.097305 | 0.0094233 | 0.058998 | 0.097305 | 0.10222 | 0.5995 | -0.16972 | -0.9841 | 0.5995 | 0.53152 | 0.91102 | -0.17519 | -1.0051 | 0.91102 | 0.84587
21 | 0.3 | 0.27 | South/Central | TN | Nashville.Intl.AP.723270 | 3 | 2864099 | 56.9003 | 10.3444 | 71.913 | 56.1486 | 15.7644 | 960.74 | 1.9062 | 20.55 | 1.7168 | 0.18934 | 27.9828 | -0.097762 | 3.01 | -0.28852 | 0.19076 | 3.2145 | 1.0327 | -15.56 | 2.2611 | -1.2284 | -15.71 | 1.9062 | 20.55 | 1.7168 | 0.18934 | 27.9828 | 2.0182 | 19 | 1.9528 | 0.065472 | 26.4972 | 0.043855 | 2.4954 | 0.45365 | 3.1537 | 42.1332 | 0.083595 | -0.0042873 | 0.045287 | 0.083595 | 0.08851 | 0.90122 | 0.132 | -0.68238 | 0.90122 | 0.83324 | 1.2272 | 0.14097 | -0.68896 | 1.2272 | 1.162 | 0.043855 | 2.4954 | 0.45365 | 3.1537 | 42.1332 | 0.083595 | -0.0042873 | 0.045287 | 0.083595 | 0.08851 | 0.90122 | 0.132 | -0.68238 | 0.90122 | 0.83324 | 1.2272 | 0.14097 | -0.68896 | 1.2272 | 1.162
22 | 0.3 | 0.23 | South/Central | TN | Nashville.Intl.AP.723270 | 3 | 2864099 | 57.3954 | 10.1713 | 72.1348 | 56.6371 | 15.4976 | 957.32 | 1.6844 | 23.97 | 1.2283 | 0.45615 | 31.427 | -0.31948 | 6.43 | -0.77706 | 0.45758 | 6.6586 | 0.81094 | -12.14 | 1.7725 | -0.96159 | -12.2659 | 1.6844 | 23.97 | 1.2283 | 0.45615 | 31.427 | 1.7965 | 22.42 | 1.4642 | 0.33228 | 29.9413 | 0.043855 | 2.5171 | 0.44606 | 3.1635 | 41.9832 | 0.073871 | -0.014011 | 0.035564 | 0.073871 | 0.078786 | 1.0512 | 0.28199 | -0.5324 | 1.0512 | 0.98323 | 1.3782 | 0.29201 | -0.53792 | 1.3782 | 1.3131 | 0.043855 | 2.5171 | 0.44606 | 3.1635 | 41.9832 | 0.073871 | -0.014011 | 0.035564 | 0.073871 | 0.078786 | 1.0512 | 0.28199 | -0.5324 | 1.0512 | 0.98323 | 1.3782 | 0.29201 | -0.53792 | 1.3782 | 1.3131
23 | 0.3 | 0.19 | South/Central | TN | Nashville.Intl.AP.723270 | 3 | 2864099 | 58.5734 | 9.7018 | 72.6667 | 57.7997 | 14.867 | 949.34 | 1.1525 | 31.95 | 0.065736 | 1.0868 | 39.4701 | -0.85141 | 14.41 | -1.9396 | 1.0882 | 14.7017 | 0.27901 | -4.16 | 0.60996 | -0.33095 | -4.2227 | 1.1525 | 31.95 | 0.065736 | 1.0868 | 39.4701 | 1.2646 | 30.4 | 0.30168 | 0.96292 | 37.9844 | 0.043855 | 2.5687 | 0.42547 | 3.1868 | 41.6332 | 0.050544 | -0.037338 | 0.012236 | 0.050544 | 0.055459 | 1.4012 | 0.63195 | -0.18244 | 1.4012 | 1.3332 | 1.731 | 0.64474 | -0.18519 | 1.731 | 1.6658 | 0.043855 | 2.5687 | 0.42547 | 3.1868 | 41.6332 | 0.050544 | -0.037338 | 0.012236 | 0.050544 | 0.055459 | 1.4012 | 0.63195 | -0.18244 | 1.4012 | 1.3332 | 1.731 | 0.64474 | -0.18519 | 1.731 | 1.6658
24 | 0.3 | 0.17 | South/Central | TN | Nashville.Intl.AP.723270 | 3 | 2864099 | 59.1916 | 9.4579 | 72.9457 | 58.4097 | 14.536 | 945.18 | 0.87351 | 36.11 | -0.54423 | 1.4177 | 43.6928 | -1.1304 | 18.57 | -2.5496 | 1.4192 | 18.9245 | 0 | 0 | 0 | 0 | 0 | 0.87351 | 36.11 | -0.54423 | 1.4177 | 43.6928 | 0.98558 | 34.56 | -0.30829 | 1.2939 | 42.2071 | 0.043855 | 2.5958 | 0.41478 | 3.199 | 41.4508 | 0.038308 | -0.049574 | 0 | 0.038308 | 0.043223 | 1.5836 | 0.81439 | 0 | 1.5836 | 1.5156 | 1.9161 | 0.82993 | 0 | 1.9161 | 1.851 | 0.043855 | 2.5958 | 0.41478 | 3.199 | 41.4508 | 0.038308 | -0.049574 | 0 | 0.038308 | 0.043223 | 1.5836 | 0.81439 | 0 | 1.5836 | 1.5156 | 1.9161 | 0.82993 | 0 | 1.9161 | 1.851
25 | 0.28 | 0.47 | South/Central | TN | Nashville.Intl.AP.723270 | 3 | 2864099 | 52.0735 | 12.268 | 69.725 | 51.3853 | 18.3397 | 993.55 | 4.0942 | -12.26 | 6.4802 | -2.386 | -4.6678 | 2.0902 | -29.8 | 4.4748 | -2.3846 | -29.4361 | 3.2207 | -48.37 | 7.0244 | -3.8037 | -48.3606 | 4.0942 | -12.26 | 6.4802 | -2.386 | -4.6678 | 4.2062 | -13.81 | 6.7161 | -2.5099 | -6.1535 | 0.043855 | 2.2837 | 0.53801 | 3.0578 | 43.5721 | 0.17955 | 0.091667 | 0.14124 | 0.17955 | 0.18446 | -0.53766 | -1.3069 | -2.1213 | -0.53766 | -0.60564 | -0.2047 | -1.2909 | -2.1209 | -0.2047 | -0.26986 | 0.043855 | 2.2837 | 0.53801 | 3.0578 | 43.5721 | 0.17955 | 0.091667 | 0.14124 | 0.17955 | 0.18446 | -0.53766 | -1.3069 | -2.1213 | -0.53766 | -0.60564 | -0.2047 | -1.2909 | -2.1209 | -0.2047 | -0.26986
26 | 0.28 | 0.42 | South/Central | TN | Nashville.Intl.AP.723270 | 3 | 2864099 | 53.0051 | 11.753 | 69.9517 | 52.3045 | 17.6472 | 981.52 | 3.8675 | -0.23 | 5.5609 | -1.6934 | 8.5899 | 1.8636 | -17.77 | 3.5556 | -1.692 | -16.1785 | 2.994 | -36.34 | 6.1052 | -3.1112 | -35.103 | 3.8675 | -0.23 | 5.5609 | -1.6934 | 8.5899 | 3.9796 | -1.78 | 5.7969 | -1.8173 | 7.1042 | 0.043855 | 2.3245 | 0.51543 | 3.0677 | 43.0445 | 0.16961 | 0.081727 | 0.1313 | 0.16961 | 0.17452 | -0.010087 | -0.7793 | -1.5937 | -0.010087 | -0.078062 | 0.37671 | -0.70951 | -1.5394 | 0.37671 | 0.31155 | 0.043855 | 2.3245 | 0.51543 | 3.0677 | 43.0445 | 0.16961 | 0.081727 | 0.1313 | 0.16961 | 0.17452 | -0.010087 | -0.7793 | -1.5937 | -0.010087 | -0.078062 | 0.37671 | -0.70951 | -1.5394 | 0.37671 | 0.31155
27 | 0.28 | 0.37 | South/Central | TN | Nashville.Intl.AP.723270 | 3 | 2864099 | 53.9221 | 11.3046 | 70.2537 | 53.2094 | 17.0443 | 971.99 | 3.5655 | 9.3 | 4.656 | -1.0906 | 18.834 | 1.5615 | -8.24 | 2.6507 | -1.0891 | -5.9344 | 2.6919 | -26.81 | 5.2002 | -2.5083 | -24.8589 | 3.5655 | 9.3 | 4.656 | -1.0906 | 18.834 | 3.6775 | 7.75 | 4.892 | -1.2144 | 17.3483 | 0.043855 | 2.3648 | 0.49576 | 3.081 | 42.6266 | 0.15636 | 0.068481 | 0.11805 | 0.15636 | 0.16128 | 0.40785 | -0.36136 | -1.1758 | 0.40785 | 0.33988 | 0.82596 | -0.26025 | -1.0902 | 0.82596 | 0.76081 | 0.043855 | 2.3648 | 0.49576 | 3.081 | 42.6266 | 0.15636 | 0.068481 | 0.11805 | 0.15636 | 0.16128 | 0.40785 | -0.36136 | -1.1758 | 0.40785 | 0.33988 | 0.82596 | -0.26025 | -1.0902 | 0.82596 | 0.76081
28 | 0.28 | 0.32 | South/Central | TN | Nashville.Intl.AP.723270 | 3 | 2864099 | 55.0077 | 10.8151 | 70.6641 | 54.2808 | 16.3834 | 962.27 | 3.1551 | 19.02 | 3.5847 | -0.42961 | 29.0845 | 1.1511 | 1.48 | 1.5793 | -0.42819 | 4.3161 | 2.2816 | -17.09 | 4.1289 | -1.8474 | -14.6084 | 3.1551 | 19.02 | 3.5847 | -0.42961 | 29.0845 | 3.2672 | 17.47 | 3.8206 | -0.55348 | 27.5988 | 0.043855 | 2.4124 | 0.47429 | 3.099 | 42.2003 | 0.13837 | 0.050483 | 0.10006 | 0.13837 | 0.14328 | 0.83412 | 0.064905 | -0.74948 | 0.83412 | 0.76615 | 1.2755 | 0.18928 | -0.64065 | 1.2755 | 1.2103 | 0.043855 | 2.4124 | 0.47429 | 3.099 | 42.2003 | 0.13837 | 0.050483 | 0.10006 | 0.13837 | 0.14328 | 0.83412 | 0.064905 | -0.74948 | 0.83412 | 0.76615 | 1.2755 | 0.18928 | -0.64065 | 1.2755 | 1.2103
29 | 0.28 | 0.27 | South/Central | TN | Nashville.Intl.AP.723270 | 3 | 2864099 | 55.855 | 10.4697 | 71.0092 | 55.1168 | 15.8924 | 955.41 | 2.81 | 25.88 | 2.7486 | 0.061366 | 36.2009 | 0.80606 | 8.34 | 0.74327 | 0.062793 | 11.4325 | 1.9365 | -10.23 | 3.2928 | -1.3564 | -7.4919 | 2.81 | 25.88 | 2.7486 | 0.061366 | 36.2009 | 2.9221 | 24.33 | 2.9846 | -0.062498 | 34.7152 | 0.043855 | 2.4495 | 0.45915 | 3.1141 | 41.8994 | 0.12323 | 0.03535 | 0.084924 | 0.12323 | 0.12815 | 1.135 | 0.36575 | -0.44864 | 1.135 | 1.067 | 1.5876 | 0.50137 | -0.32856 | 1.5876 | 1.5224 | 0.043855 | 2.4495 | 0.45915 | 3.1141 | 41.8994 | 0.12323 | 0.03535 | 0.084924 | 0.12323 | 0.12815 | 1.135 | 0.36575 | -0.44864 | 1.135 | 1.067 | 1.5876 | 0.50137 | -0.32856 | 1.5876 | 1.5224
30 | 0.28 | 0.23 | South/Central | TN | Nashville.Intl.AP.723270 | 3 | 2864099 | 56.5551 | 10.1933 | 71.3063 | 55.8077 | 15.4986 | 950.06 | 2.5129 | 31.23 | 2.0577 | 0.45512 | 41.6559 | 0.50894 | 13.69 | 0.052391 | 0.45654 | 16.8875 | 1.6394 | -4.88 | 2.602 | -0.96262 | -2.0369 | 2.5129 | 31.23 | 2.0577 | 0.45512 | 41.6559 | 2.6249 | 29.68 | 2.2937 | 0.33125 | 40.1702 | 0.043855 | 2.4802 | 0.44702 | 3.1271 | 41.6648 | 0.1102 | 0.022319 | 0.071894 | 0.1102 | 0.11512 | 1.3696 | 0.60037 | -0.21401 | 1.3696 | 1.3016 | 1.8268 | 0.7406 | -0.089328 | 1.8268 | 1.7617 | 0.043855 | 2.4802 | 0.44702 | 3.1271 | 41.6648 | 0.1102 | 0.022319 | 0.071894 | 0.1102 | 0.11512 | 1.3696 | 0.60037 | -0.21401 | 1.3696 | 1.3016 | 1.8268 | 0.7406 | -0.089328 | 1.8268 | 1.7617
31 | 0.28 | 0.19 | South/Central | TN | Nashville.Intl.AP.723270 | 3 | 2864099 | 57.7178 | 9.7164 | 71.8157 | 56.9551 | 14.8606 | 941.77 | 2.0035 | 39.52 | 0.91037 | 1.0931 | 50.1489 | -0.00044525 | 21.98 | -1.095 | 1.0945 | 25.3805 | 1.13 | 3.41 | 1.4546 | -0.32462 | 6.456 | 2.0035 | 39.52 | 0.91037 | 1.0931 | 50.1489 | 2.1156 | 37.97 | 1.1463 | 0.96925 | 48.6632 | 0.043855 | 2.5312 | 0.42611 | 3.1495 | 41.3013 | 0.087863 | -1.9526e-05 | 0.049555 | 0.087863 | 0.092778 | 1.7331 | 0.96393 | 0.14955 | 1.7331 | 1.6652 | 2.1993 | 1.1131 | 0.28313 | 2.1993 | 2.1341 | 0.043855 | 2.5312 | 0.42611 | 3.1495 | 41.3013 | 0.087863 | -1.9526e-05 | 0.049555 | 0.087863 | 0.092778 | 1.7331 | 0.96393 | 0.14955 | 1.7331 | 1.6652 | 2.1993 | 1.1131 | 0.28313 | 2.1993 | 2.1341
32 | 0.28 | 0.17 | South/Central | TN | Nashville.Intl.AP.723270 | 3 | 2864099 | 58.3313 | 9.4833 | 72.1008 | 57.5606 | 14.5402 | 937.85 | 1.7184 | 43.44 | 0.30489 | 1.4135 | 54.0524 | -0.2855 | 25.9 | -1.7005 | 1.415 | 29.284 | 0.84492 | 7.33 | 0.84912 | -0.0042033 | 10.3596 | 1.7184 | 43.44 | 0.30489 | 1.4135 | 54.0524 | 1.8305 | 41.89 | 0.54083 | 1.2897 | 52.5667 | 0.043855 | 2.5581 | 0.41589 | 3.162 | 41.1294 | 0.075361 | -0.012521 | 0.037054 | 0.075361 | 0.080277 | 1.9051 | 1.1358 | 0.32146 | 1.9051 | 1.8371 | 2.3705 | 1.2842 | 0.45432 | 2.3705 | 2.3053 | 0.043855 | 2.5581 | 0.41589 | 3.162 | 41.1294 | 0.075361 | -0.012521 | 0.037054 | 0.075361 | 0.080277 | 1.9051 | 1.1358 | 0.32146 | 1.9051 | 1.8371 | 2.3705 | 1.2842 | 0.45432 | 2.3705 | 2.3053
33 | 0.27 | 0.47 | South/Central | TN | Nashville.Intl.AP.723270 | 3 | 2864099 | 51.7191 | 12.258 | 69.3535 | 51.0354 | 18.3181 | 989.86 | 4.4657 | -8.57 | 6.83 | -2.3643 | 0.43391 | 2.4618 | -26.11 | 4.8247 | -2.3629 | -24.3345 | 3.5922 | -44.68 | 7.3743 | -3.782 | -43.2589 | 4.4657 | -8.57 | 6.83 | -2.3643 | 0.43391 | 4.5778 | -10.12 | 7.066 | -2.4882 | -1.0518 | 0.043855 | 2.2681 | 0.53757 | 3.0415 | 43.4102 | 0.19584 | 0.10796 | 0.15754 | 0.19584 | 0.20076 | -0.37584 | -1.1451 | -1.9594 | -0.37584 | -0.44381 | 0.019029 | -1.0672 | -1.8971 | 0.019029 | -0.046126 | 0.043855 | 2.2681 | 0.53757 | 3.0415 | 43.4102 | 0.19584 | 0.10796 | 0.15754 | 0.19584 | 0.20076 | -0.37584 | -1.1451 | -1.9594 | -0.37584 | -0.44381 | 0.019029 | -1.0672 | -1.8971 | 0.019029 | -0.046126
34 | 0.27 | 0.42 | South/Central | TN | Nashville.Intl.AP.723270 | 3 | 2864099 | 52.6199 | 11.7587 | 69.5619 | 51.9244 | 17.6375 | 977.92 | 4.2573 | 3.37 | 5.9411 | -1.6838 | 13.638 | 2.2534 | -14.17 | 3.9357 | -1.6824 | -11.1304 | 3.3838 | -32.74 | 6.4853 | -3.1015 | -30.0549 | 4.2573 | 3.37 | 5.9411 | -1.6838 | 13.638 | 4.3694 | 1.82 | 6.177 | -1.8076 | 12.1523 | 0.043855 | 2.3076 | 0.51568 | 3.0506 | 42.8866 | 0.1867 | 0.098822 | 0.1484 | 0.1867 | 0.19162 | 0.14779 | -0.62142 | -1.4358 | 0.14779 | 0.079816 | 0.59809 | -0.48812 | -1.3181 | 0.59809 | 0.53294 | 0.043855 | 2.3076 | 0.51568 | 3.0506 | 42.8866 | 0.1867 | 0.098822 | 0.1484 | 0.1867 | 0.19162 | 0.14779 | -0.62142 | -1.4358 | 0.14779 | 0.079816 | 0.59809 | -0.48812 | -1.3181 | 0.59809 | 0.53294
35 | 0.27 | 0.37 | South/Central | TN | Nashville.Intl.AP.723270 | 3 | 2864099 | 53.3711 | 11.3903 | 69.7993 | 52.6655 | 17.1338 | 969.82 | 4.0199 | 11.47 | 5.2 | -1.18 | 22.3834 | 2.016 | -6.07 | 3.1946 | -1.1786 | -2.385 | 3.1464 | -24.64 | 5.7442 | -2.5978 | -21.3094 | 4.0199 | 11.47 | 5.2 | -1.18 | 22.3834 | 4.132 | 9.92 | 5.4359 | -1.3039 | 20.8977 | 0.043855 | 2.3406 | 0.49952 | 3.061 | 42.5314 | 0.17629 | 0.088411 | 0.13799 | 0.17629 | 0.18121 | 0.50302 | -0.2662 | -1.0806 | 0.50302 | 0.43504 | 0.98162 | -0.10459 | -0.93452 | 0.98162 | 0.91647 | 0.043855 | 2.3406 | 0.49952 | 3.061 | 42.5314 | 0.17629 | 0.088411 | 0.13799 | 0.17629 | 0.18121 | 0.50302 | -0.2662 | -1.0806 | 0.50302 | 0.43504 | 0.98162 | -0.10459 | -0.93452 | 0.98162 | 0.91647
36 | 0.27 | 0.32 | South/Central | TN | Nashville.Intl.AP.723270 | 3 | 2864099 | 54.3612 | 10.945 | 70.1764 | 53.6427 | 16.5338 | 961.02 | 3.6427 | 20.27 | 4.2228 | -0.58004 | 31.6312 | 1.6388 | 2.73 | 2.2174 | -0.57861 | 6.8629 | 2.7692 | -15.84 | 4.767 | -1.9978 | -12.0616 | 3.6427 | 20.27 | 4.2228 | -0.58004 | 31.6312 | 3.7548 | 18.72 | 4.4587 | -0.7039 | 30.1456 | 0.043855 | 2.384 | 0.47999 | 3.0776 | 42.1455 | 0.15975 | 0.07187 | 0.12144 | 0.15975 | 0.16467 | 0.88894 | 0.11972 | -0.69466 | 0.88894 | 0.82096 | 1.3872 | 0.30097 | -0.52896 | 1.3872 | 1.322 | 0.043855 | 2.384 | 0.47999 | 3.0776 | 42.1455 | 0.15975 | 0.07187 | 0.12144 | 0.15975 | 0.16467 | 0.88894 | 0.11972 | -0.69466 | 0.88894 | 0.82096 | 1.3872 | 0.30097 | -0.52896 | 1.3872 | 1.322
37 | 0.27 | 0.27 | South/Central | TN | Nashville.Intl.AP.723270 | 3 | 2864099 | 55.3135 | 10.5462 | 70.5542 | 54.5824 | 15.9718 | 952.99 | 3.265 | 28.3 | 3.283 | -0.01803 | 39.9908 | 1.2611 | 10.76 | 1.2777 | -0.016602 | 15.2224 | 2.3915 | -7.81 | 3.8272 | -1.4358 | -3.702 | 3.265 | 28.3 | 3.283 | -0.01803 | 39.9908 | 3.3771 | 26.75 | 3.519 | -0.14189 | 38.5051 | 0.043855 | 2.4258 | 0.4625 | 3.0942 | 41.7933 | 0.14319 | 0.055304 | 0.10488 | 0.14319 | 0.1481 | 1.2411 | 0.47188 | -0.34251 | 1.2411 | 1.1731 | 1.7538 | 0.66758 | -0.16235 | 1.7538 | 1.6886 | 0.043855 | 2.4258 | 0.4625 | 3.0942 | 41.7933 | 0.14319 | 0.055304 | 0.10488 | 0.14319 | 0.1481 | 1.2411 | 0.47188 | -0.34251 | 1.2411 | 1.1731 | 1.7538 | 0.66758 | -0.16235 | 1.7538 | 1.6886
38 | 0.27 | 0.23 | South/Central | TN | Nashville.Intl.AP.723270 | 3 | 2864099 | 56.1301 | 10.1979 | 70.8823 | 55.3882 | 15.4941 | 946.27 | 2.9369 | 35.02 | 2.4772 | 0.45966 | 47.0095 | 0.93298 | 17.48 | 0.47189 | 0.46109 | 22.2411 | 2.0634 | -1.09 | 3.0215 | -0.95807 | 3.3166 | 2.9369 | 35.02 | 2.4772 | 0.45966 | 47.0095 | 3.049 | 33.47 | 2.7132 | 0.3358 | 45.5238 | 0.043855 | 2.4616 | 0.44723 | 3.1085 | 41.4986 | 0.1288 | 0.040916 | 0.09049 | 0.1288 | 0.13371 | 1.5358 | 0.76658 | -0.047802 | 1.5358 | 1.4678 | 2.0616 | 0.97538 | 0.14545 | 2.0616 | 1.9964 | 0.043855 | 2.4616 | 0.44723 | 3.1085 | 41.4986 | 0.1288 | 0.040916 | 0.09049 | 0.1288 | 0.13371 | 1.5358 | 0.76658 | -0.047802 | 1.5358 | 1.4678 | 2.0616 | 0.97538 | 0.14545 | 2.0616 | 1.9964
39 | 0.27 | 0.19 | South/Central | TN | Nashville.Intl.AP.723270 | 3 | 2864099 | 57.2829 | 9.7318 | 71.3869 | 56.5257 | 14.8612 | 938.02 | 2.4322 | 43.27 | 1.3397 | 1.0925 | 55.4423 | 0.42832 | 25.73 | -0.66566 | 1.094 | 30.6739 | 1.5587 | 7.16 | 1.8839 | -0.32519 | 11.7495 | 2.4322 | 43.27 | 1.3397 | 1.0925 | 55.4423 | 2.5443 | 41.72 | 1.5756 | 0.96869 | 53.9566 | 0.043855 | 2.5121 | 0.42679 | 3.1307 | 41.1368 | 0.10667 | 0.018784 | 0.068358 | 0.10667 | 0.11158 | 1.8976 | 1.1284 | 0.314 | 1.8976 | 1.8296 | 2.4314 | 1.3452 | 0.51527 | 2.4314 | 2.3663 | 0.043855 | 2.5121 | 0.42679 | 3.1307 | 41.1368 | 0.10667 | 0.018784 | 0.068358 | 0.10667 | 0.11158 | 1.8976 | 1.1284 | 0.314 | 1.8976 | 1.8296 | 2.4314 | 1.3452 | 0.51527 | 2.4314 | 2.3663
40 | 0.27 | 0.17 | South/Central | TN | Nashville.Intl.AP.723270 | 3 | 2864099 | 57.8963 | 9.4933 | 71.6746 | 57.1312 | 14.5434 | 934.18 | 2.1446 | 47.11 | 0.73422 | 1.4104 | 59.2542 | 0.14069 | 29.57 | -1.2711 | 1.4118 | 34.4858 | 1.2711 | 11 | 1.2784 | -0.007346 | 15.5614 | 2.1446 | 47.11 | 0.73422 | 1.4104 | 59.2542 | 2.2567 | 45.56 | 0.97016 | 1.2865 | 57.7685 | 0.043855 | 2.539 | 0.41633 | 3.1433 | 40.9684 | 0.094052 | 0.0061697 | 0.055744 | 0.094052 | 0.098967 | 2.066 | 1.2968 | 0.4824 | 2.066 | 1.998 | 2.5986 | 1.5124 | 0.68244 | 2.5986 | 2.5334 | 0.043855 | 2.539 | 0.41633 | 3.1433 | 40.9684 | 0.094052 | 0.0061697 | 0.055744 | 0.094052 | 0.098967 | 2.066 | 1.2968 | 0.4824 | 2.066 | 1.998 | 2.5986 | 1.5124 | 0.68244 | 2.5986 | 2.5334
41 | 0.26 | 0.47 | South/Central | TN | Nashville.Intl.AP.723270 | 3 | 2864099 | 51.3585 | 12.2534 | 68.9782 | 50.6794 | 18.2988 | 986.19 | 4.841 | -4.9 | 7.186 | -2.345 | 5.5248 | 2.8371 | -22.44 | 5.1807 | -2.3436 | -19.2436 | 3.9675 | -41.01 | 7.7303 | -3.7628 | -38.168 | 4.841 | -4.9 | 7.186 | -2.345 | 5.5248 | 4.9531 | -6.45 | 7.422 | -2.4689 | 4.0391 | 0.043855 | 2.2523 | 0.53737 | 3.025 | 43.2493 | 0.2123 | 0.12442 | 0.17399 | 0.2123 | 0.21722 | -0.21489 | -0.9841 | -1.7985 | -0.21489 | -0.28286 | 0.24229 | -0.84392 | -1.6739 | 0.24229 | 0.17714 | 0.043855 | 2.2523 | 0.53737 | 3.025 | 43.2493 | 0.2123 | 0.12442 | 0.17399 | 0.2123 | 0.21722 | -0.21489 | -0.9841 | -1.7985 | -0.21489 | -0.28286 | 0.24229 | -0.84392 | -1.6739 | 0.24229 | 0.17714
42 | 0.26 | 0.42 | South/Central | TN | Nashville.Intl.AP.723270 | 3 | 2864099 | 52.2257 | 11.7595 | 69.1584 | 51.5352 | 17.6233 | 974.1 | 4.6608 | 7.19 | 6.3303 | -1.6695 | 18.9626 | 2.6569 | -10.35 | 4.3249 | -1.6681 | -5.8057 | 3.7873 | -28.92 | 6.8745 | -3.0872 | -24.7302 | 4.6608 | 7.19 | 6.3303 | -1.6695 | 18.9626 | 4.7729 | 5.64 | 6.5662 | -1.7934 | 17.477 | 0.043855 | 2.2904 | 0.51571 | 3.0329 | 42.7191 | 0.2044 | 0.11652 | 0.16609 | 0.2044 | 0.20931 | 0.31532 | -0.4539 | -1.2683 | 0.31532 | 0.24734 | 0.83161 | -0.25461 | -1.0845 | 0.83161 | 0.76645 | 0.043855 | 2.2904 | 0.51571 | 3.0329 | 42.7191 | 0.2044 | 0.11652 | 0.16609 | 0.2044 | 0.20931 | 0.31532 | -0.4539 | -1.2683 | 0.31532 | 0.24734 | 0.83161 | -0.25461 | -1.0845 | 0.83161 | 0.76645
43 | 0.26 | 0.37 | South/Central | TN | Nashville.Intl.AP.723270 | 3 | 2864099 | 52.8296 | 11.4864 | 69.3693 | 52.1311 | 17.2382 | 968.15 | 4.4499 | 13.14 | 5.7344 | -1.2845 | 25.2817 | 2.4459 | -4.4 | 3.729 | -1.2831 | 0.51335 | 3.5763 | -22.97 | 6.2786 | -2.7022 | -18.4111 | 4.4499 | 13.14 | 5.7344 | -1.2845 | 25.2817 | 4.5619 | 11.59 | 5.9703 | -1.4084 | 23.796 | 0.043855 | 2.3168 | 0.50373 | 3.0422 | 42.4582 | 0.19515 | 0.10727 | 0.15684 | 0.19515 | 0.20006 | 0.57625 | -0.19296 | -1.0073 | 0.57625 | 0.50828 | 1.1087 | 0.022513 | -0.80742 | 1.1087 | 1.0436 | 0.043855 | 2.3168 | 0.50373 | 3.0422 | 42.4582 | 0.19515 | 0.10727 | 0.15684 | 0.19515 | 0.20006 | 0.57625 | -0.19296 | -1.0073 | 0.57625 | 0.50828 | 1.1087 | 0.022513 | -0.80742 | 1.1087 | 1.0436
44 | 0.26 | 0.32 | South/Central | TN | Nashville.Intl.AP.723270 | 3 | 2864099 | 53.6803 | 11.1077 | 69.6856 | 52.9706 | 16.715 | 960.36 | 4.1336 | 20.93 | 4.8949 | -0.76124 | 33.504 | 2.1297 | 3.39 | 2.8895 | -0.75981 | 8.7356 | 3.2601 | -15.18 | 5.4391 | -2.179 | -10.1888 | 4.1336 | 20.93 | 4.8949 | -0.76124 | 33.504 | 4.2457 | 19.38 | 5.1308 | -0.88511 | 32.0183 | 0.043855 | 2.3541 | 0.48713 | 3.0561 | 42.1165 | 0.18128 | 0.093398 | 0.14297 | 0.18128 | 0.1862 | 0.91788 | 0.14867 | -0.66572 | 0.91788 | 0.84991 | 1.4693 | 0.3831 | -0.44683 | 1.4693 | 1.4042 | 0.043855 | 2.3541 | 0.48713 | 3.0561 | 42.1165 | 0.18128 | 0.093398 | 0.14297 | 0.18128 | 0.1862 | 0.91788 | 0.14867 | -0.66572 | 0.91788 | 0.84991 | 1.4693 | 0.3831 | -0.44683 | 1.4693 | 1.4042
45 | 0.26 | 0.27 | South/Central | TN | Nashville.Intl.AP.723270 | 3 | 2864099 | 54.7625 | 10.6163 | 70.0833 | 54.0385 | 16.0448 | 950.34 | 3.7359 | 30.95 | 3.827 | -0.091063 | 44.1251 | 1.732 | 13.41 | 1.8216 | -0.089636 | 19.3567 | 2.8624 | -5.16 | 4.3712 | -1.5088 | 0.43222 | 3.7359 | 30.95 | 3.827 | -0.091063 | 44.1251 | 3.848 | 29.4 | 4.0629 | -0.21493 | 42.6394 | 0.043855 | 2.4016 | 0.46558 | 3.0735 | 41.6771 | 0.16384 | 0.075955 | 0.12553 | 0.16384 | 0.16875 | 1.3573 | 0.58809 | -0.22629 | 1.3573 | 1.2893 | 1.9351 | 0.84889 | 0.018955 | 1.9351 | 1.8699 | 0.043855 | 2.4016 | 0.46558 | 3.0735 | 41.6771 | 0.16384 | 0.075955 | 0.12553 | 0.16384 | 0.16875 | 1.3573 | 0.58809 | -0.22629 | 1.3573 | 1.2893 | 1.9351 | 0.84889 | 0.018955 | 1.9351 | 1.8699
46 | 0.26 | 0.23 | South/Central | TN | Nashville.Intl.AP.723270 | 3 | 2864099 | 55.6994 | 10.208 | 70.4554 | 54.9631 | 15.4923 | 942.49 | 3.3638 | 38.8 | 2.9024 | 0.46141 | 52.3335 | 1.3599 | 21.26 | 0.89702 | 0.46284 | 27.5651 | 2.4903 | 2.69 | 3.4466 | -0.95632 | 8.6406 | 3.3638 | 38.8 | 2.9024 | 0.46141 | 52.3335 | 3.4759 | 37.25 | 3.1383 | 0.33755 | 50.8478 | 0.043855 | 2.4427 | 0.44767 | 3.0898 | 41.3328 | 0.14752 | 0.059637 | 0.10921 | 0.14752 | 0.15243 | 1.7016 | 0.93236 | 0.11797 | 1.7016 | 1.6336 | 2.2951 | 1.2089 | 0.37893 | 2.2951 | 2.2299 | 0.043855 | 2.4427 | 0.44767 | 3.0898 | 41.3328 | 0.14752 | 0.059637 | 0.10921 | 0.14752 | 0.15243 | 1.7016 | 0.93236 | 0.11797 | 1.7016 | 1.6336 | 2.2951 | 1.2089 | 0.37893 | 2.2951 | 2.2299
47 | 0.26 | 0.19 | South/Central | TN | Nashville.Intl.AP.723270 | 3 | 2864099 | 56.8513 | 9.7418 | 70.9645 | 56.0998 | 14.8647 | 934.37 | 2.8547 | 46.92 | 1.7656 | 1.0891 | 60.5899 | 0.85076 | 29.38 | -0.23974 | 1.0905 | 35.8215 | 1.9812 | 10.81 | 2.3098 | -0.32867 | 16.897 | 2.8547 | 46.92 | 1.7656 | 1.0891 | 60.5899 | 2.9668 | 45.37 | 2.0016 | 0.9652 | 59.1042 | 0.043855 | 2.4932 | 0.42722 | 3.1121 | 40.9767 | 0.12519 | 0.03731 | 0.086884 | 0.12519 | 0.13011 | 2.0577 | 1.2885 | 0.47407 | 2.0577 | 1.9897 | 2.6572 | 1.5709 | 0.74102 | 2.6572 | 2.592 | 0.043855 | 2.4932 | 0.42722 | 3.1121 | 40.9767 | 0.12519 | 0.03731 | 0.086884 | 0.12519 | 0.13011 | 2.0577 | 1.2885 | 0.47407 | 2.0577 | 1.9897 | 2.6572 | 1.5709 | 0.74102 | 2.6572 | 2.592
48 | 0.26 | 0.17 | South/Central | TN | Nashville.Intl.AP.723270 | 3 | 2864099 | 57.4557 | 9.503 | 71.2399 | 56.6963 | 14.5437 | 930.36 | 2.5792 | 50.93 | 1.1692 | 1.4101 | 64.6256 | 0.57532 | 33.39 | -0.83616 | 1.4115 | 39.8572 | 1.7057 | 14.82 | 1.7134 | -0.0076821 | 20.9328 | 2.5792 | 50.93 | 1.1692 | 1.4101 | 64.6256 | 2.6913 | 49.38 | 1.4051 | 1.2862 | 63.1399 | 0.043855 | 2.5197 | 0.41675 | 3.1242 | 40.8009 | 0.11311 | 0.025231 | 0.074805 | 0.11311 | 0.11803 | 2.2335 | 1.4643 | 0.64993 | 2.2335 | 2.1656 | 2.8342 | 1.7479 | 0.91801 | 2.8342 | 2.769 | 0.043855 | 2.5197 | 0.41675 | 3.1242 | 40.8009 | 0.11311 | 0.025231 | 0.074805 | 0.11311 | 0.11803 | 2.2335 | 1.4643 | 0.64993 | 2.2335 | 2.1656 | 2.8342 | 1.7479 | 0.91801 | 2.8342 | 2.769
49 | 0.25 | 0.47 | South/Central | TN | Nashville.Intl.AP.723270 | 3 | 2864099 | 50.9996 | 12.2433 | 68.5992 | 50.3251 | 18.2742 | 982.37 | 5.22 | -1.08 | 7.5404 | -2.3204 | 10.7862 | 3.216 | -18.62 | 5.535 | -2.319 | -13.9822 | 4.3464 | -37.19 | 8.0846 | -3.7382 | -32.9066 | 5.22 | -1.08 | 7.5404 | -2.3204 | 10.7862 | 5.332 | -2.63 | 7.7763 | -2.4443 | 9.3005 | 0.043855 | 2.2366 | 0.53693 | 3.0084 | 43.0818 | 0.22892 | 0.14104 | 0.19061 | 0.22892 | 0.23384 | -0.047363 | -0.81658 | -1.631 | -0.047363 | -0.11534 | 0.47303 | -0.61319 | -1.4431 | 0.47303 | 0.40787 | 0.043855 | 2.2366 | 0.53693 | 3.0084 | 43.0818 | 0.22892 | 0.14104 | 0.19061 | 0.22892 | 0.23384 | -0.047363 | -0.81658 | -1.631 | -0.047363 | -0.11534 | 0.47303 | -0.61319 | -1.4431 | 0.47303 | 0.40787
50 | 0.25 | 0.42 | South/Central | TN | Nashville.Intl.AP.723270 | 3 | 2864099 | 51.8395 | 11.7649 | 68.7676 | 51.1539 | 17.6137 | 970.49 | 5.0516 | 10.8 | 6.7115 | -1.6599 | 24.021 | 3.0476 | -6.74 | 4.7062 | -1.6585 | -0.7474 | 4.1781 | -25.31 | 7.2557 | -3.0777 | -19.6718 | 5.0516 | 10.8 | 6.7115 | -1.6599 | 24.021 | 5.1637 | 9.25 | 6.9475 | -1.7838 | 22.5353 | 0.043855 | 2.2734 | 0.51595 | 3.0158 | 42.5608 | 0.22154 | 0.13365 | 0.18323 | 0.22154 | 0.22645 | 0.47363 | -0.29558 | -1.11 | 0.47363 | 0.40566 | 1.0534 | -0.032777 | -0.86271 | 1.0534 | 0.98828 | 0.043855 | 2.2734 | 0.51595 | 3.0158 | 42.5608 | 0.22154 | 0.13365 | 0.18323 | 0.22154 | 0.22645 | 0.47363 | -0.29558 | -1.11 | 0.47363 | 0.40566 | 1.0534 | -0.032777 | -0.86271 | 1.0534 | 0.98828
51 | 0.25 | 0.37 | South/Central | TN | Nashville.Intl.AP.723270 | 3 | 2864099 | 52.279 | 11.5819 | 68.9288 | 51.5876 | 17.3411 | 966.38 | 4.8904 | 14.91 | 6.2778 | -1.3874 | 28.3482 | 2.8865 | -2.63 | 4.2724 | -1.386 | 3.5798 | 4.0169 | -21.2 | 6.822 | -2.8051 | -15.3446 | 4.8904 | 14.91 | 6.2778 | -1.3874 | 28.3482 | 5.0025 | 13.36 | 6.5137 | -1.5112 | 26.8625 | 0.043855 | 2.2927 | 0.50792 | 3.0229 | 42.3805 | 0.21447 | 0.12659 | 0.17616 | 0.21447 | 0.21938 | 0.65388 | -0.11534 | -0.92972 | 0.65388 | 0.5859 | 1.2432 | 0.15699 | -0.67294 | 1.2432 | 1.1781 | 0.043855 | 2.2927 | 0.50792 | 3.0229 | 42.3805 | 0.21447 | 0.12659 | 0.17616 | 0.21447 | 0.21938 | 0.65388 | -0.11534 | -0.92972 | 0.65388 | 0.5859 | 1.2432 | 0.15699 | -0.67294 | 1.2432 | 1.1781
52 | 0.25 | 0.32 | South/Central | TN | Nashville.Intl.AP.723270 | 3 | 2864099 | 52.9891 | 11.2778 | 69.1982 | 52.2884 | 16.9098 | 960.01 | 4.621 | 21.28 | 5.5771 | -0.95609 | 35.0168 | 2.6171 | 3.74 | 3.5717 | -0.95466 | 10.2484 | 3.7475 | -14.83 | 6.1213 | -2.3738 | -8.676 | 4.621 | 21.28 | 5.5771 | -0.95609 | 35.0168 | 4.7331 | 19.73 | 5.813 | -1.08 | 33.5311 | 0.043855 | 2.3238 | 0.49459 | 3.0347 | 42.1012 | 0.20265 | 0.11477 | 0.16435 | 0.20265 | 0.20757 | 0.93323 | 0.16402 | -0.65037 | 0.93323 | 0.86526 | 1.5357 | 0.44944 | -0.38049 | 1.5357 | 1.4705 | 0.043855 | 2.3238 | 0.49459 | 3.0347 | 42.1012 | 0.20265 | 0.11477 | 0.16435 | 0.20265 | 0.20757 | 0.93323 | 0.16402 | -0.65037 | 0.93323 | 0.86526 | 1.5357 | 0.44944 | -0.38049 | 1.5357 | 1.4705
53 | 0.25 | 0.27 | South/Central | TN | Nashville.Intl.AP.723270 | 3 | 2864099 | 54.2119 | 10.6927 | 69.6191 | 53.495 | 16.1241 | 947.85 | 4.2001 | 33.44 | 4.3704 | -0.17032 | 48.0317 | 2.1962 | 15.9 | 2.3651 | -0.1689 | 23.2634 | 3.3266 | -2.67 | 4.9146 | -1.5881 | 4.3389 | 4.2001 | 33.44 | 4.3704 | -0.17032 | 48.0317 | 4.3122 | 31.89 | 4.6063 | -0.29419 | 46.5461 | 0.043855 | 2.3775 | 0.46893 | 3.0531 | 41.5679 | 0.18419 | 0.096312 | 0.14589 | 0.18419 | 0.18911 | 1.4665 | 0.69729 | -0.11709 | 1.4665 | 1.3985 | 2.1064 | 1.0202 | 0.19028 | 2.1064 | 2.0413 | 0.043855 | 2.3775 | 0.46893 | 3.0531 | 41.5679 | 0.18419 | 0.096312 | 0.14589 | 0.18419 | 0.18911 | 1.4665 | 0.69729 | -0.11709 | 1.4665 | 1.3985 | 2.1064 | 1.0202 | 0.19028 | 2.1064 | 2.0413
54 | 0.25 | 0.23 | South/Central | TN | Nashville.Intl.AP.723270 | 3 | 2864099 | 55.2707 | 10.2233 | 70.0382 | 54.5399 | 15.4983 | 938.95 | 3.781 | 42.34 | 3.3256 | 0.45545 | 57.3589 | 1.7771 | 24.8 | 1.3202 | 0.45688 | 32.5906 | 2.9075 | 6.23 | 3.8698 | -0.96229 | 13.6661 | 3.781 | 42.34 | 3.3256 | 0.45545 | 57.3589 | 3.8931 | 40.79 | 3.5615 | 0.33159 | 55.8733 | 0.043855 | 2.4239 | 0.44834 | 3.0715 | 41.1776 | 0.16582 | 0.077934 | 0.12751 | 0.16582 | 0.17073 | 1.8568 | 1.0876 | 0.27322 | 1.8568 | 1.7888 | 2.5155 | 1.4293 | 0.59933 | 2.5155 | 2.4503 | 0.043855 | 2.4239 | 0.44834 | 3.0715 | 41.1776 | 0.16582 | 0.077934 | 0.12751 | 0.16582 | 0.17073 | 1.8568 | 1.0876 | 0.27322 | 1.8568 | 1.7888 | 2.5155 | 1.4293 | 0.59933 | 2.5155 | 2.4503
55 | 0.25 | 0.19 | South/Central | TN | Nashville.Intl.AP.723270 | 3 | 2864099 | 56.416 | 9.7518 | 70.5301 | 55.6702 | 14.8599 | 930.46 | 3.2891 | 50.83 | 2.1952 | 1.0939 | 66.0774 | 1.2852 | 33.29 | 0.18989 | 1.0953 | 41.309 | 2.4156 | 14.72 | 2.7395 | -0.32388 | 22.3846 | 3.2891 | 50.83 | 2.1952 | 1.0939 | 66.0774 | 3.4012 | 49.28 | 2.4312 | 0.96999 | 64.5917 | 0.043855 | 2.4741 | 0.42766 | 3.0931 | 40.8053 | 0.14424 | 0.056361 | 0.10594 | 0.14424 | 0.14916 | 2.2291 | 1.4599 | 0.64554 | 2.2291 | 2.1612 | 2.8978 | 1.8116 | 0.98167 | 2.8978 | 2.8327 | 0.043855 | 2.4741 | 0.42766 | 3.0931 | 40.8053 | 0.14424 | 0.056361 | 0.10594 | 0.14424 | 0.14916 | 2.2291 | 1.4599 | 0.64554 | 2.2291 | 2.1612 | 2.8978 | 1.8116 | 0.98167 | 2.8978 | 2.8327
56 | 0.25 | 0.17 | South/Central | TN | Nashville.Intl.AP.723270 | 3 | 2864099 | 57.0204 | 9.5184 | 70.8138 | 56.2666 | 14.5472 | 926.69 | 3.0054 | 54.6 | 1.5988 | 1.4066 | 69.8186 | 1.0015 | 37.06 | -0.40654 | 1.408 | 45.0502 | 2.1319 | 18.49 | 2.143 | -0.011174 | 26.1258 | 3.0054 | 54.6 | 1.5988 | 1.4066 | 69.8186 | 3.1175 | 53.05 | 1.8348 | 1.2827 | 68.3329 | 0.043855 | 2.5006 | 0.41743 | 3.1055 | 40.6399 | 0.1318 | 0.043919 | 0.093493 | 0.1318 | 0.13672 | 2.3945 | 1.6253 | 0.81088 | 2.3945 | 2.3265 | 3.0619 | 1.9757 | 1.1457 | 3.0619 | 2.9967 | 0.043855 | 2.5006 | 0.41743 | 3.1055 | 40.6399 | 0.1318 | 0.043919 | 0.093493 | 0.1318 | 0.13672 | 2.3945 | 1.6253 | 0.81088 | 2.3945 | 2.3265 | 3.0619 | 1.9757 | 1.1457 | 3.0619 | 2.9967
57 | 0.24 | 0.47 | South/Central | TN | Nashville.Intl.AP.723270 | 3 | 2864099 | 50.5841 | 12.2545 | 68.1888 | 49.9151 | 18.2737 | 978.77 | 5.6304 | 2.52 | 7.9503 | -2.3199 | 15.8774 | 3.6265 | -15.02 | 5.945 | -2.3185 | -8.891 | 4.7569 | -33.59 | 8.4946 | -3.7377 | -27.8155 | 5.6304 | 2.52 | 7.9503 | -2.3199 | 15.8774 | 5.7425 | 0.97 | 8.1863 | -2.4438 | 14.3917 | 0.043855 | 2.2184 | 0.53742 | 2.9904 | 42.9239 | 0.24692 | 0.15904 | 0.20861 | 0.24692 | 0.25184 | 0.11051 | -0.6587 | -1.4731 | 0.11051 | 0.042539 | 0.6963 | -0.38992 | -1.2198 | 0.6963 | 0.63115 | 0.043855 | 2.2184 | 0.53742 | 2.9904 | 42.9239 | 0.24692 | 0.15904 | 0.20861 | 0.24692 | 0.25184 | 0.11051 | -0.6587 | -1.4731 | 0.11051 | 0.042539 | 0.6963 | -0.38992 | -1.2198 | 0.6963 | 0.63115
58 | 0.24 | 0.42 | South/Central | TN | Nashville.Intl.AP.723270 | 3 | 2864099 | 51.415 | 11.776 | 68.3509 | 50.7349 | 17.6159 | 966.89 | 5.4683 | 14.4 | 7.1305 | -1.6622 | 29.1267 | 3.4644 | -3.14 | 5.1252 | -1.6608 | 4.3583 | 4.5948 | -21.71 | 7.6748 | -3.0799 | -14.5661 | 5.4683 | 14.4 | 7.1305 | -1.6622 | 29.1267 | 5.5804 | 12.85 | 7.3665 | -1.7861 | 27.641 | 0.043855 | 2.2548 | 0.51644 | 2.9975 | 42.4029 | 0.23981 | 0.15193 | 0.20151 | 0.23981 | 0.24473 | 0.63151 | -0.1377 | -0.95209 | 0.63151 | 0.56354 | 1.2773 | 0.19113 | -0.6388 | 1.2773 | 1.2122 | 0.043855 | 2.2548 | 0.51644 | 2.9975 | 42.4029 | 0.23981 | 0.15193 | 0.20151 | 0.23981 | 0.24473 | 0.63151 | -0.1377 | -0.95209 | 0.63151 | 0.56354 | 1.2773 | 0.19113 | -0.6388 | 1.2773 | 1.2122
59 | 0.24 | 0.37 | South/Central | TN | Nashville.Intl.AP.723270 | 3 | 2864099 | 51.8629 | 11.5931 | 68.5227 | 51.1769 | 17.3458 | 962.92 | 5.2965 | 18.37 | 6.6885 | -1.392 | 33.2661 | 3.2926 | 0.83 | 4.6832 | -1.3906 | 8.4977 | 4.423 | -17.74 | 7.2328 | -2.8098 | -10.4267 | 5.2965 | 18.37 | 6.6885 | -1.392 | 33.2661 | 5.4086 | 16.82 | 6.9245 | -1.5159 | 31.7804 | 0.043855 | 2.2744 | 0.50841 | 3.0051 | 42.2288 | 0.23228 | 0.1444 | 0.19397 | 0.23228 | 0.23719 | 0.80562 | 0.0364 | -0.77799 | 0.80562 | 0.73764 | 1.4589 | 0.37267 | -0.45726 | 1.4589 | 1.3937 | 0.043855 | 2.2744 | 0.50841 | 3.0051 | 42.2288 | 0.23228 | 0.1444 | 0.19397 | 0.23228 | 0.23719 | 0.80562 | 0.0364 | -0.77799 | 0.80562 | 0.73764 | 1.4589 | 0.37267 | -0.45726 | 1.4589 | 1.3937
60 | 0.24 | 0.32 | South/Central | TN | Nashville.Intl.AP.723270 | 3 | 2864099 | 52.5641 | 11.2885 | 68.7741 | 51.8689 | 16.9052 | 956.19 | 5.0451 | 25.1 | 5.9966 | -0.95148 | 40.3727 | 3.0412 | 7.56 | 3.9912 | -0.95005 | 15.6044 | 4.1716 | -11.01 | 6.5408 | -2.3692 | -3.3201 | 5.0451 | 25.1 | 5.9966 | -0.95148 | 40.3727 | 5.1572 | 23.55 | 6.2325 | -1.0753 | 38.8871 | 0.043855 | 2.3052 | 0.49506 | 3.0161 | 41.9337 | 0.22125 | 0.13337 | 0.18295 | 0.22125 | 0.22617 | 1.1008 | 0.33154 | -0.48284 | 1.1008 | 1.0328 | 1.7705 | 0.68433 | -0.1456 | 1.7705 | 1.7054 | 0.043855 | 2.3052 | 0.49506 | 3.0161 | 41.9337 | 0.22125 | 0.13337 | 0.18295 | 0.22125 | 0.22617 | 1.1008 | 0.33154 | -0.48284 | 1.1008 | 1.0328 | 1.7705 | 0.68433 | -0.1456 | 1.7705 | 1.7054
61 | 0.24 | 0.27 | South/Central | TN | Nashville.Intl.AP.723270 | 3 | 2864099 | 53.7831 | 10.7082 | 69.2023 | 53.0718 | 16.1305 | 944.33 | 4.6169 | 36.96 | 4.7936 | -0.17671 | 53.0422 | 2.613 | 19.42 | 2.7883 | -0.17528 | 28.2739 | 3.7434 | 0.85 | 5.3378 | -1.5944 | 9.3494 | 4.6169 | 36.96 | 4.7936 | -0.17671 | 53.0422 | 4.729 | 35.41 | 5.0295 | -0.30058 | 51.5565 | 0.043855 | 2.3587 | 0.46961 | 3.0349 | 41.4135 | 0.20247 | 0.11459 | 0.16417 | 0.20247 | 0.20739 | 1.6209 | 0.85166 | 0.037277 | 1.6209 | 1.5529 | 2.3262 | 1.2399 | 0.41002 | 2.3262 | 2.261 | 0.043855 | 2.3587 | 0.46961 | 3.0349 | 41.4135 | 0.20247 | 0.11459 | 0.16417 | 0.20247 | 0.20739 | 1.6209 | 0.85166 | 0.037277 | 1.6209 | 1.5529 | 2.3262 | 1.2399 | 0.41002 | 2.3262 | 2.261
62 | 0.24 | 0.23 | South/Central | TN | Nashville.Intl.AP.723270 | 3 | 2864099 | 54.8392 | 10.2332 | 69.6101 | 54.1139 | 15.4961 | 935.16 | 4.2091 | 46.13 | 3.7515 | 0.45763 | 62.7081 | 2.2052 | 28.59 | 1.7461 | 0.45906 | 37.9397 | 3.3356 | 10.02 | 4.2957 | -0.9601 | 19.0153 | 4.2091 | 46.13 | 3.7515 | 0.45763 | 62.7081 | 4.3212 | 44.58 | 3.9874 | 0.33377 | 61.2224 | 0.043855 | 2.405 | 0.44878 | 3.0527 | 41.0114 | 0.18459 | 0.096709 | 0.14628 | 0.18459 | 0.18951 | 2.023 | 1.2538 | 0.43943 | 2.023 | 1.9551 | 2.7501 | 1.6638 | 0.83391 | 2.7501 | 2.6849 | 0.043855 | 2.405 | 0.44878 | 3.0527 | 41.0114 | 0.18459 | 0.096709 | 0.14628 | 0.18459 | 0.18951 | 2.023 | 1.2538 | 0.43943 | 2.023 | 1.9551 | 2.7501 | 1.6638 | 0.83391 | 2.7501 | 2.6849
63 | 0.24 | 0.19 | South/Central | TN | Nashville.Intl.AP.723270 | 3 | 2864099 | 55.982 | 9.7614 | 70.1045 | 55.2417 | 14.8629 | 926.79 | 3.7147 | 54.5 | 2.6238 | 1.0909 | 71.275 | 1.7107 | 36.96 | 0.61843 | 1.0923 | 46.5066 | 2.8411 | 18.39 | 3.168 | -0.32687 | 27.5821 | 3.7147 | 54.5 | 2.6238 | 1.0909 | 71.275 | 3.8267 | 52.95 | 2.8597 | 0.967 | 69.7893 | 0.043855 | 2.4551 | 0.42809 | 3.0744 | 40.6443 | 0.16291 | 0.075024 | 0.1246 | 0.16291 | 0.16782 | 2.3901 | 1.6209 | 0.80649 | 2.3901 | 2.3221 | 3.1258 | 2.0395 | 1.2096 | 3.1258 | 3.0606 | 0.043855 | 2.4551 | 0.42809 | 3.0744 | 40.6443 | 0.16291 | 0.075024 | 0.1246 | 0.16291 | 0.16782 | 2.3901 | 1.6209 | 0.80649 | 2.3901 | 2.3221 | 3.1258 | 2.0395 | 1.2096 | 3.1258 | 3.0606
64 | 0.24 | 0.17 | South/Central | TN | Nashville.Intl.AP.723270 | 3 | 2864099 | 56.5855 | 9.5284 | 70.3797 | 55.8373 | 14.5424 | 922.8 | 3.4395 | 58.49 | 2.0281 | 1.4114 | 75.3037 | 1.4356 | 40.95 | 0.022793 | 1.4128 | 50.5353 | 2.566 | 22.38 | 2.5724 | -0.0063534 | 31.6109 | 3.4395 | 58.49 | 2.0281 | 1.4114 | 75.3037 | 3.5516 | 56.94 | 2.2641 | 1.2875 | 73.818 | 0.043855 | 2.4816 | 0.41787 | 3.0865 | 40.4693 | 0.15084 | 0.062958 | 0.11253 | 0.15084 | 0.15576 | 2.5651 | 1.7959 | 0.98147 | 2.5651 | 2.4971 | 3.3024 | 2.2162 | 1.3863 | 3.3024 | 3.2373 | 0.043855 | 2.4816 | 0.41787 | 3.0865 | 40.4693 | 0.15084 | 0.062958 | 0.11253 | 0.15084 | 0.15576 | 2.5651 | 1.7959 | 0.98147 | 2.5651 | 2.4971 | 3.3024 | 2.2162 | 1.3863 | 3.3024 | 3.2373
65 | 0.22 | 0.47 | South/Central | TN | Nashville.Intl.AP.723270 | 3 | 2864099 | 49.7377 | 12.2941 | 67.3816 | 49.0795 | 18.302 | 972.29 | 6.4376 | 9 | 8.7859 | -2.3483 | 25.2111 | 4.4337 | -8.54 | 6.7806 | -2.3468 | 0.44272 | 5.5641 | -27.11 | 9.3301 | -3.766 | -18.4817 | 6.4376 | 9 | 8.7859 | -2.3483 | 25.2111 | 6.5497 | 7.45 | 9.0219 | -2.4721 | 23.7254 | 0.043855 | 2.1812 | 0.53916 | 2.955 | 42.6397 | 0.28232 | 0.19444 | 0.24401 | 0.28232 | 0.28724 | 0.39469 | -0.37452 | -1.1889 | 0.39469 | 0.32672 | 1.1056 | 0.019416 | -0.81052 | 1.1056 | 1.0405 | 0.043855 | 2.1812 | 0.53916 | 2.955 | 42.6397 | 0.28232 | 0.19444 | 0.24401 | 0.28232 | 0.28724 | 0.39469 | -0.37452 | -1.1889 | 0.39469 | 0.32672 | 1.1056 | 0.019416 | -0.81052 | 1.1056 | 1.0405
66 | 0.22 | 0.42 | South/Central | TN | Nashville.Intl.AP.723270 | 3 | 2864099 | 50.5681 | 11.8114 | 67.5328 | 49.899 | 17.6338 | 960.07 | 6.2864 | 21.22 | 7.9664 | -1.68 | 38.8381 | 4.2825 | 3.68 | 5.961 | -1.6786 | 14.0697 | 5.4129 | -14.89 | 8.5106 | -3.0977 | -4.8547 | 6.2864 | 21.22 | 7.9664 | -1.68 | 38.8381 | 6.3985 | 19.67 | 8.2023 | -1.8039 | 37.3524 | 0.043855 | 2.2177 | 0.51799 | 2.9616 | 42.1038 | 0.27569 | 0.18781 | 0.23738 | 0.27569 | 0.2806 | 0.9306 | 0.16139 | -0.653 | 0.9306 | 0.86263 | 1.7032 | 0.61703 | -0.2129 | 1.7032 | 1.6381 | 0.043855 | 2.2177 | 0.51799 | 2.9616 | 42.1038 | 0.27569 | 0.18781 | 0.23738 | 0.27569 | 0.2806 | 0.9306 | 0.16139 | -0.653 | 0.9306 | 0.86263 | 1.7032 | 0.61703 | -0.2129 | 1.7032 | 1.6381
67 | 0.22 | 0.37 | South/Central | TN | Nashville.Intl.AP.723270 | 3 | 2864099 | 51.0081 | 11.6284 | 67.6932 | 50.3331 | 17.3602 | 955.94 | 6.126 | 25.35 | 7.5324 | -1.4064 | 43.1979 | 4.122 | 7.81 | 5.527 | -1.405 | 18.4296 | 5.2524 | -10.76 | 8.0766 | -2.8242 | -0.4949 | 6.126 | 25.35 | 7.5324 | -1.4064 | 43.1979 | 6.238 | 23.8 | 7.7683 | -1.5303 | 41.7122 | 0.043855 | 2.237 | 0.50996 | 2.9687 | 41.9227 | 0.26865 | 0.18077 | 0.23035 | 0.26865 | 0.27357 | 1.1117 | 0.34251 | -0.47188 | 1.1117 | 1.0437 | 1.8944 | 0.80823 | -0.021704 | 1.8944 | 1.8293 | 0.043855 | 2.237 | 0.50996 | 2.9687 | 41.9227 | 0.26865 | 0.18077 | 0.23035 | 0.26865 | 0.27357 | 1.1117 | 0.34251 | -0.47188 | 1.1117 | 1.0437 | 1.8944 | 0.80823 | -0.021704 | 1.8944 | 1.8293
68 | 0.22 | 0.32 | South/Central | TN | Nashville.Intl.AP.723270 | 3 | 2864099 | 51.708 | 11.3177 | 67.9371 | 51.0239 | 16.9132 | 949.03 | 5.8821 | 32.26 | 6.8415 | -0.95941 | 50.5477 | 3.8782 | 14.72 | 4.8362 | -0.95798 | 25.7793 | 5.0086 | -3.85 | 7.3857 | -2.3771 | 6.8549 | 5.8821 | 32.26 | 6.8415 | -0.95941 | 50.5477 | 5.9942 | 30.71 | 7.0775 | -1.0833 | 49.062 | 0.043855 | 2.2677 | 0.49634 | 2.9794 | 41.6197 | 0.25796 | 0.17008 | 0.21965 | 0.25796 | 0.26287 | 1.4148 | 0.64554 | -0.16884 | 1.4148 | 1.3468 | 2.2168 | 1.1306 | 0.30062 | 2.2168 | 2.1516 | 0.043855 | 2.2677 | 0.49634 | 2.9794 | 41.6197 | 0.25796 | 0.17008 | 0.21965 | 0.25796 | 0.26287 | 1.4148 | 0.64554 | -0.16884 | 1.4148 | 1.3468 | 2.2168 | 1.1306 | 0.30062 | 2.2168 | 2.1516
69 | 0.22 | 0.27 | South/Central | TN | Nashville.Intl.AP.723270 | 3 | 2864099 | 52.9167 | 10.7378 | 68.3589 | 52.2166 | 16.1423 | 937.18 | 5.4603 | 44.11 | 5.6489 | -0.18859 | 63.2046 | 3.4563 | 26.57 | 3.6435 | -0.18716 | 38.4363 | 4.5868 | 8 | 6.1931 | -1.6063 | 19.5118 | 5.4603 | 44.11 | 5.6489 | -0.18859 | 63.2046 | 5.5723 | 42.56 | 5.8848 | -0.31245 | 61.719 | 0.043855 | 2.3207 | 0.4709 | 2.9979 | 41.1 | 0.23946 | 0.15158 | 0.20115 | 0.23946 | 0.24437 | 1.9344 | 1.1652 | 0.35084 | 1.9344 | 1.8665 | 2.7718 | 1.6856 | 0.85569 | 2.7718 | 2.7067 | 0.043855 | 2.3207 | 0.4709 | 2.9979 | 41.1 | 0.23946 | 0.15158 | 0.20115 | 0.23946 | 0.24437 | 1.9344 | 1.1652 | 0.35084 | 1.9344 | 1.8665 | 2.7718 | 1.6856 | 0.85569 | 2.7718 | 2.7067
70 | 0.22 | 0.23 | South/Central | TN | Nashville.Intl.AP.723270 | 3 | 2864099 | 53.9732 | 10.2541 | 68.7515 | 53.2592 | 15.4923 | 927.54 | 5.0677 | 53.75 | 4.6063 | 0.46141 | 73.4214 | 3.0637 | 36.21 | 2.6009 | 0.46284 | 48.653 | 4.1942 | 17.64 | 5.1505 | -0.95632 | 29.7286 | 5.0677 | 53.75 | 4.6063 | 0.46141 | 73.4214 | 5.1797 | 52.2 | 4.8422 | 0.33755 | 71.9357 | 0.043855 | 2.367 | 0.44969 | 3.0151 | 40.6772 | 0.22224 | 0.13436 | 0.18393 | 0.22224 | 0.22716 | 2.3572 | 1.588 | 0.7736 | 2.3572 | 2.2892 | 3.2199 | 2.1337 | 1.3037 | 3.2199 | 3.1547 | 0.043855 | 2.367 | 0.44969 | 3.0151 | 40.6772 | 0.22224 | 0.13436 | 0.18393 | 0.22224 | 0.22716 | 2.3572 | 1.588 | 0.7736 | 2.3572 | 2.2892 | 3.2199 | 2.1337 | 1.3037 | 3.2199 | 3.1547
71 | 0.22 | 0.19 | South/Central | TN | Nashville.Intl.AP.723270 | 3 | 2864099 | 55.1151 | 9.778 | 69.2354 | 54.3861 | 14.8493 | 918.9 | 4.5837 | 62.39 | 3.4793 | 1.1044 | 82.3454 | 2.5798 | 44.85 | 1.474 | 1.1058 | 57.577 | 3.7102 | 26.28 | 4.0236 | -0.31332 | 38.6526 | 4.5837 | 62.39 | 3.4793 | 1.1044 | 82.3454 | 4.6958 | 60.84 | 3.7153 | 0.98055 | 80.8597 | 0.043855 | 2.4171 | 0.42881 | 3.0363 | 40.2983 | 0.20102 | 0.11314 | 0.16271 | 0.20102 | 0.20593 | 2.7361 | 1.9669 | 1.1525 | 2.7361 | 2.6681 | 3.6113 | 2.525 | 1.6951 | 3.6113 | 3.5461 | 0.043855 | 2.4171 | 0.42881 | 3.0363 | 40.2983 | 0.20102 | 0.11314 | 0.16271 | 0.20102 | 0.20593 | 2.7361 | 1.9669 | 1.1525 | 2.7361 | 2.6681 | 3.6113 | 2.525 | 1.6951 | 3.6113 | 3.5461
72 | 0.22 | 0.17 | South/Central | TN | Nashville.Intl.AP.723270 | 3 | 2864099 | 55.7196 | 9.5404 | 69.5157 | 54.9825 | 14.5331 | 915.02 | 4.3035 | 66.27 | 2.8829 | 1.4206 | 86.2108 | 2.2996 | 48.73 | 0.87755 | 1.422 | 61.4425 | 3.43 | 30.16 | 3.4271 | 0.0028756 | 42.518 | 4.3035 | 66.27 | 2.8829 | 1.4206 | 86.2108 | 4.4156 | 64.72 | 3.1188 | 1.2967 | 84.7252 | 0.043855 | 2.4436 | 0.41839 | 3.0486 | 40.1281 | 0.18873 | 0.10085 | 0.15042 | 0.18873 | 0.19365 | 2.9063 | 2.1371 | 1.3227 | 2.9063 | 2.8383 | 3.7808 | 2.6946 | 1.8646 | 3.7808 | 3.7156 | 0.043855 | 2.4436 | 0.41839 | 3.0486 | 40.1281 | 0.18873 | 0.10085 | 0.15042 | 0.18873 | 0.19365 | 2.9063 | 2.1371 | 1.3227 | 2.9063 | 2.8383 | 3.7808 | 2.6946 | 1.8646 | 3.7808 | 3.7156
73 | 0.2 | 0.47 | South/Central | TN | Nashville.Intl.AP.723270 | 3 | 2864099 | 48.8817 | 12.3303 | 66.5517 | 48.2346 | 18.3171 | 965.31 | 7.2675 | 15.98 | 9.6308 | -2.3634 | 35.1307 | 5.2635 | -1.56 | 7.6255 | -2.362 | 10.3623 | 6.3939 | -20.13 | 10.1751 | -3.7811 | -8.5622 | 7.2675 | 15.98 | 9.6308 | -2.3634 | 35.1307 | 7.3795 | 14.43 | 9.8668 | -2.4872 | 33.645 | 0.043855 | 2.1437 | 0.54074 | 2.9186 | 42.3336 | 0.31871 | 0.23083 | 0.28041 | 0.31871 | 0.32363 | 0.7008 | -0.068414 | -0.8828 | 0.7008 | 0.63283 | 1.5407 | 0.45444 | -0.37549 | 1.5407 | 1.4755 | 0.043855 | 2.1437 | 0.54074 | 2.9186 | 42.3336 | 0.31871 | 0.23083 | 0.28041 | 0.31871 | 0.32363 | 0.7008 | -0.068414 | -0.8828 | 0.7008 | 0.63283 | 1.5407 | 0.45444 | -0.37549 | 1.5407 | 1.4755
74 | 0.2 | 0.42 | South/Central | TN | Nashville.Intl.AP.723270 | 3 | 2864099 | 49.7026 | 11.8476 | 66.6934 | 49.0446 | 17.6488 | 953.03 | 7.1258 | 28.26 | 8.8209 | -1.6951 | 48.8769 | 5.1218 | 10.72 | 6.8155 | -1.6937 | 24.1085 | 6.2523 | -7.85 | 9.3651 | -3.1128 | 5.184 | 7.1258 | 28.26 | 8.8209 | -1.6951 | 48.8769 | 7.2378 | 26.71 | 9.0568 | -1.819 | 47.3912 | 0.043855 | 2.1797 | 0.51957 | 2.9248 | 41.7951 | 0.3125 | 0.22462 | 0.27419 | 0.3125 | 0.31742 | 1.2393 | 0.47012 | -0.34426 | 1.2393 | 1.1714 | 2.1435 | 1.0573 | 0.22735 | 2.1435 | 2.0783 | 0.043855 | 2.1797 | 0.51957 | 2.9248 | 41.7951 | 0.3125 | 0.22462 | 0.27419 | 0.3125 | 0.31742 | 1.2393 | 0.47012 | -0.34426 | 1.2393 | 1.1714 | 2.1435 | 1.0573 | 0.22735 | 2.1435 | 2.0783
75 | 0.2 | 0.37 | South/Central | TN | Nashville.Intl.AP.723270 | 3 | 2864099 | 50.1511 | 11.6592 | 66.8583 | 49.4873 | 17.371 | 948.84 | 6.9609 | 32.45 | 8.3781 | -1.4172 | 53.2815 | 4.957 | 14.91 | 6.3727 | -1.4158 | 28.5132 | 6.0874 | -3.66 | 8.9223 | -2.8349 | 9.5887 | 6.9609 | 32.45 | 8.3781 | -1.4172 | 53.2815 | 7.073 | 30.9 | 8.614 | -1.5411 | 51.7958 | 0.043855 | 2.1994 | 0.51132 | 2.9321 | 41.6113 | 0.30527 | 0.21739 | 0.26696 | 0.30527 | 0.31018 | 1.4231 | 0.65388 | -0.16051 | 1.4231 | 1.3551 | 2.3367 | 1.2504 | 0.42051 | 2.3367 | 2.2715 | 0.043855 | 2.1994 | 0.51132 | 2.9321 | 41.6113 | 0.30527 | 0.21739 | 0.26696 | 0.30527 | 0.31018 | 1.4231 | 0.65388 | -0.16051 | 1.4231 | 1.3551 | 2.3367 | 1.2504 | 0.42051 | 2.3367 | 2.2715
76 | 0.2 | 0.32 | South/Central | TN | Nashville.Intl.AP.723270 | 3 | 2864099 | 50.8322 | 11.3504 | 67.0839 | 50.1593 | 16.9246 | 941.78 | 6.7353 | 39.51 | 7.7061 | -0.97085 | 60.8413 | 4.7313 | 21.97 | 5.7008 | -0.96942 | 36.0729 | 5.8617 | 3.4 | 8.2503 | -2.3886 | 17.1485 | 6.7353 | 39.51 | 7.7061 | -0.97085 | 60.8413 | 6.8473 | 37.96 | 7.942 | -1.0947 | 59.3556 | 0.043855 | 2.2292 | 0.49777 | 2.942 | 41.3017 | 0.29537 | 0.20749 | 0.25707 | 0.29537 | 0.30029 | 1.7327 | 0.96349 | 0.14911 | 1.7327 | 1.6647 | 2.6682 | 1.582 | 0.75204 | 2.6682 | 2.603 | 0.043855 | 2.2292 | 0.49777 | 2.942 | 41.3017 | 0.29537 | 0.20749 | 0.25707 | 0.29537 | 0.30029 | 1.7327 | 0.96349 | 0.14911 | 1.7327 | 1.6647 | 2.6682 | 1.582 | 0.75204 | 2.6682 | 2.603
77 | 0.2 | 0.27 | South/Central | TN | Nashville.Intl.AP.723270 | 3 | 2864099 | 52.0408 | 10.7606 | 67.4922 | 51.352 | 16.1402 | 929.53 | 6.327 | 51.76 | 6.5135 | -0.18641 | 73.9828 | 4.3231 | 34.22 | 4.5081 | -0.18498 | 49.2144 | 5.4535 | 15.65 | 7.0577 | -1.6041 | 30.29 | 6.327 | 51.76 | 6.5135 | -0.18641 | 73.9828 | 6.4391 | 50.21 | 6.7494 | -0.31028 | 72.4971 | 0.043855 | 2.2822 | 0.47191 | 2.9599 | 40.7645 | 0.27747 | 0.18959 | 0.23916 | 0.27747 | 0.28239 | 2.2699 | 1.5007 | 0.68633 | 2.2699 | 2.202 | 3.2445 | 2.1583 | 1.3284 | 3.2445 | 3.1794 | 0.043855 | 2.2822 | 0.47191 | 2.9599 | 40.7645 | 0.27747 | 0.18959 | 0.23916 | 0.27747 | 0.28239 | 2.2699 | 1.5007 | 0.68633 | 2.2699 | 2.202 | 3.2445 | 2.1583 | 1.3284 | 3.2445 | 3.1794
78 | 0.2 | 0.23 | South/Central | TN | Nashville.Intl.AP.723270 | 3 | 2864099 | 53.093 | 10.276 | 67.8833 | 52.3904 | 15.4929 | 919.95 | 5.9359 | 61.34 | 5.475 | 0.46087 | 84.1547 | 3.932 | 43.8 | 3.4697 | 0.4623 | 59.3863 | 5.0624 | 25.23 | 6.0193 | -0.95686 | 40.4618 | 5.9359 | 61.34 | 5.475 | 0.46087 | 84.1547 | 6.048 | 59.79 | 5.711 | 0.33701 | 82.669 | 0.043855 | 2.3284 | 0.45065 | 2.977 | 40.3443 | 0.26032 | 0.17244 | 0.22201 | 0.26032 | 0.26523 | 2.6901 | 1.9208 | 1.1065 | 2.6901 | 2.6221 | 3.6906 | 2.6044 | 1.7745 | 3.6906 | 3.6254 | 0.043855 | 2.3284 | 0.45065 | 2.977 | 40.3443 | 0.26032 | 0.17244 | 0.22201 | 0.26032 | 0.26523 | 2.6901 | 1.9208 | 1.1065 | 2.6901 | 2.6221 | 3.6906 | 2.6044 | 1.7745 | 3.6906 | 3.6254
79 | 0.2 | 0.19 | South/Central | TN | Nashville.Intl.AP.723270 | 3 | 2864099 | 54.2294 | 9.7979 | 68.3589 | 53.5117 | 14.8472 | 911.16 | 5.4603 | 70.13 | 4.3538 | 1.1066 | 93.2447 | 3.4564 | 52.59 | 2.3484 | 1.108 | 68.4763 | 4.5868 | 34.02 | 4.898 | -0.31116 | 49.5518 | 5.4603 | 70.13 | 4.3538 | 1.1066 | 93.2447 | 5.5724 | 68.58 | 4.5897 | 0.98271 | 91.759 | 0.043855 | 2.3782 | 0.42969 | 2.9979 | 39.9589 | 0.23946 | 0.15158 | 0.20116 | 0.23946 | 0.24438 | 3.0755 | 2.3063 | 1.4919 | 3.0755 | 3.0076 | 4.0892 | 3.003 | 2.1731 | 4.0892 | 4.0241 | 0.043855 | 2.3782 | 0.42969 | 2.9979 | 39.9589 | 0.23946 | 0.15158 | 0.20116 | 0.23946 | 0.24438 | 3.0755 | 2.3063 | 1.4919 | 3.0755 | 3.0076 | 4.0892 | 3.003 | 2.1731 | 4.0892 | 4.0241
80 | 0.2 | 0.17 | South/Central | TN | Nashville.Intl.AP.723270 | 3 | 2864099 | 54.834 | 9.5561 | 68.6316 | 54.1084 | 14.5232 | 907.08 | 5.1876 | 74.21 | 3.757 | 1.4305 | 97.383 | 3.1837 | 56.67 | 1.7517 | 1.432 | 72.6146 | 4.3141 | 38.1 | 4.3013 | 0.012812 | 53.6901 | 5.1876 | 74.21 | 3.757 | 1.4305 | 97.383 | 5.2997 | 72.66 | 3.993 | 1.3067 | 95.8973 | 0.043855 | 2.4047 | 0.41908 | 3.0098 | 39.7799 | 0.2275 | 0.13962 | 0.18919 | 0.2275 | 0.23242 | 3.2545 | 2.4853 | 1.6709 | 3.2545 | 3.1865 | 4.2707 | 3.1845 | 2.3546 | 4.2707 | 4.2056 | 0.043855 | 2.4047 | 0.41908 | 3.0098 | 39.7799 | 0.2275 | 0.13962 | 0.18919 | 0.2275 | 0.23242 | 3.2545 | 2.4853 | 1.6709 | 3.2545 | 3.1865 | 4.2707 | 3.1845 | 2.3546 | 4.2707 | 4.2056
81 | 0.35 | 0.2 | South/Central | TN | Nashville.Intl.AP.723270 | 3 | 2864099 | 60.3129 | 9.7865 | 74.5674 | 59.5168 | 15.0506 | 969.69 | -0.74825 | 11.6 | -1.6514 | 0.90314 | 11.6862 | -2.7522 | -5.94 | -3.6567 | 0.90457 | -13.0822 | -1.6218 | -24.51 | -1.1072 | -0.51459 | -32.0066 | -0.74825 | 11.6 | -1.6514 | 0.90314 | 11.6862 | -0.63617 | 10.05 | -1.4154 | 0.77928 | 10.2005 | 0.043855 | 2.645 | 0.42919 | 3.2702 | 42.5257 | -0.032814 | -0.1207 | -0.071122 | -0.032814 | -0.027899 | 0.50872 | -0.2605 | -1.0749 | 0.50872 | 0.44074 | 0.5125 | -0.57372 | -1.4036 | 0.5125 | 0.44734 | 0.043855 | 2.645 | 0.42919 | 3.2702 | 42.5257 | -0.032814 | -0.1207 | -0.071122 | -0.032814 | -0.027899 | 0.50872 | -0.2605 | -1.0749 | 0.50872 | 0.44074 | 0.5125 | -0.57372 | -1.4036 | 0.5125 | 0.44734
82 | 0.35 | 0.25 | South/Central | TN | Nashville.Intl.AP.723270 | 3 | 2864099 | 58.8785 | 10.3679 | 73.9313 | 58.1014 | 15.8299 | 979.74 | -0.11208 | 1.55 | -0.23594 | 0.12386 | 1.4857 | -2.116 | -15.99 | -2.2413 | 0.12529 | -23.2827 | -0.98558 | -34.56 | 0.30829 | -1.2939 | -42.2071 | -0.11208 | 1.55 | -0.23594 | 0.12386 | 1.4857 | 0 | 0 | 0 | 0 | 0 | 0.043855 | 2.5821 | 0.45468 | 3.2423 | 42.9664 | -0.0049151 | -0.092797 | -0.043223 | -0.0049151 | 0 | 0.067975 | -0.70124 | -1.5156 | 0.067975 | 0 | 0.065155 | -1.0211 | -1.851 | 0.065155 | 0 | 0.043855 | 2.5821 | 0.45468 | 3.2423 | 42.9664 | -0.0049151 | -0.092797 | -0.043223 | -0.0049151 | 0 | 0.067975 | -0.70124 | -1.5156 | 0.067975 | 0 | 0.065155 | -1.0211 | -1.851 | 0.065155 | 0
83 | 0.35 | 0.3 | South/Central | TN | Nashville.Intl.AP.723270 | 3 | 2864099 | 58.6395 | 10.4147 | 73.8192 | 57.8654 | 15.9537 | 981.29 | 0 | 0 | 0 | 0 | 0 | -2.0039 | -17.54 | -2.0054 | 0.0014275 | -24.7684 | -0.87351 | -36.11 | 0.54423 | -1.4177 | -43.6928 | 0 | 0 | 0 | 0 | 0 | 0.11208 | -1.55 | 0.23594 | -0.12386 | -1.4857 | 0.043855 | 2.5716 | 0.45673 | 3.2373 | 43.0344 | 0 | -0.087882 | -0.038308 | 0 | 0.0049151 | 0 | -0.76922 | -1.5836 | 0 | -0.067975 | 0 | -1.0862 | -1.9161 | 0 | -0.065155 | 0.043855 | 2.5716 | 0.45673 | 3.2373 | 43.0344 | 0 | -0.087882 | -0.038308 | 0 | 0.0049151 | 0 | -0.76922 | -1.5836 | 0 | -0.067975 | 0 | -1.0862 | -1.9161 | 0 | -0.065155
84 | 0.35 | 0.35 | South/Central | TN | Nashville.Intl.AP.723270 | 3 | 2864099 | 57.3768 | 10.9453 | 73.2893 | 56.6194 | 16.6699 | 991.01 | 0.5299 | -9.72 | 1.246 | -0.71613 | -10.0511 | -1.474 | -27.26 | -0.75933 | -0.7147 | -34.8194 | -0.34361 | -45.83 | 1.7903 | -2.1339 | -53.7439 | 0.5299 | -9.72 | 1.246 | -0.71613 | -10.0511 | 0.64197 | -11.27 | 1.482 | -0.83999 | -11.5367 | 0.043855 | 2.5163 | 0.48001 | 3.2141 | 43.4607 | 0.023239 | -0.064644 | -0.015069 | 0.023239 | 0.028154 | -0.42627 | -1.1955 | -2.0099 | -0.42627 | -0.49425 | -0.44079 | -1.527 | -2.3569 | -0.44079 | -0.50594 | 0.043855 | 2.5163 | 0.48001 | 3.2141 | 43.4607 | 0.023239 | -0.064644 | -0.015069 | 0.023239 | 0.028154 | -0.42627 | -1.1955 | -2.0099 | -0.42627 | -0.49425 | -0.44079 | -1.527 | -2.3569 | -0.44079 | -0.50594
85 | 0.35 | 0.4 | South/Central | TN | Nashville.Intl.AP.723270 | 3 | 2864099 | 56.2149 | 11.4738 | 72.847 | 55.4728 | 17.3742 | 1001.33 | 0.97218 | -20.04 | 2.3926 | -1.4204 | -20.9124 | -1.0317 | -37.58 | 0.38726 | -1.419 | -45.6808 | 0.098671 | -56.15 | 2.9368 | -2.8382 | -64.6052 | 0.97218 | -20.04 | 2.3926 | -1.4204 | -20.9124 | 1.0843 | -21.59 | 2.6286 | -1.5443 | -22.3981 | 0.043855 | 2.4653 | 0.50318 | 3.1947 | 43.9133 | 0.042635 | -0.045247 | 0.0043272 | 0.042635 | 0.04755 | -0.87885 | -1.6481 | -2.4625 | -0.87885 | -0.94683 | -0.91711 | -2.0033 | -2.8333 | -0.91711 | -0.98227 | 0.043855 | 2.4653 | 0.50318 | 3.1947 | 43.9133 | 0.042635 | -0.045247 | 0.0043272 | 0.042635 | 0.04755 | -0.87885 | -1.6481 | -2.4625 | -0.87885 | -0.94683 | -0.91711 | -2.0033 | -2.8333 | -0.91711 | -0.98227
86 | 0.33 | 0.2 | South/Central | TN | Nashville.Intl.AP.723270 | 3 | 2864099 | 59.5059 | 9.7933 | 73.7519 | 58.7203 | 15.0316 | 962.16 | 0.067297 | 19.13 | -0.85485 | 0.92215 | 22.2205 | -1.9366 | 1.59 | -2.8602 | 0.92358 | -2.5478 | -0.80621 | -16.98 | -0.31063 | -0.49559 | -21.4723 | 0.067297 | 19.13 | -0.85485 | 0.92215 | 22.2205 | 0.17937 | 17.58 | -0.61891 | 0.79829 | 20.7349 | 0.043855 | 2.6096 | 0.42949 | 3.2344 | 42.1955 | 0.0029513 | -0.084931 | -0.035356 | 0.0029513 | 0.0078664 | 0.83894 | 0.069729 | -0.74466 | 0.83894 | 0.77097 | 0.97448 | -0.11174 | -0.94167 | 0.97448 | 0.90933 | 0.043855 | 2.6096 | 0.42949 | 3.2344 | 42.1955 | 0.0029513 | -0.084931 | -0.035356 | 0.0029513 | 0.0078664 | 0.83894 | 0.069729 | -0.74466 | 0.83894 | 0.77097 | 0.97448 | -0.11174 | -0.94167 | 0.97448 | 0.90933
87 | 0.33 | 0.25 | South/Central | TN | Nashville.Intl.AP.723270 | 3 | 2864099 | 58.0717 | 10.3783 | 73.1245 | 57.3048 | 15.8197 | 972.45 | 0.69469 | 8.84 | 0.56059 | 0.1341 | 11.7079 | -1.3092 | -8.7 | -1.4448 | 0.13552 | -13.0604 | -0.17882 | -27.27 | 1.1048 | -1.2836 | -31.9849 | 0.69469 | 8.84 | 0.56059 | 0.1341 | 11.7079 | 0.80677 | 7.29 | 0.79653 | 0.010233 | 10.2223 | 0.043855 | 2.5467 | 0.45514 | 3.2069 | 42.6467 | 0.030466 | -0.057416 | -0.007842 | 0.030466 | 0.035381 | 0.38768 | -0.38154 | -1.1959 | 0.38768 | 0.3197 | 0.51345 | -0.57276 | -1.4027 | 0.51345 | 0.4483 | 0.043855 | 2.5467 | 0.45514 | 3.2069 | 42.6467 | 0.030466 | -0.057416 | -0.007842 | 0.030466 | 0.035381 | 0.38768 | -0.38154 | -1.1959 | 0.38768 | 0.3197 | 0.51345 | -0.57276 | -1.4027 | 0.51345 | 0.4483
88 | 0.33 | 0.3 | South/Central | TN | Nashville.Intl.AP.723270 | 3 | 2864099 | 57.8333 | 10.4304 | 73.0186 | 57.0697 | 15.9489 | 974.16 | 0.80058 | 7.13 | 0.79575 | 0.0048267 | 10.0202 | -1.2034 | -10.41 | -1.2096 | 0.0062542 | -14.7481 | -0.072932 | -28.98 | 1.34 | -1.4129 | -33.6726 | 0.80058 | 7.13 | 0.79575 | 0.0048267 | 10.0202 | 0.91265 | 5.58 | 1.0317 | -0.11904 | 8.5345 | 0.043855 | 2.5363 | 0.45742 | 3.2022 | 42.7217 | 0.035109 | -0.052773 | -0.0031984 | 0.035109 | 0.040024 | 0.31269 | -0.45653 | -1.2709 | 0.31269 | 0.24471 | 0.43944 | -0.64678 | -1.4767 | 0.43944 | 0.37428 | 0.043855 | 2.5363 | 0.45742 | 3.2022 | 42.7217 | 0.035109 | -0.052773 | -0.0031984 | 0.035109 | 0.040024 | 0.31269 | -0.45653 | -1.2709 | 0.31269 | 0.24471 | 0.43944 | -0.64678 | -1.4767 | 0.43944 | 0.37428
89 | 0.33 | 0.35 | South/Central | TN | Nashville.Intl.AP.723270 | 3 | 2864099 | 56.571 | 10.9654 | 72.4935 | 55.824 | 16.6696 | 984.04 | 1.3257 | -2.75 | 2.0415 | -0.71582 | -0.19511 | -0.67826 | -20.29 | 0.036124 | -0.71439 | -24.9635 | 0.45215 | -38.86 | 2.5857 | -2.1336 | -43.8879 | 1.3257 | -2.75 | 2.0415 | -0.71582 | -0.19511 | 1.4377 | -4.3 | 2.2774 | -0.83968 | -1.6808 | 0.043855 | 2.4809 | 0.48089 | 3.1792 | 43.155 | 0.058137 | -0.029745 | 0.019829 | 0.058137 | 0.063052 | -0.1206 | -0.88982 | -1.7042 | -0.1206 | -0.18858 | -0.0085563 | -1.0948 | -1.9247 | -0.0085563 | -0.073711 | 0.043855 | 2.4809 | 0.48089 | 3.1792 | 43.155 | 0.058137 | -0.029745 | 0.019829 | 0.058137 | 0.063052 | -0.1206 | -0.88982 | -1.7042 | -0.1206 | -0.18858 | -0.0085563 | -1.0948 | -1.9247 | -0.0085563 | -0.073711
90 | 0.33 | 0.4 | South/Central | TN | Nashville.Intl.AP.723270 | 3 | 2864099 | 55.4153 | 11.5003 | 72.0639 | 54.6835 | 17.3804 | 994.62 | 1.7553 | -13.33 | 3.1819 | -1.4266 | -11.3639 | -0.24862 | -30.87 | 1.1766 | -1.4252 | -36.1323 | 0.88179 | -49.44 | 3.7262 | -2.8444 | -55.0568 | 1.7553 | -13.33 | 3.1819 | -1.4266 | -11.3639 | 1.8674 | -14.88 | 3.4179 | -1.5505 | -12.8496 | 0.043855 | 2.4302 | 0.50435 | 3.1604 | 43.619 | 0.076979 | -0.010903 | 0.038671 | 0.076979 | 0.081894 | -0.58459 | -1.3538 | -2.1682 | -0.58459 | -0.65256 | -0.49836 | -1.5846 | -2.4145 | -0.49836 | -0.56352 | 0.043855 | 2.4302 | 0.50435 | 3.1604 | 43.619 | 0.076979 | -0.010903 | 0.038671 | 0.076979 | 0.081894 | -0.58459 | -1.3538 | -2.1682 | -0.58459 | -0.65256 | -0.49836 | -1.5846 | -2.4145 | -0.49836 | -0.56352
91 | 0.3 | 0.2 | South/Central | TN | Nashville.Intl.AP.723270 | 3 | 2864099 | 58.2714 | 9.8183 | 72.5275 | 57.5016 | 15.0258 | 951.32 | 1.2917 | 29.97 | 0.3638 | 0.92794 | 37.5091 | -0.71218 | 12.43 | -1.6416 | 0.92937 | 12.7408 | 0.41823 | -6.14 | 0.90803 | -0.4898 | -6.1837 | 1.2917 | 29.97 | 0.3638 | 0.92794 | 37.5091 | 1.4038 | 28.42 | 0.59974 | 0.80408 | 36.0235 | 0.043855 | 2.5555 | 0.43058 | 3.1807 | 41.7201 | 0.056649 | -0.031233 | 0.018342 | 0.056649 | 0.061564 | 1.3143 | 0.54512 | -0.26927 | 1.3143 | 1.2464 | 1.645 | 0.55875 | -0.27119 | 1.645 | 1.5798 | 0.043855 | 2.5555 | 0.43058 | 3.1807 | 41.7201 | 0.056649 | -0.031233 | 0.018342 | 0.056649 | 0.061564 | 1.3143 | 0.54512 | -0.26927 | 1.3143 | 1.2464 | 1.645 | 0.55875 | -0.27119 | 1.645 | 1.5798
92 | 0.3 | 0.25 | South/Central | TN | Nashville.Intl.AP.723270 | 3 | 2864099 | 56.8405 | 10.4044 | 71.9028 | 56.0896 | 15.8132 | 961.63 | 1.9164 | 19.66 | 1.7758 | 0.14052 | 26.9768 | -0.087568 | 2.12 | -0.22951 | 0.14195 | 2.2084 | 1.0429 | -16.45 | 2.3201 | -1.2772 | -16.716 | 1.9164 | 19.66 | 1.7758 | 0.14052 | 26.9768 | 2.0284 | 18.11 | 2.0118 | 0.016656 | 25.4911 | 0.043855 | 2.4927 | 0.45628 | 3.1533 | 42.1722 | 0.084042 | -0.0038403 | 0.045734 | 0.084042 | 0.088957 | 0.86219 | 0.092972 | -0.72141 | 0.86219 | 0.79421 | 1.1831 | 0.09685 | -0.73308 | 1.1831 | 1.1179 | 0.043855 | 2.4927 | 0.45628 | 3.1533 | 42.1722 | 0.084042 | -0.0038403 | 0.045734 | 0.084042 | 0.088957 | 0.86219 | 0.092972 | -0.72141 | 0.86219 | 0.79421 | 1.1831 | 0.09685 | -0.73308 | 1.1831 | 1.1179
93 | 0.3 | 0.3 | South/Central | TN | Nashville.Intl.AP.723270 | 3 | 2864099 | 56.6079 | 10.4662 | 71.8153 | 55.8601 | 15.9552 | 963.75 | 2.0039 | 17.54 | 2.0054 | -0.0014275 | 24.7684 | 0 | 0 | 0 | 0 | 0 | 1.1304 | -18.57 | 2.5496 | -1.4192 | -18.9245 | 2.0039 | 17.54 | 2.0054 | -0.0014275 | 24.7684 | 2.116 | 15.99 | 2.2413 | -0.12529 | 23.2827 | 0.043855 | 2.4825 | 0.459 | 3.1495 | 42.2652 | 0.087882 | 0 | 0.049574 | 0.087882 | 0.092797 | 0.76922 | 0 | -0.81439 | 0.76922 | 0.70124 | 1.0862 | 0 | -0.82993 | 1.0862 | 1.0211 | 0.043855 | 2.4825 | 0.459 | 3.1495 | 42.2652 | 0.087882 | 0 | 0.049574 | 0.087882 | 0.092797 | 0.76922 | 0 | -0.81439 | 0.76922 | 0.70124 | 1.0862 | 0 | -0.82993 | 1.0862 | 1.0211
94 | 0.3 | 0.35 | South/Central | TN | Nashville.Intl.AP.723270 | 3 | 2864099 | 55.3552 | 11.0019 | 71.2985 | 54.6239 | 16.6746 | 973.69 | 2.5207 | 7.6 | 3.2415 | -0.7208 | 14.4801 | 0.51681 | -9.94 | 1.2362 | -0.71937 | -10.2883 | 1.6472 | -28.51 | 3.7858 | -2.1385 | -29.2127 | 2.5207 | 7.6 | 3.2415 | -0.7208 | 14.4801 | 2.6328 | 6.05 | 3.4775 | -0.84466 | 12.9944 | 0.043855 | 2.4276 | 0.48249 | 3.1268 | 42.7011 | 0.11055 | 0.022665 | 0.072239 | 0.11055 | 0.11546 | 0.3333 | -0.43592 | -1.2503 | 0.3333 | 0.26532 | 0.63502 | -0.45119 | -1.2811 | 0.63502 | 0.56987 | 0.043855 | 2.4276 | 0.48249 | 3.1268 | 42.7011 | 0.11055 | 0.022665 | 0.072239 | 0.11055 | 0.11546 | 0.3333 | -0.43592 | -1.2503 | 0.3333 | 0.26532 | 0.63502 | -0.45119 | -1.2811 | 0.63502 | 0.56987
95 | 0.3 | 0.4 | South/Central | TN | Nashville.Intl.AP.723270 | 3 | 2864099 | 54.2033 | 11.5369 | 70.878 | 53.4871 | 17.3908 | 984.45 | 2.9412 | -3.16 | 4.3783 | -1.4371 | 3.0708 | 0.93728 | -20.7 | 2.3729 | -1.4357 | -21.6976 | 2.0677 | -39.27 | 4.9225 | -2.8548 | -40.622 | 2.9412 | -3.16 | 4.3783 | -1.4371 | 3.0708 | 3.0533 | -4.71 | 4.6142 | -1.561 | 1.5851 | 0.043855 | 2.3771 | 0.50595 | 3.1083 | 43.173 | 0.12899 | 0.041104 | 0.090679 | 0.12899 | 0.1339 | -0.13858 | -0.9078 | -1.7222 | -0.13858 | -0.20656 | 0.13467 | -0.95154 | -1.7815 | 0.13467 | 0.069516 | 0.043855 | 2.3771 | 0.50595 | 3.1083 | 43.173 | 0.12899 | 0.041104 | 0.090679 | 0.12899 | 0.1339 | -0.13858 | -0.9078 | -1.7222 | -0.13858 | -0.20656 | 0.13467 | -0.95154 | -1.7815 | 0.13467 | 0.069516
96 | 0.28 | 0.2 | South/Central | TN | Nashville.Intl.AP.723270 | 3 | 2864099 | 57.4157 | 9.8383 | 71.6818 | 56.657 | 15.0248 | 943.88 | 2.1374 | 37.41 | 1.2084 | 0.92898 | 47.9995 | 0.13348 | 19.87 | -0.79692 | 0.9304 | 23.2311 | 1.2639 | 1.3 | 1.7527 | -0.48876 | 4.3066 | 2.1374 | 37.41 | 1.2084 | 0.92898 | 47.9995 | 2.2495 | 35.86 | 1.4444 | 0.80511 | 46.5138 | 0.043855 | 2.518 | 0.43146 | 3.1436 | 41.3938 | 0.093736 | 0.0058538 | 0.055428 | 0.093736 | 0.098651 | 1.6406 | 0.8714 | 0.057011 | 1.6406 | 1.5726 | 2.105 | 1.0188 | 0.18887 | 2.105 | 2.0399 | 0.043855 | 2.518 | 0.43146 | 3.1436 | 41.3938 | 0.093736 | 0.0058538 | 0.055428 | 0.093736 | 0.098651 | 1.6406 | 0.8714 | 0.057011 | 1.6406 | 1.5726 | 2.105 | 1.0188 | 0.18887 | 2.105 | 2.0399
97 | 0.28 | 0.25 | South/Central | TN | Nashville.Intl.AP.723270 | 3 | 2864099 | 56.0067 | 10.4297 | 71.081 | 55.2666 | 15.8145 | 954.45 | 2.7382 | 26.84 | 2.5989 | 0.1393 | 37.1195 | 0.73424 | 9.3 | 0.59351 | 0.14073 | 12.3512 | 1.8647 | -9.27 | 3.1431 | -1.2784 | -6.5733 | 2.7382 | 26.84 | 2.5989 | 0.1393 | 37.1195 | 2.8502 | 25.29 | 2.8348 | 0.015436 | 35.6338 | 0.043855 | 2.4562 | 0.45739 | 3.1173 | 41.8573 | 0.12008 | 0.0322 | 0.081774 | 0.12008 | 0.125 | 1.1771 | 0.40785 | -0.40654 | 1.1771 | 1.1091 | 1.6279 | 0.54166 | -0.28827 | 1.6279 | 1.5627 | 0.043855 | 2.4562 | 0.45739 | 3.1173 | 41.8573 | 0.12008 | 0.0322 | 0.081774 | 0.12008 | 0.125 | 1.1771 | 0.40785 | -0.40654 | 1.1771 | 1.1091 | 1.6279 | 0.54166 | -0.28827 | 1.6279 | 1.5627
98 | 0.28 | 0.3 | South/Central | TN | Nashville.Intl.AP.723270 | 3 | 2864099 | 55.4959 | 10.6028 | 70.8598 | 54.7626 | 16.0972 | 958.22 | 2.9594 | 23.07 | 3.1029 | -0.14346 | 33.2996 | 0.95548 | 5.53 | 1.0975 | -0.14203 | 8.5312 | 2.0859 | -13.04 | 3.6471 | -1.5612 | -10.3932 | 2.9594 | 23.07 | 3.1029 | -0.14346 | 33.2996 | 3.0715 | 21.52 | 3.3388 | -0.26733 | 31.8139 | 0.043855 | 2.4338 | 0.46498 | 3.1076 | 42.0227 | 0.12978 | 0.041903 | 0.091477 | 0.12978 | 0.1347 | 1.0117 | 0.24252 | -0.57187 | 1.0117 | 0.94376 | 1.4604 | 0.37414 | -0.45579 | 1.4604 | 1.3952 | 0.043855 | 2.4338 | 0.46498 | 3.1076 | 42.0227 | 0.12978 | 0.041903 | 0.091477 | 0.12978 | 0.1347 | 1.0117 | 0.24252 | -0.57187 | 1.0117 | 0.94376 | 1.4604 | 0.37414 | -0.45579 | 1.4604 | 1.3952
99 | 0.28 | 0.35 | South/Central | TN | Nashville.Intl.AP.723270 | 3 | 2864099 | 54.2635 | 11.1572 | 70.3875 | 53.5463 | 16.8412 | 969.07 | 3.4317 | 12.22 | 4.3191 | -0.88745 | 21.8889 | 1.4277 | -5.32 | 2.3137 | -0.88602 | -2.8795 | 2.5581 | -23.89 | 4.8633 | -2.3052 | -21.8039 | 3.4317 | 12.22 | 4.3191 | -0.88745 | 21.8889 | 3.5437 | 10.67 | 4.555 | -1.0113 | 20.4032 | 0.043855 | 2.3797 | 0.4893 | 3.0868 | 42.4985 | 0.15049 | 0.062613 | 0.11219 | 0.15049 | 0.15541 | 0.53591 | -0.23331 | -1.0477 | 0.53591 | 0.46793 | 0.95994 | -0.12628 | -0.95621 | 0.95994 | 0.89478 | 0.043855 | 2.3797 | 0.4893 | 3.0868 | 42.4985 | 0.15049 | 0.062613 | 0.11219 | 0.15049 | 0.15541 | 0.53591 | -0.23331 | -1.0477 | 0.53591 | 0.46793 | 0.95994 | -0.12628 | -0.95621 | 0.95994 | 0.89478
100 | 0.28 | 0.4 | South/Central | TN | Nashville.Intl.AP.723270 | 3 | 2864099 | 53.3638 | 11.573 | 70.0639 | 52.6585 | 17.4054 | 977.61 | 3.7553 | 3.68 | 5.207 | -1.4516 | 12.8096 | 1.7514 | -13.86 | 3.2016 | -1.4502 | -11.9588 | 2.8818 | -32.43 | 5.7512 | -2.8694 | -30.8832 | 3.7553 | 3.68 | 5.207 | -1.4516 | 12.8096 | 3.8674 | 2.13 | 5.4429 | -1.5755 | 11.3239 | 0.043855 | 2.3403 | 0.50753 | 3.0726 | 42.873 | 0.16469 | 0.076808 | 0.12638 | 0.16469 | 0.1696 | 0.16139 | -0.60783 | -1.4222 | 0.16139 | 0.093411 | 0.56176 | -0.52445 | -1.3544 | 0.56176 | 0.49661 | 0.043855 | 2.3403 | 0.50753 | 3.0726 | 42.873 | 0.16469 | 0.076808 | 0.12638 | 0.16469 | 0.1696 | 0.16139 | -0.60783 | -1.4222 | 0.16139 | 0.093411 | 0.56176 | -0.52445 | -1.3544 | 0.56176 | 0.49661
101 | 0.27 | 0.2 | South/Central | TN | Nashville.Intl.AP.723270 | 3 | 2864099 | 56.9904 | 9.8483 | 71.2601 | 56.2372 | 15.0229 | 940.13 | 2.5591 | 41.16 | 1.6282 | 0.93084 | 53.2614 | 0.55514 | 23.62 | -0.37713 | 0.93227 | 28.4931 | 1.6856 | 5.05 | 2.1724 | -0.48689 | 9.5686 | 2.5591 | 41.16 | 1.6282 | 0.93084 | 53.2614 | 2.6711 | 39.61 | 1.8642 | 0.80698 | 51.7757 | 0.043855 | 2.4993 | 0.4319 | 3.1251 | 41.2293 | 0.11223 | 0.024346 | 0.07392 | 0.11223 | 0.11714 | 1.8051 | 1.0359 | 0.22147 | 1.8051 | 1.7371 | 2.3358 | 1.2496 | 0.41963 | 2.3358 | 2.2706 | 0.043855 | 2.4993 | 0.4319 | 3.1251 | 41.2293 | 0.11223 | 0.024346 | 0.07392 | 0.11223 | 0.11714 | 1.8051 | 1.0359 | 0.22147 | 1.8051 | 1.7371 | 2.3358 | 1.2496 | 0.41963 | 2.3358 | 2.2706
102 | 0.27 | 0.25 | South/Central | TN | Nashville.Intl.AP.723270 | 3 | 2864099 | 55.586 | 10.4397 | 70.6641 | 54.8513 | 15.8128 | 950.76 | 3.1551 | 30.53 | 3.0142 | 0.14098 | 42.3191 | 1.1512 | 12.99 | 1.0088 | 0.1424 | 17.5507 | 2.2816 | -5.58 | 3.5584 | -1.2768 | -1.3737 | 3.1551 | 30.53 | 3.0142 | 0.14098 | 42.3191 | 3.2672 | 28.98 | 3.2501 | 0.017113 | 40.8334 | 0.043855 | 2.4377 | 0.45783 | 3.099 | 41.6955 | 0.13837 | 0.050486 | 0.10006 | 0.13837 | 0.14328 | 1.3389 | 0.56968 | -0.24471 | 1.3389 | 1.2709 | 1.8559 | 0.76969 | -0.060244 | 1.8559 | 1.7907 | 0.043855 | 2.4377 | 0.45783 | 3.099 | 41.6955 | 0.13837 | 0.050486 | 0.10006 | 0.13837 | 0.14328 | 1.3389 | 0.56968 | -0.24471 | 1.3389 | 1.2709 | 1.8559 | 0.76969 | -0.060244 | 1.8559 | 1.7907
103 | 0.27 | 0.3 | South/Central | TN | Nashville.Intl.AP.723270 | 3 | 2864099 | 54.8847 | 10.7085 | 70.3743 | 54.1593 | 16.215 | 956.34 | 3.4449 | 24.95 | 3.7061 | -0.26127 | 36.5753 | 1.4409 | 7.41 | 1.7008 | -0.25984 | 11.807 | 2.5713 | -11.16 | 4.2503 | -1.679 | -7.1175 | 3.4449 | 24.95 | 3.7061 | -0.26127 | 36.5753 | 3.5569 | 23.4 | 3.9421 | -0.38513 | 35.0896 | 0.043855 | 2.407 | 0.46962 | 3.0863 | 41.9402 | 0.15107 | 0.063192 | 0.11277 | 0.15107 | 0.15599 | 1.0942 | 0.32497 | -0.48942 | 1.0942 | 1.0262 | 1.604 | 0.51779 | -0.31214 | 1.604 | 1.5389 | 0.043855 | 2.407 | 0.46962 | 3.0863 | 41.9402 | 0.15107 | 0.063192 | 0.11277 | 0.15107 | 0.15599 | 1.0942 | 0.32497 | -0.48942 | 1.0942 | 1.0262 | 1.604 | 0.51779 | -0.31214 | 1.604 | 1.5389
104 | 0.27 | 0.35 | South/Central | TN | Nashville.Intl.AP.723270 | 3 | 2864099 | 53.6167 | 11.3034 | 69.9169 | 52.908 | 17.009 | 968.32 | 3.9023 | 12.97 | 4.9575 | -1.0552 | 23.8218 | 1.8983 | -4.57 | 2.9521 | -1.0538 | -0.94657 | 3.0287 | -23.14 | 5.5017 | -2.473 | -19.871 | 3.9023 | 12.97 | 4.9575 | -1.0552 | 23.8218 | 4.0143 | 11.42 | 5.1934 | -1.1791 | 22.3361 | 0.043855 | 2.3514 | 0.49571 | 3.0662 | 42.4656 | 0.17113 | 0.083251 | 0.13283 | 0.17113 | 0.17605 | 0.5688 | -0.20042 | -1.0148 | 0.5688 | 0.50082 | 1.0447 | -0.041512 | -0.87144 | 1.0447 | 0.97955 | 0.043855 | 2.3514 | 0.49571 | 3.0662 | 42.4656 | 0.17113 | 0.083251 | 0.13283 | 0.17113 | 0.17605 | 0.5688 | -0.20042 | -1.0148 | 0.5688 | 0.50082 | 1.0447 | -0.041512 | -0.87144 | 1.0447 | 0.97955
105 | 0.27 | 0.4 | South/Central | TN | Nashville.Intl.AP.723270 | 3 | 2864099 | 52.9423 | 11.5865 | 69.6467 | 52.2424 | 17.4043 | 973.95 | 4.1725 | 7.34 | 5.6231 | -1.4505 | 17.9979 | 2.1686 | -10.2 | 3.6177 | -1.4491 | -6.7705 | 3.299 | -28.77 | 6.1673 | -2.8683 | -25.6949 | 4.1725 | 7.34 | 5.6231 | -1.4505 | 17.9979 | 4.2846 | 5.79 | 5.859 | -1.5744 | 16.5122 | 0.043855 | 2.3218 | 0.50812 | 3.0544 | 42.7125 | 0.18298 | 0.095103 | 0.14468 | 0.18298 | 0.1879 | 0.3219 | -0.44732 | -1.2617 | 0.3219 | 0.25392 | 0.7893 | -0.29692 | -1.1268 | 0.7893 | 0.72414 | 0.043855 | 2.3218 | 0.50812 | 3.0544 | 42.7125 | 0.18298 | 0.095103 | 0.14468 | 0.18298 | 0.1879 | 0.3219 | -0.44732 | -1.2617 | 0.3219 | 0.25392 | 0.7893 | -0.29692 | -1.1268 | 0.7893 | 0.72414
106 | 0.26 | 0.2 | South/Central | TN | Nashville.Intl.AP.723270 | 3 | 2864099 | 56.5555 | 9.8583 | 70.8315 | 55.8079 | 15.0236 | 936.39 | 2.9877 | 44.9 | 2.0576 | 0.9301 | 58.5487 | 0.98373 | 27.36 | 0.052197 | 0.93153 | 33.7803 | 2.1141 | 8.79 | 2.6018 | -0.48763 | 14.8558 | 2.9877 | 44.9 | 2.0576 | 0.9301 | 58.5487 | 3.0997 | 43.35 | 2.2935 | 0.80624 | 57.063 | 0.043855 | 2.4802 | 0.43234 | 3.1063 | 41.0653 | 0.13102 | 0.043141 | 0.092716 | 0.13102 | 0.13594 | 1.9691 | 1.1999 | 0.38548 | 1.9691 | 1.9011 | 2.5676 | 1.4814 | 0.6515 | 2.5676 | 2.5025 | 0.043855 | 2.4802 | 0.43234 | 3.1063 | 41.0653 | 0.13102 | 0.043141 | 0.092716 | 0.13102 | 0.13594 | 1.9691 | 1.1999 | 0.38548 | 1.9691 | 1.9011 | 2.5676 | 1.4814 | 0.6515 | 2.5676 | 2.5025
107 | 0.26 | 0.25 | South/Central | TN | Nashville.Intl.AP.723270 | 3 | 2864099 | 55.161 | 10.4497 | 70.2453 | 54.4318 | 15.8135 | 947.1 | 3.5739 | 34.19 | 3.4337 | 0.14027 | 47.4858 | 1.57 | 16.65 | 1.4283 | 0.1417 | 22.7174 | 2.7004 | -1.92 | 3.9779 | -1.2775 | 3.793 | 3.5739 | 34.19 | 3.4337 | 0.14027 | 47.4858 | 3.686 | 32.64 | 3.6696 | 0.016405 | 46.0001 | 0.043855 | 2.4191 | 0.45827 | 3.0806 | 41.535 | 0.15673 | 0.068852 | 0.11843 | 0.15673 | 0.16165 | 1.4994 | 0.73018 | -0.084201 | 1.4994 | 1.4314 | 2.0825 | 0.99627 | 0.16634 | 2.0825 | 2.0173 | 0.043855 | 2.4191 | 0.45827 | 3.0806 | 41.535 | 0.15673 | 0.068852 | 0.11843 | 0.15673 | 0.16165 | 1.4994 | 0.73018 | -0.084201 | 1.4994 | 1.4314 | 2.0825 | 0.99627 | 0.16634 | 2.0825 | 2.0173
108 | 0.26 | 0.3 | South/Central | TN | Nashville.Intl.AP.723270 | 3 | 2864099 | 54.1785 | 10.8746 | 69.8641 | 53.4622 | 16.4019 | 955.62 | 3.9551 | 25.67 | 4.4032 | -0.44817 | 38.5551 | 1.9511 | 8.13 | 2.3979 | -0.44674 | 13.7868 | 3.0815 | -10.44 | 4.9475 | -1.8659 | -5.1377 | 3.9551 | 25.67 | 4.4032 | -0.44817 | 38.5551 | 4.0671 | 24.12 | 4.6392 | -0.57203 | 37.0695 | 0.043855 | 2.376 | 0.4769 | 3.0639 | 41.9087 | 0.17345 | 0.085567 | 0.13514 | 0.17345 | 0.17836 | 1.1258 | 0.35654 | -0.45785 | 1.1258 | 1.0578 | 1.6908 | 0.60462 | -0.22531 | 1.6908 | 1.6257 | 0.043855 | 2.376 | 0.4769 | 3.0639 | 41.9087 | 0.17345 | 0.085567 | 0.13514 | 0.17345 | 0.17836 | 1.1258 | 0.35654 | -0.45785 | 1.1258 | 1.0578 | 1.6908 | 0.60462 | -0.22531 | 1.6908 | 1.6257
109 | 0.26 | 0.35 | South/Central | TN | Nashville.Intl.AP.723270 | 3 | 2864099 | 52.9721 | 11.4546 | 69.4482 | 52.2718 | 17.1764 | 967.58 | 4.371 | 13.71 | 5.5936 | -1.2226 | 25.7416 | 2.3671 | -3.83 | 3.5883 | -1.2212 | 0.97324 | 3.4975 | -22.4 | 6.1379 | -2.6403 | -17.9512 | 4.371 | 13.71 | 5.5936 | -1.2226 | 25.7416 | 4.4831 | 12.16 | 5.8296 | -1.3465 | 24.2559 | 0.043855 | 2.3231 | 0.50234 | 3.0456 | 42.4332 | 0.19169 | 0.10381 | 0.15338 | 0.19169 | 0.19661 | 0.60125 | -0.16796 | -0.98235 | 0.60125 | 0.53328 | 1.1289 | 0.042682 | -0.78725 | 1.1289 | 1.0637 | 0.043855 | 2.3231 | 0.50234 | 3.0456 | 42.4332 | 0.19169 | 0.10381 | 0.15338 | 0.19169 | 0.19661 | 0.60125 | -0.16796 | -0.98235 | 0.60125 | 0.53328 | 1.1289 | 0.042682 | -0.78725 | 1.1289 | 1.0637
110 | 0.26 | 0.4 | South/Central | TN | Nashville.Intl.AP.723270 | 3 | 2864099 | 52.5181 | 11.5996 | 69.231 | 51.8237 | 17.4073 | 970.37 | 4.5882 | 10.92 | 6.0418 | -1.4535 | 23.0732 | 2.5843 | -6.62 | 4.0364 | -1.4521 | -1.6952 | 3.7147 | -25.19 | 6.586 | -2.8713 | -20.6196 | 4.5882 | 10.92 | 6.0418 | -1.4535 | 23.0732 | 4.7003 | 9.37 | 6.2777 | -1.5774 | 21.5875 | 0.043855 | 2.3032 | 0.5087 | 3.0361 | 42.5555 | 0.20122 | 0.11333 | 0.16291 | 0.20122 | 0.20613 | 0.4789 | -0.29032 | -1.1047 | 0.4789 | 0.41092 | 1.0119 | -0.074342 | -0.90427 | 1.0119 | 0.94672 | 0.043855 | 2.3032 | 0.5087 | 3.0361 | 42.5555 | 0.20122 | 0.11333 | 0.16291 | 0.20122 | 0.20613 | 0.4789 | -0.29032 | -1.1047 | 0.4789 | 0.41092 | 1.0119 | -0.074342 | -0.90427 | 1.0119 | 0.94672
111 | 0.25 | 0.2 | South/Central | TN | Nashville.Intl.AP.723270 | 3 | 2864099 | 56.1203 | 9.8745 | 70.4062 | 55.3783 | 15.0279 | 932.73 | 3.413 | 48.56 | 2.4872 | 0.92585 | 63.7144 | 1.4091 | 31.02 | 0.48182 | 0.92727 | 38.946 | 2.5395 | 12.45 | 3.0314 | -0.49189 | 20.0216 | 3.413 | 48.56 | 2.4872 | 0.92585 | 63.7144 | 3.5251 | 47.01 | 2.7231 | 0.80198 | 62.2287 | 0.043855 | 2.4612 | 0.43304 | 3.0877 | 40.9048 | 0.14968 | 0.061796 | 0.11137 | 0.14968 | 0.15459 | 2.1296 | 1.3604 | 0.54599 | 2.1296 | 2.0616 | 2.7942 | 1.708 | 0.87805 | 2.7942 | 2.729 | 0.043855 | 2.4612 | 0.43304 | 3.0877 | 40.9048 | 0.14968 | 0.061796 | 0.11137 | 0.14968 | 0.15459 | 2.1296 | 1.3604 | 0.54599 | 2.1296 | 2.0616 | 2.7942 | 1.708 | 0.87805 | 2.7942 | 2.729
112 | 0.25 | 0.25 | South/Central | TN | Nashville.Intl.AP.723270 | 3 | 2864099 | 54.7269 | 10.4597 | 69.8146 | 54.0032 | 15.8114 | 943.27 | 4.0046 | 38.02 | 3.8622 | 0.14239 | 52.8651 | 2.0007 | 20.48 | 1.8569 | 0.14382 | 28.0967 | 3.1311 | 1.91 | 4.4064 | -1.2753 | 9.1723 | 4.0046 | 38.02 | 3.8622 | 0.14239 | 52.8651 | 4.1167 | 36.47 | 4.0981 | 0.018526 | 51.3794 | 0.043855 | 2.4 | 0.45871 | 3.0617 | 41.367 | 0.17562 | 0.087739 | 0.13731 | 0.17562 | 0.18054 | 1.6674 | 0.89815 | 0.083763 | 1.6674 | 1.5994 | 2.3184 | 1.2322 | 0.40225 | 2.3184 | 2.2532 | 0.043855 | 2.4 | 0.45871 | 3.0617 | 41.367 | 0.17562 | 0.087739 | 0.13731 | 0.17562 | 0.18054 | 1.6674 | 0.89815 | 0.083763 | 1.6674 | 1.5994 | 2.3184 | 1.2322 | 0.40225 | 2.3184 | 2.2532
113 | 0.25 | 0.3 | South/Central | TN | Nashville.Intl.AP.723270 | 3 | 2864099 | 53.4676 | 11.0455 | 69.3579 | 52.7606 | 16.5972 | 955.1 | 4.4613 | 26.19 | 5.1048 | -0.64349 | 40.2907 | 2.4574 | 8.65 | 3.0995 | -0.64207 | 15.5223 | 3.5878 | -9.92 | 5.649 | -2.0612 | -3.4022 | 4.4613 | 26.19 | 5.1048 | -0.64349 | 40.2907 | 4.5734 | 24.64 | 5.3408 | -0.76736 | 38.805 | 0.043855 | 2.3448 | 0.4844 | 3.0417 | 41.8858 | 0.19565 | 0.10777 | 0.15734 | 0.19565 | 0.20057 | 1.1486 | 0.37935 | -0.43504 | 1.1486 | 1.0806 | 1.7669 | 0.68073 | -0.1492 | 1.7669 | 1.7018 | 0.043855 | 2.3448 | 0.4844 | 3.0417 | 41.8858 | 0.19565 | 0.10777 | 0.15734 | 0.19565 | 0.20057 | 1.1486 | 0.37935 | -0.43504 | 1.1486 | 1.0806 | 1.7669 | 0.68073 | -0.1492 | 1.7669 | 1.7018
114 | 0.25 | 0.35 | South/Central | TN | Nashville.Intl.AP.723270 | 3 | 2864099 | 52.2747 | 11.6562 | 69.0022 | 51.5834 | 17.4187 | 968.57 | 4.817 | 12.72 | 6.282 | -1.465 | 25.6405 | 2.8131 | -4.82 | 4.2766 | -1.4635 | 0.87212 | 3.9435 | -23.39 | 6.8262 | -2.8827 | -18.0523 | 4.817 | 12.72 | 6.282 | -1.465 | 25.6405 | 4.9291 | 11.17 | 6.5179 | -1.5888 | 24.1548 | 0.043855 | 2.2925 | 0.51118 | 3.0261 | 42.4766 | 0.21125 | 0.12337 | 0.17294 | 0.21125 | 0.21617 | 0.55783 | -0.21138 | -1.0258 | 0.55783 | 0.48986 | 1.1245 | 0.038247 | -0.79168 | 1.1245 | 1.0593 | 0.043855 | 2.2925 | 0.51118 | 3.0261 | 42.4766 | 0.21125 | 0.12337 | 0.17294 | 0.21125 | 0.21617 | 0.55783 | -0.21138 | -1.0258 | 0.55783 | 0.48986 | 1.1245 | 0.038247 | -0.79168 | 1.1245 | 1.0593
115 | 0.25 | 0.4 | South/Central | TN | Nashville.Intl.AP.723270 | 3 | 2864099 | 52.0928 | 11.6192 | 68.8199 | 51.4039 | 17.416 | 966.95 | 4.9993 | 14.34 | 6.4616 | -1.4623 | 27.9577 | 2.9953 | -3.2 | 4.4562 | -1.4609 | 3.1893 | 4.1257 | -21.77 | 7.0058 | -2.88 | -15.7352 | 4.9993 | 14.34 | 6.4616 | -1.4623 | 27.9577 | 5.1113 | 12.79 | 6.6975 | -1.5862 | 26.472 | 0.043855 | 2.2845 | 0.50956 | 3.0181 | 42.4055 | 0.21924 | 0.13136 | 0.18093 | 0.21924 | 0.22416 | 0.62888 | -0.14034 | -0.95472 | 0.62888 | 0.5609 | 1.2261 | 0.13987 | -0.69006 | 1.2261 | 1.1609 | 0.043855 | 2.2845 | 0.50956 | 3.0181 | 42.4055 | 0.21924 | 0.13136 | 0.18093 | 0.21924 | 0.22416 | 0.62888 | -0.14034 | -0.95472 | 0.62888 | 0.5609 | 1.2261 | 0.13987 | -0.69006 | 1.2261 | 1.1609
116 | 0.24 | 0.2 | South/Central | TN | Nashville.Intl.AP.723270 | 3 | 2864099 | 55.6896 | 9.8844 | 69.9764 | 54.9531 | 15.0232 | 928.88 | 3.8428 | 52.41 | 2.9123 | 0.93052 | 69.1425 | 1.8389 | 34.87 | 0.90696 | 0.93195 | 44.3741 | 2.9693 | 16.3 | 3.4565 | -0.48721 | 25.4497 | 3.8428 | 52.41 | 2.9123 | 0.93052 | 69.1425 | 3.9549 | 50.86 | 3.1483 | 0.80666 | 67.6568 | 0.043855 | 2.4423 | 0.43348 | 3.0688 | 40.736 | 0.16853 | 0.080645 | 0.13022 | 0.16853 | 0.17344 | 2.2984 | 1.5292 | 0.71484 | 2.2984 | 2.2305 | 3.0322 | 1.946 | 1.1161 | 3.0322 | 2.9671 | 0.043855 | 2.4423 | 0.43348 | 3.0688 | 40.736 | 0.16853 | 0.080645 | 0.13022 | 0.16853 | 0.17344 | 2.2984 | 1.5292 | 0.71484 | 2.2984 | 2.2305 | 3.0322 | 1.946 | 1.1161 | 3.0322 | 2.9671
117 | 0.24 | 0.25 | South/Central | TN | Nashville.Intl.AP.723270 | 3 | 2864099 | 54.3008 | 10.4759 | 69.4012 | 53.5827 | 15.8186 | 939.8 | 4.418 | 41.49 | 4.2828 | 0.13519 | 57.8141 | 2.414 | 23.95 | 2.2774 | 0.13661 | 33.0457 | 3.5445 | 5.38 | 4.827 | -1.2826 | 14.1212 | 4.418 | 41.49 | 4.2828 | 0.13519 | 57.8141 | 4.53 | 39.94 | 4.5187 | 0.011322 | 56.3284 | 0.043855 | 2.3814 | 0.45942 | 3.0436 | 41.2149 | 0.19375 | 0.10587 | 0.15544 | 0.19375 | 0.19866 | 1.8195 | 1.0503 | 0.23594 | 1.8195 | 1.7516 | 2.5354 | 1.4492 | 0.61929 | 2.5354 | 2.4703 | 0.043855 | 2.3814 | 0.45942 | 3.0436 | 41.2149 | 0.19375 | 0.10587 | 0.15544 | 0.19375 | 0.19866 | 1.8195 | 1.0503 | 0.23594 | 1.8195 | 1.7516 | 2.5354 | 1.4492 | 0.61929 | 2.5354 | 2.4703
118 | 0.24 | 0.3 | South/Central | TN | Nashville.Intl.AP.723270 | 3 | 2864099 | 53.0423 | 11.0558 | 68.9384 | 52.3408 | 16.5976 | 951.43 | 4.8808 | 29.86 | 5.5246 | -0.64381 | 45.4748 | 2.8769 | 12.32 | 3.5193 | -0.64239 | 20.7064 | 4.0073 | -6.25 | 6.0688 | -2.0615 | 1.7819 | 4.8808 | 29.86 | 5.5246 | -0.64381 | 45.4748 | 4.9929 | 28.31 | 5.7605 | -0.76768 | 43.9891 | 0.043855 | 2.3262 | 0.48485 | 3.0233 | 41.7249 | 0.21405 | 0.12616 | 0.17574 | 0.21405 | 0.21896 | 1.3095 | 0.54029 | -0.27409 | 1.3095 | 1.2415 | 1.9943 | 0.90808 | 0.078147 | 1.9943 | 1.9291 | 0.043855 | 2.3262 | 0.48485 | 3.0233 | 41.7249 | 0.21405 | 0.12616 | 0.17574 | 0.21405 | 0.21896 | 1.3095 | 0.54029 | -0.27409 | 1.3095 | 1.2415 | 1.9943 | 0.90808 | 0.078147 | 1.9943 | 1.9291
119 | 0.24 | 0.35 | South/Central | TN | Nashville.Intl.AP.723270 | 3 | 2864099 | 51.8539 | 11.6753 | 68.5968 | 51.1681 | 17.4287 | 965.22 | 5.2224 | 16.07 | 6.6973 | -1.4749 | 30.4263 | 3.2184 | -1.47 | 4.6919 | -1.4735 | 5.6579 | 4.3489 | -20.04 | 7.2415 | -2.8927 | -13.2666 | 5.2224 | 16.07 | 6.6973 | -1.4749 | 30.4263 | 5.3345 | 14.52 | 6.9332 | -1.5988 | 28.9406 | 0.043855 | 2.2741 | 0.51202 | 3.0083 | 42.3297 | 0.22903 | 0.14114 | 0.19072 | 0.22903 | 0.23394 | 0.70475 | -0.064467 | -0.87885 | 0.70475 | 0.63677 | 1.3343 | 0.24813 | -0.5818 | 1.3343 | 1.2692 | 0.043855 | 2.2741 | 0.51202 | 3.0083 | 42.3297 | 0.22903 | 0.14114 | 0.19072 | 0.22903 | 0.23394 | 0.70475 | -0.064467 | -0.87885 | 0.70475 | 0.63677 | 1.3343 | 0.24813 | -0.5818 | 1.3343 | 1.2692
120 | 0.24 | 0.4 | South/Central | TN | Nashville.Intl.AP.723270 | 3 | 2864099 | 51.6712 | 11.6296 | 68.4042 | 50.9878 | 17.4164 | 963.32 | 5.415 | 17.97 | 6.8776 | -1.4626 | 33.0953 | 3.4111 | 0.43 | 4.8723 | -1.4612 | 8.3269 | 4.5415 | -18.14 | 7.4219 | -2.8804 | -10.5975 | 5.415 | 17.97 | 6.8776 | -1.4626 | 33.0953 | 5.5271 | 16.42 | 7.1136 | -1.5865 | 31.6096 | 0.043855 | 2.266 | 0.51002 | 2.9999 | 42.2463 | 0.23747 | 0.14959 | 0.19917 | 0.23747 | 0.24239 | 0.78807 | 0.018858 | -0.79553 | 0.78807 | 0.7201 | 1.4514 | 0.36518 | -0.46475 | 1.4514 | 1.3862 | 0.043855 | 2.266 | 0.51002 | 2.9999 | 42.2463 | 0.23747 | 0.14959 | 0.19917 | 0.23747 | 0.24239 | 0.78807 | 0.018858 | -0.79553 | 0.78807 | 0.7201 | 1.4514 | 0.36518 | -0.46475 | 1.4514 | 1.3862
121 | 0.22 | 0.2 | South/Central | TN | Nashville.Intl.AP.723270 | 3 | 2864099 | 54.8194 | 9.9007 | 69.1115 | 54.0942 | 15.0173 | 921.17 | 4.7077 | 60.12 | 3.7713 | 0.93642 | 79.9831 | 2.7038 | 42.58 | 1.7659 | 0.93785 | 55.2147 | 3.8342 | 24.01 | 4.3155 | -0.48131 | 36.2902 | 4.7077 | 60.12 | 3.7713 | 0.93642 | 79.9831 | 4.8198 | 58.57 | 4.0072 | 0.81256 | 78.4974 | 0.043855 | 2.4041 | 0.43419 | 3.0309 | 40.3979 | 0.20646 | 0.11857 | 0.16815 | 0.20646 | 0.21137 | 2.6366 | 1.8673 | 1.053 | 2.6366 | 2.5686 | 3.5077 | 2.4214 | 1.5915 | 3.5077 | 3.4425 | 0.043855 | 2.4041 | 0.43419 | 3.0309 | 40.3979 | 0.20646 | 0.11857 | 0.16815 | 0.20646 | 0.21137 | 2.6366 | 1.8673 | 1.053 | 2.6366 | 2.5686 | 3.5077 | 2.4214 | 1.5915 | 3.5077 | 3.4425
122 | 0.22 | 0.25 | South/Central | TN | Nashville.Intl.AP.723270 | 3 | 2864099 | 53.4348 | 10.4959 | 68.5452 | 52.7279 | 15.8173 | 932.27 | 5.274 | 49.02 | 5.1375 | 0.13644 | 68.4376 | 3.2701 | 31.48 | 3.1322 | 0.13787 | 43.6692 | 4.4005 | 12.91 | 5.6818 | -1.2813 | 24.7447 | 5.274 | 49.02 | 5.1375 | 0.13644 | 68.4376 | 5.3861 | 47.47 | 5.3735 | 0.012576 | 66.9519 | 0.043855 | 2.3434 | 0.4603 | 3.006 | 40.8846 | 0.23129 | 0.14341 | 0.19298 | 0.23129 | 0.23621 | 2.1498 | 1.3806 | 0.56617 | 2.1498 | 2.0818 | 3.0013 | 1.9151 | 1.0852 | 3.0013 | 2.9362 | 0.043855 | 2.3434 | 0.4603 | 3.006 | 40.8846 | 0.23129 | 0.14341 | 0.19298 | 0.23129 | 0.23621 | 2.1498 | 1.3806 | 0.56617 | 2.1498 | 2.0818 | 3.0013 | 1.9151 | 1.0852 | 3.0013 | 2.9362
123 | 0.22 | 0.3 | South/Central | TN | Nashville.Intl.AP.723270 | 3 | 2864099 | 52.1767 | 11.0874 | 68.0943 | 51.4864 | 16.6079 | 944.25 | 5.7249 | 37.04 | 6.3791 | -0.6542 | 55.6806 | 3.7209 | 19.5 | 4.3737 | -0.65277 | 30.9122 | 4.8514 | 0.93 | 6.9233 | -2.0719 | 11.9878 | 5.7249 | 37.04 | 6.3791 | -0.6542 | 55.6806 | 5.837 | 35.49 | 6.615 | -0.77806 | 54.1949 | 0.043855 | 2.2882 | 0.48624 | 2.9863 | 41.41 | 0.25106 | 0.16318 | 0.21276 | 0.25106 | 0.25598 | 1.6244 | 0.85517 | 0.040785 | 1.6244 | 1.5564 | 2.4419 | 1.3557 | 0.52572 | 2.4419 | 2.3767 | 0.043855 | 2.2882 | 0.48624 | 2.9863 | 41.41 | 0.25106 | 0.16318 | 0.21276 | 0.25106 | 0.25598 | 1.6244 | 0.85517 | 0.040785 | 1.6244 | 1.5564 | 2.4419 | 1.3557 | 0.52572 | 2.4419 | 2.3767
124 | 0.22 | 0.35 | South/Central | TN | Nashville.Intl.AP.723270 | 3 | 2864099 | 50.9972 | 11.7027 | 67.7575 | 50.3224 | 17.4351 | 957.99 | 6.0617 | 23.3 | 7.543 | -1.4813 | 40.6655 | 4.0578 | 5.76 | 5.5377 | -1.4799 | 15.8971 | 5.1882 | -12.81 | 8.0872 | -2.8991 | -3.0274 | 6.0617 | 23.3 | 7.543 | -1.4813 | 40.6655 | 6.1738 | 21.75 | 7.7789 | -1.6052 | 39.1798 | 0.043855 | 2.2365 | 0.51322 | 2.9715 | 42.0126 | 0.26583 | 0.17795 | 0.22753 | 0.26583 | 0.27075 | 1.0218 | 0.2526 | -0.56178 | 1.0218 | 0.95384 | 1.7834 | 0.69717 | -0.13276 | 1.7834 | 1.7182 | 0.043855 | 2.2365 | 0.51322 | 2.9715 | 42.0126 | 0.26583 | 0.17795 | 0.22753 | 0.26583 | 0.27075 | 1.0218 | 0.2526 | -0.56178 | 1.0218 | 0.95384 | 1.7834 | 0.69717 | -0.13276 | 1.7834 | 1.7182
125 | 0.22 | 0.4 | South/Central | TN | Nashville.Intl.AP.723270 | 3 | 2864099 | 50.8244 | 11.6649 | 67.5826 | 50.1519 | 17.4307 | 956.41 | 6.2366 | 24.88 | 7.7135 | -1.477 | 42.9309 | 4.2326 | 7.34 | 5.7082 | -1.4755 | 18.1626 | 5.363 | -11.23 | 8.2577 | -2.8947 | -0.76189 | 6.2366 | 24.88 | 7.7135 | -1.477 | 42.9309 | 6.3486 | 23.33 | 7.9495 | -1.6008 | 41.4452 | 0.043855 | 2.2289 | 0.51156 | 2.9638 | 41.9433 | 0.2735 | 0.18562 | 0.2352 | 0.2735 | 0.27842 | 1.0911 | 0.3219 | -0.49249 | 1.0911 | 1.0231 | 1.8827 | 0.79652 | -0.033413 | 1.8827 | 1.8176 | 0.043855 | 2.2289 | 0.51156 | 2.9638 | 41.9433 | 0.2735 | 0.18562 | 0.2352 | 0.2735 | 0.27842 | 1.0911 | 0.3219 | -0.49249 | 1.0911 | 1.0231 | 1.8827 | 0.79652 | -0.033413 | 1.8827 | 1.8176
126 | 0.2 | 0.2 | South/Central | TN | Nashville.Intl.AP.723270 | 3 | 2864099 | 53.9372 | 9.9153 | 68.2302 | 53.2235 | 15.0068 | 913.24 | 5.589 | 68.05 | 4.642 | 0.94698 | 91.1352 | 3.585 | 50.51 | 2.6366 | 0.94841 | 66.3668 | 4.7155 | 31.94 | 5.1862 | -0.47075 | 47.4424 | 5.589 | 68.05 | 4.642 | 0.94698 | 91.1352 | 5.7011 | 66.5 | 4.8779 | 0.82312 | 89.6495 | 0.043855 | 2.3654 | 0.43483 | 2.9922 | 40.0501 | 0.2451 | 0.15722 | 0.2068 | 0.2451 | 0.25002 | 2.9843 | 2.2151 | 1.4007 | 2.9843 | 2.9164 | 3.9967 | 2.9105 | 2.0806 | 3.9967 | 3.9316 | 0.043855 | 2.3654 | 0.43483 | 2.9922 | 40.0501 | 0.2451 | 0.15722 | 0.2068 | 0.2451 | 0.25002 | 2.9843 | 2.2151 | 1.4007 | 2.9843 | 2.9164 | 3.9967 | 2.9105 | 2.0806 | 3.9967 | 3.9316
127 | 0.2 | 0.25 | South/Central | TN | Nashville.Intl.AP.723270 | 3 | 2864099 | 52.5581 | 10.5186 | 67.6809 | 51.8625 | 15.8184 | 924.71 | 6.1383 | 56.58 | 6.0029 | 0.13537 | 79.11 | 4.1344 | 39.04 | 3.9976 | 0.1368 | 54.3416 | 5.2648 | 20.47 | 6.5471 | -1.2824 | 35.4171 | 6.1383 | 56.58 | 6.0029 | 0.13537 | 79.11 | 6.2504 | 55.03 | 6.2389 | 0.01151 | 77.6243 | 0.043855 | 2.3049 | 0.46129 | 2.9681 | 40.5531 | 0.26919 | 0.18131 | 0.23089 | 0.26919 | 0.27411 | 2.4813 | 1.7121 | 0.89771 | 2.4813 | 2.4133 | 3.4694 | 2.3831 | 1.5532 | 3.4694 | 3.4042 | 0.043855 | 2.3049 | 0.46129 | 2.9681 | 40.5531 | 0.26919 | 0.18131 | 0.23089 | 0.26919 | 0.27411 | 2.4813 | 1.7121 | 0.89771 | 2.4813 | 2.4133 | 3.4694 | 2.3831 | 1.5532 | 3.4694 | 3.4042
128 | 0.2 | 0.3 | South/Central | TN | Nashville.Intl.AP.723270 | 3 | 2864099 | 51.3008 | 11.1173 | 67.2384 | 50.6218 | 16.6166 | 936.91 | 6.5808 | 44.38 | 7.2437 | -0.66284 | 66.0739 | 4.5769 | 26.84 | 5.2383 | -0.66141 | 41.3055 | 5.7073 | 8.27 | 7.7879 | -2.0806 | 22.381 | 6.5808 | 44.38 | 7.2437 | -0.66284 | 66.0739 | 6.6929 | 42.83 | 7.4796 | -0.7867 | 64.5882 | 0.043855 | 2.2498 | 0.48755 | 2.9487 | 41.0881 | 0.2886 | 0.20072 | 0.25029 | 0.2886 | 0.29352 | 1.9463 | 1.1771 | 0.36268 | 1.9463 | 1.8783 | 2.8977 | 1.8114 | 0.98152 | 2.8977 | 2.8325 | 0.043855 | 2.2498 | 0.48755 | 2.9487 | 41.0881 | 0.2886 | 0.20072 | 0.25029 | 0.2886 | 0.29352 | 1.9463 | 1.1771 | 0.36268 | 1.9463 | 1.8783 | 2.8977 | 1.8114 | 0.98152 | 2.8977 | 2.8325
129 | 0.2 | 0.35 | South/Central | TN | Nashville.Intl.AP.723270 | 3 | 2864099 | 50.1279 | 11.7327 | 66.9081 | 49.4643 | 17.4438 | 950.73 | 6.9111 | 30.56 | 8.4012 | -1.4901 | 50.9746 | 4.9072 | 13.02 | 6.3958 | -1.4887 | 26.2063 | 6.0376 | -5.55 | 8.9454 | -2.9078 | 7.2818 | 6.9111 | 30.56 | 8.4012 | -1.4901 | 50.9746 | 7.0232 | 29.01 | 8.6371 | -1.614 | 49.489 | 0.043855 | 2.1984 | 0.51454 | 2.9343 | 41.6942 | 0.30309 | 0.2152 | 0.26478 | 0.30309 | 0.308 | 1.3402 | 0.57099 | -0.24339 | 1.3402 | 1.2722 | 2.2355 | 1.1493 | 0.31934 | 2.2355 | 2.1703 | 0.043855 | 2.1984 | 0.51454 | 2.9343 | 41.6942 | 0.30309 | 0.2152 | 0.26478 | 0.30309 | 0.308 | 1.3402 | 0.57099 | -0.24339 | 1.3402 | 1.2722 | 2.2355 | 1.1493 | 0.31934 | 2.2355 | 2.1703
130 | 0.2 | 0.4 | South/Central | TN | Nashville.Intl.AP.723270 | 3 | 2864099 | 49.9647 | 11.7014 | 66.7505 | 49.3033 | 17.4472 | 949.45 | 7.0686 | 31.84 | 8.5621 | -1.4935 | 52.8458 | 5.0647 | 14.3 | 6.5568 | -1.4921 | 28.0774 | 6.1951 | -4.27 | 9.1064 | -2.9112 | 9.153 | 7.0686 | 31.84 | 8.5621 | -1.4935 | 52.8458 | 7.1807 | 30.29 | 8.7981 | -1.6174 | 51.3601 | 0.043855 | 2.1912 | 0.51317 | 2.9273 | 41.6381 | 0.31 | 0.22211 | 0.27169 | 0.31 | 0.31491 | 1.3963 | 0.62713 | -0.18726 | 1.3963 | 1.3284 | 2.3175 | 1.2313 | 0.4014 | 2.3175 | 2.2524 | 0.043855 | 2.1912 | 0.51317 | 2.9273 | 41.6381 | 0.31 | 0.22211 | 0.27169 | 0.31 | 0.31491 | 1.3963 | 0.62713 | -0.18726 | 1.3963 | 1.3284 | 2.3175 | 1.2313 | 0.4014 | 2.3175 | 2.2524
Double | Double | Double | South/Central | TN | Nashville.Intl.AP.723270 | 3 | 2864099 | 59.2547 | 13.0479 | 78.2032 | 58.4744 | 19.7288 | 1095.78 | -4.384 | -114.49 | -0.60897 | -3.775 | -141.8135 | -6.3879 | -132.03 | -2.6143 | -3.7736 | -166.5819 | -5.2575 | -150.6 | -0.064747 | -5.1928 | -185.5063 | -4.384 | -114.49 | -0.60897 | -3.775 | -141.8135 | -4.2719 | -116.04 | -0.37303 | -3.8989 | -143.2992 | 0.043855 | 2.5986 | 0.57222 | 3.4296 | 48.0554 | -0.19226 | -0.28014 | -0.23057 | -0.19226 | -0.18735 | -5.021 | -5.7902 | -6.6046 | -5.021 | -5.0889 | -6.2192 | -7.3054 | -8.1354 | -6.2192 | -6.2844 | 0.043855 | 2.5986 | 0.57222 | 3.4296 | 48.0554 | -0.19226 | -0.28014 | -0.23057 | -0.19226 | -0.18735 | -5.021 | -5.7902 | -6.6046 | -5.021 | -5.0889 | -6.2192 | -7.3054 | -8.1354 | -6.2192 | -6.2844
Single | Single | Single | South/Central | TN | Nashville.Intl.AP.723270 | 3 | 2864099 | 68.3167 | 14.3344 | 89.2693 | 67.4204 | 21.8489 | 1235.31 | -15.4501 | -254.02 | -9.5549 | -5.8951 | -327.9442 | -17.454 | -271.56 | -11.5603 | -5.8937 | -352.7126 | -16.3236 | -290.13 | -9.0107 | -7.3129 | -371.6371 | -15.4501 | -254.02 | -9.5549 | -5.8951 | -327.9442 | -15.338 | -255.57 | -9.319 | -6.019 | -329.4299 | 0.043855 | 2.996 | 0.62864 | 3.9149 | 54.1744 | -0.67756 | -0.76544 | -0.71587 | -0.67756 | -0.67265 | -11.14 | -11.9092 | -12.7236 | -11.14 | -11.208 | -14.382 | -15.4682 | -16.2981 | -14.382 | -14.4471 | 0.043855 | 2.996 | 0.62864 | 3.9149 | 54.1744 | -0.67756 | -0.76544 | -0.71587 | -0.67756 | -0.67265 | -11.14 | -11.9092 | -12.7236 | -11.14 | -11.208 | -14.382 | -15.4682 | -16.2981 | -14.382 | -14.4471
1 | 0.35 | 0.47 | South/Central | VA | Norfolk.Intl.AP.723080 | 3 | 1629172 | 54.0264 | 10.936 | 70.0509 | 53.8994 | 16.1515 | 1121.86 | 2.0189 | -22.73 | 4.2498 | -2.2309 | -26.7552 | 0.035074 | -44.54 | 2.26 | -2.225 | -51.1699 | 1.4918 | -53.38 | 4.9587 | -3.4669 | -61.9463 | 2.0189 | -22.73 | 4.2498 | -2.2309 | -26.7552 | 2.2082 | -22.67 | 4.5408 | -2.3325 | -26.7692 | 0.024946 | 1.3477 | 0.27281 | 1.7475 | 27.9857 | 0.050363 | 0.00087494 | 0.037213 | 0.050363 | 0.055086 | -0.56702 | -1.1111 | -1.3316 | -0.56702 | -0.56552 | -0.66743 | -1.2765 | -1.5453 | -0.66743 | -0.66778 | 0.024946 | 1.3477 | 0.27281 | 1.7475 | 27.9857 | 0.050363 | 0.00087494 | 0.037213 | 0.050363 | 0.055086 | -0.56702 | -1.1111 | -1.3316 | -0.56702 | -0.56552 | -0.66743 | -1.2765 | -1.5453 | -0.66743 | -0.66778
2 | 0.35 | 0.42 | South/Central | VA | Norfolk.Intl.AP.723080 | 3 | 1629172 | 55.252 | 10.394 | 70.5538 | 55.1222 | 15.4316 | 1112.87 | 1.516 | -13.74 | 3.027 | -1.511 | -16.2826 | -0.46781 | -35.55 | 1.0373 | -1.5051 | -40.6973 | 0.98888 | -44.39 | 3.7359 | -2.747 | -51.4737 | 1.516 | -13.74 | 3.027 | -1.511 | -16.2826 | 1.7054 | -13.68 | 3.318 | -1.6127 | -16.2967 | 0.024946 | 1.3783 | 0.25929 | 1.76 | 27.7614 | 0.037818 | -0.01167 | 0.024668 | 0.037818 | 0.042541 | -0.34276 | -0.88682 | -1.1073 | -0.34276 | -0.34126 | -0.40618 | -1.0152 | -1.2841 | -0.40618 | -0.40653 | 0.024946 | 1.3783 | 0.25929 | 1.76 | 27.7614 | 0.037818 | -0.01167 | 0.024668 | 0.037818 | 0.042541 | -0.34276 | -0.88682 | -1.1073 | -0.34276 | -0.34126 | -0.40618 | -1.0152 | -1.2841 | -0.40618 | -0.40653
3 | 0.35 | 0.37 | South/Central | VA | Norfolk.Intl.AP.723080 | 3 | 1629172 | 56.4567 | 9.9306 | 71.125 | 56.3241 | 14.801 | 1106.45 | 0.94472 | -7.32 | 1.8251 | -0.88041 | -8.7273 | -1.0391 | -29.13 | -0.16463 | -0.87447 | -33.142 | 0.41759 | -37.97 | 2.534 | -2.1164 | -43.9185 | 0.94472 | -7.32 | 1.8251 | -0.88041 | -8.7273 | 1.1341 | -7.26 | 2.1161 | -0.98206 | -8.7414 | 0.024946 | 1.4084 | 0.24773 | 1.7743 | 27.6013 | 0.023567 | -0.025921 | 0.010417 | 0.023567 | 0.02829 | -0.1826 | -0.72667 | -0.94719 | -0.1826 | -0.18111 | -0.21771 | -0.82675 | -1.0956 | -0.21771 | -0.21806 | 0.024946 | 1.4084 | 0.24773 | 1.7743 | 27.6013 | 0.023567 | -0.025921 | 0.010417 | 0.023567 | 0.02829 | -0.1826 | -0.72667 | -0.94719 | -0.1826 | -0.18111 | -0.21771 | -0.82675 | -1.0956 | -0.21771 | -0.21806
4 | 0.35 | 0.32 | South/Central | VA | Norfolk.Intl.AP.723080 | 3 | 1629172 | 57.743 | 9.4685 | 71.7785 | 57.6074 | 14.1711 | 1100.97 | 0.29122 | -1.84 | 0.54181 | -0.25059 | -2.2078 | -1.6926 | -23.65 | -1.4479 | -0.24465 | -26.6224 | -0.23591 | -32.49 | 1.2507 | -1.4866 | -37.3989 | 0.29122 | -1.84 | 0.54181 | -0.25059 | -2.2078 | 0.48057 | -1.78 | 0.8328 | -0.35224 | -2.2218 | 0.024946 | 1.4404 | 0.2362 | 1.7906 | 27.4646 | 0.0072647 | -0.042223 | -0.0058849 | 0.0072647 | 0.011988 | -0.0459 | -0.58997 | -0.81049 | -0.0459 | -0.044404 | -0.055074 | -0.66412 | -0.93295 | -0.055074 | -0.055426 | 0.024946 | 1.4404 | 0.2362 | 1.7906 | 27.4646 | 0.0072647 | -0.042223 | -0.0058849 | 0.0072647 | 0.011988 | -0.0459 | -0.58997 | -0.81049 | -0.0459 | -0.044404 | -0.055074 | -0.66412 | -0.93295 | -0.055074 | -0.055426
5 | 0.35 | 0.27 | South/Central | VA | Norfolk.Intl.AP.723080 | 3 | 1629172 | 58.6177 | 9.1858 | 72.2395 | 58.4801 | 13.7594 | 1097.78 | -0.16976 | 1.35 | -0.33087 | 0.16112 | 1.6359 | -2.1536 | -20.46 | -2.3206 | 0.16706 | -22.7788 | -0.69688 | -29.3 | 0.37801 | -1.0749 | -33.5553 | -0.16976 | 1.35 | -0.33087 | 0.16112 | 1.6359 | 0.019591 | 1.41 | -0.03988 | 0.059471 | 1.6218 | 0.024946 | 1.4623 | 0.22915 | 1.8021 | 27.385 | -0.0042347 | -0.053723 | -0.017384 | -0.0042347 | 0.00048872 | 0.033677 | -0.51039 | -0.73091 | 0.033677 | 0.035174 | 0.040809 | -0.56824 | -0.83706 | 0.040809 | 0.040457 | 0.024946 | 1.4623 | 0.22915 | 1.8021 | 27.385 | -0.0042347 | -0.053723 | -0.017384 | -0.0042347 | 0.00048872 | 0.033677 | -0.51039 | -0.73091 | 0.033677 | 0.035174 | 0.040809 | -0.56824 | -0.83706 | 0.040809 | 0.040457
6 | 0.35 | 0.23 | South/Central | VA | Norfolk.Intl.AP.723080 | 3 | 1629172 | 59.1509 | 9.0545 | 72.5514 | 59.012 | 13.5393 | 1096.79 | -0.4816 | 2.34 | -0.86281 | 0.38121 | 2.8811 | -2.4654 | -19.47 | -2.8526 | 0.38716 | -21.5336 | -1.0087 | -28.31 | -0.15393 | -0.8548 | -32.31 | -0.4816 | 2.34 | -0.86281 | 0.38121 | 2.8811 | -0.29225 | 2.4 | -0.57182 | 0.27957 | 2.867 | 0.024946 | 1.4756 | 0.22587 | 1.8099 | 27.3603 | -0.012014 | -0.061502 | -0.025164 | -0.012014 | -0.0072905 | 0.058373 | -0.48569 | -0.70622 | 0.058373 | 0.05987 | 0.071871 | -0.53717 | -0.806 | 0.071871 | 0.07152 | 0.024946 | 1.4756 | 0.22587 | 1.8099 | 27.3603 | -0.012014 | -0.061502 | -0.025164 | -0.012014 | -0.0072905 | 0.058373 | -0.48569 | -0.70622 | 0.058373 | 0.05987 | 0.071871 | -0.53717 | -0.806 | 0.071871 | 0.07152
7 | 0.35 | 0.19 | South/Central | VA | Norfolk.Intl.AP.723080 | 3 | 1629172 | 60.3673 | 8.6513 | 73.2039 | 60.2255 | 12.9784 | 1092.74 | -1.1341 | 6.39 | -2.0763 | 0.9422 | 7.816 | -3.118 | -15.42 | -4.0661 | 0.94814 | -16.5986 | -1.6613 | -24.26 | -1.3675 | -0.29381 | -27.3751 | -1.1341 | 6.39 | -2.0763 | 0.9422 | 7.816 | -0.94479 | 6.45 | -1.7853 | 0.84055 | 7.802 | 0.024946 | 1.5059 | 0.21581 | 1.8261 | 27.2593 | -0.028292 | -0.07778 | -0.041442 | -0.028292 | -0.023569 | 0.1594 | -0.38466 | -0.60519 | 0.1594 | 0.1609 | 0.19498 | -0.41407 | -0.68289 | 0.19498 | 0.19463 | 0.024946 | 1.5059 | 0.21581 | 1.8261 | 27.2593 | -0.028292 | -0.07778 | -0.041442 | -0.028292 | -0.023569 | 0.1594 | -0.38466 | -0.60519 | 0.1594 | 0.1609 | 0.19498 | -0.41407 | -0.68289 | 0.19498 | 0.19463
8 | 0.35 | 0.17 | South/Central | VA | Norfolk.Intl.AP.723080 | 3 | 1629172 | 61.0003 | 8.4416 | 73.547 | 60.8571 | 12.6899 | 1090.74 | -1.4772 | 8.39 | -2.7079 | 1.2307 | 10.2602 | -3.461 | -13.42 | -4.6976 | 1.2366 | -14.1545 | -2.0044 | -22.26 | -1.999 | -0.0053562 | -24.931 | -1.4772 | 8.39 | -2.7079 | 1.2307 | 10.2602 | -1.2879 | 8.45 | -2.4169 | 1.129 | 10.2461 | 0.024946 | 1.5217 | 0.21058 | 1.8347 | 27.2094 | -0.036851 | -0.086338 | -0.05 | -0.036851 | -0.032127 | 0.2093 | -0.33477 | -0.55529 | 0.2093 | 0.21079 | 0.25595 | -0.3531 | -0.62192 | 0.25595 | 0.2556 | 0.024946 | 1.5217 | 0.21058 | 1.8347 | 27.2094 | -0.036851 | -0.086338 | -0.05 | -0.036851 | -0.032127 | 0.2093 | -0.33477 | -0.55529 | 0.2093 | 0.21079 | 0.25595 | -0.3531 | -0.62192 | 0.25595 | 0.2556
9 | 0.33 | 0.47 | South/Central | VA | Norfolk.Intl.AP.723080 | 3 | 1629172 | 53.2451 | 10.9658 | 69.2893 | 53.1199 | 16.1694 | 1113.81 | 2.7804 | -14.68 | 5.0293 | -2.2489 | -17.7465 | 0.79663 | -36.49 | 3.0396 | -2.2429 | -42.1612 | 2.2533 | -45.33 | 5.7382 | -3.4849 | -52.9377 | 2.7804 | -14.68 | 5.0293 | -2.2489 | -17.7465 | 2.9698 | -14.62 | 5.3203 | -2.3505 | -17.7606 | 0.024946 | 1.3282 | 0.27355 | 1.7285 | 27.7849 | 0.06936 | 0.019873 | 0.056211 | 0.06936 | 0.074084 | -0.3662 | -0.91027 | -1.1308 | -0.3662 | -0.36471 | -0.4427 | -1.0517 | -1.3206 | -0.4427 | -0.44305 | 0.024946 | 1.3282 | 0.27355 | 1.7285 | 27.7849 | 0.06936 | 0.019873 | 0.056211 | 0.06936 | 0.074084 | -0.3662 | -0.91027 | -1.1308 | -0.3662 | -0.36471 | -0.4427 | -1.0517 | -1.3206 | -0.4427 | -0.44305
10 | 0.33 | 0.42 | South/Central | VA | Norfolk.Intl.AP.723080 | 3 | 1629172 | 54.4702 | 10.414 | 69.7818 | 54.3421 | 15.4397 | 1104.5 | 2.288 | -5.37 | 3.8071 | -1.5191 | -6.9163 | 0.30415 | -27.18 | 1.8173 | -1.5132 | -31.331 | 1.7608 | -36.02 | 4.516 | -2.7551 | -42.1074 | 2.288 | -5.37 | 3.8071 | -1.5191 | -6.9163 | 2.4773 | -5.31 | 4.0981 | -1.6208 | -6.9303 | 0.024946 | 1.3588 | 0.25978 | 1.7408 | 27.5526 | 0.057075 | 0.0075873 | 0.043926 | 0.057075 | 0.061799 | -0.13396 | -0.67803 | -0.89855 | -0.13396 | -0.13246 | -0.17253 | -0.78158 | -1.0504 | -0.17253 | -0.17288 | 0.024946 | 1.3588 | 0.25978 | 1.7408 | 27.5526 | 0.057075 | 0.0075873 | 0.043926 | 0.057075 | 0.061799 | -0.13396 | -0.67803 | -0.89855 | -0.13396 | -0.13246 | -0.17253 | -0.78158 | -1.0504 | -0.17253 | -0.17288
11 | 0.33 | 0.37 | South/Central | VA | Norfolk.Intl.AP.723080 | 3 | 1629172 | 55.6657 | 9.9513 | 70.3445 | 55.5349 | 14.8096 | 1097.99 | 1.7253 | 1.14 | 2.6143 | -0.88904 | 0.73314 | -0.25853 | -20.67 | 0.62457 | -0.8831 | -23.6816 | 1.1982 | -29.51 | 3.3232 | -2.1251 | -34.458 | 1.7253 | 1.14 | 2.6143 | -0.88904 | 0.73314 | 1.9146 | 1.2 | 2.9053 | -0.99069 | 0.71905 | 0.024946 | 1.3886 | 0.24824 | 1.7548 | 27.3902 | 0.043039 | -0.0064493 | 0.029889 | 0.043039 | 0.047762 | 0.028438 | -0.51563 | -0.73615 | 0.028438 | 0.029935 | 0.018289 | -0.59076 | -0.85958 | 0.018289 | 0.017937 | 0.024946 | 1.3886 | 0.24824 | 1.7548 | 27.3902 | 0.043039 | -0.0064493 | 0.029889 | 0.043039 | 0.047762 | 0.028438 | -0.51563 | -0.73615 | 0.028438 | 0.029935 | 0.018289 | -0.59076 | -0.85958 | 0.018289 | 0.017937
12 | 0.33 | 0.32 | South/Central | VA | Norfolk.Intl.AP.723080 | 3 | 1629172 | 56.9518 | 9.4883 | 70.9971 | 56.818 | 14.1791 | 1092.49 | 1.0726 | 6.64 | 1.3312 | -0.25856 | 7.2787 | -0.91117 | -15.17 | -0.65855 | -0.25261 | -17.136 | 0.54552 | -24.01 | 2.0401 | -1.4946 | -27.9124 | 1.0726 | 6.64 | 1.3312 | -0.25856 | 7.2787 | 1.262 | 6.7 | 1.6222 | -0.36021 | 7.2646 | 0.024946 | 1.4207 | 0.23669 | 1.7711 | 27.253 | 0.026758 | -0.02273 | 0.013608 | 0.026758 | 0.031481 | 0.16564 | -0.37843 | -0.59895 | 0.16564 | 0.16714 | 0.18157 | -0.42747 | -0.6963 | 0.18157 | 0.18122 | 0.024946 | 1.4207 | 0.23669 | 1.7711 | 27.253 | 0.026758 | -0.02273 | 0.013608 | 0.026758 | 0.031481 | 0.16564 | -0.37843 | -0.59895 | 0.16564 | 0.16714 | 0.18157 | -0.42747 | -0.6963 | 0.18157 | 0.18122
13 | 0.33 | 0.27 | South/Central | VA | Norfolk.Intl.AP.723080 | 3 | 1629172 | 57.8257 | 9.1967 | 71.4483 | 57.6898 | 13.7585 | 1089.01 | 0.62144 | 10.12 | 0.45935 | 0.16209 | 11.4506 | -1.3624 | -11.69 | -1.5304 | 0.16803 | -12.9641 | 0.094313 | -20.53 | 1.1682 | -1.0739 | -23.7406 | 0.62144 | 10.12 | 0.45935 | 0.16209 | 11.4506 | 0.81079 | 10.18 | 0.75035 | 0.060441 | 11.4365 | 0.024946 | 1.4425 | 0.22942 | 1.7823 | 27.1662 | 0.015502 | -0.033985 | 0.0023527 | 0.015502 | 0.020226 | 0.25245 | -0.29162 | -0.51214 | 0.25245 | 0.25395 | 0.28564 | -0.3234 | -0.59223 | 0.28564 | 0.28529 | 0.024946 | 1.4425 | 0.22942 | 1.7823 | 27.1662 | 0.015502 | -0.033985 | 0.0023527 | 0.015502 | 0.020226 | 0.25245 | -0.29162 | -0.51214 | 0.25245 | 0.25395 | 0.28564 | -0.3234 | -0.59223 | 0.28564 | 0.28529
14 | 0.33 | 0.23 | South/Central | VA | Norfolk.Intl.AP.723080 | 3 | 1629172 | 58.3591 | 9.0651 | 71.7595 | 58.222 | 13.5375 | 1088.01 | 0.31023 | 11.12 | -0.072786 | 0.38302 | 12.723 | -1.6736 | -10.69 | -2.0625 | 0.38896 | -11.6917 | -0.2169 | -19.53 | 0.6361 | -0.853 | -22.4682 | 0.31023 | 11.12 | -0.072786 | 0.38302 | 12.723 | 0.49958 | 11.18 | 0.21821 | 0.28137 | 12.7089 | 0.024946 | 1.4558 | 0.22614 | 1.7901 | 27.1413 | 0.007739 | -0.041749 | -0.0054106 | 0.007739 | 0.012462 | 0.2774 | -0.26667 | -0.48719 | 0.2774 | 0.27889 | 0.31739 | -0.29166 | -0.56049 | 0.31739 | 0.31703 | 0.024946 | 1.4558 | 0.22614 | 1.7901 | 27.1413 | 0.007739 | -0.041749 | -0.0054106 | 0.007739 | 0.012462 | 0.2774 | -0.26667 | -0.48719 | 0.2774 | 0.27889 | 0.31739 | -0.29166 | -0.56049 | 0.31739 | 0.31703
15 | 0.33 | 0.19 | South/Central | VA | Norfolk.Intl.AP.723080 | 3 | 1629172 | 59.5752 | 8.6618 | 72.4122 | 59.4353 | 12.9769 | 1083.95 | -0.34244 | 15.18 | -1.2861 | 0.94367 | 17.6486 | -2.3263 | -6.63 | -3.2759 | 0.94962 | -6.7661 | -0.86957 | -15.47 | -0.57723 | -0.29234 | -17.5425 | -0.34244 | 15.18 | -1.2861 | 0.94367 | 17.6486 | -0.1531 | 15.24 | -0.99512 | 0.84203 | 17.6345 | 0.024946 | 1.4862 | 0.21608 | 1.8064 | 27.04 | -0.0085425 | -0.05803 | -0.021692 | -0.0085425 | -0.0038191 | 0.37868 | -0.16539 | -0.38591 | 0.37868 | 0.38017 | 0.44026 | -0.16879 | -0.43761 | 0.44026 | 0.43991 | 0.024946 | 1.4862 | 0.21608 | 1.8064 | 27.04 | -0.0085425 | -0.05803 | -0.021692 | -0.0085425 | -0.0038191 | 0.37868 | -0.16539 | -0.38591 | 0.37868 | 0.38017 | 0.44026 | -0.16879 | -0.43761 | 0.44026 | 0.43991
16 | 0.33 | 0.17 | South/Central | VA | Norfolk.Intl.AP.723080 | 3 | 1629172 | 60.209 | 8.4513 | 72.7549 | 60.0676 | 12.6873 | 1081.93 | -0.68516 | 17.2 | -1.9184 | 1.2332 | 20.1226 | -2.669 | -4.61 | -3.9081 | 1.2392 | -4.2921 | -1.2123 | -13.45 | -1.2095 | -0.00279 | -15.0686 | -0.68516 | 17.2 | -1.9184 | 1.2332 | 20.1226 | -0.49582 | 17.26 | -1.6274 | 1.1316 | 20.1085 | 0.024946 | 1.502 | 0.21083 | 1.8149 | 26.9896 | -0.017092 | -0.06658 | -0.030242 | -0.017092 | -0.012369 | 0.42907 | -0.115 | -0.33552 | 0.42907 | 0.43056 | 0.50197 | -0.10707 | -0.3759 | 0.50197 | 0.50162 | 0.024946 | 1.502 | 0.21083 | 1.8149 | 26.9896 | -0.017092 | -0.06658 | -0.030242 | -0.017092 | -0.012369 | 0.42907 | -0.115 | -0.33552 | 0.42907 | 0.43056 | 0.50197 | -0.10707 | -0.3759 | 0.50197 | 0.50162
17 | 0.3 | 0.47 | South/Central | VA | Norfolk.Intl.AP.723080 | 3 | 1629172 | 52.0619 | 10.9974 | 68.1185 | 51.9395 | 16.179 | 1101.04 | 3.9512 | -1.91 | 6.2097 | -2.2585 | -3.4794 | 1.9674 | -23.72 | 4.22 | -2.2525 | -27.8941 | 3.4241 | -32.56 | 6.9186 | -3.4945 | -38.6706 | 3.9512 | -1.91 | 6.2097 | -2.2585 | -3.4794 | 4.1406 | -1.85 | 6.5007 | -2.3601 | -3.4935 | 0.024946 | 1.2987 | 0.27434 | 1.6993 | 27.4663 | 0.098567 | 0.049079 | 0.085417 | 0.098567 | 0.10329 | -0.047646 | -0.59171 | -0.81224 | -0.047646 | -0.04615 | -0.086797 | -0.69584 | -0.96467 | -0.086797 | -0.087148 | 0.024946 | 1.2987 | 0.27434 | 1.6993 | 27.4663 | 0.098567 | 0.049079 | 0.085417 | 0.098567 | 0.10329 | -0.047646 | -0.59171 | -0.81224 | -0.047646 | -0.04615 | -0.086797 | -0.69584 | -0.96467 | -0.086797 | -0.087148
18 | 0.3 | 0.42 | South/Central | VA | Norfolk.Intl.AP.723080 | 3 | 1629172 | 53.2875 | 10.4448 | 68.61 | 53.1621 | 15.4479 | 1091.71 | 3.4597 | 7.42 | 4.9871 | -1.5273 | 7.3951 | 1.4759 | -14.39 | 2.9973 | -1.5214 | -17.0196 | 2.9326 | -23.23 | 5.696 | -2.7634 | -27.7961 | 3.4597 | 7.42 | 4.9871 | -1.5273 | 7.3951 | 3.6491 | 7.48 | 5.2781 | -1.629 | 7.381 | 0.024946 | 1.3293 | 0.26055 | 1.7115 | 27.2336 | 0.086306 | 0.036818 | 0.073156 | 0.086306 | 0.091029 | 0.1851 | -0.35897 | -0.57949 | 0.1851 | 0.18659 | 0.18448 | -0.42457 | -0.6934 | 0.18448 | 0.18412 | 0.024946 | 1.3293 | 0.26055 | 1.7115 | 27.2336 | 0.086306 | 0.036818 | 0.073156 | 0.086306 | 0.091029 | 0.1851 | -0.35897 | -0.57949 | 0.1851 | 0.18659 | 0.18448 | -0.42457 | -0.6934 | 0.18448 | 0.18412
19 | 0.3 | 0.37 | South/Central | VA | Norfolk.Intl.AP.723080 | 3 | 1629172 | 54.4637 | 9.9813 | 69.1528 | 54.3356 | 14.8172 | 1084.96 | 2.917 | 14.17 | 3.8136 | -0.89663 | 15.3061 | 0.93317 | -7.64 | 1.8239 | -0.89069 | -9.1086 | 2.3899 | -16.48 | 4.5225 | -2.1326 | -19.885 | 2.917 | 14.17 | 3.8136 | -0.89663 | 15.3061 | 3.1063 | 14.23 | 4.1046 | -0.99828 | 15.292 | 0.024946 | 1.3586 | 0.24899 | 1.7251 | 27.0652 | 0.072767 | 0.023279 | 0.059617 | 0.072767 | 0.07749 | 0.35348 | -0.19059 | -0.41111 | 0.35348 | 0.35498 | 0.38182 | -0.22722 | -0.49605 | 0.38182 | 0.38147 | 0.024946 | 1.3586 | 0.24899 | 1.7251 | 27.0652 | 0.072767 | 0.023279 | 0.059617 | 0.072767 | 0.07749 | 0.35348 | -0.19059 | -0.41111 | 0.35348 | 0.35498 | 0.38182 | -0.22722 | -0.49605 | 0.38182 | 0.38147
20 | 0.3 | 0.32 | South/Central | VA | Norfolk.Intl.AP.723080 | 3 | 1629172 | 55.7586 | 9.5188 | 69.8144 | 55.6275 | 14.1869 | 1079.56 | 2.2554 | 19.57 | 2.5217 | -0.26633 | 21.7363 | 0.27155 | -2.24 | 0.53194 | -0.26039 | -2.6784 | 1.7282 | -11.08 | 3.2306 | -1.5023 | -13.4548 | 2.2554 | 19.57 | 2.5217 | -0.26633 | 21.7363 | 2.4447 | 19.63 | 2.8127 | -0.36798 | 21.7222 | 0.024946 | 1.3909 | 0.23745 | 1.7416 | 26.9305 | 0.056262 | 0.0067741 | 0.043112 | 0.056262 | 0.060985 | 0.48819 | -0.055879 | -0.2764 | 0.48819 | 0.48969 | 0.54223 | -0.066815 | -0.33564 | 0.54223 | 0.54188 | 0.024946 | 1.3909 | 0.23745 | 1.7416 | 26.9305 | 0.056262 | 0.0067741 | 0.043112 | 0.056262 | 0.060985 | 0.48819 | -0.055879 | -0.2764 | 0.48819 | 0.48969 | 0.54223 | -0.066815 | -0.33564 | 0.54223 | 0.54188
21 | 0.3 | 0.27 | South/Central | VA | Norfolk.Intl.AP.723080 | 3 | 1629172 | 56.614 | 9.2267 | 70.2466 | 56.4809 | 13.7657 | 1075.87 | 1.8232 | 23.26 | 1.6683 | 0.15485 | 26.1559 | -0.16064 | 1.45 | -0.32144 | 0.1608 | 1.7412 | 1.296 | -7.39 | 2.3772 | -1.0812 | -9.0352 | 1.8232 | 23.26 | 1.6683 | 0.15485 | 26.1559 | 2.0125 | 23.32 | 1.9593 | 0.053205 | 26.1418 | 0.024946 | 1.4123 | 0.23017 | 1.7524 | 26.8384 | 0.04548 | -0.0040073 | 0.032331 | 0.04548 | 0.050204 | 0.58024 | 0.036171 | -0.18435 | 0.58024 | 0.58174 | 0.65248 | 0.043436 | -0.22539 | 0.65248 | 0.65213 | 0.024946 | 1.4123 | 0.23017 | 1.7524 | 26.8384 | 0.04548 | -0.0040073 | 0.032331 | 0.04548 | 0.050204 | 0.58024 | 0.036171 | -0.18435 | 0.58024 | 0.58174 | 0.65248 | 0.043436 | -0.22539 | 0.65248 | 0.65213
22 | 0.3 | 0.23 | South/Central | VA | Norfolk.Intl.AP.723080 | 3 | 1629172 | 57.1473 | 9.0856 | 70.548 | 57.0129 | 13.5351 | 1074.56 | 1.5217 | 24.57 | 1.1363 | 0.38544 | 27.7732 | -0.46209 | 2.76 | -0.85348 | 0.39139 | 3.3585 | 0.9946 | -6.08 | 1.8452 | -0.85057 | -7.4179 | 1.5217 | 24.57 | 1.1363 | 0.38544 | 27.7732 | 1.7111 | 24.63 | 1.4273 | 0.2838 | 27.7592 | 0.024946 | 1.4256 | 0.22665 | 1.7599 | 26.8058 | 0.037961 | -0.011527 | 0.024811 | 0.037961 | 0.042684 | 0.61292 | 0.06885 | -0.15167 | 0.61292 | 0.61441 | 0.69283 | 0.083782 | -0.18505 | 0.69283 | 0.69247 | 0.024946 | 1.4256 | 0.22665 | 1.7599 | 26.8058 | 0.037961 | -0.011527 | 0.024811 | 0.037961 | 0.042684 | 0.61292 | 0.06885 | -0.15167 | 0.61292 | 0.61441 | 0.69283 | 0.083782 | -0.18505 | 0.69283 | 0.69247
23 | 0.3 | 0.19 | South/Central | VA | Norfolk.Intl.AP.723080 | 3 | 1629172 | 58.3634 | 8.6727 | 71.1912 | 58.2263 | 12.965 | 1070.21 | 0.87852 | 28.92 | -0.077048 | 0.95557 | 33.0359 | -1.1053 | 7.11 | -2.0668 | 0.96152 | 8.6212 | 0.3514 | -1.73 | 0.63184 | -0.28044 | -2.1553 | 0.87852 | 28.92 | -0.077048 | 0.95557 | 33.0359 | 1.0679 | 28.98 | 0.21395 | 0.85393 | 33.0218 | 0.024946 | 1.4559 | 0.21635 | 1.7759 | 26.6972 | 0.021916 | -0.027572 | 0.0087659 | 0.021916 | 0.026639 | 0.72143 | 0.17736 | -0.043156 | 0.72143 | 0.72293 | 0.82411 | 0.21506 | -0.053765 | 0.82411 | 0.82375 | 0.024946 | 1.4559 | 0.21635 | 1.7759 | 26.6972 | 0.021916 | -0.027572 | 0.0087659 | 0.021916 | 0.026639 | 0.72143 | 0.17736 | -0.043156 | 0.72143 | 0.72293 | 0.82411 | 0.21506 | -0.053765 | 0.82411 | 0.82375
24 | 0.3 | 0.17 | South/Central | VA | Norfolk.Intl.AP.723080 | 3 | 1629172 | 58.9967 | 8.4713 | 71.5426 | 58.8581 | 12.6845 | 1068.48 | 0.52713 | 30.65 | -0.70889 | 1.236 | 35.1911 | -1.4567 | 8.84 | -2.6986 | 1.242 | 10.7764 | 0 | 0 | 0 | 0 | 0 | 0.52713 | 30.65 | -0.70889 | 1.236 | 35.1911 | 0.71647 | 30.71 | -0.41789 | 1.1344 | 35.1771 | 0.024946 | 1.4717 | 0.21132 | 1.7847 | 26.6541 | 0.01315 | -0.036338 | 0 | 0.01315 | 0.017873 | 0.76459 | 0.22052 | 0 | 0.76459 | 0.76609 | 0.87787 | 0.26883 | 0 | 0.87787 | 0.87752 | 0.024946 | 1.4717 | 0.21132 | 1.7847 | 26.6541 | 0.01315 | -0.036338 | 0 | 0.01315 | 0.017873 | 0.76459 | 0.22052 | 0 | 0.76459 | 0.76609 | 0.87787 | 0.26883 | 0 | 0.87787 | 0.87752
25 | 0.28 | 0.47 | South/Central | VA | Norfolk.Intl.AP.723080 | 3 | 1629172 | 51.5108 | 10.9067 | 67.4366 | 51.3896 | 16.047 | 1090.82 | 4.6332 | 8.31 | 6.7597 | -2.1265 | 8.0218 | 2.6493 | -13.5 | 4.7699 | -2.1205 | -16.3929 | 4.106 | -22.34 | 7.4685 | -3.3625 | -27.1694 | 4.6332 | 8.31 | 6.7597 | -2.1265 | 8.0218 | 4.8225 | 8.37 | 7.0506 | -2.2281 | 8.0077 | 0.024946 | 1.285 | 0.27208 | 1.6823 | 27.2114 | 0.11558 | 0.06609 | 0.10243 | 0.11558 | 0.1203 | 0.2073 | -0.33677 | -0.55729 | 0.2073 | 0.2088 | 0.20011 | -0.40893 | -0.67776 | 0.20011 | 0.19976 | 0.024946 | 1.285 | 0.27208 | 1.6823 | 27.2114 | 0.11558 | 0.06609 | 0.10243 | 0.11558 | 0.1203 | 0.2073 | -0.33677 | -0.55729 | 0.2073 | 0.2088 | 0.20011 | -0.40893 | -0.67776 | 0.20011 | 0.19976
26 | 0.28 | 0.42 | South/Central | VA | Norfolk.Intl.AP.723080 | 3 | 1629172 | 52.5362 | 10.4551 | 67.8491 | 52.4126 | 15.4365 | 1083.05 | 4.2207 | 16.08 | 5.7366 | -1.5159 | 17.0773 | 2.2368 | -5.73 | 3.7468 | -1.51 | -7.3374 | 3.6935 | -14.57 | 6.4455 | -2.7519 | -18.1138 | 4.2207 | 16.08 | 5.7366 | -1.5159 | 17.0773 | 4.41 | 16.14 | 6.0276 | -1.6176 | 17.0632 | 0.024946 | 1.3106 | 0.26081 | 1.6926 | 27.0175 | 0.10529 | 0.0558 | 0.092138 | 0.10529 | 0.11001 | 0.40113 | -0.14294 | -0.36346 | 0.40113 | 0.40263 | 0.42601 | -0.18304 | -0.45186 | 0.42601 | 0.42566 | 0.024946 | 1.3106 | 0.26081 | 1.6926 | 27.0175 | 0.10529 | 0.0558 | 0.092138 | 0.10529 | 0.11001 | 0.40113 | -0.14294 | -0.36346 | 0.40113 | 0.40263 | 0.42601 | -0.18304 | -0.45186 | 0.42601 | 0.42566
27 | 0.28 | 0.37 | South/Central | VA | Norfolk.Intl.AP.723080 | 3 | 1629172 | 53.5211 | 10.0521 | 68.281 | 53.3952 | 14.8858 | 1076.71 | 3.7888 | 22.42 | 4.754 | -0.96525 | 24.5042 | 1.805 | 0.61 | 2.7643 | -0.95931 | 0.089541 | 3.2616 | -8.23 | 5.4629 | -2.2013 | -10.6869 | 3.7888 | 22.42 | 4.754 | -0.96525 | 24.5042 | 3.9781 | 22.48 | 5.045 | -1.0669 | 24.4901 | 0.024946 | 1.3351 | 0.25076 | 1.7033 | 26.8594 | 0.094514 | 0.045026 | 0.081364 | 0.094514 | 0.099237 | 0.55928 | 0.015217 | -0.2053 | 0.55928 | 0.56078 | 0.61128 | 0.0022337 | -0.26659 | 0.61128 | 0.61093 | 0.024946 | 1.3351 | 0.25076 | 1.7033 | 26.8594 | 0.094514 | 0.045026 | 0.081364 | 0.094514 | 0.099237 | 0.55928 | 0.015217 | -0.2053 | 0.55928 | 0.56078 | 0.61128 | 0.0022337 | -0.26659 | 0.61128 | 0.61093
28 | 0.28 | 0.32 | South/Central | VA | Norfolk.Intl.AP.723080 | 3 | 1629172 | 54.6768 | 9.6298 | 68.8627 | 54.5481 | 14.3145 | 1071.62 | 3.2071 | 27.51 | 3.6011 | -0.39397 | 30.5547 | 1.2233 | 5.7 | 1.6113 | -0.38803 | 6.14 | 2.68 | -3.14 | 4.3099 | -1.63 | -4.6364 | 3.2071 | 27.51 | 3.6011 | -0.39397 | 30.5547 | 3.3964 | 27.57 | 3.892 | -0.49562 | 30.5406 | 0.024946 | 1.364 | 0.24022 | 1.7178 | 26.7324 | 0.080003 | 0.030515 | 0.066854 | 0.080003 | 0.084727 | 0.68626 | 0.14219 | -0.07833 | 0.68626 | 0.68776 | 0.76221 | 0.15317 | -0.11566 | 0.76221 | 0.76186 | 0.024946 | 1.364 | 0.24022 | 1.7178 | 26.7324 | 0.080003 | 0.030515 | 0.066854 | 0.080003 | 0.084727 | 0.68626 | 0.14219 | -0.07833 | 0.68626 | 0.68776 | 0.76221 | 0.15317 | -0.11566 | 0.76221 | 0.76186
29 | 0.28 | 0.27 | South/Central | VA | Norfolk.Intl.AP.723080 | 3 | 1629172 | 55.5906 | 9.3373 | 69.3438 | 55.4599 | 13.8839 | 1068.26 | 2.7259 | 30.87 | 2.6893 | 0.036614 | 34.5866 | 0.74212 | 9.06 | 0.69956 | 0.042559 | 10.1719 | 2.1988 | 0.22 | 3.3982 | -1.1994 | -0.60453 | 2.7259 | 30.87 | 2.6893 | 0.036614 | 34.5866 | 2.9153 | 30.93 | 2.9803 | -0.065033 | 34.5725 | 0.024946 | 1.3868 | 0.23293 | 1.7298 | 26.6486 | 0.068001 | 0.018513 | 0.054851 | 0.068001 | 0.072724 | 0.77008 | 0.22601 | 0.0054881 | 0.77008 | 0.77157 | 0.86279 | 0.25375 | -0.01508 | 0.86279 | 0.86244 | 0.024946 | 1.3868 | 0.23293 | 1.7298 | 26.6486 | 0.068001 | 0.018513 | 0.054851 | 0.068001 | 0.072724 | 0.77008 | 0.22601 | 0.0054881 | 0.77008 | 0.77157 | 0.86279 | 0.25375 | -0.01508 | 0.86279 | 0.86244
30 | 0.28 | 0.23 | South/Central | VA | Norfolk.Intl.AP.723080 | 3 | 1629172 | 56.3255 | 9.1056 | 69.7363 | 56.1931 | 13.5432 | 1065.74 | 2.3335 | 33.39 | 1.9561 | 0.37734 | 37.6315 | 0.34964 | 11.58 | -0.033639 | 0.38328 | 13.2168 | 1.8063 | 2.74 | 2.665 | -0.85868 | 2.4404 | 2.3335 | 33.39 | 1.9561 | 0.37734 | 37.6315 | 2.5228 | 33.45 | 2.2471 | 0.27569 | 37.6174 | 0.024946 | 1.4051 | 0.22715 | 1.7396 | 26.5857 | 0.05821 | 0.0087221 | 0.04506 | 0.05821 | 0.062933 | 0.83294 | 0.28887 | 0.068351 | 0.83294 | 0.83444 | 0.93875 | 0.3297 | 0.060876 | 0.93875 | 0.9384 | 0.024946 | 1.4051 | 0.22715 | 1.7396 | 26.5857 | 0.05821 | 0.0087221 | 0.04506 | 0.05821 | 0.062933 | 0.83294 | 0.28887 | 0.068351 | 0.83294 | 0.83444 | 0.93875 | 0.3297 | 0.060876 | 0.93875 | 0.9384
31 | 0.28 | 0.19 | South/Central | VA | Norfolk.Intl.AP.723080 | 3 | 1629172 | 57.5316 | 8.6836 | 70.3603 | 57.3963 | 12.964 | 1061 | 1.7094 | 38.13 | 0.75286 | 0.95656 | 43.3421 | -0.2744 | 16.32 | -1.2369 | 0.9625 | 18.9274 | 1.1823 | 7.48 | 1.4617 | -0.27946 | 8.151 | 1.7094 | 38.13 | 0.75286 | 0.95656 | 43.3421 | 1.8988 | 38.19 | 1.0439 | 0.85491 | 43.328 | 0.024946 | 1.4352 | 0.21662 | 1.7552 | 26.4675 | 0.042643 | -0.0068451 | 0.029493 | 0.042643 | 0.047366 | 0.95118 | 0.40712 | 0.18659 | 0.95118 | 0.95268 | 1.0812 | 0.47216 | 0.20333 | 1.0812 | 1.0809 | 0.024946 | 1.4352 | 0.21662 | 1.7552 | 26.4675 | 0.042643 | -0.0068451 | 0.029493 | 0.042643 | 0.047366 | 0.95118 | 0.40712 | 0.18659 | 0.95118 | 0.95268 | 1.0812 | 0.47216 | 0.20333 | 1.0812 | 1.0809
32 | 0.28 | 0.17 | South/Central | VA | Norfolk.Intl.AP.723080 | 3 | 1629172 | 58.1555 | 8.482 | 70.7019 | 58.0187 | 12.6832 | 1059.15 | 1.3678 | 39.98 | 0.13046 | 1.2374 | 45.6275 | -0.61598 | 18.17 | -1.8593 | 1.2433 | 21.2128 | 0.8407 | 9.33 | 0.83934 | 0.001357 | 10.4364 | 1.3678 | 39.98 | 0.13046 | 1.2374 | 45.6275 | 1.5572 | 40.04 | 0.42145 | 1.1357 | 45.6134 | 0.024946 | 1.4507 | 0.21159 | 1.7637 | 26.4213 | 0.034122 | -0.015366 | 0.020972 | 0.034122 | 0.038845 | 0.99733 | 0.45327 | 0.23274 | 0.99733 | 0.99883 | 1.1382 | 0.52917 | 0.26034 | 1.1382 | 1.1379 | 0.024946 | 1.4507 | 0.21159 | 1.7637 | 26.4213 | 0.034122 | -0.015366 | 0.020972 | 0.034122 | 0.038845 | 0.99733 | 0.45327 | 0.23274 | 0.99733 | 0.99883 | 1.1382 | 0.52917 | 0.26034 | 1.1382 | 1.1379
33 | 0.27 | 0.47 | South/Central | VA | Norfolk.Intl.AP.723080 | 3 | 1629172 | 51.1607 | 10.8972 | 67.0763 | 51.0403 | 16.036 | 1086.59 | 4.9935 | 12.54 | 7.1089 | -2.1154 | 12.7385 | 3.0097 | -9.27 | 5.1191 | -2.1095 | -11.6762 | 4.4664 | -18.11 | 7.8178 | -3.3514 | -22.4527 | 4.9935 | 12.54 | 7.1089 | -2.1154 | 12.7385 | 5.1828 | 12.6 | 7.3999 | -2.2171 | 12.7244 | 0.024946 | 1.2762 | 0.27184 | 1.6733 | 27.1059 | 0.12457 | 0.075079 | 0.11142 | 0.12457 | 0.12929 | 0.31282 | -0.23125 | -0.45177 | 0.31282 | 0.31432 | 0.31777 | -0.29127 | -0.5601 | 0.31777 | 0.31742 | 0.024946 | 1.2762 | 0.27184 | 1.6733 | 27.1059 | 0.12457 | 0.075079 | 0.11142 | 0.12457 | 0.12929 | 0.31282 | -0.23125 | -0.45177 | 0.31282 | 0.31432 | 0.31777 | -0.29127 | -0.5601 | 0.31777 | 0.31742
34 | 0.27 | 0.42 | South/Central | VA | Norfolk.Intl.AP.723080 | 3 | 1629172 | 52.1557 | 10.4551 | 67.4585 | 52.0329 | 15.4256 | 1078.5 | 4.6112 | 20.63 | 6.1163 | -1.5051 | 22.1632 | 2.6274 | -1.18 | 4.1265 | -1.4991 | -2.2515 | 4.0841 | -10.02 | 6.8252 | -2.7411 | -13.028 | 4.6112 | 20.63 | 6.1163 | -1.5051 | 22.1632 | 4.8006 | 20.69 | 6.4073 | -1.6067 | 22.1491 | 0.024946 | 1.3011 | 0.26081 | 1.6828 | 26.904 | 0.11503 | 0.065543 | 0.10188 | 0.11503 | 0.11975 | 0.51463 | -0.029436 | -0.24996 | 0.51463 | 0.51613 | 0.55288 | -0.056166 | -0.32499 | 0.55288 | 0.55253 | 0.024946 | 1.3011 | 0.26081 | 1.6828 | 26.904 | 0.11503 | 0.065543 | 0.10188 | 0.11503 | 0.11975 | 0.51463 | -0.029436 | -0.24996 | 0.51463 | 0.51613 | 0.55288 | -0.056166 | -0.32499 | 0.55288 | 0.55253
35 | 0.27 | 0.37 | South/Central | VA | Norfolk.Intl.AP.723080 | 3 | 1629172 | 52.9797 | 10.1326 | 67.8301 | 52.855 | 14.9751 | 1073.53 | 4.2396 | 25.6 | 5.2942 | -1.0546 | 28.0129 | 2.2558 | 3.79 | 3.3044 | -1.0486 | 3.5982 | 3.7125 | -5.05 | 6.0031 | -2.2906 | -7.1782 | 4.2396 | 25.6 | 5.2942 | -1.0546 | 28.0129 | 4.429 | 25.66 | 5.5852 | -1.1562 | 27.9988 | 0.024946 | 1.3216 | 0.25277 | 1.6921 | 26.7801 | 0.10576 | 0.056273 | 0.092611 | 0.10576 | 0.11048 | 0.63861 | 0.094545 | -0.12598 | 0.63861 | 0.64011 | 0.6988 | 0.08976 | -0.17907 | 0.6988 | 0.69845 | 0.024946 | 1.3216 | 0.25277 | 1.6921 | 26.7801 | 0.10576 | 0.056273 | 0.092611 | 0.10576 | 0.11048 | 0.63861 | 0.094545 | -0.12598 | 0.63861 | 0.64011 | 0.6988 | 0.08976 | -0.17907 | 0.6988 | 0.69845
36 | 0.27 | 0.32 | South/Central | VA | Norfolk.Intl.AP.723080 | 3 | 1629172 | 54.0445 | 9.7411 | 68.3531 | 53.9173 | 14.4358 | 1068.43 | 3.7166 | 30.7 | 4.2319 | -0.51524 | 34.0484 | 1.7328 | 8.89 | 2.2421 | -0.5093 | 9.6337 | 3.1895 | 0.05 | 4.9407 | -1.7513 | -1.1427 | 3.7166 | 30.7 | 4.2319 | -0.51524 | 34.0484 | 3.906 | 30.76 | 4.5229 | -0.61689 | 34.0343 | 0.024946 | 1.3482 | 0.243 | 1.7051 | 26.6528 | 0.092714 | 0.043226 | 0.079564 | 0.092714 | 0.097437 | 0.76584 | 0.22177 | 0.0012473 | 0.76584 | 0.76733 | 0.84936 | 0.24032 | -0.028506 | 0.84936 | 0.84901 | 0.024946 | 1.3482 | 0.243 | 1.7051 | 26.6528 | 0.092714 | 0.043226 | 0.079564 | 0.092714 | 0.097437 | 0.76584 | 0.22177 | 0.0012473 | 0.76584 | 0.76733 | 0.84936 | 0.24032 | -0.028506 | 0.84936 | 0.84901
37 | 0.27 | 0.27 | South/Central | VA | Norfolk.Intl.AP.723080 | 3 | 1629172 | 55.0503 | 9.3981 | 68.8743 | 54.9208 | 13.9536 | 1064.47 | 3.1954 | 34.66 | 3.2284 | -0.033016 | 38.7822 | 1.2116 | 12.85 | 1.2387 | -0.027072 | 14.3675 | 2.6683 | 4.01 | 3.9373 | -1.269 | 3.5911 | 3.1954 | 34.66 | 3.2284 | -0.033016 | 38.7822 | 3.3848 | 34.72 | 3.5194 | -0.13466 | 38.7681 | 0.024946 | 1.3733 | 0.23444 | 1.7181 | 26.5541 | 0.079712 | 0.030224 | 0.066563 | 0.079712 | 0.084436 | 0.86462 | 0.32055 | 0.10003 | 0.86462 | 0.86612 | 0.96745 | 0.35841 | 0.089582 | 0.96745 | 0.9671 | 0.024946 | 1.3733 | 0.23444 | 1.7181 | 26.5541 | 0.079712 | 0.030224 | 0.066563 | 0.079712 | 0.084436 | 0.86462 | 0.32055 | 0.10003 | 0.86462 | 0.86612 | 0.96745 | 0.35841 | 0.089582 | 0.96745 | 0.9671
38 | 0.27 | 0.23 | South/Central | VA | Norfolk.Intl.AP.723080 | 3 | 1629172 | 55.9147 | 9.1157 | 69.3262 | 55.7832 | 13.543 | 1061.2 | 2.7436 | 37.93 | 2.366 | 0.37756 | 42.7126 | 0.75977 | 16.12 | 0.37626 | 0.3835 | 18.2979 | 2.2165 | 7.28 | 3.0749 | -0.85845 | 7.5215 | 2.7436 | 37.93 | 2.366 | 0.37756 | 42.7126 | 2.9329 | 37.99 | 2.657 | 0.27591 | 42.6985 | 0.024946 | 1.3948 | 0.2274 | 1.7294 | 26.4725 | 0.068441 | 0.018953 | 0.055291 | 0.068441 | 0.073164 | 0.94619 | 0.40213 | 0.18161 | 0.94619 | 0.94769 | 1.0655 | 0.45646 | 0.18763 | 1.0655 | 1.0651 | 0.024946 | 1.3948 | 0.2274 | 1.7294 | 26.4725 | 0.068441 | 0.018953 | 0.055291 | 0.068441 | 0.073164 | 0.94619 | 0.40213 | 0.18161 | 0.94619 | 0.94769 | 1.0655 | 0.45646 | 0.18763 | 1.0655 | 1.0651
39 | 0.27 | 0.19 | South/Central | VA | Norfolk.Intl.AP.723080 | 3 | 1629172 | 57.1103 | 8.6936 | 69.9391 | 56.976 | 12.963 | 1056.32 | 2.1307 | 42.81 | 1.1732 | 0.95751 | 48.5781 | 0.14687 | 21 | -0.81659 | 0.96346 | 24.1634 | 1.6036 | 12.16 | 1.8821 | -0.2785 | 13.3869 | 2.1307 | 42.81 | 1.1732 | 0.95751 | 48.5781 | 2.32 | 42.87 | 1.4642 | 0.85587 | 48.564 | 0.024946 | 1.4247 | 0.21687 | 1.7447 | 26.3507 | 0.053151 | 0.0036637 | 0.040002 | 0.053151 | 0.057875 | 1.0679 | 0.52386 | 0.30334 | 1.0679 | 1.0694 | 1.2118 | 0.60277 | 0.33395 | 1.2118 | 1.2115 | 0.024946 | 1.4247 | 0.21687 | 1.7447 | 26.3507 | 0.053151 | 0.0036637 | 0.040002 | 0.053151 | 0.057875 | 1.0679 | 0.52386 | 0.30334 | 1.0679 | 1.0694 | 1.2118 | 0.60277 | 0.33395 | 1.2118 | 1.2115
40 | 0.27 | 0.17 | South/Central | VA | Norfolk.Intl.AP.723080 | 3 | 1629172 | 57.7342 | 8.492 | 70.2813 | 57.5984 | 12.6829 | 1054.49 | 1.7885 | 44.64 | 0.55076 | 1.2377 | 50.841 | -0.19535 | 22.83 | -1.439 | 1.2436 | 26.4263 | 1.2613 | 13.99 | 1.2596 | 0.0016834 | 15.6499 | 1.7885 | 44.64 | 0.55076 | 1.2377 | 50.841 | 1.9778 | 44.7 | 0.84176 | 1.1361 | 50.8269 | 0.024946 | 1.4402 | 0.21184 | 1.7532 | 26.3051 | 0.044615 | -0.0048732 | 0.031465 | 0.044615 | 0.049338 | 1.1136 | 0.56951 | 0.34899 | 1.1136 | 1.1151 | 1.2683 | 0.65923 | 0.3904 | 1.2683 | 1.2679 | 0.024946 | 1.4402 | 0.21184 | 1.7532 | 26.3051 | 0.044615 | -0.0048732 | 0.031465 | 0.044615 | 0.049338 | 1.1136 | 0.56951 | 0.34899 | 1.1136 | 1.1151 | 1.2683 | 0.65923 | 0.3904 | 1.2683 | 1.2679
41 | 0.26 | 0.47 | South/Central | VA | Norfolk.Intl.AP.723080 | 3 | 1629172 | 50.8194 | 10.8872 | 66.7149 | 50.6998 | 16.0152 | 1082.17 | 5.3548 | 16.96 | 7.4494 | -2.0946 | 17.6934 | 3.371 | -4.85 | 5.4597 | -2.0887 | -6.7213 | 4.8277 | -13.69 | 8.1583 | -3.3306 | -17.4977 | 5.3548 | 16.96 | 7.4494 | -2.0946 | 17.6934 | 5.5442 | 17.02 | 7.7404 | -2.1962 | 17.6793 | 0.024946 | 1.2677 | 0.27159 | 1.6643 | 26.9956 | 0.13358 | 0.084093 | 0.12043 | 0.13358 | 0.1383 | 0.42308 | -0.12099 | -0.34151 | 0.42308 | 0.42458 | 0.44138 | -0.16767 | -0.43649 | 0.44138 | 0.44103 | 0.024946 | 1.2677 | 0.27159 | 1.6643 | 26.9956 | 0.13358 | 0.084093 | 0.12043 | 0.13358 | 0.1383 | 0.42308 | -0.12099 | -0.34151 | 0.42308 | 0.42458 | 0.44138 | -0.16767 | -0.43649 | 0.44138 | 0.44103
42 | 0.26 | 0.42 | South/Central | VA | Norfolk.Intl.AP.723080 | 3 | 1629172 | 51.7744 | 10.4649 | 67.077 | 51.6525 | 15.4245 | 1074.25 | 4.9927 | 24.88 | 6.4967 | -1.504 | 26.9106 | 3.0089 | 3.07 | 4.5069 | -1.498 | 2.4959 | 4.4656 | -5.77 | 7.2056 | -2.74 | -8.2805 | 4.9927 | 24.88 | 6.4967 | -1.504 | 26.9106 | 5.1821 | 24.94 | 6.7877 | -1.6056 | 26.8965 | 0.024946 | 1.2916 | 0.26105 | 1.6733 | 26.798 | 0.12455 | 0.07506 | 0.1114 | 0.12455 | 0.12927 | 0.62065 | 0.076584 | -0.14394 | 0.62065 | 0.62215 | 0.67131 | 0.062263 | -0.20656 | 0.67131 | 0.67096 | 0.024946 | 1.2916 | 0.26105 | 1.6733 | 26.798 | 0.12455 | 0.07506 | 0.1114 | 0.12455 | 0.12927 | 0.62065 | 0.076584 | -0.14394 | 0.62065 | 0.62215 | 0.67131 | 0.062263 | -0.20656 | 0.67131 | 0.67096
43 | 0.26 | 0.37 | South/Central | VA | Norfolk.Intl.AP.723080 | 3 | 1629172 | 52.4382 | 10.2135 | 67.3891 | 52.3148 | 15.0744 | 1070.65 | 4.6806 | 28.48 | 5.8344 | -1.1538 | 31.1691 | 2.6968 | 6.67 | 3.8447 | -1.1479 | 6.7544 | 4.1535 | -2.17 | 6.5433 | -2.3898 | -4.0221 | 4.6806 | 28.48 | 5.8344 | -1.1538 | 31.1691 | 4.87 | 28.54 | 6.1254 | -1.2554 | 31.155 | 0.024946 | 1.3081 | 0.25478 | 1.6811 | 26.7082 | 0.11676 | 0.067274 | 0.10361 | 0.11676 | 0.12149 | 0.71046 | 0.16639 | -0.054132 | 0.71046 | 0.71195 | 0.77754 | 0.16849 | -0.10033 | 0.77754 | 0.77719 | 0.024946 | 1.3081 | 0.25478 | 1.6811 | 26.7082 | 0.11676 | 0.067274 | 0.10361 | 0.11676 | 0.12149 | 0.71046 | 0.16639 | -0.054132 | 0.71046 | 0.71195 | 0.77754 | 0.16849 | -0.10033 | 0.77754 | 0.77719
44 | 0.26 | 0.32 | South/Central | VA | Norfolk.Intl.AP.723080 | 3 | 1629172 | 53.3631 | 9.8911 | 67.851 | 53.2375 | 14.6135 | 1066.45 | 4.2188 | 32.68 | 4.9117 | -0.69289 | 36.1432 | 2.235 | 10.87 | 2.9219 | -0.68695 | 11.7285 | 3.6917 | 2.03 | 5.6206 | -1.9289 | 0.95202 | 4.2188 | 32.68 | 4.9117 | -0.69289 | 36.1432 | 4.4081 | 32.74 | 5.2027 | -0.79454 | 36.1291 | 0.024946 | 1.3312 | 0.24674 | 1.6926 | 26.6034 | 0.10524 | 0.055753 | 0.092091 | 0.10524 | 0.10996 | 0.81523 | 0.27116 | 0.05064 | 0.81523 | 0.81673 | 0.90162 | 0.29258 | 0.023749 | 0.90162 | 0.90127 | 0.024946 | 1.3312 | 0.24674 | 1.6926 | 26.6034 | 0.10524 | 0.055753 | 0.092091 | 0.10524 | 0.10996 | 0.81523 | 0.27116 | 0.05064 | 0.81523 | 0.81673 | 0.90162 | 0.29258 | 0.023749 | 0.90162 | 0.90127
45 | 0.26 | 0.27 | South/Central | VA | Norfolk.Intl.AP.723080 | 3 | 1629172 | 54.5088 | 9.4681 | 68.403 | 54.3805 | 14.0225 | 1060.64 | 3.6667 | 38.49 | 3.7687 | -0.10193 | 43.0171 | 1.6829 | 16.68 | 1.7789 | -0.09599 | 18.6024 | 3.1396 | 7.84 | 4.4776 | -1.3379 | 7.826 | 3.6667 | 38.49 | 3.7687 | -0.10193 | 43.0171 | 3.8561 | 38.55 | 4.0597 | -0.20358 | 43.003 | 0.024946 | 1.3598 | 0.23619 | 1.7064 | 26.4585 | 0.09147 | 0.041982 | 0.07832 | 0.09147 | 0.096193 | 0.96016 | 0.4161 | 0.19558 | 0.96016 | 0.96166 | 1.0731 | 0.46405 | 0.19522 | 1.0731 | 1.0727 | 0.024946 | 1.3598 | 0.23619 | 1.7064 | 26.4585 | 0.09147 | 0.041982 | 0.07832 | 0.09147 | 0.096193 | 0.96016 | 0.4161 | 0.19558 | 0.96016 | 0.96166 | 1.0731 | 0.46405 | 0.19522 | 1.0731 | 1.0727
46 | 0.26 | 0.23 | South/Central | VA | Norfolk.Intl.AP.723080 | 3 | 1629172 | 55.4942 | 9.1256 | 68.915 | 55.3637 | 13.5512 | 1056.82 | 3.1548 | 42.31 | 2.7855 | 0.36931 | 47.6106 | 1.171 | 20.5 | 0.79574 | 0.37525 | 23.1959 | 2.6277 | 11.66 | 3.4944 | -0.86671 | 12.4195 | 3.1548 | 42.31 | 2.7855 | 0.36931 | 47.6106 | 3.3441 | 42.37 | 3.0765 | 0.26766 | 47.5965 | 0.024946 | 1.3843 | 0.22765 | 1.7191 | 26.3632 | 0.078699 | 0.029211 | 0.065549 | 0.078699 | 0.083422 | 1.0555 | 0.51139 | 0.29087 | 1.0555 | 1.057 | 1.1877 | 0.57864 | 0.30981 | 1.1877 | 1.1873 | 0.024946 | 1.3843 | 0.22765 | 1.7191 | 26.3632 | 0.078699 | 0.029211 | 0.065549 | 0.078699 | 0.083422 | 1.0555 | 0.51139 | 0.29087 | 1.0555 | 1.057 | 1.1877 | 0.57864 | 0.30981 | 1.1877 | 1.1873
47 | 0.26 | 0.19 | South/Central | VA | Norfolk.Intl.AP.723080 | 3 | 1629172 | 56.6804 | 8.7036 | 69.5093 | 56.5471 | 12.9622 | 1051.55 | 2.5604 | 47.58 | 1.6021 | 0.95837 | 53.917 | 0.57663 | 25.77 | -0.38768 | 0.96432 | 29.5023 | 2.0333 | 16.93 | 2.311 | -0.27764 | 18.7259 | 2.5604 | 47.58 | 1.6021 | 0.95837 | 53.917 | 2.7498 | 47.64 | 1.8931 | 0.85673 | 53.9029 | 0.024946 | 1.4139 | 0.21712 | 1.734 | 26.2318 | 0.063872 | 0.014385 | 0.050723 | 0.063872 | 0.068596 | 1.1869 | 0.64285 | 0.42233 | 1.1869 | 1.1884 | 1.345 | 0.73596 | 0.46713 | 1.345 | 1.3447 | 0.024946 | 1.4139 | 0.21712 | 1.734 | 26.2318 | 0.063872 | 0.014385 | 0.050723 | 0.063872 | 0.068596 | 1.1869 | 0.64285 | 0.42233 | 1.1869 | 1.1884 | 1.345 | 0.73596 | 0.46713 | 1.345 | 1.3447
48 | 0.26 | 0.17 | South/Central | VA | Norfolk.Intl.AP.723080 | 3 | 1629172 | 57.3037 | 8.5025 | 69.8604 | 57.1689 | 12.6915 | 1050 | 2.2093 | 49.13 | 0.98031 | 1.229 | 55.8483 | 0.2255 | 27.32 | -1.0095 | 1.235 | 31.4336 | 1.6822 | 18.48 | 1.6892 | -0.0070013 | 20.6572 | 2.2093 | 49.13 | 0.98031 | 1.229 | 55.8483 | 2.3987 | 49.19 | 1.2713 | 1.1274 | 55.8342 | 0.024946 | 1.4295 | 0.2121 | 1.7427 | 26.1931 | 0.055113 | 0.0056254 | 0.041964 | 0.055113 | 0.059837 | 1.2256 | 0.68152 | 0.461 | 1.2256 | 1.2271 | 1.3932 | 0.78414 | 0.51531 | 1.3932 | 1.3928 | 0.024946 | 1.4295 | 0.2121 | 1.7427 | 26.1931 | 0.055113 | 0.0056254 | 0.041964 | 0.055113 | 0.059837 | 1.2256 | 0.68152 | 0.461 | 1.2256 | 1.2271 | 1.3932 | 0.78414 | 0.51531 | 1.3932 | 1.3928
49 | 0.25 | 0.47 | South/Central | VA | Norfolk.Intl.AP.723080 | 3 | 1629172 | 50.469 | 10.8772 | 66.3445 | 50.3502 | 15.9944 | 1077.64 | 5.7252 | 21.49 | 7.799 | -2.0738 | 22.7593 | 3.7414 | -0.32 | 5.8093 | -2.0679 | -1.6554 | 5.1981 | -9.16 | 8.5079 | -3.3098 | -12.4319 | 5.7252 | 21.49 | 7.799 | -2.0738 | 22.7593 | 5.9146 | 21.55 | 8.09 | -2.1755 | 22.7452 | 0.024946 | 1.259 | 0.27134 | 1.655 | 26.8826 | 0.14282 | 0.093332 | 0.12967 | 0.14282 | 0.14754 | 0.53609 | -0.0079827 | -0.2285 | 0.53609 | 0.53758 | 0.56775 | -0.041296 | -0.31012 | 0.56775 | 0.5674 | 0.024946 | 1.259 | 0.27134 | 1.655 | 26.8826 | 0.14282 | 0.093332 | 0.12967 | 0.14282 | 0.14754 | 0.53609 | -0.0079827 | -0.2285 | 0.53609 | 0.53758 | 0.56775 | -0.041296 | -0.31012 | 0.56775 | 0.5674
50 | 0.25 | 0.42 | South/Central | VA | Norfolk.Intl.AP.723080 | 3 | 1629172 | 51.3938 | 10.4651 | 66.6867 | 51.2728 | 15.4138 | 1069.71 | 5.3831 | 29.42 | 6.8764 | -1.4933 | 31.9895 | 3.3993 | 7.61 | 4.8866 | -1.4873 | 7.5748 | 4.856 | -1.23 | 7.5853 | -2.7293 | -3.2017 | 5.3831 | 29.42 | 6.8764 | -1.4933 | 31.9895 | 5.5725 | 29.48 | 7.1674 | -1.5949 | 31.9754 | 0.024946 | 1.2821 | 0.26106 | 1.6636 | 26.6848 | 0.13429 | 0.084798 | 0.12114 | 0.13429 | 0.13901 | 0.73391 | 0.18984 | -0.030683 | 0.73391 | 0.7354 | 0.798 | 0.18896 | -0.079868 | 0.798 | 0.79765 | 0.024946 | 1.2821 | 0.26106 | 1.6636 | 26.6848 | 0.13429 | 0.084798 | 0.12114 | 0.13429 | 0.13901 | 0.73391 | 0.18984 | -0.030683 | 0.73391 | 0.7354 | 0.798 | 0.18896 | -0.079868 | 0.798 | 0.79765
51 | 0.25 | 0.37 | South/Central | VA | Norfolk.Intl.AP.723080 | 3 | 1629172 | 51.8969 | 10.3034 | 66.9478 | 51.7747 | 15.1731 | 1067.75 | 5.122 | 31.38 | 6.3745 | -1.2525 | 34.3417 | 3.1381 | 9.57 | 4.3847 | -1.2466 | 9.927 | 4.5948 | 0.73 | 7.0834 | -2.4885 | -0.84941 | 5.122 | 31.38 | 6.3745 | -1.2525 | 34.3417 | 5.3113 | 31.44 | 6.6655 | -1.3542 | 34.3276 | 0.024946 | 1.2946 | 0.25703 | 1.6701 | 26.6359 | 0.12777 | 0.078283 | 0.11462 | 0.12777 | 0.13249 | 0.7828 | 0.23873 | 0.01821 | 0.7828 | 0.7843 | 0.85668 | 0.24764 | -0.021189 | 0.85668 | 0.85633 | 0.024946 | 1.2946 | 0.25703 | 1.6701 | 26.6359 | 0.12777 | 0.078283 | 0.11462 | 0.12777 | 0.13249 | 0.7828 | 0.23873 | 0.01821 | 0.7828 | 0.7843 | 0.85668 | 0.24764 | -0.021189 | 0.85668 | 0.85633
52 | 0.25 | 0.32 | South/Central | VA | Norfolk.Intl.AP.723080 | 3 | 1629172 | 52.681 | 10.0419 | 67.3497 | 52.557 | 14.7927 | 1064.52 | 4.7201 | 34.61 | 5.5922 | -0.87214 | 38.1904 | 2.7363 | 12.8 | 3.6025 | -0.86619 | 13.7757 | 4.193 | 3.96 | 6.3011 | -2.1082 | 2.9993 | 4.7201 | 34.61 | 5.5922 | -0.87214 | 38.1904 | 4.9095 | 34.67 | 5.8832 | -0.97379 | 38.1763 | 0.024946 | 1.3142 | 0.2505 | 1.6801 | 26.5553 | 0.11775 | 0.068259 | 0.1046 | 0.11775 | 0.12247 | 0.86337 | 0.31931 | 0.098785 | 0.86337 | 0.86487 | 0.95269 | 0.34365 | 0.074819 | 0.95269 | 0.95234 | 0.024946 | 1.3142 | 0.2505 | 1.6801 | 26.5553 | 0.11775 | 0.068259 | 0.1046 | 0.11775 | 0.12247 | 0.86337 | 0.31931 | 0.098785 | 0.86337 | 0.86487 | 0.95269 | 0.34365 | 0.074819 | 0.95269 | 0.95234
53 | 0.25 | 0.27 | South/Central | VA | Norfolk.Intl.AP.723080 | 3 | 1629172 | 53.9675 | 9.5381 | 67.9415 | 53.8405 | 14.101 | 1057.12 | 4.1282 | 42.01 | 4.3087 | -0.18048 | 46.9072 | 2.1444 | 20.2 | 2.319 | -0.17453 | 22.4925 | 3.6011 | 11.36 | 5.0176 | -1.4165 | 11.7161 | 4.1282 | 42.01 | 4.3087 | -0.18048 | 46.9072 | 4.3176 | 42.07 | 4.5997 | -0.28212 | 46.8931 | 0.024946 | 1.3463 | 0.23793 | 1.6949 | 26.3707 | 0.10298 | 0.053495 | 0.089833 | 0.10298 | 0.10771 | 1.048 | 0.50391 | 0.28338 | 1.048 | 1.0495 | 1.1701 | 0.56109 | 0.29227 | 1.1701 | 1.1698 | 0.024946 | 1.3463 | 0.23793 | 1.6949 | 26.3707 | 0.10298 | 0.053495 | 0.089833 | 0.10298 | 0.10771 | 1.048 | 0.50391 | 0.28338 | 1.048 | 1.0495 | 1.1701 | 0.56109 | 0.29227 | 1.1701 | 1.1698
54 | 0.25 | 0.23 | South/Central | VA | Norfolk.Intl.AP.723080 | 3 | 1629172 | 55.0732 | 9.1357 | 68.494 | 54.9436 | 13.5504 | 1052.14 | 3.5757 | 46.99 | 3.2056 | 0.37014 | 52.8397 | 1.5919 | 25.18 | 1.2158 | 0.37609 | 28.425 | 3.0486 | 16.34 | 3.9145 | -0.86587 | 17.6486 | 3.5757 | 46.99 | 3.2056 | 0.37014 | 52.8397 | 3.7651 | 47.05 | 3.4966 | 0.26849 | 52.8256 | 0.024946 | 1.3738 | 0.2279 | 1.7086 | 26.2465 | 0.0892 | 0.039712 | 0.07605 | 0.0892 | 0.093923 | 1.1722 | 0.62814 | 0.40761 | 1.1722 | 1.1737 | 1.3181 | 0.70908 | 0.44026 | 1.3181 | 1.3178 | 0.024946 | 1.3738 | 0.2279 | 1.7086 | 26.2465 | 0.0892 | 0.039712 | 0.07605 | 0.0892 | 0.093923 | 1.1722 | 0.62814 | 0.40761 | 1.1722 | 1.1737 | 1.3181 | 0.70908 | 0.44026 | 1.3181 | 1.3178
55 | 0.25 | 0.19 | South/Central | VA | Norfolk.Intl.AP.723080 | 3 | 1629172 | 56.2591 | 8.7136 | 69.0978 | 56.1267 | 12.9711 | 1047.18 | 2.9719 | 51.95 | 2.0225 | 0.94946 | 58.8032 | 0.98813 | 30.14 | 0.032722 | 0.95541 | 34.3885 | 2.4448 | 21.3 | 2.7314 | -0.28655 | 23.612 | 2.9719 | 51.95 | 2.0225 | 0.94946 | 58.8032 | 3.1613 | 52.01 | 2.3135 | 0.84782 | 58.7891 | 0.024946 | 1.4034 | 0.21737 | 1.7237 | 26.1227 | 0.074137 | 0.02465 | 0.060988 | 0.074137 | 0.078861 | 1.2959 | 0.75187 | 0.53135 | 1.2959 | 1.2974 | 1.4669 | 0.85785 | 0.58902 | 1.4669 | 1.4665 | 0.024946 | 1.4034 | 0.21737 | 1.7237 | 26.1227 | 0.074137 | 0.02465 | 0.060988 | 0.074137 | 0.078861 | 1.2959 | 0.75187 | 0.53135 | 1.2959 | 1.2974 | 1.4669 | 0.85785 | 0.58902 | 1.4669 | 1.4665
56 | 0.25 | 0.17 | South/Central | VA | Norfolk.Intl.AP.723080 | 3 | 1629172 | 56.8816 | 8.5125 | 69.4392 | 56.7478 | 12.6914 | 1045.34 | 2.6306 | 53.79 | 1.4014 | 1.2291 | 61.0651 | 0.64677 | 31.98 | -0.58831 | 1.2351 | 36.6504 | 2.1035 | 23.14 | 2.1103 | -0.0068719 | 25.8739 | 2.6306 | 53.79 | 1.4014 | 1.2291 | 61.0651 | 2.8199 | 53.85 | 1.6924 | 1.1275 | 61.051 | 0.024946 | 1.419 | 0.21235 | 1.7322 | 26.0768 | 0.065622 | 0.016134 | 0.052472 | 0.065622 | 0.070345 | 1.3418 | 0.79777 | 0.57725 | 1.3418 | 1.3433 | 1.5233 | 0.91427 | 0.64545 | 1.5233 | 1.523 | 0.024946 | 1.419 | 0.21235 | 1.7322 | 26.0768 | 0.065622 | 0.016134 | 0.052472 | 0.065622 | 0.070345 | 1.3418 | 0.79777 | 0.57725 | 1.3418 | 1.3433 | 1.5233 | 0.91427 | 0.64545 | 1.5233 | 1.523
57 | 0.24 | 0.47 | South/Central | VA | Norfolk.Intl.AP.723080 | 3 | 1629172 | 50.0583 | 10.897 | 65.9439 | 49.9404 | 16.0035 | 1073.39 | 6.1258 | 25.74 | 8.2088 | -2.083 | 27.5052 | 4.142 | 3.93 | 6.2191 | -2.077 | 3.0905 | 5.5987 | -4.91 | 8.9177 | -3.319 | -7.686 | 6.1258 | 25.74 | 8.2088 | -2.083 | 27.5052 | 6.3152 | 25.8 | 8.4998 | -2.1846 | 27.4911 | 0.024946 | 1.2487 | 0.27183 | 1.645 | 26.7766 | 0.15281 | 0.10333 | 0.13966 | 0.15281 | 0.15754 | 0.6421 | 0.098037 | -0.12248 | 0.6421 | 0.6436 | 0.68614 | 0.077094 | -0.19173 | 0.68614 | 0.68579 | 0.024946 | 1.2487 | 0.27183 | 1.645 | 26.7766 | 0.15281 | 0.10333 | 0.13966 | 0.15281 | 0.15754 | 0.6421 | 0.098037 | -0.12248 | 0.6421 | 0.6436 | 0.68614 | 0.077094 | -0.19173 | 0.68614 | 0.68579
58 | 0.24 | 0.42 | South/Central | VA | Norfolk.Intl.AP.723080 | 3 | 1629172 | 50.9825 | 10.4757 | 66.2766 | 50.8625 | 15.4141 | 1065.18 | 5.7932 | 33.95 | 7.2867 | -1.4935 | 37.0595 | 3.8094 | 12.14 | 5.297 | -1.4876 | 12.6448 | 5.2661 | 3.3 | 7.9956 | -2.7295 | 1.8683 | 5.7932 | 33.95 | 7.2867 | -1.4935 | 37.0595 | 5.9825 | 34.01 | 7.5777 | -1.5952 | 37.0454 | 0.024946 | 1.2718 | 0.26132 | 1.6533 | 26.5718 | 0.14452 | 0.095028 | 0.13137 | 0.14452 | 0.14924 | 0.84691 | 0.30284 | 0.082321 | 0.84691 | 0.84841 | 0.92448 | 0.31543 | 0.046607 | 0.92448 | 0.92413 | 0.024946 | 1.2718 | 0.26132 | 1.6533 | 26.5718 | 0.14452 | 0.095028 | 0.13137 | 0.14452 | 0.14924 | 0.84691 | 0.30284 | 0.082321 | 0.84691 | 0.84841 | 0.92448 | 0.31543 | 0.046607 | 0.92448 | 0.92413
59 | 0.24 | 0.37 | South/Central | VA | Norfolk.Intl.AP.723080 | 3 | 1629172 | 51.4856 | 10.314 | 66.5375 | 51.3644 | 15.1731 | 1063.21 | 5.5323 | 35.92 | 6.7848 | -1.2525 | 39.4191 | 3.5484 | 14.11 | 4.795 | -1.2466 | 15.0045 | 5.0051 | 5.27 | 7.4937 | -2.4886 | 4.228 | 5.5323 | 35.92 | 6.7848 | -1.2525 | 39.4191 | 5.7216 | 35.98 | 7.0758 | -1.3542 | 39.4051 | 0.024946 | 1.2844 | 0.25729 | 1.6598 | 26.5226 | 0.13801 | 0.088519 | 0.12486 | 0.13801 | 0.14273 | 0.89605 | 0.35199 | 0.13146 | 0.89605 | 0.89755 | 0.98334 | 0.3743 | 0.10547 | 0.98334 | 0.98299 | 0.024946 | 1.2844 | 0.25729 | 1.6598 | 26.5226 | 0.13801 | 0.088519 | 0.12486 | 0.13801 | 0.14273 | 0.89605 | 0.35199 | 0.13146 | 0.89605 | 0.89755 | 0.98334 | 0.3743 | 0.10547 | 0.98334 | 0.98299
60 | 0.24 | 0.32 | South/Central | VA | Norfolk.Intl.AP.723080 | 3 | 1629172 | 52.2604 | 10.0528 | 66.9307 | 52.1374 | 14.7933 | 1059.89 | 5.139 | 39.24 | 6.0118 | -0.87277 | 43.3607 | 3.1552 | 17.43 | 4.0221 | -0.86683 | 18.946 | 4.6119 | 8.59 | 6.7207 | -2.1088 | 8.1696 | 5.139 | 39.24 | 6.0118 | -0.87277 | 43.3607 | 5.3284 | 39.3 | 6.3028 | -0.97442 | 43.3466 | 0.024946 | 1.3037 | 0.25077 | 1.6696 | 26.4398 | 0.1282 | 0.07871 | 0.11505 | 0.1282 | 0.13292 | 0.97887 | 0.43481 | 0.21428 | 0.97887 | 0.98037 | 1.0817 | 0.47262 | 0.2038 | 1.0817 | 1.0813 | 0.024946 | 1.3037 | 0.25077 | 1.6696 | 26.4398 | 0.1282 | 0.07871 | 0.11505 | 0.1282 | 0.13292 | 0.97887 | 0.43481 | 0.21428 | 0.97887 | 0.98037 | 1.0817 | 0.47262 | 0.2038 | 1.0817 | 1.0813
61 | 0.24 | 0.27 | South/Central | VA | Norfolk.Intl.AP.723080 | 3 | 1629172 | 53.5467 | 9.5487 | 67.5314 | 53.4207 | 14.1107 | 1052.77 | 4.5383 | 46.36 | 4.7285 | -0.19015 | 51.7585 | 2.5545 | 24.55 | 2.7387 | -0.1842 | 27.3438 | 4.0112 | 15.71 | 5.4374 | -1.4262 | 16.5674 | 4.5383 | 46.36 | 4.7285 | -0.19015 | 51.7585 | 4.7277 | 46.42 | 5.0195 | -0.29179 | 51.7444 | 0.024946 | 1.3358 | 0.2382 | 1.6846 | 26.2622 | 0.11321 | 0.063725 | 0.10006 | 0.11321 | 0.11794 | 1.1565 | 0.61242 | 0.3919 | 1.1565 | 1.158 | 1.2912 | 0.68211 | 0.41329 | 1.2912 | 1.2908 | 0.024946 | 1.3358 | 0.2382 | 1.6846 | 26.2622 | 0.11321 | 0.063725 | 0.10006 | 0.11321 | 0.11794 | 1.1565 | 0.61242 | 0.3919 | 1.1565 | 1.158 | 1.2912 | 0.68211 | 0.41329 | 1.2912 | 1.2908
62 | 0.24 | 0.23 | South/Central | VA | Norfolk.Intl.AP.723080 | 3 | 1629172 | 54.6524 | 9.1457 | 68.0741 | 54.5238 | 13.5503 | 1047.49 | 3.9956 | 51.64 | 3.6254 | 0.37027 | 58.0396 | 2.0118 | 29.83 | 1.6356 | 0.37621 | 33.6249 | 3.4685 | 20.99 | 4.3343 | -0.86574 | 22.8485 | 3.9956 | 51.64 | 3.6254 | 0.37027 | 58.0396 | 4.185 | 51.7 | 3.9164 | 0.26862 | 58.0255 | 0.024946 | 1.3633 | 0.22815 | 1.6982 | 26.1305 | 0.099674 | 0.050187 | 0.086525 | 0.099674 | 0.1044 | 1.2882 | 0.74413 | 0.52361 | 1.2882 | 1.2897 | 1.4478 | 0.8388 | 0.56997 | 1.4478 | 1.4475 | 0.024946 | 1.3633 | 0.22815 | 1.6982 | 26.1305 | 0.099674 | 0.050187 | 0.086525 | 0.099674 | 0.1044 | 1.2882 | 0.74413 | 0.52361 | 1.2882 | 1.2897 | 1.4478 | 0.8388 | 0.56997 | 1.4478 | 1.4475
63 | 0.24 | 0.19 | South/Central | VA | Norfolk.Intl.AP.723080 | 3 | 1629172 | 55.8378 | 8.7234 | 68.6763 | 55.7064 | 12.9699 | 1042.48 | 3.3934 | 56.65 | 2.4428 | 0.95065 | 64.0472 | 1.4096 | 34.84 | 0.45303 | 0.95659 | 39.6326 | 2.8663 | 26 | 3.1517 | -0.28537 | 28.8561 | 3.3934 | 56.65 | 2.4428 | 0.95065 | 64.0472 | 3.5828 | 56.71 | 2.7338 | 0.849 | 64.0332 | 0.024946 | 1.3929 | 0.21761 | 1.7132 | 26.0055 | 0.084652 | 0.035164 | 0.071502 | 0.084652 | 0.089375 | 1.4132 | 0.86911 | 0.64859 | 1.4132 | 1.4147 | 1.5977 | 0.98867 | 0.71984 | 1.5977 | 1.5974 | 0.024946 | 1.3929 | 0.21761 | 1.7132 | 26.0055 | 0.084652 | 0.035164 | 0.071502 | 0.084652 | 0.089375 | 1.4132 | 0.86911 | 0.64859 | 1.4132 | 1.4147 | 1.5977 | 0.98867 | 0.71984 | 1.5977 | 1.5974
64 | 0.24 | 0.17 | South/Central | VA | Norfolk.Intl.AP.723080 | 3 | 1629172 | 56.461 | 8.5225 | 69.0278 | 56.3282 | 12.6996 | 1040.95 | 3.042 | 58.18 | 1.821 | 1.221 | 65.9679 | 1.0582 | 36.37 | -0.16874 | 1.2269 | 41.5532 | 2.5149 | 27.53 | 2.5299 | -0.015025 | 30.7767 | 3.042 | 58.18 | 1.821 | 1.221 | 65.9679 | 3.2314 | 58.24 | 2.112 | 1.1193 | 65.9538 | 0.024946 | 1.4085 | 0.2126 | 1.722 | 25.9673 | 0.075885 | 0.026397 | 0.062736 | 0.075885 | 0.080609 | 1.4513 | 0.90728 | 0.68676 | 1.4513 | 1.4528 | 1.6456 | 1.0366 | 0.76775 | 1.6456 | 1.6453 | 0.024946 | 1.4085 | 0.2126 | 1.722 | 25.9673 | 0.075885 | 0.026397 | 0.062736 | 0.075885 | 0.080609 | 1.4513 | 0.90728 | 0.68676 | 1.4513 | 1.4528 | 1.6456 | 1.0366 | 0.76775 | 1.6456 | 1.6453
65 | 0.22 | 0.47 | South/Central | VA | Norfolk.Intl.AP.723080 | 3 | 1629172 | 49.2266 | 10.9181 | 65.1233 | 49.1106 | 16.0127 | 1064.48 | 6.9465 | 34.65 | 9.0386 | -2.0922 | 37.449 | 4.9627 | 12.84 | 7.0489 | -2.0862 | 13.0343 | 6.4194 | 4 | 9.7475 | -3.3282 | 2.2579 | 6.9465 | 34.65 | 9.0386 | -2.0922 | 37.449 | 7.1358 | 34.71 | 9.3296 | -2.1938 | 37.4349 | 0.024946 | 1.228 | 0.27236 | 1.6246 | 26.5543 | 0.17329 | 0.1238 | 0.16014 | 0.17329 | 0.17801 | 0.86437 | 0.3203 | 0.099783 | 0.86437 | 0.86587 | 0.9342 | 0.32515 | 0.056325 | 0.9342 | 0.93384 | 0.024946 | 1.228 | 0.27236 | 1.6246 | 26.5543 | 0.17329 | 0.1238 | 0.16014 | 0.17329 | 0.17801 | 0.86437 | 0.3203 | 0.099783 | 0.86437 | 0.86587 | 0.9342 | 0.32515 | 0.056325 | 0.9342 | 0.93384
66 | 0.22 | 0.42 | South/Central | VA | Norfolk.Intl.AP.723080 | 3 | 1629172 | 50.1504 | 10.5057 | 65.4645 | 50.0323 | 15.4322 | 1056.55 | 6.6053 | 42.58 | 8.1169 | -1.5116 | 46.6904 | 4.6215 | 20.77 | 6.1272 | -1.5057 | 22.2758 | 6.0782 | 11.93 | 8.8258 | -2.7476 | 11.4993 | 6.6053 | 42.58 | 8.1169 | -1.5116 | 46.6904 | 6.7946 | 42.64 | 8.4079 | -1.6133 | 46.6764 | 0.024946 | 1.251 | 0.26207 | 1.6331 | 26.3565 | 0.16477 | 0.11529 | 0.15162 | 0.16477 | 0.1695 | 1.0622 | 0.51812 | 0.2976 | 1.0622 | 1.0637 | 1.1647 | 0.55569 | 0.28686 | 1.1647 | 1.1644 | 0.024946 | 1.251 | 0.26207 | 1.6331 | 26.3565 | 0.16477 | 0.11529 | 0.15162 | 0.16477 | 0.1695 | 1.0622 | 0.51812 | 0.2976 | 1.0622 | 1.0637 | 1.1647 | 0.55569 | 0.28686 | 1.1647 | 1.1644
67 | 0.22 | 0.37 | South/Central | VA | Norfolk.Intl.AP.723080 | 3 | 1629172 | 50.6538 | 10.344 | 65.7255 | 50.5345 | 15.191 | 1054.57 | 6.3443 | 44.56 | 7.6147 | -1.2704 | 49.0535 | 4.3604 | 22.75 | 5.6249 | -1.2645 | 24.6388 | 5.8171 | 13.91 | 8.3236 | -2.5065 | 13.8624 | 6.3443 | 44.56 | 7.6147 | -1.2704 | 49.0535 | 6.5336 | 44.62 | 7.9057 | -1.3721 | 49.0394 | 0.024946 | 1.2636 | 0.25804 | 1.6396 | 26.3071 | 0.15826 | 0.10877 | 0.14511 | 0.15826 | 0.16299 | 1.1116 | 0.56752 | 0.347 | 1.1116 | 1.1131 | 1.2237 | 0.61463 | 0.34581 | 1.2237 | 1.2233 | 0.024946 | 1.2636 | 0.25804 | 1.6396 | 26.3071 | 0.15826 | 0.10877 | 0.14511 | 0.15826 | 0.16299 | 1.1116 | 0.56752 | 0.347 | 1.1116 | 1.1131 | 1.2237 | 0.61463 | 0.34581 | 1.2237 | 1.2233
68 | 0.22 | 0.32 | South/Central | VA | Norfolk.Intl.AP.723080 | 3 | 1629172 | 51.4184 | 10.0825 | 66.108 | 51.2973 | 14.8106 | 1051.13 | 5.9618 | 48 | 6.8519 | -0.89009 | 53.1419 | 3.978 | 26.19 | 4.8621 | -0.88414 | 28.7272 | 5.4347 | 17.35 | 7.5608 | -2.1261 | 17.9508 | 5.9618 | 48 | 6.8519 | -0.89009 | 53.1419 | 6.1512 | 48.06 | 7.1429 | -0.99173 | 53.1278 | 0.024946 | 1.2827 | 0.25152 | 1.6491 | 26.2213 | 0.14872 | 0.099234 | 0.13557 | 0.14872 | 0.15345 | 1.1974 | 0.65333 | 0.43281 | 1.1974 | 1.1989 | 1.3257 | 0.71662 | 0.4478 | 1.3257 | 1.3253 | 0.024946 | 1.2827 | 0.25152 | 1.6491 | 26.2213 | 0.14872 | 0.099234 | 0.13557 | 0.14872 | 0.15345 | 1.1974 | 0.65333 | 0.43281 | 1.1974 | 1.1989 | 1.3257 | 0.71662 | 0.4478 | 1.3257 | 1.3253
69 | 0.22 | 0.27 | South/Central | VA | Norfolk.Intl.AP.723080 | 3 | 1629172 | 52.7042 | 9.5688 | 66.6891 | 52.5801 | 14.109 | 1043.41 | 5.3807 | 55.72 | 5.5691 | -0.1884 | 62.2244 | 3.3969 | 33.91 | 3.5793 | -0.18246 | 37.8097 | 4.8536 | 25.07 | 6.278 | -1.4244 | 27.0333 | 5.3807 | 55.72 | 5.5691 | -0.1884 | 62.2244 | 5.5701 | 55.78 | 5.8601 | -0.29005 | 62.2103 | 0.024946 | 1.3147 | 0.2387 | 1.6636 | 26.0287 | 0.13423 | 0.084738 | 0.12108 | 0.13423 | 0.13895 | 1.39 | 0.84591 | 0.62539 | 1.39 | 1.3915 | 1.5522 | 0.94319 | 0.67437 | 1.5522 | 1.5519 | 0.024946 | 1.3147 | 0.2387 | 1.6636 | 26.0287 | 0.13423 | 0.084738 | 0.12108 | 0.13423 | 0.13895 | 1.39 | 0.84591 | 0.62539 | 1.39 | 1.3915 | 1.5522 | 0.94319 | 0.67437 | 1.5522 | 1.5519
70 | 0.22 | 0.23 | South/Central | VA | Norfolk.Intl.AP.723080 | 3 | 1629172 | 53.8103 | 9.1571 | 67.2326 | 53.6837 | 13.5489 | 1038.15 | 4.8372 | 60.98 | 4.4655 | 0.37165 | 68.4872 | 2.8534 | 39.17 | 2.4758 | 0.3776 | 44.0725 | 4.3101 | 30.33 | 5.1744 | -0.86436 | 33.296 | 4.8372 | 60.98 | 4.4655 | 0.37165 | 68.4872 | 5.0265 | 61.04 | 4.7565 | 0.27001 | 68.4731 | 0.024946 | 1.3423 | 0.22843 | 1.6772 | 25.8975 | 0.12067 | 0.07118 | 0.10752 | 0.12067 | 0.12539 | 1.5212 | 0.97713 | 0.75661 | 1.5212 | 1.5227 | 1.7085 | 1.0994 | 0.8306 | 1.7085 | 1.7081 | 0.024946 | 1.3423 | 0.22843 | 1.6772 | 25.8975 | 0.12067 | 0.07118 | 0.10752 | 0.12067 | 0.12539 | 1.5212 | 0.97713 | 0.75661 | 1.5212 | 1.5227 | 1.7085 | 1.0994 | 0.8306 | 1.7085 | 1.7081
71 | 0.22 | 0.19 | South/Central | VA | Norfolk.Intl.AP.723080 | 3 | 1629172 | 54.996 | 8.7344 | 67.8355 | 54.8665 | 12.969 | 1033.16 | 4.2342 | 65.97 | 3.2827 | 0.95156 | 74.4745 | 2.2504 | 44.16 | 1.2929 | 0.95751 | 50.0598 | 3.7071 | 35.32 | 3.9915 | -0.28445 | 39.2834 | 4.2342 | 65.97 | 3.2827 | 0.95156 | 74.4745 | 4.4236 | 66.03 | 3.5737 | 0.84992 | 74.4604 | 0.024946 | 1.3719 | 0.21789 | 1.6922 | 25.773 | 0.10563 | 0.056138 | 0.092477 | 0.10563 | 0.11035 | 1.6457 | 1.1016 | 0.88109 | 1.6457 | 1.6472 | 1.8578 | 1.2488 | 0.97995 | 1.8578 | 1.8575 | 0.024946 | 1.3719 | 0.21789 | 1.6922 | 25.773 | 0.10563 | 0.056138 | 0.092477 | 0.10563 | 0.11035 | 1.6457 | 1.1016 | 0.88109 | 1.6457 | 1.6472 | 1.8578 | 1.2488 | 0.97995 | 1.8578 | 1.8575
72 | 0.22 | 0.17 | South/Central | VA | Norfolk.Intl.AP.723080 | 3 | 1629172 | 55.6099 | 8.5326 | 68.167 | 55.479 | 12.6881 | 1031.19 | 3.9027 | 67.94 | 2.6702 | 1.2325 | 76.887 | 1.9189 | 46.13 | 0.68047 | 1.2384 | 52.4723 | 3.3756 | 37.29 | 3.3791 | -0.0035309 | 41.6959 | 3.9027 | 67.94 | 2.6702 | 1.2325 | 76.887 | 4.0921 | 68 | 2.9612 | 1.1308 | 76.8729 | 0.024946 | 1.3872 | 0.21285 | 1.7005 | 25.7239 | 0.097356 | 0.047868 | 0.084207 | 0.097356 | 0.10208 | 1.6948 | 1.1507 | 0.93023 | 1.6948 | 1.6963 | 1.918 | 1.309 | 1.0401 | 1.918 | 1.9177 | 0.024946 | 1.3872 | 0.21285 | 1.7005 | 25.7239 | 0.097356 | 0.047868 | 0.084207 | 0.097356 | 0.10208 | 1.6948 | 1.1507 | 0.93023 | 1.6948 | 1.6963 | 1.918 | 1.309 | 1.0401 | 1.918 | 1.9177
73 | 0.2 | 0.47 | South/Central | VA | Norfolk.Intl.AP.723080 | 3 | 1629172 | 48.3945 | 10.9487 | 64.3121 | 48.2804 | 16.0318 | 1055.87 | 7.7576 | 43.26 | 9.8688 | -2.1112 | 47.0465 | 5.7738 | 21.45 | 7.8791 | -2.1053 | 22.6318 | 7.2305 | 12.61 | 10.5777 | -3.3472 | 11.8554 | 7.7576 | 43.26 | 9.8688 | -2.1112 | 47.0465 | 7.947 | 43.32 | 10.1598 | -2.2128 | 47.0324 | 0.024946 | 1.2072 | 0.27312 | 1.6043 | 26.3395 | 0.19352 | 0.14403 | 0.18037 | 0.19352 | 0.19824 | 1.0792 | 0.53509 | 0.31457 | 1.0792 | 1.0807 | 1.1736 | 0.56457 | 0.29574 | 1.1736 | 1.1733 | 0.024946 | 1.2072 | 0.27312 | 1.6043 | 26.3395 | 0.19352 | 0.14403 | 0.18037 | 0.19352 | 0.19824 | 1.0792 | 0.53509 | 0.31457 | 1.0792 | 1.0807 | 1.1736 | 0.56457 | 0.29574 | 1.1736 | 1.1733
74 | 0.2 | 0.42 | South/Central | VA | Norfolk.Intl.AP.723080 | 3 | 1629172 | 49.3091 | 10.5362 | 64.6437 | 49.1929 | 15.4508 | 1047.83 | 7.4261 | 51.3 | 8.9563 | -1.5302 | 56.4175 | 5.4422 | 29.49 | 6.9665 | -1.5243 | 32.0028 | 6.8989 | 20.65 | 9.6652 | -2.7662 | 21.2264 | 7.4261 | 51.3 | 8.9563 | -1.5302 | 56.4175 | 7.6154 | 51.36 | 9.2473 | -1.6319 | 56.4034 | 0.024946 | 1.2301 | 0.26283 | 1.6126 | 26.139 | 0.18525 | 0.13576 | 0.1721 | 0.18525 | 0.18997 | 1.2797 | 0.73565 | 0.51513 | 1.2797 | 1.2812 | 1.4074 | 0.79834 | 0.52951 | 1.4074 | 1.407 | 0.024946 | 1.2301 | 0.26283 | 1.6126 | 26.139 | 0.18525 | 0.13576 | 0.1721 | 0.18525 | 0.18997 | 1.2797 | 0.73565 | 0.51513 | 1.2797 | 1.2812 | 1.4074 | 0.79834 | 0.52951 | 1.4074 | 1.407
75 | 0.2 | 0.37 | South/Central | VA | Norfolk.Intl.AP.723080 | 3 | 1629172 | 49.821 | 10.3749 | 64.9134 | 49.7036 | 15.2099 | 1045.96 | 7.1563 | 53.17 | 8.4456 | -1.2893 | 58.6659 | 5.1725 | 31.36 | 6.4559 | -1.2834 | 34.2512 | 6.6292 | 22.52 | 9.1545 | -2.5253 | 23.4747 | 7.1563 | 53.17 | 8.4456 | -1.2893 | 58.6659 | 7.3457 | 53.23 | 8.7366 | -1.391 | 58.6518 | 0.024946 | 1.2428 | 0.25881 | 1.6193 | 26.0923 | 0.17852 | 0.12903 | 0.16537 | 0.17852 | 0.18324 | 1.3264 | 0.7823 | 0.56178 | 1.3264 | 1.3279 | 1.4635 | 0.85442 | 0.5856 | 1.4635 | 1.4631 | 0.024946 | 1.2428 | 0.25881 | 1.6193 | 26.0923 | 0.17852 | 0.12903 | 0.16537 | 0.17852 | 0.18324 | 1.3264 | 0.7823 | 0.56178 | 1.3264 | 1.3279 | 1.4635 | 0.85442 | 0.5856 | 1.4635 | 1.4631
76 | 0.2 | 0.32 | South/Central | VA | Norfolk.Intl.AP.723080 | 3 | 1629172 | 50.566 | 10.1125 | 65.2758 | 50.4468 | 14.829 | 1042.28 | 6.794 | 56.85 | 7.7024 | -0.90842 | 63.0158 | 4.8101 | 35.04 | 5.7126 | -0.90248 | 38.6011 | 6.2668 | 26.2 | 8.4113 | -2.1444 | 27.8247 | 6.794 | 56.85 | 7.7024 | -0.90842 | 63.0158 | 6.9833 | 56.91 | 7.9934 | -1.0101 | 63.0017 | 0.024946 | 1.2614 | 0.25227 | 1.6284 | 26.0005 | 0.16948 | 0.11999 | 0.15633 | 0.16948 | 0.1742 | 1.4182 | 0.8741 | 0.65358 | 1.4182 | 1.4197 | 1.572 | 0.96294 | 0.69411 | 1.572 | 1.5716 | 0.024946 | 1.2614 | 0.25227 | 1.6284 | 26.0005 | 0.16948 | 0.11999 | 0.15633 | 0.16948 | 0.1742 | 1.4182 | 0.8741 | 0.65358 | 1.4182 | 1.4197 | 1.572 | 0.96294 | 0.69411 | 1.572 | 1.5716
77 | 0.2 | 0.27 | South/Central | VA | Norfolk.Intl.AP.723080 | 3 | 1629172 | 51.8432 | 9.5896 | 65.8388 | 51.721 | 14.1177 | 1034.17 | 6.231 | 64.96 | 6.4282 | -0.19719 | 72.5442 | 4.2472 | 43.15 | 4.4384 | -0.19124 | 48.1296 | 5.7039 | 34.31 | 7.1371 | -1.4332 | 37.3531 | 6.231 | 64.96 | 6.4282 | -0.19719 | 72.5442 | 6.4204 | 65.02 | 6.7192 | -0.29884 | 72.5302 | 0.024946 | 1.2933 | 0.23922 | 1.6424 | 25.7982 | 0.15544 | 0.10595 | 0.14229 | 0.15544 | 0.16016 | 1.6205 | 1.0764 | 0.85589 | 1.6205 | 1.622 | 1.8097 | 1.2006 | 0.9318 | 1.8097 | 1.8093 | 0.024946 | 1.2933 | 0.23922 | 1.6424 | 25.7982 | 0.15544 | 0.10595 | 0.14229 | 0.15544 | 0.16016 | 1.6205 | 1.0764 | 0.85589 | 1.6205 | 1.622 | 1.8097 | 1.2006 | 0.9318 | 1.8097 | 1.8093
78 | 0.2 | 0.23 | South/Central | VA | Norfolk.Intl.AP.723080 | 3 | 1629172 | 52.9486 | 9.1771 | 66.3808 | 52.8238 | 13.5569 | 1028.87 | 5.689 | 70.26 | 5.3254 | 0.36363 | 78.8433 | 3.7052 | 48.45 | 3.3356 | 0.36958 | 54.4286 | 5.1619 | 39.61 | 6.0343 | -0.87238 | 43.6522 | 5.689 | 70.26 | 5.3254 | 0.36363 | 78.8433 | 5.8783 | 70.32 | 5.6164 | 0.26198 | 78.8292 | 0.024946 | 1.3208 | 0.22893 | 1.6559 | 25.666 | 0.14192 | 0.092429 | 0.12877 | 0.14192 | 0.14664 | 1.7527 | 1.2086 | 0.9881 | 1.7527 | 1.7542 | 1.9668 | 1.3578 | 1.0889 | 1.9668 | 1.9665 | 0.024946 | 1.3208 | 0.22893 | 1.6559 | 25.666 | 0.14192 | 0.092429 | 0.12877 | 0.14192 | 0.14664 | 1.7527 | 1.2086 | 0.9881 | 1.7527 | 1.7542 | 1.9668 | 1.3578 | 1.0889 | 1.9668 | 1.9665
79 | 0.2 | 0.19 | South/Central | VA | Norfolk.Intl.AP.723080 | 3 | 1629172 | 54.1347 | 8.7451 | 66.9742 | 54.0073 | 12.967 | 1023.58 | 5.0955 | 75.55 | 4.1419 | 0.95359 | 85.1814 | 3.1117 | 53.74 | 2.1522 | 0.95953 | 60.7667 | 4.5684 | 44.9 | 4.8508 | -0.28243 | 49.9902 | 5.0955 | 75.55 | 4.1419 | 0.95359 | 85.1814 | 5.2849 | 75.61 | 4.4329 | 0.85194 | 85.1673 | 0.024946 | 1.3504 | 0.21815 | 1.6707 | 25.534 | 0.12711 | 0.077624 | 0.11396 | 0.12711 | 0.13184 | 1.8847 | 1.3406 | 1.1201 | 1.8847 | 1.8862 | 2.1249 | 1.5159 | 1.247 | 2.1249 | 2.1246 | 0.024946 | 1.3504 | 0.21815 | 1.6707 | 25.534 | 0.12711 | 0.077624 | 0.11396 | 0.12711 | 0.13184 | 1.8847 | 1.3406 | 1.1201 | 1.8847 | 1.8862 | 2.1249 | 1.5159 | 1.247 | 2.1249 | 2.1246
80 | 0.2 | 0.17 | South/Central | VA | Norfolk.Intl.AP.723080 | 3 | 1629172 | 54.7578 | 8.5433 | 67.3154 | 54.6288 | 12.6866 | 1021.73 | 4.7544 | 77.4 | 3.5204 | 1.234 | 87.4626 | 2.7706 | 55.59 | 1.5306 | 1.2399 | 63.048 | 4.2272 | 46.75 | 4.2293 | -0.0020168 | 52.2715 | 4.7544 | 77.4 | 3.5204 | 1.234 | 87.4626 | 4.9437 | 77.46 | 3.8114 | 1.1324 | 87.4486 | 0.024946 | 1.366 | 0.21312 | 1.6792 | 25.4879 | 0.1186 | 0.069114 | 0.10545 | 0.1186 | 0.12333 | 1.9308 | 1.3867 | 1.1662 | 1.9308 | 1.9323 | 2.1818 | 1.5728 | 1.304 | 2.1818 | 2.1815 | 0.024946 | 1.366 | 0.21312 | 1.6792 | 25.4879 | 0.1186 | 0.069114 | 0.10545 | 0.1186 | 0.12333 | 1.9308 | 1.3867 | 1.1662 | 1.9308 | 1.9323 | 2.1818 | 1.5728 | 1.304 | 2.1818 | 2.1815
81 | 0.35 | 0.2 | South/Central | VA | Norfolk.Intl.AP.723080 | 3 | 1629172 | 60.0556 | 8.7526 | 73.0336 | 59.9146 | 13.119 | 1093.67 | -0.96383 | 5.46 | -1.7654 | 0.80158 | 6.6623 | -2.9476 | -16.35 | -3.7552 | 0.80752 | -17.7524 | -1.491 | -25.19 | -1.0565 | -0.43444 | -28.5288 | -0.96383 | 5.46 | -1.7654 | 0.80158 | 6.6623 | -0.77449 | 5.52 | -1.4744 | 0.69993 | 6.6482 | 0.024946 | 1.4981 | 0.21834 | 1.8219 | 27.2825 | -0.024044 | -0.073531 | -0.037193 | -0.024044 | -0.01932 | 0.1362 | -0.40786 | -0.62838 | 0.1362 | 0.1377 | 0.1662 | -0.44285 | -0.71167 | 0.1662 | 0.16585 | 0.024946 | 1.4981 | 0.21834 | 1.8219 | 27.2825 | -0.024044 | -0.073531 | -0.037193 | -0.024044 | -0.01932 | 0.1362 | -0.40786 | -0.62838 | 0.1362 | 0.1377 | 0.1662 | -0.44285 | -0.71167 | 0.1662 | 0.16585
82 | 0.35 | 0.25 | South/Central | VA | Norfolk.Intl.AP.723080 | 3 | 1629172 | 58.5778 | 9.2554 | 72.2591 | 58.4402 | 13.8189 | 1099.19 | -0.18935 | -0.06 | -0.29099 | 0.10165 | 0.01409 | -2.1732 | -21.87 | -2.2808 | 0.10759 | -24.4006 | -0.71647 | -30.71 | 0.41789 | -1.1344 | -35.1771 | -0.18935 | -0.06 | -0.29099 | 0.10165 | 0.01409 | 0 | 0 | 0 | 0 | 0 | 0.024946 | 1.4613 | 0.23088 | 1.8026 | 27.4202 | -0.0047234 | -0.054211 | -0.017873 | -0.0047234 | 0 | -0.0014967 | -0.54556 | -0.76609 | -0.0014967 | 0 | 0.00035148 | -0.60869 | -0.87752 | 0.00035148 | 0 | 0.024946 | 1.4613 | 0.23088 | 1.8026 | 27.4202 | -0.0047234 | -0.054211 | -0.017873 | -0.0047234 | 0 | -0.0014967 | -0.54556 | -0.76609 | -0.0014967 | 0 | 0.00035148 | -0.60869 | -0.87752 | 0.00035148 | 0
83 | 0.35 | 0.3 | South/Central | VA | Norfolk.Intl.AP.723080 | 3 | 1629172 | 58.2861 | 9.2869 | 72.0698 | 58.1492 | 13.9206 | 1099.13 | 0 | 0 | 0 | 0 | 0 | -1.9838 | -21.81 | -1.9898 | 0.0059441 | -24.4147 | -0.52713 | -30.65 | 0.70889 | -1.236 | -35.1911 | 0 | 0 | 0 | 0 | 0 | 0.18935 | 0.06 | 0.29099 | -0.10165 | -0.01409 | 0.024946 | 1.454 | 0.23167 | 1.7978 | 27.4187 | 0 | -0.049488 | -0.01315 | 0 | 0.0047234 | 0 | -0.54407 | -0.76459 | 0 | 0.0014967 | 0 | -0.60904 | -0.87787 | 0 | -0.00035148 | 0.024946 | 1.454 | 0.23167 | 1.7978 | 27.4187 | 0 | -0.049488 | -0.01315 | 0 | 0.0047234 | 0 | -0.54407 | -0.76459 | 0 | 0.0014967 | 0 | -0.60904 | -0.87787 | 0 | -0.00035148
84 | 0.35 | 0.35 | South/Central | VA | Norfolk.Intl.AP.723080 | 3 | 1629172 | 56.9593 | 9.7491 | 71.385 | 56.8255 | 14.5596 | 1104.44 | 0.68473 | -5.31 | 1.3237 | -0.639 | -6.3459 | -1.2991 | -27.12 | -0.66603 | -0.63306 | -30.7606 | 0.15761 | -35.96 | 2.0326 | -1.875 | -41.537 | 0.68473 | -5.31 | 1.3237 | -0.639 | -6.3459 | 0.87408 | -5.25 | 1.6147 | -0.74065 | -6.36 | 0.024946 | 1.4209 | 0.2432 | 1.7808 | 27.5511 | 0.017081 | -0.032407 | 0.0039316 | 0.017081 | 0.021805 | -0.13246 | -0.67653 | -0.89705 | -0.13246 | -0.13097 | -0.1583 | -0.76735 | -1.0362 | -0.1583 | -0.15866 | 0.024946 | 1.4209 | 0.2432 | 1.7808 | 27.5511 | 0.017081 | -0.032407 | 0.0039316 | 0.017081 | 0.021805 | -0.13246 | -0.67653 | -0.89705 | -0.13246 | -0.13097 | -0.1583 | -0.76735 | -1.0362 | -0.1583 | -0.15866
85 | 0.35 | 0.4 | South/Central | VA | Norfolk.Intl.AP.723080 | 3 | 1629172 | 55.7335 | 10.2121 | 70.7834 | 55.6026 | 15.1808 | 1110.34 | 1.2863 | -11.21 | 2.5466 | -1.2603 | -13.3089 | -0.69747 | -33.02 | 0.55684 | -1.2543 | -37.7236 | 0.75922 | -41.86 | 3.2555 | -2.4963 | -48.5001 | 1.2863 | -11.21 | 2.5466 | -1.2603 | -13.3089 | 1.4757 | -11.15 | 2.8376 | -1.3619 | -13.323 | 0.024946 | 1.3903 | 0.25475 | 1.7657 | 27.6983 | 0.032089 | -0.017399 | 0.018939 | 0.032089 | 0.036812 | -0.27964 | -0.82371 | -1.0442 | -0.27964 | -0.27815 | -0.332 | -0.94105 | -1.2099 | -0.332 | -0.33235 | 0.024946 | 1.3903 | 0.25475 | 1.7657 | 27.6983 | 0.032089 | -0.017399 | 0.018939 | 0.032089 | 0.036812 | -0.27964 | -0.82371 | -1.0442 | -0.27964 | -0.27815 | -0.332 | -0.94105 | -1.2099 | -0.332 | -0.33235
86 | 0.33 | 0.2 | South/Central | VA | Norfolk.Intl.AP.723080 | 3 | 1629172 | 59.2638 | 8.7626 | 72.2416 | 59.1246 | 13.117 | 1084.88 | -0.1718 | 14.25 | -0.97538 | 0.80358 | 16.5113 | -2.1556 | -7.56 | -2.9651 | 0.80952 | -7.9034 | -0.69893 | -16.4 | -0.26649 | -0.43244 | -18.6798 | -0.1718 | 14.25 | -0.97538 | 0.80358 | 16.5113 | 0.017546 | 14.31 | -0.68439 | 0.70193 | 16.4972 | 0.024946 | 1.4784 | 0.21859 | 1.8021 | 27.0632 | -0.0042857 | -0.053774 | -0.017435 | -0.0042857 | 0.00043769 | 0.35548 | -0.18859 | -0.40911 | 0.35548 | 0.35697 | 0.41189 | -0.19716 | -0.46598 | 0.41189 | 0.41154 | 0.024946 | 1.4784 | 0.21859 | 1.8021 | 27.0632 | -0.0042857 | -0.053774 | -0.017435 | -0.0042857 | 0.00043769 | 0.35548 | -0.18859 | -0.40911 | 0.35548 | 0.35697 | 0.41189 | -0.19716 | -0.46598 | 0.41189 | 0.41154
87 | 0.33 | 0.25 | South/Central | VA | Norfolk.Intl.AP.723080 | 3 | 1629172 | 57.7768 | 9.266 | 71.458 | 57.641 | 13.817 | 1090.3 | 0.61172 | 8.83 | 0.50817 | 0.10355 | 9.9726 | -1.3721 | -12.98 | -1.4816 | 0.1095 | -14.4421 | 0.084595 | -21.82 | 1.2171 | -1.1325 | -25.2185 | 0.61172 | 8.83 | 0.50817 | 0.10355 | 9.9726 | 0.80107 | 8.89 | 0.79917 | 0.0019037 | 9.9585 | 0.024946 | 1.4413 | 0.23115 | 1.7826 | 27.1984 | 0.01526 | -0.034228 | 0.0021103 | 0.01526 | 0.019983 | 0.22027 | -0.3238 | -0.54432 | 0.22027 | 0.22177 | 0.24878 | -0.36027 | -0.6291 | 0.24878 | 0.24842 | 0.024946 | 1.4413 | 0.23115 | 1.7826 | 27.1984 | 0.01526 | -0.034228 | 0.0021103 | 0.01526 | 0.019983 | 0.22027 | -0.3238 | -0.54432 | 0.22027 | 0.22177 | 0.24878 | -0.36027 | -0.6291 | 0.24878 | 0.24842
88 | 0.33 | 0.3 | South/Central | VA | Norfolk.Intl.AP.723080 | 3 | 1629172 | 57.4944 | 9.3068 | 71.2879 | 57.3593 | 13.9286 | 1090.65 | 0.78189 | 8.48 | 0.78993 | -0.0080409 | 9.4905 | -1.2019 | -13.33 | -1.1998 | -0.0020968 | -14.9242 | 0.25476 | -22.17 | 1.4988 | -1.2441 | -25.7007 | 0.78189 | 8.48 | 0.78993 | -0.0080409 | 9.4905 | 0.97123 | 8.54 | 1.0809 | -0.10969 | 9.4764 | 0.024946 | 1.4342 | 0.23217 | 1.7783 | 27.2071 | 0.019505 | -0.029983 | 0.0063552 | 0.019505 | 0.024228 | 0.21154 | -0.33253 | -0.55305 | 0.21154 | 0.21304 | 0.23675 | -0.3723 | -0.64112 | 0.23675 | 0.2364 | 0.024946 | 1.4342 | 0.23217 | 1.7783 | 27.2071 | 0.019505 | -0.029983 | 0.0063552 | 0.019505 | 0.024228 | 0.21154 | -0.33253 | -0.55305 | 0.21154 | 0.21304 | 0.23675 | -0.3723 | -0.64112 | 0.23675 | 0.2364
89 | 0.33 | 0.35 | South/Central | VA | Norfolk.Intl.AP.723080 | 3 | 1629172 | 56.1681 | 9.7605 | 70.5861 | 56.0361 | 14.55 | 1095.43 | 1.4837 | 3.7 | 2.1131 | -0.62945 | 3.7635 | -0.50014 | -18.11 | 0.12337 | -0.62351 | -20.6512 | 0.95655 | -26.95 | 2.822 | -1.8655 | -31.4276 | 1.4837 | 3.7 | 2.1131 | -0.62945 | 3.7635 | 1.673 | 3.76 | 2.4041 | -0.7311 | 3.7494 | 0.024946 | 1.4012 | 0.24348 | 1.7608 | 27.3264 | 0.037011 | -0.012476 | 0.023862 | 0.037011 | 0.041735 | 0.092299 | -0.45177 | -0.67229 | 0.092299 | 0.093796 | 0.093884 | -0.51516 | -0.78399 | 0.093884 | 0.093533 | 0.024946 | 1.4012 | 0.24348 | 1.7608 | 27.3264 | 0.037011 | -0.012476 | 0.023862 | 0.037011 | 0.041735 | 0.092299 | -0.45177 | -0.67229 | 0.092299 | 0.093796 | 0.093884 | -0.51516 | -0.78399 | 0.093884 | 0.093533
90 | 0.33 | 0.4 | South/Central | VA | Norfolk.Intl.AP.723080 | 3 | 1629172 | 54.9425 | 10.2328 | 70.003 | 54.8133 | 15.1897 | 1101.89 | 2.0667 | -2.76 | 3.3359 | -1.2692 | -3.8579 | 0.082897 | -24.57 | 1.3461 | -1.2632 | -28.2726 | 1.5396 | -33.41 | 4.0448 | -2.5052 | -39.0491 | 2.0667 | -2.76 | 3.3359 | -1.2692 | -3.8579 | 2.2561 | -2.7 | 3.6269 | -1.3708 | -3.872 | 0.024946 | 1.3706 | 0.25527 | 1.7463 | 27.4875 | 0.051556 | 0.0020679 | 0.038406 | 0.051556 | 0.056279 | -0.06885 | -0.61292 | -0.83344 | -0.06885 | -0.067354 | -0.096239 | -0.70528 | -0.97411 | -0.096239 | -0.09659 | 0.024946 | 1.3706 | 0.25527 | 1.7463 | 27.4875 | 0.051556 | 0.0020679 | 0.038406 | 0.051556 | 0.056279 | -0.06885 | -0.61292 | -0.83344 | -0.06885 | -0.067354 | -0.096239 | -0.70528 | -0.97411 | -0.096239 | -0.09659
91 | 0.3 | 0.2 | South/Central | VA | Norfolk.Intl.AP.723080 | 3 | 1629172 | 58.052 | 8.7735 | 71.0206 | 57.9155 | 13.1051 | 1071.14 | 1.0492 | 27.99 | 0.23369 | 0.81551 | 31.8995 | -0.93462 | 6.18 | -1.7561 | 0.82145 | 7.4848 | 0.52206 | -2.66 | 0.94257 | -0.42051 | -3.2917 | 1.0492 | 27.99 | 0.23369 | 0.81551 | 31.8995 | 1.2385 | 28.05 | 0.52468 | 0.71386 | 31.8854 | 0.024946 | 1.4482 | 0.21886 | 1.7717 | 26.7204 | 0.026173 | -0.023315 | 0.013023 | 0.026173 | 0.030896 | 0.69823 | 0.15417 | -0.066356 | 0.69823 | 0.69973 | 0.79576 | 0.18671 | -0.082113 | 0.79576 | 0.79541 | 0.024946 | 1.4482 | 0.21886 | 1.7717 | 26.7204 | 0.026173 | -0.023315 | 0.013023 | 0.026173 | 0.030896 | 0.69823 | 0.15417 | -0.066356 | 0.69823 | 0.69973 | 0.79576 | 0.18671 | -0.082113 | 0.79576 | 0.79541
92 | 0.3 | 0.25 | South/Central | VA | Norfolk.Intl.AP.723080 | 3 | 1629172 | 56.5742 | 9.2868 | 70.2569 | 56.4412 | 13.8157 | 1076.99 | 1.8128 | 22.14 | 1.708 | 0.10485 | 24.8683 | -0.17097 | 0.33 | -0.28176 | 0.11079 | 0.4536 | 1.2857 | -8.51 | 2.4169 | -1.1312 | -10.3228 | 1.8128 | 22.14 | 1.708 | 0.10485 | 24.8683 | 2.0022 | 22.2 | 1.999 | 0.0031983 | 24.8542 | 0.024946 | 1.4113 | 0.23167 | 1.7526 | 26.8664 | 0.045223 | -0.0042649 | 0.032073 | 0.045223 | 0.049946 | 0.5523 | 0.0082321 | -0.21229 | 0.5523 | 0.5538 | 0.62036 | 0.011316 | -0.25751 | 0.62036 | 0.62001 | 0.024946 | 1.4113 | 0.23167 | 1.7526 | 26.8664 | 0.045223 | -0.0042649 | 0.032073 | 0.045223 | 0.049946 | 0.5523 | 0.0082321 | -0.21229 | 0.5523 | 0.5538 | 0.62036 | 0.011316 | -0.25751 | 0.62036 | 0.62001
93 | 0.3 | 0.3 | South/Central | VA | Norfolk.Intl.AP.723080 | 3 | 1629172 | 56.2918 | 9.3275 | 70.0859 | 56.1594 | 13.9265 | 1077.32 | 1.9838 | 21.81 | 1.9898 | -0.0059441 | 24.4147 | 0 | 0 | 0 | 0 | 0 | 1.4567 | -8.84 | 2.6986 | -1.242 | -10.7764 | 1.9838 | 21.81 | 1.9898 | -0.0059441 | 24.4147 | 2.1732 | 21.87 | 2.2808 | -0.10759 | 24.4006 | 0.024946 | 1.4042 | 0.23268 | 1.7483 | 26.8746 | 0.049488 | 0 | 0.036338 | 0.049488 | 0.054211 | 0.54407 | 0 | -0.22052 | 0.54407 | 0.54556 | 0.60904 | 0 | -0.26883 | 0.60904 | 0.60869 | 0.024946 | 1.4042 | 0.23268 | 1.7483 | 26.8746 | 0.049488 | 0 | 0.036338 | 0.049488 | 0.054211 | 0.54407 | 0 | -0.22052 | 0.54407 | 0.54556 | 0.60904 | 0 | -0.26883 | 0.60904 | 0.60869
94 | 0.3 | 0.35 | South/Central | VA | Norfolk.Intl.AP.723080 | 3 | 1629172 | 54.9754 | 9.7908 | 69.4129 | 54.8461 | 14.5668 | 1082.79 | 2.6569 | 16.34 | 3.3031 | -0.64623 | 17.8942 | 0.67304 | -5.47 | 1.3133 | -0.64029 | -6.5205 | 2.1297 | -14.31 | 4.012 | -1.8822 | -17.2969 | 2.6569 | 16.34 | 3.3031 | -0.64623 | 17.8942 | 2.8462 | 16.4 | 3.5941 | -0.74788 | 17.8801 | 0.024946 | 1.3714 | 0.24424 | 1.7316 | 27.0111 | 0.066277 | 0.01679 | 0.053128 | 0.066277 | 0.071001 | 0.40761 | -0.13645 | -0.35697 | 0.40761 | 0.40911 | 0.44639 | -0.16266 | -0.43149 | 0.44639 | 0.44603 | 0.024946 | 1.3714 | 0.24424 | 1.7316 | 27.0111 | 0.066277 | 0.01679 | 0.053128 | 0.066277 | 0.071001 | 0.40761 | -0.13645 | -0.35697 | 0.40761 | 0.40911 | 0.44639 | -0.16266 | -0.43149 | 0.44639 | 0.44603
95 | 0.3 | 0.4 | South/Central | VA | Norfolk.Intl.AP.723080 | 3 | 1629172 | 53.7499 | 10.2636 | 68.831 | 53.6235 | 15.2075 | 1089.29 | 3.2388 | 9.84 | 4.5258 | -1.287 | 10.2352 | 1.255 | -11.97 | 2.536 | -1.281 | -14.1795 | 2.7116 | -20.81 | 5.2346 | -2.523 | -24.9559 | 3.2388 | 9.84 | 4.5258 | -1.287 | 10.2352 | 3.4281 | 9.9 | 4.8167 | -1.3886 | 10.2211 | 0.024946 | 1.3408 | 0.25603 | 1.717 | 27.1732 | 0.080794 | 0.031306 | 0.067644 | 0.080794 | 0.085517 | 0.24547 | -0.2986 | -0.51912 | 0.24547 | 0.24696 | 0.25533 | -0.35372 | -0.62255 | 0.25533 | 0.25497 | 0.024946 | 1.3408 | 0.25603 | 1.717 | 27.1732 | 0.080794 | 0.031306 | 0.067644 | 0.080794 | 0.085517 | 0.24547 | -0.2986 | -0.51912 | 0.24547 | 0.24696 | 0.25533 | -0.35372 | -0.62255 | 0.25533 | 0.25497
96 | 0.28 | 0.2 | South/Central | VA | Norfolk.Intl.AP.723080 | 3 | 1629172 | 57.22 | 8.7935 | 70.1986 | 57.0855 | 13.1131 | 1062.21 | 1.8711 | 36.92 | 1.0637 | 0.80743 | 41.8847 | -0.11269 | 15.11 | -0.92606 | 0.81337 | 17.47 | 1.344 | 6.27 | 1.7726 | -0.42859 | 6.6935 | 1.8711 | 36.92 | 1.0637 | 0.80743 | 41.8847 | 2.0605 | 36.98 | 1.3547 | 0.70578 | 41.8706 | 0.024946 | 1.4274 | 0.21936 | 1.7512 | 26.4977 | 0.046677 | -0.0028112 | 0.033527 | 0.046677 | 0.0514 | 0.921 | 0.37693 | 0.15641 | 0.921 | 0.9225 | 1.0448 | 0.4358 | 0.16698 | 1.0448 | 1.0445 | 0.024946 | 1.4274 | 0.21936 | 1.7512 | 26.4977 | 0.046677 | -0.0028112 | 0.033527 | 0.046677 | 0.0514 | 0.921 | 0.37693 | 0.15641 | 0.921 | 0.9225 | 1.0448 | 0.4358 | 0.16698 | 1.0448 | 1.0445
97 | 0.28 | 0.25 | South/Central | VA | Norfolk.Intl.AP.723080 | 3 | 1629172 | 55.753 | 9.3068 | 69.4357 | 55.6219 | 13.8139 | 1067.87 | 2.634 | 31.26 | 2.5273 | 0.10671 | 35.0745 | 0.6502 | 9.45 | 0.53755 | 0.11265 | 10.6598 | 2.1069 | 0.61 | 3.2362 | -1.1293 | -0.1166 | 2.634 | 31.26 | 2.5273 | 0.10671 | 35.0745 | 2.8234 | 31.32 | 2.8183 | 0.0050585 | 35.0605 | 0.024946 | 1.3908 | 0.23216 | 1.7321 | 26.6389 | 0.065708 | 0.01622 | 0.052558 | 0.065708 | 0.070431 | 0.77981 | 0.23574 | 0.015217 | 0.77981 | 0.7813 | 0.87496 | 0.26592 | -0.0029086 | 0.87496 | 0.87461 | 0.024946 | 1.3908 | 0.23216 | 1.7321 | 26.6389 | 0.065708 | 0.01622 | 0.052558 | 0.065708 | 0.070431 | 0.77981 | 0.23574 | 0.015217 | 0.77981 | 0.7813 | 0.87496 | 0.26592 | -0.0029086 | 0.87496 | 0.87461
98 | 0.28 | 0.3 | South/Central | VA | Norfolk.Intl.AP.723080 | 3 | 1629172 | 55.1988 | 9.4488 | 69.1336 | 55.069 | 14.0646 | 1069.57 | 2.9362 | 29.56 | 3.0802 | -0.14403 | 32.9989 | 0.95237 | 7.75 | 1.0905 | -0.13809 | 8.5842 | 2.4091 | -1.09 | 3.7891 | -1.38 | -2.1922 | 2.9362 | 29.56 | 3.0802 | -0.14403 | 32.9989 | 3.1255 | 29.62 | 3.3712 | -0.24568 | 32.9848 | 0.024946 | 1.377 | 0.23571 | 1.7246 | 26.6813 | 0.073245 | 0.023758 | 0.060096 | 0.073245 | 0.077969 | 0.7374 | 0.19333 | -0.027191 | 0.7374 | 0.73889 | 0.82318 | 0.21414 | -0.054686 | 0.82318 | 0.82283 | 0.024946 | 1.377 | 0.23571 | 1.7246 | 26.6813 | 0.073245 | 0.023758 | 0.060096 | 0.073245 | 0.077969 | 0.7374 | 0.19333 | -0.027191 | 0.7374 | 0.73889 | 0.82318 | 0.21414 | -0.054686 | 0.82318 | 0.82283
99 | 0.28 | 0.35 | South/Central | VA | Norfolk.Intl.AP.723080 | 3 | 1629172 | 53.8925 | 9.9218 | 68.4718 | 53.7657 | 14.7061 | 1075.2 | 3.598 | 23.93 | 4.3835 | -0.78552 | 26.3113 | 1.6141 | 2.12 | 2.3937 | -0.77957 | 1.8966 | 3.0708 | -6.72 | 5.0924 | -2.0215 | -8.8799 | 3.598 | 23.93 | 4.3835 | -0.78552 | 26.3113 | 3.7873 | 23.99 | 4.6745 | -0.88716 | 26.2972 | 0.024946 | 1.3444 | 0.24751 | 1.7081 | 26.8217 | 0.089754 | 0.040266 | 0.076604 | 0.089754 | 0.094477 | 0.59695 | 0.052885 | -0.16764 | 0.59695 | 0.59845 | 0.65636 | 0.047311 | -0.22152 | 0.65636 | 0.656 | 0.024946 | 1.3444 | 0.24751 | 1.7081 | 26.8217 | 0.089754 | 0.040266 | 0.076604 | 0.089754 | 0.094477 | 0.59695 | 0.052885 | -0.16764 | 0.59695 | 0.59845 | 0.65636 | 0.047311 | -0.22152 | 0.65636 | 0.656
100 | 0.28 | 0.4 | South/Central | VA | Norfolk.Intl.AP.723080 | 3 | 1629172 | 52.9278 | 10.2934 | 68.0191 | 52.8033 | 15.2157 | 1080.48 | 4.0507 | 18.65 | 5.3459 | -1.2952 | 20.0936 | 2.0669 | -3.16 | 3.3561 | -1.2892 | -4.3211 | 3.5236 | -12 | 6.0548 | -2.5312 | -15.0975 | 4.0507 | 18.65 | 5.3459 | -1.2952 | 20.0936 | 4.24 | 18.71 | 5.6369 | -1.3968 | 20.0795 | 0.024946 | 1.3203 | 0.25678 | 1.6968 | 26.9534 | 0.10105 | 0.05156 | 0.087898 | 0.10105 | 0.10577 | 0.46524 | -0.078829 | -0.29935 | 0.46524 | 0.46674 | 0.50125 | -0.10779 | -0.37662 | 0.50125 | 0.5009 | 0.024946 | 1.3203 | 0.25678 | 1.6968 | 26.9534 | 0.10105 | 0.05156 | 0.087898 | 0.10105 | 0.10577 | 0.46524 | -0.078829 | -0.29935 | 0.46524 | 0.46674 | 0.50125 | -0.10779 | -0.37662 | 0.50125 | 0.5009
101 | 0.27 | 0.2 | South/Central | VA | Norfolk.Intl.AP.723080 | 3 | 1629172 | 56.7995 | 8.8035 | 69.7781 | 56.6659 | 13.1122 | 1057.54 | 2.2917 | 41.59 | 1.4833 | 0.80838 | 47.1115 | 0.30784 | 19.78 | -0.50649 | 0.81433 | 22.6968 | 1.7645 | 10.94 | 2.1922 | -0.42763 | 11.9204 | 2.2917 | 41.59 | 1.4833 | 0.80838 | 47.1115 | 2.481 | 41.65 | 1.7743 | 0.70674 | 47.0974 | 0.024946 | 1.4169 | 0.21961 | 1.7407 | 26.3812 | 0.057167 | 0.0076792 | 0.044017 | 0.057167 | 0.06189 | 1.0375 | 0.49343 | 0.27291 | 1.0375 | 1.039 | 1.1752 | 0.56619 | 0.29736 | 1.1752 | 1.1749 | 0.024946 | 1.4169 | 0.21961 | 1.7407 | 26.3812 | 0.057167 | 0.0076792 | 0.044017 | 0.057167 | 0.06189 | 1.0375 | 0.49343 | 0.27291 | 1.0375 | 1.039 | 1.1752 | 0.56619 | 0.29736 | 1.1752 | 1.1749
102 | 0.27 | 0.25 | South/Central | VA | Norfolk.Intl.AP.723080 | 3 | 1629172 | 55.3419 | 9.3168 | 69.0346 | 55.2118 | 13.8229 | 1063.61 | 3.0351 | 35.52 | 2.9374 | 0.097668 | 39.8291 | 1.0513 | 13.71 | 0.94768 | 0.10361 | 15.4144 | 2.508 | 4.87 | 3.6463 | -1.1383 | 4.6379 | 3.0351 | 35.52 | 2.9374 | 0.097668 | 39.8291 | 3.2245 | 35.58 | 3.2284 | -0.0039795 | 39.815 | 0.024946 | 1.3805 | 0.23241 | 1.7221 | 26.5326 | 0.075713 | 0.026225 | 0.062564 | 0.075713 | 0.080437 | 0.88607 | 0.34201 | 0.12149 | 0.88607 | 0.88757 | 0.99357 | 0.38452 | 0.1157 | 0.99357 | 0.99322 | 0.024946 | 1.3805 | 0.23241 | 1.7221 | 26.5326 | 0.075713 | 0.026225 | 0.062564 | 0.075713 | 0.080437 | 0.88607 | 0.34201 | 0.12149 | 0.88607 | 0.88757 | 0.99357 | 0.38452 | 0.1157 | 0.99357 | 0.99322
103 | 0.27 | 0.3 | South/Central | VA | Norfolk.Intl.AP.723080 | 3 | 1629172 | 54.5877 | 9.5389 | 68.6233 | 54.4593 | 14.164 | 1065.94 | 3.4465 | 33.19 | 3.69 | -0.24346 | 37.0087 | 1.4627 | 11.38 | 1.7002 | -0.23752 | 12.594 | 2.9194 | 2.54 | 4.3988 | -1.4795 | 1.8176 | 3.4465 | 33.19 | 3.69 | -0.24346 | 37.0087 | 3.6358 | 33.25 | 3.9809 | -0.34511 | 36.9946 | 0.024946 | 1.3617 | 0.23796 | 1.7119 | 26.5907 | 0.085976 | 0.036488 | 0.072826 | 0.085976 | 0.090699 | 0.82795 | 0.28388 | 0.063362 | 0.82795 | 0.82945 | 0.92321 | 0.31417 | 0.04534 | 0.92321 | 0.92286 | 0.024946 | 1.3617 | 0.23796 | 1.7119 | 26.5907 | 0.085976 | 0.036488 | 0.072826 | 0.085976 | 0.090699 | 0.82795 | 0.28388 | 0.063362 | 0.82795 | 0.82945 | 0.92321 | 0.31417 | 0.04534 | 0.92321 | 0.92286
104 | 0.27 | 0.35 | South/Central | VA | Norfolk.Intl.AP.723080 | 3 | 1629172 | 53.2506 | 10.0521 | 67.9894 | 53.1252 | 14.8642 | 1073.05 | 4.0803 | 26.08 | 5.024 | -0.94361 | 28.6147 | 2.0965 | 4.27 | 3.0342 | -0.93767 | 4.2 | 3.5532 | -4.57 | 5.7328 | -2.1796 | -6.5764 | 4.0803 | 26.08 | 5.024 | -0.94361 | 28.6147 | 4.2697 | 26.14 | 5.3149 | -1.0453 | 28.6006 | 0.024946 | 1.3284 | 0.25076 | 1.6961 | 26.7681 | 0.10179 | 0.0523 | 0.088638 | 0.10179 | 0.10651 | 0.65059 | 0.10652 | -0.114 | 0.65059 | 0.65208 | 0.71382 | 0.10477 | -0.16405 | 0.71382 | 0.71347 | 0.024946 | 1.3284 | 0.25076 | 1.6961 | 26.7681 | 0.10179 | 0.0523 | 0.088638 | 0.10179 | 0.10651 | 0.65059 | 0.10652 | -0.114 | 0.65059 | 0.65208 | 0.71382 | 0.10477 | -0.16405 | 0.71382 | 0.71347
105 | 0.27 | 0.4 | South/Central | VA | Norfolk.Intl.AP.723080 | 3 | 1629172 | 52.5073 | 10.3043 | 67.5999 | 52.3837 | 15.2162 | 1075.84 | 4.4698 | 23.29 | 5.7655 | -1.2956 | 25.271 | 2.486 | 1.48 | 3.7757 | -1.2897 | 0.85631 | 3.9427 | -7.36 | 6.4743 | -2.5316 | -9.9201 | 4.4698 | 23.29 | 5.7655 | -1.2956 | 25.271 | 4.6592 | 23.35 | 6.0565 | -1.3973 | 25.2569 | 0.024946 | 1.3098 | 0.25705 | 1.6863 | 26.8377 | 0.1115 | 0.062016 | 0.098354 | 0.1115 | 0.11623 | 0.58099 | 0.03692 | -0.1836 | 0.58099 | 0.58248 | 0.63041 | 0.021361 | -0.24747 | 0.63041 | 0.63005 | 0.024946 | 1.3098 | 0.25705 | 1.6863 | 26.8377 | 0.1115 | 0.062016 | 0.098354 | 0.1115 | 0.11623 | 0.58099 | 0.03692 | -0.1836 | 0.58099 | 0.58248 | 0.63041 | 0.021361 | -0.24747 | 0.63041 | 0.63005
106 | 0.26 | 0.2 | South/Central | VA | Norfolk.Intl.AP.723080 | 3 | 1629172 | 56.3782 | 8.8135 | 69.3577 | 56.2456 | 13.112 | 1052.88 | 2.7121 | 46.25 | 1.9036 | 0.80851 | 52.3179 | 0.72827 | 24.44 | -0.086186 | 0.81446 | 27.9032 | 2.185 | 15.6 | 2.6125 | -0.4275 | 17.1268 | 2.7121 | 46.25 | 1.9036 | 0.80851 | 52.3179 | 2.9014 | 46.31 | 2.1946 | 0.70686 | 52.3038 | 0.024946 | 1.4064 | 0.21986 | 1.7302 | 26.2649 | 0.067655 | 0.018167 | 0.054505 | 0.067655 | 0.072378 | 1.1537 | 0.60968 | 0.38915 | 1.1537 | 1.1552 | 1.3051 | 0.69607 | 0.42724 | 1.3051 | 1.3048 | 0.024946 | 1.4064 | 0.21986 | 1.7302 | 26.2649 | 0.067655 | 0.018167 | 0.054505 | 0.067655 | 0.072378 | 1.1537 | 0.60968 | 0.38915 | 1.1537 | 1.1552 | 1.3051 | 0.69607 | 0.42724 | 1.3051 | 1.3048
107 | 0.26 | 0.25 | South/Central | VA | Norfolk.Intl.AP.723080 | 3 | 1629172 | 54.9311 | 9.3268 | 68.6238 | 54.8019 | 13.8219 | 1059.05 | 3.446 | 40.08 | 3.3473 | 0.098623 | 44.9362 | 1.4622 | 18.27 | 1.3576 | 0.10457 | 20.5215 | 2.9188 | 9.43 | 4.0562 | -1.1374 | 9.7451 | 3.446 | 40.08 | 3.3473 | 0.098623 | 44.9362 | 3.6353 | 40.14 | 3.6383 | -0.0030241 | 44.9221 | 0.024946 | 1.3703 | 0.23266 | 1.7119 | 26.4188 | 0.085962 | 0.036475 | 0.072813 | 0.085962 | 0.090686 | 0.99983 | 0.45576 | 0.23524 | 0.99983 | 1.0013 | 1.121 | 0.51193 | 0.2431 | 1.121 | 1.1206 | 0.024946 | 1.3703 | 0.23266 | 1.7119 | 26.4188 | 0.085962 | 0.036475 | 0.072813 | 0.085962 | 0.090686 | 0.99983 | 0.45576 | 0.23524 | 0.99983 | 1.0013 | 1.121 | 0.51193 | 0.2431 | 1.121 | 1.1206
108 | 0.26 | 0.3 | South/Central | VA | Norfolk.Intl.AP.723080 | 3 | 1629172 | 53.8949 | 9.6896 | 68.1105 | 53.7681 | 14.3424 | 1063.85 | 3.9593 | 35.28 | 4.3811 | -0.42181 | 39.2188 | 1.9755 | 13.47 | 2.3914 | -0.41587 | 14.8041 | 3.4322 | 4.63 | 5.09 | -1.6578 | 4.0277 | 3.9593 | 35.28 | 4.3811 | -0.42181 | 39.2188 | 4.1486 | 35.34 | 4.6721 | -0.52346 | 39.2047 | 0.024946 | 1.3445 | 0.24172 | 1.6991 | 26.5386 | 0.098768 | 0.04928 | 0.085618 | 0.098768 | 0.10349 | 0.88009 | 0.33602 | 0.1155 | 0.88009 | 0.88158 | 0.97834 | 0.3693 | 0.10047 | 0.97834 | 0.97799 | 0.024946 | 1.3445 | 0.24172 | 1.6991 | 26.5386 | 0.098768 | 0.04928 | 0.085618 | 0.098768 | 0.10349 | 0.88009 | 0.33602 | 0.1155 | 0.88009 | 0.88158 | 0.97834 | 0.3693 | 0.10047 | 0.97834 | 0.97799
109 | 0.26 | 0.35 | South/Central | VA | Norfolk.Intl.AP.723080 | 3 | 1629172 | 52.6091 | 10.1927 | 67.5093 | 52.4853 | 15.024 | 1070.96 | 4.5604 | 28.17 | 5.6639 | -1.1035 | 30.8485 | 2.5766 | 6.36 | 3.6741 | -1.0975 | 6.4338 | 4.0333 | -2.48 | 6.3728 | -2.3395 | -4.3427 | 4.5604 | 28.17 | 5.6639 | -1.1035 | 30.8485 | 4.7498 | 28.23 | 5.9549 | -1.2051 | 30.8344 | 0.024946 | 1.3124 | 0.25427 | 1.6841 | 26.716 | 0.11376 | 0.064275 | 0.10061 | 0.11376 | 0.11849 | 0.70272 | 0.15866 | -0.061866 | 0.70272 | 0.70422 | 0.76954 | 0.1605 | -0.10833 | 0.76954 | 0.76919 | 0.024946 | 1.3124 | 0.25427 | 1.6841 | 26.716 | 0.11376 | 0.064275 | 0.10061 | 0.11376 | 0.11849 | 0.70272 | 0.15866 | -0.061866 | 0.70272 | 0.70422 | 0.76954 | 0.1605 | -0.10833 | 0.76954 | 0.76919
110 | 0.26 | 0.4 | South/Central | VA | Norfolk.Intl.AP.723080 | 3 | 1629172 | 52.096 | 10.3239 | 67.2075 | 51.9734 | 15.2341 | 1071.86 | 4.8623 | 27.27 | 6.1758 | -1.3135 | 29.7135 | 2.8785 | 5.46 | 4.186 | -1.3076 | 5.2988 | 4.3352 | -3.38 | 6.8847 | -2.5495 | -5.4777 | 4.8623 | 27.27 | 6.1758 | -1.3135 | 29.7135 | 5.0516 | 27.33 | 6.4668 | -1.4152 | 29.6994 | 0.024946 | 1.2996 | 0.25754 | 1.6765 | 26.7384 | 0.12129 | 0.071806 | 0.10814 | 0.12129 | 0.12602 | 0.68027 | 0.1362 | -0.084317 | 0.68027 | 0.68177 | 0.74123 | 0.13218 | -0.13665 | 0.74123 | 0.74087 | 0.024946 | 1.2996 | 0.25754 | 1.6765 | 26.7384 | 0.12129 | 0.071806 | 0.10814 | 0.12129 | 0.12602 | 0.68027 | 0.1362 | -0.084317 | 0.68027 | 0.68177 | 0.74123 | 0.13218 | -0.13665 | 0.74123 | 0.74087
111 | 0.25 | 0.2 | South/Central | VA | Norfolk.Intl.AP.723080 | 3 | 1629172 | 55.9574 | 8.8235 | 68.946 | 55.8258 | 13.1202 | 1048.49 | 3.1238 | 50.64 | 2.3234 | 0.80031 | 57.2226 | 1.1399 | 28.83 | 0.33369 | 0.80625 | 32.8079 | 2.5966 | 19.99 | 3.0323 | -0.43571 | 22.0315 | 3.1238 | 50.64 | 2.3234 | 0.80031 | 57.2226 | 3.3131 | 50.7 | 2.6144 | 0.69866 | 57.2085 | 0.024946 | 1.3959 | 0.22011 | 1.7199 | 26.1554 | 0.077924 | 0.028437 | 0.064775 | 0.077924 | 0.082648 | 1.2633 | 0.71919 | 0.49867 | 1.2633 | 1.2648 | 1.4275 | 0.81842 | 0.54959 | 1.4275 | 1.4271 | 0.024946 | 1.3959 | 0.22011 | 1.7199 | 26.1554 | 0.077924 | 0.028437 | 0.064775 | 0.077924 | 0.082648 | 1.2633 | 0.71919 | 0.49867 | 1.2633 | 1.2648 | 1.4275 | 0.81842 | 0.54959 | 1.4275 | 1.4271
112 | 0.25 | 0.25 | South/Central | VA | Norfolk.Intl.AP.723080 | 3 | 1629172 | 54.5106 | 9.3373 | 68.2131 | 54.3824 | 13.8307 | 1054.67 | 3.8567 | 44.46 | 3.7668 | 0.089886 | 49.817 | 1.8729 | 22.65 | 1.7771 | 0.09583 | 25.4023 | 3.3296 | 13.81 | 4.4757 | -1.1461 | 14.6258 | 3.8567 | 44.46 | 3.7668 | 0.089886 | 49.817 | 4.046 | 44.52 | 4.0578 | -0.011762 | 49.8029 | 0.024946 | 1.3598 | 0.23293 | 1.7016 | 26.3096 | 0.096208 | 0.046721 | 0.083059 | 0.096208 | 0.10093 | 1.1091 | 0.56502 | 0.3445 | 1.1091 | 1.1106 | 1.2427 | 0.63368 | 0.36485 | 1.2427 | 1.2424 | 0.024946 | 1.3598 | 0.23293 | 1.7016 | 26.3096 | 0.096208 | 0.046721 | 0.083059 | 0.096208 | 0.10093 | 1.1091 | 0.56502 | 0.3445 | 1.1091 | 1.1106 | 1.2427 | 0.63368 | 0.36485 | 1.2427 | 1.2424
113 | 0.25 | 0.3 | South/Central | VA | Norfolk.Intl.AP.723080 | 3 | 1629172 | 53.1835 | 9.8497 | 67.5892 | 53.0584 | 14.5308 | 1061.88 | 4.4806 | 37.25 | 5.0908 | -0.61027 | 41.2996 | 2.4968 | 15.44 | 3.1011 | -0.60432 | 16.8849 | 3.9535 | 6.6 | 5.7997 | -1.8463 | 6.1085 | 4.4806 | 37.25 | 5.0908 | -0.61027 | 41.2996 | 4.6699 | 37.31 | 5.3818 | -0.71191 | 41.2855 | 0.024946 | 1.3267 | 0.24571 | 1.6861 | 26.4894 | 0.11177 | 0.062284 | 0.098622 | 0.11177 | 0.1165 | 0.92923 | 0.38516 | 0.16464 | 0.92923 | 0.93073 | 1.0303 | 0.42121 | 0.15238 | 1.0303 | 1.0299 | 0.024946 | 1.3267 | 0.24571 | 1.6861 | 26.4894 | 0.11177 | 0.062284 | 0.098622 | 0.11177 | 0.1165 | 0.92923 | 0.38516 | 0.16464 | 0.92923 | 0.93073 | 1.0303 | 0.42121 | 0.15238 | 1.0303 | 1.0299
114 | 0.25 | 0.35 | South/Central | VA | Norfolk.Intl.AP.723080 | 3 | 1629172 | 51.9171 | 10.3824 | 67.047 | 51.7949 | 15.2521 | 1070.43 | 5.0228 | 28.7 | 6.3543 | -1.3315 | 31.2819 | 3.039 | 6.89 | 4.3646 | -1.3256 | 6.8672 | 4.4957 | -1.95 | 7.0632 | -2.5675 | -3.9092 | 5.0228 | 28.7 | 6.3543 | -1.3315 | 31.2819 | 5.2121 | 28.76 | 6.6453 | -1.4332 | 31.2678 | 0.024946 | 1.2951 | 0.259 | 1.6725 | 26.7027 | 0.1253 | 0.07581 | 0.11215 | 0.1253 | 0.13002 | 0.71594 | 0.17188 | -0.048644 | 0.71594 | 0.71744 | 0.78035 | 0.17131 | -0.097519 | 0.78035 | 0.78 | 0.024946 | 1.2951 | 0.259 | 1.6725 | 26.7027 | 0.1253 | 0.07581 | 0.11215 | 0.1253 | 0.13002 | 0.71594 | 0.17188 | -0.048644 | 0.71594 | 0.71744 | 0.78035 | 0.17131 | -0.097519 | 0.78035 | 0.78
115 | 0.25 | 0.4 | South/Central | VA | Norfolk.Intl.AP.723080 | 3 | 1629172 | 51.6755 | 10.3342 | 66.7875 | 51.5538 | 15.2337 | 1067.21 | 5.2822 | 31.92 | 6.5954 | -1.3131 | 34.9191 | 3.2984 | 10.11 | 4.6056 | -1.3072 | 10.5044 | 4.7551 | 1.27 | 7.3043 | -2.5492 | -0.27209 | 5.2822 | 31.92 | 6.5954 | -1.3131 | 34.9191 | 5.4716 | 31.98 | 6.8864 | -1.4148 | 34.905 | 0.024946 | 1.2891 | 0.2578 | 1.6661 | 26.6224 | 0.13177 | 0.082281 | 0.11862 | 0.13177 | 0.13649 | 0.79627 | 0.2522 | 0.031681 | 0.79627 | 0.79777 | 0.87108 | 0.26204 | -0.0067874 | 0.87108 | 0.87073 | 0.024946 | 1.2891 | 0.2578 | 1.6661 | 26.6224 | 0.13177 | 0.082281 | 0.11862 | 0.13177 | 0.13649 | 0.79627 | 0.2522 | 0.031681 | 0.79627 | 0.79777 | 0.87108 | 0.26204 | -0.0067874 | 0.87108 | 0.87073
116 | 0.24 | 0.2 | South/Central | VA | Norfolk.Intl.AP.723080 | 3 | 1629172 | 55.5363 | 8.8241 | 68.5156 | 55.4057 | 13.1099 | 1043.52 | 3.5542 | 55.61 | 2.7435 | 0.81063 | 62.7892 | 1.5704 | 33.8 | 0.75379 | 0.81657 | 38.3746 | 3.0271 | 24.96 | 3.4524 | -0.42538 | 27.5981 | 3.5542 | 55.61 | 2.7435 | 0.81063 | 62.7892 | 3.7435 | 55.67 | 3.0345 | 0.70898 | 62.7752 | 0.024946 | 1.3854 | 0.22012 | 1.7092 | 26.0314 | 0.088662 | 0.039174 | 0.075512 | 0.088662 | 0.093385 | 1.3872 | 0.84317 | 0.62265 | 1.3872 | 1.3887 | 1.5663 | 0.95728 | 0.68846 | 1.5663 | 1.566 | 0.024946 | 1.3854 | 0.22012 | 1.7092 | 26.0314 | 0.088662 | 0.039174 | 0.075512 | 0.088662 | 0.093385 | 1.3872 | 0.84317 | 0.62265 | 1.3872 | 1.3887 | 1.5663 | 0.95728 | 0.68846 | 1.5663 | 1.566
117 | 0.24 | 0.25 | South/Central | VA | Norfolk.Intl.AP.723080 | 3 | 1629172 | 54.0894 | 9.3382 | 67.7836 | 53.9621 | 13.8215 | 1049.73 | 4.2862 | 49.4 | 4.1871 | 0.099074 | 55.3457 | 2.3024 | 27.59 | 2.1974 | 0.10502 | 30.931 | 3.7591 | 18.75 | 4.896 | -1.1369 | 20.1545 | 4.2862 | 49.4 | 4.1871 | 0.099074 | 55.3457 | 4.4755 | 49.46 | 4.4781 | -0.0025736 | 55.3316 | 0.024946 | 1.3493 | 0.23295 | 1.6909 | 26.1864 | 0.10692 | 0.057435 | 0.093773 | 0.10692 | 0.11165 | 1.2323 | 0.68825 | 0.46773 | 1.2323 | 1.2338 | 1.3806 | 0.7716 | 0.50277 | 1.3806 | 1.3803 | 0.024946 | 1.3493 | 0.23295 | 1.6909 | 26.1864 | 0.10692 | 0.057435 | 0.093773 | 0.10692 | 0.11165 | 1.2323 | 0.68825 | 0.46773 | 1.2323 | 1.2338 | 1.3806 | 0.7716 | 0.50277 | 1.3806 | 1.3803
118 | 0.24 | 0.3 | South/Central | VA | Norfolk.Intl.AP.723080 | 3 | 1629172 | 52.7628 | 9.8602 | 67.1697 | 52.6386 | 14.5311 | 1057.24 | 4.9 | 41.89 | 5.5106 | -0.61057 | 46.484 | 2.9162 | 20.08 | 3.5209 | -0.60463 | 22.0693 | 4.3729 | 11.24 | 6.2195 | -1.8466 | 11.2929 | 4.9 | 41.89 | 5.5106 | -0.61057 | 46.484 | 5.0894 | 41.95 | 5.8016 | -0.71222 | 46.4699 | 0.024946 | 1.3162 | 0.24597 | 1.6756 | 26.3737 | 0.12224 | 0.072748 | 0.10909 | 0.12224 | 0.12696 | 1.045 | 0.50091 | 0.28039 | 1.045 | 1.0465 | 1.1596 | 0.55054 | 0.28171 | 1.1596 | 1.1592 | 0.024946 | 1.3162 | 0.24597 | 1.6756 | 26.3737 | 0.12224 | 0.072748 | 0.10909 | 0.12224 | 0.12696 | 1.045 | 0.50091 | 0.28039 | 1.045 | 1.0465 | 1.1596 | 0.55054 | 0.28171 | 1.1596 | 1.1592
119 | 0.24 | 0.35 | South/Central | VA | Norfolk.Intl.AP.723080 | 3 | 1629172 | 51.4965 | 10.3932 | 66.6366 | 51.3752 | 15.2614 | 1066.08 | 5.4331 | 33.05 | 6.774 | -1.3409 | 36.1438 | 3.4493 | 11.24 | 4.7842 | -1.3349 | 11.7291 | 4.906 | 2.4 | 7.4829 | -2.5769 | 0.95265 | 5.4331 | 33.05 | 6.774 | -1.3409 | 36.1438 | 5.6225 | 33.11 | 7.065 | -1.4425 | 36.1297 | 0.024946 | 1.2846 | 0.25927 | 1.6623 | 26.5942 | 0.13553 | 0.086046 | 0.12238 | 0.13553 | 0.14026 | 0.82446 | 0.28039 | 0.05987 | 0.82446 | 0.82596 | 0.90164 | 0.29259 | 0.023765 | 0.90164 | 0.90128 | 0.024946 | 1.2846 | 0.25927 | 1.6623 | 26.5942 | 0.13553 | 0.086046 | 0.12238 | 0.13553 | 0.14026 | 0.82446 | 0.28039 | 0.05987 | 0.82446 | 0.82596 | 0.90164 | 0.29259 | 0.023765 | 0.90164 | 0.90128
120 | 0.24 | 0.4 | South/Central | VA | Norfolk.Intl.AP.723080 | 3 | 1629172 | 51.2647 | 10.3449 | 66.3871 | 51.144 | 15.2431 | 1062.96 | 5.6826 | 36.17 | 7.0052 | -1.3225 | 39.6566 | 3.6988 | 14.36 | 5.0154 | -1.3166 | 15.2419 | 5.1555 | 5.52 | 7.7141 | -2.5586 | 4.4654 | 5.6826 | 36.17 | 7.0052 | -1.3225 | 39.6566 | 5.872 | 36.23 | 7.2962 | -1.4242 | 39.6425 | 0.024946 | 1.2788 | 0.25806 | 1.6561 | 26.5164 | 0.14176 | 0.09227 | 0.12861 | 0.14176 | 0.14648 | 0.90229 | 0.35822 | 0.1377 | 0.90229 | 0.90379 | 0.98926 | 0.38022 | 0.11139 | 0.98926 | 0.98891 | 0.024946 | 1.2788 | 0.25806 | 1.6561 | 26.5164 | 0.14176 | 0.09227 | 0.12861 | 0.14176 | 0.14648 | 0.90229 | 0.35822 | 0.1377 | 0.90229 | 0.90379 | 0.98926 | 0.38022 | 0.11139 | 0.98926 | 0.98891
121 | 0.22 | 0.2 | South/Central | VA | Norfolk.Intl.AP.723080 | 3 | 1629172 | 54.6852 | 8.8349 | 67.6653 | 54.5564 | 13.1088 | 1034.08 | 4.4045 | 65.05 | 3.5928 | 0.81174 | 73.3391 | 2.4207 | 43.24 | 1.603 | 0.81769 | 48.9244 | 3.8774 | 34.4 | 4.3017 | -0.42427 | 38.1479 | 4.4045 | 65.05 | 3.5928 | 0.81174 | 73.3391 | 4.5939 | 65.11 | 3.8838 | 0.7101 | 73.325 | 0.024946 | 1.3642 | 0.22039 | 1.688 | 25.796 | 0.10987 | 0.060386 | 0.096724 | 0.10987 | 0.1146 | 1.6227 | 1.0787 | 0.85814 | 1.6227 | 1.6242 | 1.8295 | 1.2205 | 0.95163 | 1.8295 | 1.8292 | 0.024946 | 1.3642 | 0.22039 | 1.688 | 25.796 | 0.10987 | 0.060386 | 0.096724 | 0.10987 | 0.1146 | 1.6227 | 1.0787 | 0.85814 | 1.6227 | 1.6242 | 1.8295 | 1.2205 | 0.95163 | 1.8295 | 1.8292
122 | 0.22 | 0.25 | South/Central | VA | Norfolk.Intl.AP.723080 | 3 | 1629172 | 53.2473 | 9.3588 | 66.9512 | 53.1219 | 13.8293 | 1040.68 | 5.1186 | 58.45 | 5.0273 | 0.091297 | 65.4675 | 3.1348 | 36.64 | 3.0375 | 0.097241 | 41.0528 | 4.5915 | 27.8 | 5.7362 | -1.1447 | 30.2763 | 5.1186 | 58.45 | 5.0273 | 0.091297 | 65.4675 | 5.3079 | 58.51 | 5.3183 | -0.01035 | 65.4534 | 0.024946 | 1.3283 | 0.23346 | 1.6702 | 25.9606 | 0.12769 | 0.0782 | 0.11454 | 0.12769 | 0.13241 | 1.4581 | 0.91401 | 0.69349 | 1.4581 | 1.4596 | 1.6331 | 1.0241 | 0.75527 | 1.6331 | 1.6328 | 0.024946 | 1.3283 | 0.23346 | 1.6702 | 25.9606 | 0.12769 | 0.0782 | 0.11454 | 0.12769 | 0.13241 | 1.4581 | 0.91401 | 0.69349 | 1.4581 | 1.4596 | 1.6331 | 1.0241 | 0.75527 | 1.6331 | 1.6328
123 | 0.22 | 0.3 | South/Central | VA | Norfolk.Intl.AP.723080 | 3 | 1629172 | 51.9207 | 9.8809 | 66.3382 | 51.7984 | 14.5398 | 1048.21 | 5.7315 | 50.92 | 6.3508 | -0.61928 | 56.5725 | 3.7477 | 29.11 | 4.361 | -0.61334 | 32.1578 | 5.2044 | 20.27 | 7.0597 | -1.8553 | 21.3814 | 5.7315 | 50.92 | 6.3508 | -0.61928 | 56.5725 | 5.9209 | 50.98 | 6.6418 | -0.72093 | 56.5584 | 0.024946 | 1.2952 | 0.24649 | 1.6549 | 26.1484 | 0.14298 | 0.093489 | 0.12983 | 0.14298 | 0.1477 | 1.2702 | 0.72617 | 0.50565 | 1.2702 | 1.2717 | 1.4112 | 0.8022 | 0.53338 | 1.4112 | 1.4109 | 0.024946 | 1.2952 | 0.24649 | 1.6549 | 26.1484 | 0.14298 | 0.093489 | 0.12983 | 0.14298 | 0.1477 | 1.2702 | 0.72617 | 0.50565 | 1.2702 | 1.2717 | 1.4112 | 0.8022 | 0.53338 | 1.4112 | 1.4109
124 | 0.22 | 0.35 | South/Central | VA | Norfolk.Intl.AP.723080 | 3 | 1629172 | 50.6638 | 10.4141 | 65.8146 | 50.5445 | 15.2702 | 1057.15 | 6.2551 | 41.98 | 7.6047 | -1.3496 | 46.1144 | 4.2713 | 20.17 | 5.615 | -1.3437 | 21.6997 | 5.728 | 11.33 | 8.3136 | -2.5856 | 10.9233 | 6.2551 | 41.98 | 7.6047 | -1.3496 | 46.1144 | 6.4445 | 42.04 | 7.8957 | -1.4513 | 46.1003 | 0.024946 | 1.2638 | 0.25979 | 1.6418 | 26.3714 | 0.15604 | 0.10655 | 0.14289 | 0.15604 | 0.16076 | 1.0472 | 0.50316 | 0.28264 | 1.0472 | 1.0487 | 1.1504 | 0.54132 | 0.27249 | 1.1504 | 1.15 | 0.024946 | 1.2638 | 0.25979 | 1.6418 | 26.3714 | 0.15604 | 0.10655 | 0.14289 | 0.15604 | 0.16076 | 1.0472 | 0.50316 | 0.28264 | 1.0472 | 1.0487 | 1.1504 | 0.54132 | 0.27249 | 1.1504 | 1.15
125 | 0.22 | 0.4 | South/Central | VA | Norfolk.Intl.AP.723080 | 3 | 1629172 | 50.4327 | 10.3749 | 65.5751 | 50.3139 | 15.2612 | 1054.33 | 6.4947 | 44.8 | 7.8353 | -1.3406 | 49.2873 | 4.5108 | 22.99 | 5.8455 | -1.3347 | 24.8726 | 5.9675 | 14.15 | 8.5442 | -2.5766 | 14.0961 | 6.4947 | 44.8 | 7.8353 | -1.3406 | 49.2873 | 6.684 | 44.86 | 8.1263 | -1.4423 | 49.2732 | 0.024946 | 1.2581 | 0.25881 | 1.6358 | 26.3011 | 0.16201 | 0.11253 | 0.14886 | 0.16201 | 0.16674 | 1.1176 | 0.5735 | 0.35298 | 1.1176 | 1.1191 | 1.2295 | 0.62047 | 0.35164 | 1.2295 | 1.2292 | 0.024946 | 1.2581 | 0.25881 | 1.6358 | 26.3011 | 0.16201 | 0.11253 | 0.14886 | 0.16201 | 0.16674 | 1.1176 | 0.5735 | 0.35298 | 1.1176 | 1.1191 | 1.2295 | 0.62047 | 0.35164 | 1.2295 | 1.2292
126 | 0.2 | 0.2 | South/Central | VA | Norfolk.Intl.AP.723080 | 3 | 1629172 | 53.8325 | 8.855 | 66.8225 | 53.7058 | 13.1168 | 1024.91 | 5.2472 | 74.22 | 4.4434 | 0.80379 | 83.5847 | 3.2634 | 52.41 | 2.4537 | 0.80974 | 59.17 | 4.7201 | 43.57 | 5.1523 | -0.43222 | 48.3936 | 5.2472 | 74.22 | 4.4434 | 0.80379 | 83.5847 | 5.4366 | 74.28 | 4.7344 | 0.70215 | 83.5706 | 0.024946 | 1.3429 | 0.2209 | 1.6669 | 25.5672 | 0.1309 | 0.081409 | 0.11775 | 0.1309 | 0.13562 | 1.8515 | 1.3074 | 1.0869 | 1.8515 | 1.853 | 2.0851 | 1.476 | 1.2072 | 2.0851 | 2.0847 | 0.024946 | 1.3429 | 0.2209 | 1.6669 | 25.5672 | 0.1309 | 0.081409 | 0.11775 | 0.1309 | 0.13562 | 1.8515 | 1.3074 | 1.0869 | 1.8515 | 1.853 | 2.0851 | 1.476 | 1.2072 | 2.0851 | 2.0847
127 | 0.2 | 0.25 | South/Central | VA | Norfolk.Intl.AP.723080 | 3 | 1629172 | 52.3862 | 9.3885 | 66.1099 | 52.2628 | 13.8471 | 1031.71 | 5.9599 | 67.42 | 5.8864 | 0.073504 | 75.467 | 3.9761 | 45.61 | 3.8966 | 0.079448 | 51.0523 | 5.4328 | 36.77 | 6.5953 | -1.1625 | 40.2759 | 5.9599 | 67.42 | 5.8864 | 0.073504 | 75.467 | 6.1492 | 67.48 | 6.1774 | -0.028143 | 75.4529 | 0.024946 | 1.3068 | 0.2342 | 1.6492 | 25.7368 | 0.14867 | 0.099186 | 0.13552 | 0.14867 | 0.1534 | 1.6818 | 1.1378 | 0.91726 | 1.6818 | 1.6833 | 1.8826 | 1.2735 | 1.0047 | 1.8826 | 1.8822 | 0.024946 | 1.3068 | 0.2342 | 1.6492 | 25.7368 | 0.14867 | 0.099186 | 0.13552 | 0.14867 | 0.1534 | 1.6818 | 1.1378 | 0.91726 | 1.6818 | 1.6833 | 1.8826 | 1.2735 | 1.0047 | 1.8826 | 1.8822
128 | 0.2 | 0.3 | South/Central | VA | Norfolk.Intl.AP.723080 | 3 | 1629172 | 51.0683 | 9.9109 | 65.5057 | 50.948 | 14.5576 | 1039.35 | 6.5641 | 59.78 | 7.2012 | -0.63708 | 66.4642 | 4.5803 | 37.97 | 5.2114 | -0.63114 | 42.0495 | 6.037 | 29.13 | 7.9101 | -1.8731 | 31.2731 | 6.5641 | 59.78 | 7.2012 | -0.63708 | 66.4642 | 6.7534 | 59.84 | 7.4922 | -0.73873 | 66.4501 | 0.024946 | 1.2739 | 0.24723 | 1.6341 | 25.9274 | 0.16375 | 0.11426 | 0.1506 | 0.16375 | 0.16847 | 1.4913 | 0.94719 | 0.72667 | 1.4913 | 1.4928 | 1.658 | 1.049 | 0.78013 | 1.658 | 1.6577 | 0.024946 | 1.2739 | 0.24723 | 1.6341 | 25.9274 | 0.16375 | 0.11426 | 0.1506 | 0.16375 | 0.16847 | 1.4913 | 0.94719 | 0.72667 | 1.4913 | 1.4928 | 1.658 | 1.049 | 0.78013 | 1.658 | 1.6577
129 | 0.2 | 0.35 | South/Central | VA | Norfolk.Intl.AP.723080 | 3 | 1629172 | 49.812 | 10.4447 | 64.9835 | 49.6946 | 15.2888 | 1048.32 | 7.0863 | 50.81 | 8.4546 | -1.3683 | 55.9679 | 5.1025 | 29 | 6.4648 | -1.3623 | 31.5532 | 6.5592 | 20.16 | 9.1635 | -2.6043 | 20.7768 | 7.0863 | 50.81 | 8.4546 | -1.3683 | 55.9679 | 7.2756 | 50.87 | 8.7456 | -1.4699 | 55.9538 | 0.024946 | 1.2426 | 0.26055 | 1.6211 | 26.1512 | 0.17677 | 0.12729 | 0.16362 | 0.17677 | 0.1815 | 1.2675 | 0.72343 | 0.50291 | 1.2675 | 1.269 | 1.3962 | 0.78712 | 0.51829 | 1.3962 | 1.3958 | 0.024946 | 1.2426 | 0.26055 | 1.6211 | 26.1512 | 0.17677 | 0.12729 | 0.16362 | 0.17677 | 0.1815 | 1.2675 | 0.72343 | 0.50291 | 1.2675 | 1.269 | 1.3962 | 0.78712 | 0.51829 | 1.3962 | 1.3958
130 | 0.2 | 0.4 | South/Central | VA | Norfolk.Intl.AP.723080 | 3 | 1629172 | 49.6 | 10.4057 | 64.7632 | 49.4831 | 15.2801 | 1045.72 | 7.3066 | 53.41 | 8.6661 | -1.3595 | 58.8974 | 5.3228 | 31.6 | 6.6764 | -1.3536 | 34.4827 | 6.7795 | 22.76 | 9.375 | -2.5956 | 23.7062 | 7.3066 | 53.41 | 8.6661 | -1.3595 | 58.8974 | 7.4959 | 53.47 | 8.9571 | -1.4612 | 58.8833 | 0.024946 | 1.2373 | 0.25958 | 1.6156 | 26.0863 | 0.18227 | 0.13278 | 0.16912 | 0.18227 | 0.18699 | 1.3324 | 0.78829 | 0.56777 | 1.3324 | 1.3339 | 1.4692 | 0.8602 | 0.59137 | 1.4692 | 1.4689 | 0.024946 | 1.2373 | 0.25958 | 1.6156 | 26.0863 | 0.18227 | 0.13278 | 0.16912 | 0.18227 | 0.18699 | 1.3324 | 0.78829 | 0.56777 | 1.3324 | 1.3339 | 1.4692 | 0.8602 | 0.59137 | 1.4692 | 1.4689
Double | Double | Double | South/Central | VA | Norfolk.Intl.AP.723080 | 3 | 1629172 | 58.4592 | 11.6072 | 75.5859 | 58.3222 | 17.2637 | 1205.48 | -3.5161 | -106.35 | -0.17298 | -3.3431 | -121.0552 | -5.4999 | -128.16 | -2.1627 | -3.3372 | -145.4699 | -4.0432 | -137 | 0.5359 | -4.5792 | -156.2464 | -3.5161 | -106.35 | -0.17298 | -3.3431 | -121.0552 | -3.3268 | -106.29 | 0.11801 | -3.4448 | -121.0693 | 0.024946 | 1.4583 | 0.28955 | 1.8856 | 30.0717 | -0.087712 | -0.1372 | -0.10086 | -0.087712 | -0.082989 | -2.653 | -3.1971 | -3.4176 | -2.653 | -2.6515 | -3.0198 | -3.6289 | -3.8977 | -3.0198 | -3.0202 | 0.024946 | 1.4583 | 0.28955 | 1.8856 | 30.0717 | -0.087712 | -0.1372 | -0.10086 | -0.087712 | -0.082989 | -2.653 | -3.1971 | -3.4176 | -2.653 | -2.6515 | -3.0198 | -3.6289 | -3.8977 | -3.0198 | -3.0202
Single | Single | Single | South/Central | VA | Norfolk.Intl.AP.723080 | 3 | 1629172 | 67.6117 | 12.6494 | 86.4225 | 67.4538 | 18.9687 | 1359.38 | -14.3528 | -260.25 | -9.3046 | -5.0481 | -294.7181 | -16.3366 | -282.06 | -11.2944 | -5.0422 | -319.1328 | -14.8799 | -290.9 | -8.5958 | -6.2841 | -329.9093 | -14.3528 | -260.25 | -9.3046 | -5.0481 | -294.7181 | -14.1634 | -260.19 | -9.0137 | -5.1498 | -294.7322 | 0.024946 | 1.6866 | 0.31555 | 2.1559 | 33.9108 | -0.35804 | -0.40753 | -0.37119 | -0.35804 | -0.35332 | -6.4921 | -7.0362 | -7.2567 | -6.4921 | -6.4906 | -7.352 | -7.961 | -8.2299 | -7.352 | -7.3523 | 0.024946 | 1.6866 | 0.31555 | 2.1559 | 33.9108 | -0.35804 | -0.40753 | -0.37119 | -0.35804 | -0.35332 | -6.4921 | -7.0362 | -7.2567 | -6.4921 | -6.4906 | -7.352 | -7.961 | -8.2299 | -7.352 | -7.3523
1 | 0.35 | 0.47 | South/Central | OK | Oklahoma.City-Will.Rogers.World.AP.723530 | 3 | 3552038 | 61.9021 | 13.6991 | 81.8011 | 61.7999 | 20.0012 | 1038.06 | 1.3182 | -35.19 | 4.1014 | -2.7832 | -58.7106 | -0.81076 | -52.92 | 2.0058 | -2.8166 | -87.0886 | 0.27804 | -69.52 | 4.6502 | -4.3722 | -115.3626 | 1.3182 | -35.19 | 4.1014 | -2.7832 | -58.7106 | 1.4381 | -36.93 | 4.3808 | -2.9427 | -61.5025 | 0.048517 | 3.0033 | 0.66464 | 3.9688 | 50.3637 | 0.063955 | -0.039336 | 0.01349 | 0.063955 | 0.069773 | -1.7073 | -2.5675 | -3.3729 | -1.7073 | -1.7917 | -2.8485 | -4.2253 | -5.5971 | -2.8485 | -2.9839 | 0.048517 | 3.0033 | 0.66464 | 3.9688 | 50.3637 | 0.063955 | -0.039336 | 0.01349 | 0.063955 | 0.069773 | -1.7073 | -2.5675 | -3.3729 | -1.7073 | -1.7917 | -2.8485 | -4.2253 | -5.5971 | -2.8485 | -2.9839
2 | 0.35 | 0.42 | South/Central | OK | Oklahoma.City-Will.Rogers.World.AP.723530 | 3 | 3552038 | 63.0716 | 13.0292 | 82.0707 | 62.9675 | 19.1032 | 1025.39 | 1.0487 | -22.52 | 2.9338 | -1.8852 | -37.7571 | -1.0803 | -40.25 | 0.83824 | -1.9185 | -66.1351 | 0.008503 | -56.85 | 3.4827 | -3.4742 | -94.4091 | 1.0487 | -22.52 | 2.9338 | -1.8852 | -37.7571 | 1.1686 | -24.26 | 3.2133 | -2.0447 | -40.549 | 0.048517 | 3.0601 | 0.63214 | 3.9818 | 49.749 | 0.050878 | -0.052413 | 0.00041254 | 0.050878 | 0.056696 | -1.0926 | -1.9528 | -2.7582 | -1.0926 | -1.177 | -1.8319 | -3.2087 | -4.5805 | -1.8319 | -1.9673 | 0.048517 | 3.0601 | 0.63214 | 3.9818 | 49.749 | 0.050878 | -0.052413 | 0.00041254 | 0.050878 | 0.056696 | -1.0926 | -1.9528 | -2.7582 | -1.0926 | -1.177 | -1.8319 | -3.2087 | -4.5805 | -1.8319 | -1.9673
3 | 0.35 | 0.37 | South/Central | OK | Oklahoma.City-Will.Rogers.World.AP.723530 | 3 | 3552038 | 64.231 | 12.4491 | 82.4401 | 64.1251 | 18.3151 | 1015.38 | 0.6792 | -12.51 | 1.7763 | -1.0971 | -21.0829 | -1.4498 | -30.24 | -0.31933 | -1.1304 | -49.4608 | -0.36095 | -46.84 | 2.3251 | -2.6861 | -77.7348 | 0.6792 | -12.51 | 1.7763 | -1.0971 | -21.0829 | 0.79912 | -14.25 | 2.0557 | -1.2566 | -23.8748 | 0.048517 | 3.1163 | 0.604 | 3.9998 | 49.2634 | 0.032953 | -0.070338 | -0.017512 | 0.032953 | 0.038771 | -0.60695 | -1.4672 | -2.2725 | -0.60695 | -0.69137 | -1.0229 | -2.3997 | -3.7715 | -1.0229 | -1.1583 | 0.048517 | 3.1163 | 0.604 | 3.9998 | 49.2634 | 0.032953 | -0.070338 | -0.017512 | 0.032953 | 0.038771 | -0.60695 | -1.4672 | -2.2725 | -0.60695 | -0.69137 | -1.0229 | -2.3997 | -3.7715 | -1.0229 | -1.1583
4 | 0.35 | 0.32 | South/Central | OK | Oklahoma.City-Will.Rogers.World.AP.723530 | 3 | 3552038 | 65.4805 | 11.8592 | 82.8896 | 65.3724 | 17.5172 | 1005.91 | 0.22973 | -3.04 | 0.52889 | -0.29916 | -5.1747 | -1.8992 | -20.77 | -1.5667 | -0.33252 | -33.5527 | -0.81043 | -37.37 | 1.0777 | -1.8882 | -61.8267 | 0.22973 | -3.04 | 0.52889 | -0.29916 | -5.1747 | 0.34965 | -4.78 | 0.8083 | -0.45866 | -7.9667 | 0.048517 | 3.1769 | 0.57537 | 4.0216 | 48.8039 | 0.011146 | -0.092145 | -0.03932 | 0.011146 | 0.016964 | -0.14749 | -1.0077 | -1.8131 | -0.14749 | -0.23191 | -0.25106 | -1.6279 | -2.9997 | -0.25106 | -0.38652 | 0.048517 | 3.1769 | 0.57537 | 4.0216 | 48.8039 | 0.011146 | -0.092145 | -0.03932 | 0.011146 | 0.016964 | -0.14749 | -1.0077 | -1.8131 | -0.14749 | -0.23191 | -0.25106 | -1.6279 | -2.9997 | -0.25106 | -0.38652
5 | 0.35 | 0.27 | South/Central | OK | Oklahoma.City-Will.Rogers.World.AP.723530 | 3 | 3552038 | 66.3401 | 11.4992 | 83.2292 | 66.2306 | 16.9986 | 1000.14 | -0.10987 | 2.73 | -0.32931 | 0.21944 | 4.5524 | -2.2388 | -15 | -2.4249 | 0.18608 | -23.8256 | -1.15 | -31.6 | 0.21955 | -1.3696 | -52.0996 | -0.10987 | 2.73 | -0.32931 | 0.21944 | 4.5524 | 0.010049 | 0.99 | -0.049894 | 0.059943 | 1.7605 | 0.048517 | 3.2186 | 0.55791 | 4.038 | 48.524 | -0.0053305 | -0.10862 | -0.055796 | -0.0053305 | 0.00048755 | 0.13245 | -0.72776 | -1.5331 | 0.13245 | 0.048032 | 0.22087 | -1.1559 | -2.5277 | 0.22087 | 0.085413 | 0.048517 | 3.2186 | 0.55791 | 4.038 | 48.524 | -0.0053305 | -0.10862 | -0.055796 | -0.0053305 | 0.00048755 | 0.13245 | -0.72776 | -1.5331 | 0.13245 | 0.048032 | 0.22087 | -1.1559 | -2.5277 | 0.22087 | 0.085413
6 | 0.35 | 0.23 | South/Central | OK | Oklahoma.City-Will.Rogers.World.AP.723530 | 3 | 3552038 | 66.8499 | 11.3191 | 83.459 | 66.7396 | 16.7194 | 997.37 | -0.33965 | 5.5 | -0.83824 | 0.49859 | 9.182 | -2.4686 | -12.23 | -2.9338 | 0.46523 | -19.1959 | -1.3798 | -28.83 | -0.28939 | -1.0904 | -47.4699 | -0.33965 | 5.5 | -0.83824 | 0.49859 | 9.182 | -0.21973 | 3.76 | -0.55883 | 0.33909 | 6.3901 | 0.048517 | 3.2434 | 0.54917 | 4.0492 | 48.3896 | -0.016479 | -0.11977 | -0.066945 | -0.016479 | -0.010661 | 0.26684 | -0.59337 | -1.3988 | 0.26684 | 0.18242 | 0.44548 | -0.93133 | -2.3031 | 0.44548 | 0.31003 | 0.048517 | 3.2434 | 0.54917 | 4.0492 | 48.3896 | -0.016479 | -0.11977 | -0.066945 | -0.016479 | -0.010661 | 0.26684 | -0.59337 | -1.3988 | 0.26684 | 0.18242 | 0.44548 | -0.93133 | -2.3031 | 0.44548 | 0.31003
7 | 0.35 | 0.19 | South/Central | OK | Oklahoma.City-Will.Rogers.World.AP.723530 | 3 | 3552038 | 68.0393 | 10.8092 | 83.9485 | 67.9271 | 16.0214 | 989.98 | -0.82913 | 12.89 | -2.0257 | 1.1966 | 21.8566 | -2.9581 | -4.84 | -4.1213 | 1.1633 | -6.5214 | -1.8693 | -21.44 | -1.4769 | -0.3924 | -34.7954 | -0.82913 | 12.89 | -2.0257 | 1.1966 | 21.8566 | -0.70922 | 11.15 | -1.7463 | 1.0371 | 19.0647 | 0.048517 | 3.3011 | 0.52443 | 4.0729 | 48.031 | -0.040227 | -0.14352 | -0.090693 | -0.040227 | -0.034409 | 0.62539 | -0.23482 | -1.0402 | 0.62539 | 0.54097 | 1.0604 | -0.3164 | -1.6882 | 1.0604 | 0.92496 | 0.048517 | 3.3011 | 0.52443 | 4.0729 | 48.031 | -0.040227 | -0.14352 | -0.090693 | -0.040227 | -0.034409 | 0.62539 | -0.23482 | -1.0402 | 0.62539 | 0.54097 | 1.0604 | -0.3164 | -1.6882 | 1.0604 | 0.92496
8 | 0.35 | 0.17 | South/Central | OK | Oklahoma.City-Will.Rogers.World.AP.723530 | 3 | 3552038 | 68.6691 | 10.5492 | 84.2182 | 68.5558 | 15.6625 | 986.37 | -1.0989 | 16.5 | -2.6544 | 1.5555 | 28.141 | -3.2278 | -1.23 | -4.75 | 1.5222 | -0.237 | -2.139 | -17.83 | -2.1056 | -0.03347 | -28.511 | -1.0989 | 16.5 | -2.6544 | 1.5555 | 28.141 | -0.97897 | 14.76 | -2.375 | 1.396 | 25.349 | 0.048517 | 3.3316 | 0.51182 | 4.086 | 47.8559 | -0.053315 | -0.15661 | -0.10378 | -0.053315 | -0.047497 | 0.80053 | -0.059676 | -0.86506 | 0.80053 | 0.71611 | 1.3653 | -0.011499 | -1.3833 | 1.3653 | 1.2299 | 0.048517 | 3.3316 | 0.51182 | 4.086 | 47.8559 | -0.053315 | -0.15661 | -0.10378 | -0.053315 | -0.047497 | 0.80053 | -0.059676 | -0.86506 | 0.80053 | 0.71611 | 1.3653 | -0.011499 | -1.3833 | 1.3653 | 1.2299
9 | 0.33 | 0.47 | South/Central | OK | Oklahoma.City-Will.Rogers.World.AP.723530 | 3 | 3552038 | 61.0725 | 13.7191 | 80.9716 | 60.9717 | 19.9999 | 1031.35 | 2.1477 | -28.48 | 4.9296 | -2.7819 | -47.9717 | 0.018786 | -46.21 | 2.8341 | -2.8153 | -76.3496 | 1.1076 | -62.81 | 5.4785 | -4.3709 | -104.6236 | 2.1477 | -28.48 | 4.9296 | -2.7819 | -47.9717 | 2.2677 | -30.22 | 5.2091 | -2.9414 | -50.7636 | 0.048517 | 2.9631 | 0.66561 | 3.9285 | 50.0382 | 0.1042 | 0.00091144 | 0.053737 | 0.1042 | 0.11002 | -1.3818 | -2.242 | -3.0474 | -1.3818 | -1.4662 | -2.3275 | -3.7043 | -5.076 | -2.3275 | -2.4629 | 0.048517 | 2.9631 | 0.66561 | 3.9285 | 50.0382 | 0.1042 | 0.00091144 | 0.053737 | 0.1042 | 0.11002 | -1.3818 | -2.242 | -3.0474 | -1.3818 | -1.4662 | -2.3275 | -3.7043 | -5.076 | -2.3275 | -2.4629
10 | 0.33 | 0.42 | South/Central | OK | Oklahoma.City-Will.Rogers.World.AP.723530 | 3 | 3552038 | 62.242 | 13.0491 | 81.241 | 62.1392 | 19.1018 | 1018.68 | 1.8783 | -15.81 | 3.7621 | -1.8838 | -27.015 | -0.25067 | -33.54 | 1.6665 | -1.9172 | -55.3929 | 0.83813 | -50.14 | 4.311 | -3.4728 | -83.6669 | 1.8783 | -15.81 | 3.7621 | -1.8838 | -27.015 | 1.9982 | -17.55 | 4.0415 | -2.0433 | -29.8069 | 0.048517 | 3.0198 | 0.63311 | 3.9416 | 49.4235 | 0.091129 | -0.012162 | 0.040664 | 0.091129 | 0.096947 | -0.76706 | -1.6273 | -2.4327 | -0.76706 | -0.85148 | -1.3107 | -2.6875 | -4.0593 | -1.3107 | -1.4461 | 0.048517 | 3.0198 | 0.63311 | 3.9416 | 49.4235 | 0.091129 | -0.012162 | 0.040664 | 0.091129 | 0.096947 | -0.76706 | -1.6273 | -2.4327 | -0.76706 | -0.85148 | -1.3107 | -2.6875 | -4.0593 | -1.3107 | -1.4461
11 | 0.33 | 0.37 | South/Central | OK | Oklahoma.City-Will.Rogers.World.AP.723530 | 3 | 3552038 | 63.4014 | 12.4591 | 81.6105 | 63.2968 | 18.3137 | 1008.68 | 1.5088 | -5.81 | 2.6045 | -1.0957 | -10.3414 | -0.62014 | -23.54 | 0.50893 | -1.1291 | -38.7194 | 0.46866 | -40.14 | 3.1534 | -2.6847 | -66.9934 | 1.5088 | -5.81 | 2.6045 | -1.0957 | -10.3414 | 1.6287 | -7.55 | 2.8839 | -1.2552 | -13.1334 | 0.048517 | 3.0761 | 0.60448 | 3.9595 | 48.9383 | 0.073204 | -0.030088 | 0.022738 | 0.073204 | 0.079022 | -0.28188 | -1.1421 | -1.9475 | -0.28188 | -0.3663 | -0.50174 | -1.8786 | -3.2503 | -0.50174 | -0.63719 | 0.048517 | 3.0761 | 0.60448 | 3.9595 | 48.9383 | 0.073204 | -0.030088 | 0.022738 | 0.073204 | 0.079022 | -0.28188 | -1.1421 | -1.9475 | -0.28188 | -0.3663 | -0.50174 | -1.8786 | -3.2503 | -0.50174 | -0.63719
12 | 0.33 | 0.32 | South/Central | OK | Oklahoma.City-Will.Rogers.World.AP.723530 | 3 | 3552038 | 64.6509 | 11.8692 | 82.06 | 64.5442 | 17.5158 | 999.18 | 1.0594 | 3.69 | 1.3571 | -0.29778 | 5.5676 | -1.0696 | -14.04 | -0.73845 | -0.33115 | -22.8103 | 0.019207 | -30.64 | 1.906 | -1.8868 | -51.0843 | 1.0594 | 3.69 | 1.3571 | -0.29778 | 5.5676 | 1.1793 | 1.95 | 1.6366 | -0.45728 | 2.7757 | 0.048517 | 3.1367 | 0.57586 | 3.9813 | 48.4774 | 0.051397 | -0.051894 | 0.00093187 | 0.051397 | 0.057215 | 0.17903 | -0.68118 | -1.4866 | 0.17903 | 0.094609 | 0.27012 | -1.1067 | -2.4785 | 0.27012 | 0.13467 | 0.048517 | 3.1367 | 0.57586 | 3.9813 | 48.4774 | 0.051397 | -0.051894 | 0.00093187 | 0.051397 | 0.057215 | 0.17903 | -0.68118 | -1.4866 | 0.17903 | 0.094609 | 0.27012 | -1.1067 | -2.4785 | 0.27012 | 0.13467
13 | 0.33 | 0.27 | South/Central | OK | Oklahoma.City-Will.Rogers.World.AP.723530 | 3 | 3552038 | 65.5005 | 11.5092 | 82.3896 | 65.3924 | 16.9972 | 993.34 | 0.72972 | 9.53 | 0.50893 | 0.22079 | 15.4226 | -1.3992 | -8.2 | -1.5867 | 0.18743 | -12.9553 | -0.31043 | -24.8 | 1.0578 | -1.3682 | -41.2293 | 0.72972 | 9.53 | 0.50893 | 0.22079 | 15.4226 | 0.84964 | 7.79 | 0.78834 | 0.061298 | 12.6307 | 0.048517 | 3.1779 | 0.55839 | 3.9973 | 48.1941 | 0.035404 | -0.067887 | -0.015061 | 0.035404 | 0.041222 | 0.46237 | -0.39784 | -1.2032 | 0.46237 | 0.37795 | 0.74826 | -0.62855 | -2.0003 | 0.74826 | 0.61281 | 0.048517 | 3.1779 | 0.55839 | 3.9973 | 48.1941 | 0.035404 | -0.067887 | -0.015061 | 0.035404 | 0.041222 | 0.46237 | -0.39784 | -1.2032 | 0.46237 | 0.37795 | 0.74826 | -0.62855 | -2.0003 | 0.74826 | 0.61281
14 | 0.33 | 0.23 | South/Central | OK | Oklahoma.City-Will.Rogers.World.AP.723530 | 3 | 3552038 | 66.0203 | 11.3192 | 82.6094 | 65.9113 | 16.6981 | 990.17 | 0.50994 | 12.7 | -0.009981 | 0.51992 | 20.7249 | -1.619 | -5.03 | -2.1056 | 0.48656 | -7.6531 | -0.53022 | -21.63 | 0.53887 | -1.0691 | -35.9271 | 0.50994 | 12.7 | -0.009981 | 0.51992 | 20.7249 | 0.62986 | 10.96 | 0.26943 | 0.36043 | 17.9329 | 0.048517 | 3.2031 | 0.54917 | 4.008 | 48.0403 | 0.024741 | -0.07855 | -0.025725 | 0.024741 | 0.030559 | 0.61617 | -0.24404 | -1.0494 | 0.61617 | 0.53175 | 1.0055 | -0.37131 | -1.7431 | 1.0055 | 0.87006 | 0.048517 | 3.2031 | 0.54917 | 4.008 | 48.0403 | 0.024741 | -0.07855 | -0.025725 | 0.024741 | 0.030559 | 0.61617 | -0.24404 | -1.0494 | 0.61617 | 0.53175 | 1.0055 | -0.37131 | -1.7431 | 1.0055 | 0.87006
15 | 0.33 | 0.19 | South/Central | OK | Oklahoma.City-Will.Rogers.World.AP.723530 | 3 | 3552038 | 67.1998 | 10.8092 | 83.0889 | 67.0888 | 16 | 982.69 | 0.030458 | 20.18 | -1.1875 | 1.218 | 33.529 | -2.0985 | 2.45 | -3.2831 | 1.1846 | 5.1511 | -1.0097 | -14.15 | -0.63866 | -0.37104 | -23.1229 | 0.030458 | 20.18 | -1.1875 | 1.218 | 33.529 | 0.15038 | 18.44 | -0.9081 | 1.0585 | 30.7371 | 0.048517 | 3.2603 | 0.52443 | 4.0312 | 47.6773 | 0.0014777 | -0.10181 | -0.048988 | 0.0014777 | 0.0072958 | 0.97908 | 0.11887 | -0.68652 | 0.97908 | 0.89466 | 1.6267 | 0.24992 | -1.1219 | 1.6267 | 1.4913 | 0.048517 | 3.2603 | 0.52443 | 4.0312 | 47.6773 | 0.0014777 | -0.10181 | -0.048988 | 0.0014777 | 0.0072958 | 0.97908 | 0.11887 | -0.68652 | 0.97908 | 0.89466 | 1.6267 | 0.24992 | -1.1219 | 1.6267 | 1.4913
16 | 0.33 | 0.17 | South/Central | OK | Oklahoma.City-Will.Rogers.World.AP.723530 | 3 | 3552038 | 67.8295 | 10.5492 | 83.3586 | 67.7175 | 15.6411 | 979.07 | -0.23927 | 23.8 | -1.8162 | 1.5769 | 39.8142 | -2.3682 | 6.07 | -3.9118 | 1.5436 | 11.4362 | -1.2794 | -10.53 | -1.2673 | -0.012095 | -16.8378 | -0.23927 | 23.8 | -1.8162 | 1.5769 | 39.8142 | -0.11936 | 22.06 | -1.5368 | 1.4174 | 37.0223 | 0.048517 | 3.2909 | 0.51182 | 4.0443 | 47.5017 | -0.011609 | -0.1149 | -0.062074 | -0.011609 | -0.0057908 | 1.1547 | 0.2945 | -0.51089 | 1.1547 | 1.0703 | 1.9317 | 0.55485 | -0.81692 | 1.9317 | 1.7962 | 0.048517 | 3.2909 | 0.51182 | 4.0443 | 47.5017 | -0.011609 | -0.1149 | -0.062074 | -0.011609 | -0.0057908 | 1.1547 | 0.2945 | -0.51089 | 1.1547 | 1.0703 | 1.9317 | 0.55485 | -0.81692 | 1.9317 | 1.7962
17 | 0.3 | 0.47 | South/Central | OK | Oklahoma.City-Will.Rogers.World.AP.723530 | 3 | 3552038 | 59.8231 | 13.7491 | 79.7422 | 59.7243 | 20.0179 | 1021.73 | 3.3772 | -18.86 | 6.177 | -2.7999 | -32.5973 | 1.2482 | -36.59 | 4.0814 | -2.8332 | -60.9753 | 2.337 | -53.19 | 6.7259 | -4.3889 | -89.2493 | 3.3772 | -18.86 | 6.177 | -2.7999 | -32.5973 | 3.4971 | -20.6 | 6.4564 | -2.9594 | -35.3892 | 0.048517 | 2.9024 | 0.66707 | 3.8689 | 49.5715 | 0.16385 | 0.060559 | 0.11338 | 0.16385 | 0.16967 | -0.91503 | -1.7752 | -2.5806 | -0.91503 | -0.99945 | -1.5815 | -2.9583 | -4.3301 | -1.5815 | -1.717 | 0.048517 | 2.9024 | 0.66707 | 3.8689 | 49.5715 | 0.16385 | 0.060559 | 0.11338 | 0.16385 | 0.16967 | -0.91503 | -1.7752 | -2.5806 | -0.91503 | -0.99945 | -1.5815 | -2.9583 | -4.3301 | -1.5815 | -1.717
18 | 0.3 | 0.42 | South/Central | OK | Oklahoma.City-Will.Rogers.World.AP.723530 | 3 | 3552038 | 60.9926 | 13.0791 | 80.0016 | 60.8918 | 19.1098 | 1008.82 | 3.1177 | -5.95 | 5.0095 | -1.8918 | -11.2395 | 0.98874 | -23.68 | 2.9139 | -1.9251 | -39.6174 | 2.0775 | -40.28 | 5.5583 | -3.4808 | -67.8914 | 3.1177 | -5.95 | 5.0095 | -1.8918 | -11.2395 | 3.2376 | -7.69 | 5.2889 | -2.0513 | -14.0314 | 0.048517 | 2.9592 | 0.63456 | 3.8815 | 48.9451 | 0.15126 | 0.047971 | 0.1008 | 0.15126 | 0.15708 | -0.28868 | -1.1489 | -1.9543 | -0.28868 | -0.3731 | -0.54531 | -1.9221 | -3.2939 | -0.54531 | -0.68076 | 0.048517 | 2.9592 | 0.63456 | 3.8815 | 48.9451 | 0.15126 | 0.047971 | 0.1008 | 0.15126 | 0.15708 | -0.28868 | -1.1489 | -1.9543 | -0.28868 | -0.3731 | -0.54531 | -1.9221 | -3.2939 | -0.54531 | -0.68076
19 | 0.3 | 0.37 | South/Central | OK | Oklahoma.City-Will.Rogers.World.AP.723530 | 3 | 3552038 | 62.142 | 12.4791 | 80.3411 | 62.0394 | 18.3017 | 998.23 | 2.7782 | 4.64 | 3.8619 | -1.0837 | 6.3649 | 0.64924 | -13.09 | 1.7663 | -1.117 | -22.0131 | 1.738 | -29.69 | 4.4107 | -2.6727 | -50.2871 | 2.7782 | 4.64 | 3.8619 | -1.0837 | 6.3649 | 2.8981 | 2.9 | 4.1413 | -1.2432 | 3.5729 | 0.048517 | 3.015 | 0.60545 | 3.8979 | 48.4313 | 0.13479 | 0.031499 | 0.084325 | 0.13479 | 0.14061 | 0.22512 | -0.63509 | -1.4405 | 0.22512 | 0.1407 | 0.3088 | -1.068 | -2.4398 | 0.3088 | 0.17335 | 0.048517 | 3.015 | 0.60545 | 3.8979 | 48.4313 | 0.13479 | 0.031499 | 0.084325 | 0.13479 | 0.14061 | 0.22512 | -0.63509 | -1.4405 | 0.22512 | 0.1407 | 0.3088 | -1.068 | -2.4398 | 0.3088 | 0.17335
20 | 0.3 | 0.32 | South/Central | OK | Oklahoma.City-Will.Rogers.World.AP.723530 | 3 | 3552038 | 63.3915 | 11.8892 | 80.7906 | 63.2868 | 17.5037 | 988.76 | 2.3288 | 14.11 | 2.6145 | -0.28575 | 22.274 | 0.19979 | -3.62 | 0.51891 | -0.31912 | -6.104 | 1.2886 | -20.22 | 3.1634 | -1.8748 | -34.378 | 2.3288 | 14.11 | 2.6145 | -0.28575 | 22.274 | 2.4487 | 12.37 | 2.8939 | -0.44525 | 19.4821 | 0.048517 | 3.0756 | 0.57683 | 3.9197 | 47.9718 | 0.11298 | 0.0096934 | 0.062519 | 0.11298 | 0.1188 | 0.68458 | -0.17563 | -0.98102 | 0.68458 | 0.60016 | 1.0807 | -0.29615 | -1.6679 | 1.0807 | 0.94522 | 0.048517 | 3.0756 | 0.57683 | 3.9197 | 47.9718 | 0.11298 | 0.0096934 | 0.062519 | 0.11298 | 0.1188 | 0.68458 | -0.17563 | -0.98102 | 0.68458 | 0.60016 | 1.0807 | -0.29615 | -1.6679 | 1.0807 | 0.94522
21 | 0.3 | 0.27 | South/Central | OK | Oklahoma.City-Will.Rogers.World.AP.723530 | 3 | 3552038 | 64.2311 | 11.5192 | 81.1002 | 64.1251 | 16.9752 | 982.58 | 2.0191 | 20.29 | 1.7763 | 0.24282 | 32.6588 | -0.10987 | 2.56 | -0.31933 | 0.20946 | 4.2809 | 0.97893 | -14.04 | 2.3251 | -1.3462 | -23.9931 | 2.0191 | 20.29 | 1.7763 | 0.24282 | 32.6588 | 2.139 | 18.55 | 2.0557 | 0.083327 | 29.8669 | 0.048517 | 3.1163 | 0.55888 | 3.9348 | 47.672 | 0.097961 | -0.0053306 | 0.047495 | 0.097961 | 0.10378 | 0.98441 | 0.1242 | -0.68118 | 0.98441 | 0.89999 | 1.5845 | 0.2077 | -1.1641 | 1.5845 | 1.4491 | 0.048517 | 3.1163 | 0.55888 | 3.9348 | 47.672 | 0.097961 | -0.0053306 | 0.047495 | 0.097961 | 0.10378 | 0.98441 | 0.1242 | -0.68118 | 0.98441 | 0.89999 | 1.5845 | 0.2077 | -1.1641 | 1.5845 | 1.4491
22 | 0.3 | 0.23 | South/Central | OK | Oklahoma.City-Will.Rogers.World.AP.723530 | 3 | 3552038 | 64.7409 | 11.3292 | 81.32 | 64.634 | 16.686 | 979.56 | 1.7993 | 23.31 | 1.2673 | 0.53198 | 37.6897 | -0.32965 | 5.58 | -0.82826 | 0.49861 | 9.3118 | 0.75915 | -11.02 | 1.8162 | -1.057 | -18.9622 | 1.7993 | 23.31 | 1.2673 | 0.53198 | 37.6897 | 1.9192 | 21.57 | 1.5467 | 0.37248 | 34.8978 | 0.048517 | 3.141 | 0.54966 | 3.9454 | 47.5255 | 0.087297 | -0.015994 | 0.036832 | 0.087297 | 0.093116 | 1.1309 | 0.27073 | -0.53466 | 1.1309 | 1.0465 | 1.8286 | 0.45178 | -0.91999 | 1.8286 | 1.6931 | 0.048517 | 3.141 | 0.54966 | 3.9454 | 47.5255 | 0.087297 | -0.015994 | 0.036832 | 0.087297 | 0.093116 | 1.1309 | 0.27073 | -0.53466 | 1.1309 | 1.0465 | 1.8286 | 0.45178 | -0.91999 | 1.8286 | 1.6931
23 | 0.3 | 0.19 | South/Central | OK | Oklahoma.City-Will.Rogers.World.AP.723530 | 3 | 3552038 | 65.9304 | 10.8191 | 81.7994 | 65.8215 | 15.978 | 971.92 | 1.3199 | 30.95 | 0.079826 | 1.24 | 50.767 | -0.80909 | 13.22 | -2.0158 | 1.2067 | 22.3891 | 0.27971 | -3.38 | 0.62868 | -0.34897 | -5.8849 | 1.3199 | 30.95 | 0.079826 | 1.24 | 50.767 | 1.4398 | 29.21 | 0.35924 | 1.0805 | 47.9751 | 0.048517 | 3.1988 | 0.52491 | 3.9687 | 47.1548 | 0.064036 | -0.039255 | 0.013571 | 0.064036 | 0.069854 | 1.5016 | 0.6414 | -0.16399 | 1.5016 | 1.4172 | 2.4631 | 1.0863 | -0.28552 | 2.4631 | 2.3276 | 0.048517 | 3.1988 | 0.52491 | 3.9687 | 47.1548 | 0.064036 | -0.039255 | 0.013571 | 0.064036 | 0.069854 | 1.5016 | 0.6414 | -0.16399 | 1.5016 | 1.4172 | 2.4631 | 1.0863 | -0.28552 | 2.4631 | 2.3276
24 | 0.3 | 0.17 | South/Central | OK | Oklahoma.City-Will.Rogers.World.AP.723530 | 3 | 3552038 | 66.5601 | 10.5591 | 82.0792 | 66.4502 | 15.629 | 968.54 | 1.0402 | 34.33 | -0.54885 | 1.589 | 56.6519 | -1.0888 | 16.6 | -2.6445 | 1.5556 | 28.274 | 0 | 0 | 0 | 0 | 0 | 1.0402 | 34.33 | -0.54885 | 1.589 | 56.6519 | 1.1601 | 32.59 | -0.26944 | 1.4295 | 53.86 | 0.048517 | 3.2293 | 0.5123 | 3.9822 | 46.9908 | 0.050466 | -0.052826 | 0 | 0.050466 | 0.056284 | 1.6656 | 0.80539 | 0 | 1.6656 | 1.5812 | 2.7486 | 1.3718 | 0 | 2.7486 | 2.6131 | 0.048517 | 3.2293 | 0.5123 | 3.9822 | 46.9908 | 0.050466 | -0.052826 | 0 | 0.050466 | 0.056284 | 1.6656 | 0.80539 | 0 | 1.6656 | 1.5812 | 2.7486 | 1.3718 | 0 | 2.7486 | 2.6131
25 | 0.28 | 0.47 | South/Central | OK | Oklahoma.City-Will.Rogers.World.AP.723530 | 3 | 3552038 | 59.2234 | 13.6391 | 78.9824 | 59.1256 | 19.8569 | 1012.96 | 4.1369 | -10.09 | 6.7758 | -2.6389 | -18.4138 | 2.0079 | -27.82 | 4.6802 | -2.6722 | -46.7918 | 3.0967 | -44.42 | 7.3246 | -4.2279 | -75.0658 | 4.1369 | -10.09 | 6.7758 | -2.6389 | -18.4138 | 4.2568 | -11.83 | 7.0552 | -2.7984 | -21.2058 | 0.048517 | 2.8734 | 0.66173 | 3.832 | 49.146 | 0.20071 | 0.09742 | 0.15025 | 0.20071 | 0.20653 | -0.48954 | -1.3497 | -2.1551 | -0.48954 | -0.57396 | -0.89339 | -2.2702 | -3.642 | -0.89339 | -1.0288 | 0.048517 | 2.8734 | 0.66173 | 3.832 | 49.146 | 0.20071 | 0.09742 | 0.15025 | 0.20071 | 0.20653 | -0.48954 | -1.3497 | -2.1551 | -0.48954 | -0.57396 | -0.89339 | -2.2702 | -3.642 | -0.89339 | -1.0288
26 | 0.28 | 0.42 | South/Central | OK | Oklahoma.City-Will.Rogers.World.AP.723530 | 3 | 3552038 | 60.2029 | 13.0691 | 79.182 | 60.1035 | 19.0785 | 1001.7 | 3.9373 | 1.17 | 5.7978 | -1.8605 | 0.18693 | 1.8084 | -16.56 | 3.7022 | -1.8939 | -28.191 | 2.8972 | -33.16 | 6.3467 | -3.4495 | -56.465 | 3.9373 | 1.17 | 5.7978 | -1.8605 | 0.18693 | 4.0572 | -0.57 | 6.0772 | -2.02 | -2.605 | 0.048517 | 2.9209 | 0.63408 | 3.8417 | 48.5997 | 0.19103 | 0.087736 | 0.14056 | 0.19103 | 0.19685 | 0.056765 | -0.80344 | -1.6088 | 0.056765 | -0.027655 | 0.0090695 | -1.3677 | -2.7395 | 0.0090695 | -0.12639 | 0.048517 | 2.9209 | 0.63408 | 3.8417 | 48.5997 | 0.19103 | 0.087736 | 0.14056 | 0.19103 | 0.19685 | 0.056765 | -0.80344 | -1.6088 | 0.056765 | -0.027655 | 0.0090695 | -1.3677 | -2.7395 | 0.0090695 | -0.12639
27 | 0.28 | 0.37 | South/Central | OK | Oklahoma.City-Will.Rogers.World.AP.723530 | 3 | 3552038 | 61.1625 | 12.5591 | 79.4516 | 61.0615 | 18.3901 | 992.51 | 3.6677 | 10.36 | 4.8398 | -1.1721 | 15.437 | 1.5388 | -7.37 | 2.7442 | -1.2055 | -12.9409 | 2.6276 | -23.97 | 5.3887 | -2.7611 | -41.2149 | 3.6677 | 10.36 | 4.8398 | -1.1721 | 15.437 | 3.7876 | 8.62 | 5.1192 | -1.3316 | 12.6451 | 0.048517 | 2.9674 | 0.60933 | 3.8548 | 48.1538 | 0.17795 | 0.074657 | 0.12748 | 0.17795 | 0.18377 | 0.50264 | -0.35757 | -1.163 | 0.50264 | 0.41822 | 0.74896 | -0.62786 | -1.9996 | 0.74896 | 0.6135 | 0.048517 | 2.9674 | 0.60933 | 3.8548 | 48.1538 | 0.17795 | 0.074657 | 0.12748 | 0.17795 | 0.18377 | 0.50264 | -0.35757 | -1.163 | 0.50264 | 0.41822 | 0.74896 | -0.62786 | -1.9996 | 0.74896 | 0.6135
28 | 0.28 | 0.32 | South/Central | OK | Oklahoma.City-Will.Rogers.World.AP.723530 | 3 | 3552038 | 62.282 | 12.0291 | 79.8411 | 62.1791 | 17.6619 | 983.66 | 3.2782 | 19.21 | 3.7222 | -0.44395 | 30.2213 | 1.1493 | 1.48 | 1.6266 | -0.47731 | 1.8433 | 2.2381 | -15.12 | 4.271 | -2.033 | -26.4307 | 3.2782 | 19.21 | 3.7222 | -0.44395 | 30.2213 | 3.3981 | 17.47 | 4.0016 | -0.60345 | 27.4294 | 0.048517 | 3.0217 | 0.58362 | 3.8737 | 47.7244 | 0.15905 | 0.055759 | 0.10858 | 0.15905 | 0.16487 | 0.93202 | 0.071805 | -0.73358 | 0.93202 | 0.8476 | 1.4663 | 0.089434 | -1.2823 | 1.4663 | 1.3308 | 0.048517 | 3.0217 | 0.58362 | 3.8737 | 47.7244 | 0.15905 | 0.055759 | 0.10858 | 0.15905 | 0.16487 | 0.93202 | 0.071805 | -0.73358 | 0.93202 | 0.8476 | 1.4663 | 0.089434 | -1.2823 | 1.4663 | 1.3308
29 | 0.28 | 0.27 | South/Central | OK | Oklahoma.City-Will.Rogers.World.AP.723530 | 3 | 3552038 | 63.1616 | 11.6392 | 80.1707 | 63.0573 | 17.1134 | 977.29 | 2.9486 | 25.58 | 2.844 | 0.10459 | 40.8917 | 0.81965 | 7.85 | 0.74843 | 0.071224 | 12.5138 | 1.9085 | -8.75 | 3.3929 | -1.4844 | -15.7602 | 2.9486 | 25.58 | 2.844 | 0.10459 | 40.8917 | 3.0685 | 23.84 | 3.1234 | -0.054909 | 38.0998 | 0.048517 | 3.0644 | 0.5647 | 3.8897 | 47.4154 | 0.14306 | 0.039767 | 0.092593 | 0.14306 | 0.14888 | 1.2411 | 0.38086 | -0.42453 | 1.2411 | 1.1566 | 1.984 | 0.60713 | -0.76464 | 1.984 | 1.8485 | 0.048517 | 3.0644 | 0.5647 | 3.8897 | 47.4154 | 0.14306 | 0.039767 | 0.092593 | 0.14306 | 0.14888 | 1.2411 | 0.38086 | -0.42453 | 1.2411 | 1.1566 | 1.984 | 0.60713 | -0.76464 | 1.984 | 1.8485
30 | 0.28 | 0.23 | South/Central | OK | Oklahoma.City-Will.Rogers.World.AP.723530 | 3 | 3552038 | 63.8713 | 11.3392 | 80.4404 | 63.7658 | 16.6746 | 972.26 | 2.6789 | 30.61 | 2.1355 | 0.54341 | 49.3506 | 0.54996 | 12.88 | 0.039912 | 0.51005 | 20.9726 | 1.6388 | -3.72 | 2.6844 | -1.0456 | -7.3014 | 2.6789 | 30.61 | 2.1355 | 0.54341 | 49.3506 | 2.7988 | 28.87 | 2.4149 | 0.38392 | 46.5586 | 0.048517 | 3.0989 | 0.55014 | 3.9027 | 47.1713 | 0.12997 | 0.026683 | 0.079508 | 0.12997 | 0.13579 | 1.4851 | 0.6249 | -0.18048 | 1.4851 | 1.4007 | 2.3943 | 1.0175 | -0.35424 | 2.3943 | 2.2589 | 0.048517 | 3.0989 | 0.55014 | 3.9027 | 47.1713 | 0.12997 | 0.026683 | 0.079508 | 0.12997 | 0.13579 | 1.4851 | 0.6249 | -0.18048 | 1.4851 | 1.4007 | 2.3943 | 1.0175 | -0.35424 | 2.3943 | 2.2589
31 | 0.28 | 0.19 | South/Central | OK | Oklahoma.City-Will.Rogers.World.AP.723530 | 3 | 3552038 | 65.0508 | 10.8192 | 80.9099 | 64.9433 | 15.9666 | 964.53 | 2.2094 | 38.34 | 0.95798 | 1.2514 | 62.555 | 0.080458 | 20.61 | -1.1376 | 1.2181 | 34.1771 | 1.1693 | 4.01 | 1.5068 | -0.33757 | 5.9031 | 2.2094 | 38.34 | 0.95798 | 1.2514 | 62.555 | 2.3293 | 36.6 | 1.2374 | 1.0919 | 59.7631 | 0.048517 | 3.1561 | 0.52492 | 3.9255 | 46.7963 | 0.10719 | 0.0039036 | 0.056729 | 0.10719 | 0.11301 | 1.8601 | 0.99994 | 0.19455 | 1.8601 | 1.7757 | 3.035 | 1.6582 | 0.2864 | 3.035 | 2.8995 | 0.048517 | 3.1561 | 0.52492 | 3.9255 | 46.7963 | 0.10719 | 0.0039036 | 0.056729 | 0.10719 | 0.11301 | 1.8601 | 0.99994 | 0.19455 | 1.8601 | 1.7757 | 3.035 | 1.6582 | 0.2864 | 3.035 | 2.8995
32 | 0.28 | 0.17 | South/Central | OK | Oklahoma.City-Will.Rogers.World.AP.723530 | 3 | 3552038 | 65.6705 | 10.5592 | 81.1696 | 65.562 | 15.6076 | 960.83 | 1.9497 | 42.04 | 0.33928 | 1.6104 | 68.9698 | -0.17927 | 24.31 | -1.7563 | 1.577 | 40.5918 | 0.90953 | 7.71 | 0.88813 | 0.021395 | 12.3178 | 1.9497 | 42.04 | 0.33928 | 1.6104 | 68.9698 | 2.0696 | 40.3 | 0.61869 | 1.4509 | 66.1779 | 0.048517 | 3.1861 | 0.5123 | 3.9381 | 46.6168 | 0.094593 | -0.0086979 | 0.044128 | 0.094593 | 0.10041 | 2.0397 | 1.1795 | 0.37407 | 2.0397 | 1.9552 | 3.3462 | 1.9694 | 0.59763 | 3.3462 | 3.2108 | 0.048517 | 3.1861 | 0.5123 | 3.9381 | 46.6168 | 0.094593 | -0.0086979 | 0.044128 | 0.094593 | 0.10041 | 2.0397 | 1.1795 | 0.37407 | 2.0397 | 1.9552 | 3.3462 | 1.9694 | 0.59763 | 3.3462 | 3.2108
33 | 0.27 | 0.47 | South/Central | OK | Oklahoma.City-Will.Rogers.World.AP.723530 | 3 | 3552038 | 58.8536 | 13.6291 | 78.5926 | 58.7563 | 19.8362 | 1009.46 | 4.5267 | -6.59 | 7.145 | -2.6182 | -12.8228 | 2.3978 | -24.32 | 5.0494 | -2.6516 | -41.2007 | 3.4866 | -40.92 | 7.6938 | -4.2073 | -69.4747 | 4.5267 | -6.59 | 7.145 | -2.6182 | -12.8228 | 4.6467 | -8.33 | 7.4244 | -2.7777 | -15.6147 | 0.048517 | 2.8554 | 0.66125 | 3.8131 | 48.9762 | 0.21962 | 0.11633 | 0.16916 | 0.21962 | 0.22544 | -0.31973 | -1.1799 | -1.9853 | -0.31973 | -0.40415 | -0.62212 | -1.9989 | -3.3707 | -0.62212 | -0.75758 | 0.048517 | 2.8554 | 0.66125 | 3.8131 | 48.9762 | 0.21962 | 0.11633 | 0.16916 | 0.21962 | 0.22544 | -0.31973 | -1.1799 | -1.9853 | -0.31973 | -0.40415 | -0.62212 | -1.9989 | -3.3707 | -0.62212 | -0.75758
34 | 0.27 | 0.42 | South/Central | OK | Oklahoma.City-Will.Rogers.World.AP.723530 | 3 | 3552038 | 59.8031 | 13.0691 | 78.7722 | 59.7043 | 19.0678 | 998.21 | 4.3472 | 4.66 | 6.197 | -1.8498 | 5.7656 | 2.2182 | -13.07 | 4.1014 | -1.8832 | -22.6123 | 3.307 | -29.67 | 6.7458 | -3.4388 | -50.8863 | 4.3472 | 4.66 | 6.197 | -1.8498 | 5.7656 | 4.4671 | 2.92 | 6.4764 | -2.0093 | 2.9737 | 0.048517 | 2.9015 | 0.63408 | 3.8218 | 48.4303 | 0.21091 | 0.10762 | 0.16045 | 0.21091 | 0.21673 | 0.22609 | -0.63412 | -1.4395 | 0.22609 | 0.14167 | 0.27973 | -1.0971 | -2.4689 | 0.27973 | 0.14428 | 0.048517 | 2.9015 | 0.63408 | 3.8218 | 48.4303 | 0.21091 | 0.10762 | 0.16045 | 0.21091 | 0.21673 | 0.22609 | -0.63412 | -1.4395 | 0.22609 | 0.14167 | 0.27973 | -1.0971 | -2.4689 | 0.27973 | 0.14428
35 | 0.27 | 0.37 | South/Central | OK | Oklahoma.City-Will.Rogers.World.AP.723530 | 3 | 3552038 | 60.6028 | 12.6491 | 78.9919 | 60.5027 | 18.4892 | 990.42 | 4.1275 | 12.45 | 5.3987 | -1.2712 | 18.6728 | 1.9985 | -5.28 | 3.3031 | -1.3046 | -9.7051 | 3.0873 | -21.88 | 5.9475 | -2.8602 | -37.9791 | 4.1275 | 12.45 | 5.3987 | -1.2712 | 18.6728 | 4.2474 | 10.71 | 5.6781 | -1.4307 | 15.8809 | 0.048517 | 2.9403 | 0.6137 | 3.8325 | 48.0524 | 0.20025 | 0.096961 | 0.14979 | 0.20025 | 0.20607 | 0.60404 | -0.25617 | -1.0616 | 0.60404 | 0.51962 | 0.90595 | -0.47087 | -1.8426 | 0.90595 | 0.7705 | 0.048517 | 2.9403 | 0.6137 | 3.8325 | 48.0524 | 0.20025 | 0.096961 | 0.14979 | 0.20025 | 0.20607 | 0.60404 | -0.25617 | -1.0616 | 0.60404 | 0.51962 | 0.90595 | -0.47087 | -1.8426 | 0.90595 | 0.7705
36 | 0.27 | 0.32 | South/Central | OK | Oklahoma.City-Will.Rogers.World.AP.723530 | 3 | 3552038 | 61.6323 | 12.1591 | 79.3514 | 61.5305 | 17.8209 | 982.3 | 3.7679 | 20.57 | 4.3708 | -0.60289 | 32.2161 | 1.639 | 2.84 | 2.2752 | -0.63625 | 3.8381 | 2.7278 | -13.76 | 4.9197 | -2.1919 | -24.4359 | 3.7679 | 20.57 | 4.3708 | -0.60289 | 32.2161 | 3.8878 | 18.83 | 4.6502 | -0.76238 | 29.4241 | 0.048517 | 2.9902 | 0.58993 | 3.8499 | 47.6584 | 0.18281 | 0.079518 | 0.13234 | 0.18281 | 0.18863 | 0.998 | 0.13779 | -0.6676 | 0.998 | 0.91358 | 1.563 | 0.18621 | -1.1856 | 1.563 | 1.4276 | 0.048517 | 2.9902 | 0.58993 | 3.8499 | 47.6584 | 0.18281 | 0.079518 | 0.13234 | 0.18281 | 0.18863 | 0.998 | 0.13779 | -0.6676 | 0.998 | 0.91358 | 1.563 | 0.18621 | -1.1856 | 1.563 | 1.4276
37 | 0.27 | 0.27 | South/Central | OK | Oklahoma.City-Will.Rogers.World.AP.723530 | 3 | 3552038 | 62.6019 | 11.7192 | 79.701 | 62.4985 | 17.2025 | 974.95 | 3.4183 | 27.92 | 3.4028 | 0.01549 | 44.5287 | 1.2894 | 10.19 | 1.3073 | -0.017873 | 16.1508 | 2.3782 | -6.41 | 3.9517 | -1.5735 | -12.1232 | 3.4183 | 27.92 | 3.4028 | 0.01549 | 44.5287 | 3.5383 | 26.18 | 3.6823 | -0.14401 | 41.7368 | 0.048517 | 3.0373 | 0.56858 | 3.8669 | 47.3018 | 0.16585 | 0.062557 | 0.11538 | 0.16585 | 0.17167 | 1.3546 | 0.49439 | -0.311 | 1.3546 | 1.2702 | 2.1604 | 0.78359 | -0.58818 | 2.1604 | 2.025 | 0.048517 | 3.0373 | 0.56858 | 3.8669 | 47.3018 | 0.16585 | 0.062557 | 0.11538 | 0.16585 | 0.17167 | 1.3546 | 0.49439 | -0.311 | 1.3546 | 1.2702 | 2.1604 | 0.78359 | -0.58818 | 2.1604 | 2.025
38 | 0.27 | 0.23 | South/Central | OK | Oklahoma.City-Will.Rogers.World.AP.723530 | 3 | 3552038 | 63.4415 | 11.3492 | 80.0106 | 63.3367 | 16.6739 | 968.77 | 3.1087 | 34.1 | 2.5646 | 0.54411 | 54.9153 | 0.97976 | 16.37 | 0.46901 | 0.51075 | 26.5373 | 2.0686 | -0.23 | 3.1135 | -1.0449 | -1.7367 | 3.1087 | 34.1 | 2.5646 | 0.54411 | 54.9153 | 3.2286 | 32.36 | 2.844 | 0.38461 | 52.1234 | 0.048517 | 3.078 | 0.55063 | 3.8819 | 47.002 | 0.15083 | 0.047535 | 0.10036 | 0.15083 | 0.15664 | 1.6544 | 0.79423 | -0.011159 | 1.6544 | 1.57 | 2.6643 | 1.2875 | -0.084258 | 2.6643 | 2.5289 | 0.048517 | 3.078 | 0.55063 | 3.8819 | 47.002 | 0.15083 | 0.047535 | 0.10036 | 0.15083 | 0.15664 | 1.6544 | 0.79423 | -0.011159 | 1.6544 | 1.57 | 2.6643 | 1.2875 | -0.084258 | 2.6643 | 2.5289
39 | 0.27 | 0.19 | South/Central | OK | Oklahoma.City-Will.Rogers.World.AP.723530 | 3 | 3552038 | 64.611 | 10.8292 | 80.4701 | 64.5043 | 15.9658 | 960.97 | 2.6492 | 41.9 | 1.3971 | 1.2522 | 68.2493 | 0.52025 | 24.17 | -0.69854 | 1.2188 | 39.8714 | 1.6091 | 7.57 | 1.9459 | -0.33686 | 11.5974 | 2.6492 | 41.9 | 1.3971 | 1.2522 | 68.2493 | 2.7691 | 40.16 | 1.6765 | 1.0927 | 65.4574 | 0.048517 | 3.1347 | 0.5254 | 3.9042 | 46.6236 | 0.12853 | 0.025241 | 0.078067 | 0.12853 | 0.13435 | 2.0329 | 1.1727 | 0.36728 | 2.0329 | 1.9485 | 3.3113 | 1.9344 | 0.56267 | 3.3113 | 3.1758 | 0.048517 | 3.1347 | 0.5254 | 3.9042 | 46.6236 | 0.12853 | 0.025241 | 0.078067 | 0.12853 | 0.13435 | 2.0329 | 1.1727 | 0.36728 | 2.0329 | 1.9485 | 3.3113 | 1.9344 | 0.56267 | 3.3113 | 3.1758
40 | 0.27 | 0.17 | South/Central | OK | Oklahoma.City-Will.Rogers.World.AP.723530 | 3 | 3552038 | 65.2307 | 10.5692 | 80.7298 | 65.123 | 15.6069 | 957.26 | 2.3895 | 45.61 | 0.77836 | 1.6111 | 74.6642 | 0.26052 | 27.88 | -1.3172 | 1.5778 | 46.2862 | 1.3493 | 11.28 | 1.3272 | 0.022115 | 18.0122 | 2.3895 | 45.61 | 0.77836 | 1.6111 | 74.6642 | 2.5094 | 43.87 | 1.0578 | 1.4516 | 71.8722 | 0.048517 | 3.1648 | 0.51279 | 3.9168 | 46.4436 | 0.11593 | 0.01264 | 0.065465 | 0.11593 | 0.12175 | 2.2129 | 1.3527 | 0.54727 | 2.2129 | 2.1284 | 3.6225 | 2.2457 | 0.8739 | 3.6225 | 3.487 | 0.048517 | 3.1648 | 0.51279 | 3.9168 | 46.4436 | 0.11593 | 0.01264 | 0.065465 | 0.11593 | 0.12175 | 2.2129 | 1.3527 | 0.54727 | 2.2129 | 2.1284 | 3.6225 | 2.2457 | 0.8739 | 3.6225 | 3.487
41 | 0.26 | 0.47 | South/Central | OK | Oklahoma.City-Will.Rogers.World.AP.723530 | 3 | 3552038 | 58.4837 | 13.6091 | 78.1828 | 58.3871 | 19.7957 | 1005.49 | 4.9365 | -2.62 | 7.5142 | -2.5777 | -6.4321 | 2.8076 | -20.35 | 5.4186 | -2.6111 | -34.81 | 3.8964 | -36.95 | 8.0631 | -4.1667 | -63.084 | 4.9365 | -2.62 | 7.5142 | -2.5777 | -6.4321 | 5.0564 | -4.36 | 7.7936 | -2.7372 | -9.224 | 0.048517 | 2.8375 | 0.66028 | 3.7932 | 48.7835 | 0.23951 | 0.13621 | 0.18904 | 0.23951 | 0.24532 | -0.12712 | -0.98732 | -1.7927 | -0.12712 | -0.21153 | -0.31207 | -1.6889 | -3.0607 | -0.31207 | -0.44752 | 0.048517 | 2.8375 | 0.66028 | 3.7932 | 48.7835 | 0.23951 | 0.13621 | 0.18904 | 0.23951 | 0.24532 | -0.12712 | -0.98732 | -1.7927 | -0.12712 | -0.21153 | -0.31207 | -1.6889 | -3.0607 | -0.31207 | -0.44752
42 | 0.26 | 0.42 | South/Central | OK | Oklahoma.City-Will.Rogers.World.AP.723530 | 3 | 3552038 | 59.4033 | 13.0591 | 78.3424 | 59.3052 | 19.0372 | 994.24 | 4.7769 | 8.63 | 6.5961 | -1.8192 | 12.1439 | 2.648 | -9.1 | 4.5005 | -1.8526 | -16.2341 | 3.7368 | -25.7 | 7.145 | -3.4082 | -44.5081 | 4.7769 | 8.63 | 6.5961 | -1.8192 | 12.1439 | 4.8968 | 6.89 | 6.8756 | -1.9787 | 9.352 | 0.048517 | 2.8821 | 0.63359 | 3.801 | 48.2377 | 0.23176 | 0.12847 | 0.1813 | 0.23176 | 0.23758 | 0.4187 | -0.44151 | -1.2469 | 0.4187 | 0.33428 | 0.58919 | -0.78763 | -2.1594 | 0.58919 | 0.45373 | 0.048517 | 2.8821 | 0.63359 | 3.801 | 48.2377 | 0.23176 | 0.12847 | 0.1813 | 0.23176 | 0.23758 | 0.4187 | -0.44151 | -1.2469 | 0.4187 | 0.33428 | 0.58919 | -0.78763 | -2.1594 | 0.58919 | 0.45373
43 | 0.26 | 0.37 | South/Central | OK | Oklahoma.City-Will.Rogers.World.AP.723530 | 3 | 3552038 | 60.053 | 12.7391 | 78.5521 | 59.9538 | 18.5983 | 988.67 | 4.5672 | 14.2 | 5.9475 | -1.3803 | 21.3788 | 2.4382 | -3.53 | 3.8519 | -1.4137 | -6.9992 | 3.527 | -20.13 | 6.4964 | -2.9693 | -35.2732 | 4.5672 | 14.2 | 5.9475 | -1.3803 | 21.3788 | 4.6871 | 12.46 | 6.2269 | -1.5398 | 18.5868 | 0.048517 | 2.9136 | 0.61807 | 3.8111 | 47.9675 | 0.22159 | 0.1183 | 0.17112 | 0.22159 | 0.22741 | 0.68894 | -0.17127 | -0.97665 | 0.68894 | 0.60452 | 1.0372 | -0.33958 | -1.7114 | 1.0372 | 0.90178 | 0.048517 | 2.9136 | 0.61807 | 3.8111 | 47.9675 | 0.22159 | 0.1183 | 0.17112 | 0.22159 | 0.22741 | 0.68894 | -0.17127 | -0.97665 | 0.68894 | 0.60452 | 1.0372 | -0.33958 | -1.7114 | 1.0372 | 0.90178
44 | 0.26 | 0.32 | South/Central | OK | Oklahoma.City-Will.Rogers.World.AP.723530 | 3 | 3552038 | 60.9426 | 12.3291 | 78.8617 | 60.842 | 18.0198 | 981.6 | 4.2576 | 21.27 | 5.0594 | -0.80176 | 33.1239 | 2.1286 | 3.54 | 2.9638 | -0.83512 | 4.7459 | 3.2175 | -13.06 | 5.6082 | -2.3908 | -23.5281 | 4.2576 | 21.27 | 5.0594 | -0.80176 | 33.1239 | 4.3775 | 19.53 | 5.3388 | -0.96126 | 30.3319 | 0.048517 | 2.9568 | 0.59818 | 3.8261 | 47.6245 | 0.20657 | 0.10328 | 0.1561 | 0.20657 | 0.21239 | 1.032 | 0.17175 | -0.63363 | 1.032 | 0.94754 | 1.6071 | 0.23026 | -1.1415 | 1.6071 | 1.4716 | 0.048517 | 2.9568 | 0.59818 | 3.8261 | 47.6245 | 0.20657 | 0.10328 | 0.1561 | 0.20657 | 0.21239 | 1.032 | 0.17175 | -0.63363 | 1.032 | 0.94754 | 1.6071 | 0.23026 | -1.1415 | 1.6071 | 1.4716
45 | 0.26 | 0.27 | South/Central | OK | Oklahoma.City-Will.Rogers.World.AP.723530 | 3 | 3552038 | 62.0422 | 11.7892 | 79.2213 | 61.9396 | 17.2816 | 972.33 | 3.8981 | 30.54 | 3.9617 | -0.063609 | 48.5668 | 1.7691 | 12.81 | 1.8661 | -0.096972 | 20.1888 | 2.8579 | -3.79 | 4.5105 | -1.6526 | -8.0852 | 3.8981 | 30.54 | 3.9617 | -0.063609 | 48.5668 | 4.018 | 28.8 | 4.2411 | -0.2231 | 45.7748 | 0.048517 | 3.0101 | 0.57198 | 3.8436 | 47.1747 | 0.18912 | 0.085832 | 0.13866 | 0.18912 | 0.19494 | 1.4817 | 0.62151 | -0.18388 | 1.4817 | 1.3973 | 2.3563 | 0.9795 | -0.39227 | 2.3563 | 2.2209 | 0.048517 | 3.0101 | 0.57198 | 3.8436 | 47.1747 | 0.18912 | 0.085832 | 0.13866 | 0.18912 | 0.19494 | 1.4817 | 0.62151 | -0.18388 | 1.4817 | 1.3973 | 2.3563 | 0.9795 | -0.39227 | 2.3563 | 2.2209
46 | 0.26 | 0.23 | South/Central | OK | Oklahoma.City-Will.Rogers.World.AP.723530 | 3 | 3552038 | 63.0017 | 11.3591 | 79.5808 | 62.8976 | 16.6831 | 965.44 | 3.5385 | 37.43 | 3.0037 | 0.53485 | 60.2093 | 1.4096 | 19.7 | 0.90809 | 0.50149 | 31.8314 | 2.4984 | 3.1 | 3.5525 | -1.0542 | 3.5574 | 3.5385 | 37.43 | 3.0037 | 0.53485 | 60.2093 | 3.6585 | 35.69 | 3.2831 | 0.37535 | 57.4174 | 0.048517 | 3.0567 | 0.55111 | 3.861 | 46.8404 | 0.17168 | 0.068389 | 0.12121 | 0.17168 | 0.1775 | 1.816 | 0.95579 | 0.1504 | 1.816 | 1.7316 | 2.9212 | 1.5444 | 0.17259 | 2.9212 | 2.7857 | 0.048517 | 3.0567 | 0.55111 | 3.861 | 46.8404 | 0.17168 | 0.068389 | 0.12121 | 0.17168 | 0.1775 | 1.816 | 0.95579 | 0.1504 | 1.816 | 1.7316 | 2.9212 | 1.5444 | 0.17259 | 2.9212 | 2.7857
47 | 0.26 | 0.19 | South/Central | OK | Oklahoma.City-Will.Rogers.World.AP.723530 | 3 | 3552038 | 64.1612 | 10.8391 | 80.0203 | 64.0552 | 15.9651 | 957.32 | 3.099 | 45.55 | 1.8461 | 1.2529 | 74.0732 | 0.97005 | 27.82 | -0.24948 | 1.2195 | 45.6952 | 2.0588 | 11.22 | 2.395 | -0.33612 | 17.4212 | 3.099 | 45.55 | 1.8461 | 1.2529 | 74.0732 | 3.2189 | 43.81 | 2.1255 | 1.0934 | 71.2812 | 0.048517 | 3.1129 | 0.52588 | 3.8824 | 46.4465 | 0.15036 | 0.047064 | 0.09989 | 0.15036 | 0.15617 | 2.21 | 1.3497 | 0.54436 | 2.21 | 2.1255 | 3.5938 | 2.217 | 0.84523 | 3.5938 | 3.4584 | 0.048517 | 3.1129 | 0.52588 | 3.8824 | 46.4465 | 0.15036 | 0.047064 | 0.09989 | 0.15036 | 0.15617 | 2.21 | 1.3497 | 0.54436 | 2.21 | 2.1255 | 3.5938 | 2.217 | 0.84523 | 3.5938 | 3.4584
48 | 0.26 | 0.17 | South/Central | OK | Oklahoma.City-Will.Rogers.World.AP.723530 | 3 | 3552038 | 64.781 | 10.5791 | 80.2801 | 64.6739 | 15.6061 | 953.61 | 2.8393 | 49.26 | 1.2274 | 1.6118 | 80.4872 | 0.7103 | 31.53 | -0.86818 | 1.5785 | 52.1092 | 1.7991 | 14.93 | 1.7763 | 0.022833 | 23.8352 | 2.8393 | 49.26 | 1.2274 | 1.6118 | 80.4872 | 2.9592 | 47.52 | 1.5068 | 1.4524 | 77.6953 | 0.048517 | 3.143 | 0.51327 | 3.895 | 46.2665 | 0.13775 | 0.034462 | 0.087287 | 0.13775 | 0.14357 | 2.39 | 1.5297 | 0.72436 | 2.39 | 2.3055 | 3.905 | 2.5282 | 1.1564 | 3.905 | 3.7696 | 0.048517 | 3.143 | 0.51327 | 3.895 | 46.2665 | 0.13775 | 0.034462 | 0.087287 | 0.13775 | 0.14357 | 2.39 | 1.5297 | 0.72436 | 2.39 | 2.3055 | 3.905 | 2.5282 | 1.1564 | 3.905 | 3.7696
49 | 0.25 | 0.47 | South/Central | OK | Oklahoma.City-Will.Rogers.World.AP.723530 | 3 | 3552038 | 58.1139 | 13.5891 | 77.783 | 58.0179 | 19.7651 | 1001.76 | 5.3363 | 1.11 | 7.8834 | -2.5471 | -0.44081 | 3.2074 | -16.62 | 5.7878 | -2.5805 | -28.8188 | 4.2962 | -33.22 | 8.4323 | -4.1361 | -57.0928 | 5.3363 | 1.11 | 7.8834 | -2.5471 | -0.44081 | 5.4563 | -0.63 | 8.1629 | -2.7066 | -3.2327 | 0.048517 | 2.8195 | 0.65931 | 3.7738 | 48.6026 | 0.2589 | 0.15561 | 0.20844 | 0.2589 | 0.26472 | 0.053854 | -0.80636 | -1.6117 | 0.053854 | -0.030566 | -0.021387 | -1.3982 | -2.77 | -0.021387 | -0.15684 | 0.048517 | 2.8195 | 0.65931 | 3.7738 | 48.6026 | 0.2589 | 0.15561 | 0.20844 | 0.2589 | 0.26472 | 0.053854 | -0.80636 | -1.6117 | 0.053854 | -0.030566 | -0.021387 | -1.3982 | -2.77 | -0.021387 | -0.15684
50 | 0.25 | 0.42 | South/Central | OK | Oklahoma.City-Will.Rogers.World.AP.723530 | 3 | 3552038 | 58.9935 | 13.0491 | 77.9126 | 58.896 | 19.0166 | 990.44 | 5.2067 | 12.43 | 7.0053 | -1.7986 | 18.2507 | 3.0777 | -5.3 | 4.9097 | -1.8319 | -10.1272 | 4.1665 | -21.9 | 7.5541 | -3.3876 | -38.4012 | 5.2067 | 12.43 | 7.0053 | -1.7986 | 18.2507 | 5.3266 | 10.69 | 7.2847 | -1.9581 | 15.4588 | 0.048517 | 2.8622 | 0.63311 | 3.7801 | 48.0534 | 0.25261 | 0.14932 | 0.20215 | 0.25261 | 0.25843 | 0.60307 | -0.25714 | -1.0625 | 0.60307 | 0.51865 | 0.88547 | -0.49134 | -1.8631 | 0.88547 | 0.75002 | 0.048517 | 2.8622 | 0.63311 | 3.7801 | 48.0534 | 0.25261 | 0.14932 | 0.20215 | 0.25261 | 0.25843 | 0.60307 | -0.25714 | -1.0625 | 0.60307 | 0.51865 | 0.88547 | -0.49134 | -1.8631 | 0.88547 | 0.75002
51 | 0.25 | 0.37 | South/Central | OK | Oklahoma.City-Will.Rogers.World.AP.723530 | 3 | 3552038 | 59.4933 | 12.8391 | 78.1124 | 59.395 | 18.7174 | 987.08 | 5.0069 | 15.79 | 6.5063 | -1.4994 | 23.8125 | 2.878 | -1.94 | 4.4107 | -1.5328 | -4.5654 | 3.9668 | -18.54 | 7.0552 | -3.0884 | -32.8394 | 5.0069 | 15.79 | 6.5063 | -1.4994 | 23.8125 | 5.1268 | 14.05 | 6.7857 | -1.6589 | 21.0206 | 0.048517 | 2.8864 | 0.62292 | 3.7898 | 47.8903 | 0.24292 | 0.13963 | 0.19246 | 0.24292 | 0.24874 | 0.76609 | -0.094123 | -0.89951 | 0.76609 | 0.68167 | 1.1553 | -0.2215 | -1.5933 | 1.1553 | 1.0199 | 0.048517 | 2.8864 | 0.62292 | 3.7898 | 47.8903 | 0.24292 | 0.13963 | 0.19246 | 0.24292 | 0.24874 | 0.76609 | -0.094123 | -0.89951 | 0.76609 | 0.68167 | 1.1553 | -0.2215 | -1.5933 | 1.1553 | 1.0199
52 | 0.25 | 0.32 | South/Central | OK | Oklahoma.City-Will.Rogers.World.AP.723530 | 3 | 3552038 | 60.243 | 12.5092 | 78.382 | 60.1434 | 18.2386 | 981.28 | 4.7373 | 21.59 | 5.7579 | -1.0206 | 33.3583 | 2.6083 | 3.86 | 3.6623 | -1.054 | 4.9803 | 3.6971 | -12.74 | 6.3068 | -2.6096 | -23.2937 | 4.7373 | 21.59 | 5.7579 | -1.0206 | 33.3583 | 4.8572 | 19.85 | 6.0373 | -1.1801 | 30.5664 | 0.048517 | 2.9228 | 0.60691 | 3.8029 | 47.6089 | 0.22984 | 0.12655 | 0.17937 | 0.22984 | 0.23566 | 1.0475 | 0.18728 | -0.61811 | 1.0475 | 0.96307 | 1.6185 | 0.24163 | -1.1301 | 1.6185 | 1.483 | 0.048517 | 2.9228 | 0.60691 | 3.8029 | 47.6089 | 0.22984 | 0.12655 | 0.17937 | 0.22984 | 0.23566 | 1.0475 | 0.18728 | -0.61811 | 1.0475 | 0.96307 | 1.6185 | 0.24163 | -1.1301 | 1.6185 | 1.483
53 | 0.25 | 0.27 | South/Central | OK | Oklahoma.City-Will.Rogers.World.AP.723530 | 3 | 3552038 | 61.4824 | 11.8692 | 78.7515 | 61.3808 | 17.3707 | 969.98 | 4.3678 | 32.89 | 4.5205 | -0.15269 | 52.2045 | 2.2389 | 15.16 | 2.4249 | -0.18605 | 23.8266 | 3.3277 | -1.44 | 5.0694 | -1.7417 | -4.4474 | 4.3678 | 32.89 | 4.5205 | -0.15269 | 52.2045 | 4.4877 | 31.15 | 4.7999 | -0.31218 | 49.4126 | 0.048517 | 2.983 | 0.57586 | 3.8208 | 47.0607 | 0.21191 | 0.10862 | 0.16145 | 0.21191 | 0.21773 | 1.5957 | 0.73552 | -0.069865 | 1.5957 | 1.5113 | 2.5328 | 1.156 | -0.21578 | 2.5328 | 2.3974 | 0.048517 | 2.983 | 0.57586 | 3.8208 | 47.0607 | 0.21191 | 0.10862 | 0.16145 | 0.21191 | 0.21773 | 1.5957 | 0.73552 | -0.069865 | 1.5957 | 1.5113 | 2.5328 | 1.156 | -0.21578 | 2.5328 | 2.3974
54 | 0.25 | 0.23 | South/Central | OK | Oklahoma.City-Will.Rogers.World.AP.723530 | 3 | 3552038 | 62.552 | 11.3592 | 79.121 | 62.4486 | 16.6725 | 961.54 | 3.9983 | 41.33 | 3.4527 | 0.54553 | 66.4318 | 1.8693 | 23.6 | 1.3571 | 0.51216 | 38.0539 | 2.9581 | 7 | 4.0016 | -1.0435 | 9.7799 | 3.9983 | 41.33 | 3.4527 | 0.54553 | 66.4318 | 4.1182 | 39.59 | 3.7322 | 0.38603 | 63.6399 | 0.048517 | 3.0348 | 0.55111 | 3.8387 | 46.6512 | 0.19398 | 0.090694 | 0.14352 | 0.19398 | 0.1998 | 2.0052 | 1.145 | 0.33962 | 2.0052 | 1.9208 | 3.2231 | 1.8463 | 0.47449 | 3.2231 | 3.0876 | 0.048517 | 3.0348 | 0.55111 | 3.8387 | 46.6512 | 0.19398 | 0.090694 | 0.14352 | 0.19398 | 0.1998 | 2.0052 | 1.145 | 0.33962 | 2.0052 | 1.9208 | 3.2231 | 1.8463 | 0.47449 | 3.2231 | 3.0876
55 | 0.25 | 0.19 | South/Central | OK | Oklahoma.City-Will.Rogers.World.AP.723530 | 3 | 3552038 | 63.7115 | 10.8391 | 79.5705 | 63.6062 | 15.9644 | 953.66 | 3.5488 | 49.21 | 2.2952 | 1.2536 | 79.8971 | 1.4198 | 31.48 | 0.19957 | 1.2203 | 51.5191 | 2.5086 | 14.88 | 2.844 | -0.33538 | 23.2451 | 3.5488 | 49.21 | 2.2952 | 1.2536 | 79.8971 | 3.6687 | 47.47 | 2.5746 | 1.0941 | 77.1052 | 0.048517 | 3.0911 | 0.52588 | 3.8605 | 46.2689 | 0.17218 | 0.068887 | 0.12171 | 0.17218 | 0.178 | 2.3875 | 1.5273 | 0.72194 | 2.3875 | 2.3031 | 3.8764 | 2.4996 | 1.1278 | 3.8764 | 3.7409 | 0.048517 | 3.0911 | 0.52588 | 3.8605 | 46.2689 | 0.17218 | 0.068887 | 0.12171 | 0.17218 | 0.178 | 2.3875 | 1.5273 | 0.72194 | 2.3875 | 2.3031 | 3.8764 | 2.4996 | 1.1278 | 3.8764 | 3.7409
56 | 0.25 | 0.17 | South/Central | OK | Oklahoma.City-Will.Rogers.World.AP.723530 | 3 | 3552038 | 64.3312 | 10.5791 | 79.8302 | 64.2249 | 15.6054 | 949.96 | 3.2891 | 52.91 | 1.6765 | 1.6126 | 86.3118 | 1.1601 | 35.18 | -0.41913 | 1.5792 | 57.9339 | 2.2489 | 18.58 | 2.2253 | 0.023591 | 29.6599 | 3.2891 | 52.91 | 1.6765 | 1.6126 | 86.3118 | 3.409 | 51.17 | 1.9559 | 1.4531 | 83.5199 | 0.048517 | 3.1212 | 0.51327 | 3.8731 | 46.0894 | 0.15958 | 0.056285 | 0.10911 | 0.15958 | 0.16539 | 2.567 | 1.7068 | 0.90145 | 2.567 | 2.4826 | 4.1876 | 2.8108 | 1.439 | 4.1876 | 4.0522 | 0.048517 | 3.1212 | 0.51327 | 3.8731 | 46.0894 | 0.15958 | 0.056285 | 0.10911 | 0.15958 | 0.16539 | 2.567 | 1.7068 | 0.90145 | 2.567 | 2.4826 | 4.1876 | 2.8108 | 1.439 | 4.1876 | 4.0522
57 | 0.24 | 0.47 | South/Central | OK | Oklahoma.City-Will.Rogers.World.AP.723530 | 3 | 3552038 | 57.6841 | 13.6091 | 77.3731 | 57.5888 | 19.7844 | 998.77 | 5.7462 | 4.1 | 8.3125 | -2.5664 | 4.3234 | 3.6172 | -13.63 | 6.2169 | -2.5997 | -24.0545 | 4.706 | -30.23 | 8.8614 | -4.1554 | -52.3285 | 5.7462 | 4.1 | 8.3125 | -2.5664 | 4.3234 | 5.8661 | 2.36 | 8.592 | -2.7259 | 1.5315 | 0.048517 | 2.7987 | 0.66028 | 3.7539 | 48.4575 | 0.27879 | 0.1755 | 0.22832 | 0.27879 | 0.28461 | 0.19892 | -0.66129 | -1.4667 | 0.19892 | 0.1145 | 0.20976 | -1.1671 | -2.5388 | 0.20976 | 0.074303 | 0.048517 | 2.7987 | 0.66028 | 3.7539 | 48.4575 | 0.27879 | 0.1755 | 0.22832 | 0.27879 | 0.28461 | 0.19892 | -0.66129 | -1.4667 | 0.19892 | 0.1145 | 0.20976 | -1.1671 | -2.5388 | 0.20976 | 0.074303
58 | 0.24 | 0.42 | South/Central | OK | Oklahoma.City-Will.Rogers.World.AP.723530 | 3 | 3552038 | 58.5637 | 13.0691 | 77.4928 | 58.4669 | 19.0259 | 987.2 | 5.6265 | 15.67 | 7.4344 | -1.8079 | 23.4151 | 3.4976 | -2.06 | 5.3388 | -1.8412 | -4.9628 | 4.5864 | -18.66 | 7.9832 | -3.3969 | -33.2368 | 5.6265 | 15.67 | 7.4344 | -1.8079 | 23.4151 | 5.7464 | 13.93 | 7.7138 | -1.9674 | 20.6232 | 0.048517 | 2.8413 | 0.63408 | 3.7597 | 47.8962 | 0.27298 | 0.16969 | 0.22252 | 0.27298 | 0.2788 | 0.76026 | -0.099945 | -0.90533 | 0.76026 | 0.67584 | 1.136 | -0.24078 | -1.6126 | 1.136 | 1.0006 | 0.048517 | 2.8413 | 0.63408 | 3.7597 | 47.8962 | 0.27298 | 0.16969 | 0.22252 | 0.27298 | 0.2788 | 0.76026 | -0.099945 | -0.90533 | 0.76026 | 0.67584 | 1.136 | -0.24078 | -1.6126 | 1.136 | 1.0006
59 | 0.24 | 0.37 | South/Central | OK | Oklahoma.City-Will.Rogers.World.AP.723530 | 3 | 3552038 | 59.0635 | 12.8491 | 77.6826 | 58.9659 | 18.7167 | 983.59 | 5.4367 | 19.28 | 6.9354 | -1.4987 | 29.3771 | 3.3078 | 1.55 | 4.8398 | -1.5321 | 0.99915 | 4.3966 | -15.05 | 7.4843 | -3.0877 | -27.2748 | 5.4367 | 19.28 | 6.9354 | -1.4987 | 29.3771 | 5.5566 | 17.54 | 7.2148 | -1.6582 | 26.5852 | 0.048517 | 2.8656 | 0.6234 | 3.7689 | 47.721 | 0.26377 | 0.16048 | 0.21331 | 0.26377 | 0.26959 | 0.93541 | 0.075202 | -0.73018 | 0.93541 | 0.85099 | 1.4253 | 0.048476 | -1.3233 | 1.4253 | 1.2898 | 0.048517 | 2.8656 | 0.6234 | 3.7689 | 47.721 | 0.26377 | 0.16048 | 0.21331 | 0.26377 | 0.26959 | 0.93541 | 0.075202 | -0.73018 | 0.93541 | 0.85099 | 1.4253 | 0.048476 | -1.3233 | 1.4253 | 1.2898
60 | 0.24 | 0.32 | South/Central | OK | Oklahoma.City-Will.Rogers.World.AP.723530 | 3 | 3552038 | 59.8032 | 12.5191 | 77.9522 | 59.7043 | 18.2479 | 977.97 | 5.1671 | 24.9 | 6.197 | -1.0299 | 38.6524 | 3.0381 | 7.17 | 4.1014 | -1.0633 | 10.2744 | 4.1269 | -9.43 | 6.7458 | -2.6189 | -17.9996 | 5.1671 | 24.9 | 6.197 | -1.0299 | 38.6524 | 5.287 | 23.16 | 6.4764 | -1.1894 | 35.8604 | 0.048517 | 2.9015 | 0.60739 | 3.782 | 47.4483 | 0.25069 | 0.1474 | 0.20023 | 0.25069 | 0.25651 | 1.2081 | 0.34787 | -0.45752 | 1.2081 | 1.1237 | 1.8753 | 0.49849 | -0.87329 | 1.8753 | 1.7398 | 0.048517 | 2.9015 | 0.60739 | 3.782 | 47.4483 | 0.25069 | 0.1474 | 0.20023 | 0.25069 | 0.25651 | 1.2081 | 0.34787 | -0.45752 | 1.2081 | 1.1237 | 1.8753 | 0.49849 | -0.87329 | 1.8753 | 1.7398
61 | 0.24 | 0.27 | South/Central | OK | Oklahoma.City-Will.Rogers.World.AP.723530 | 3 | 3552038 | 61.0426 | 11.8792 | 78.3117 | 60.9417 | 17.37 | 966.42 | 4.8076 | 36.45 | 4.9596 | -0.15197 | 57.8988 | 2.6786 | 18.72 | 2.864 | -0.18533 | 29.5208 | 3.7674 | 2.12 | 5.5084 | -1.741 | 1.2469 | 4.8076 | 36.45 | 4.9596 | -0.15197 | 57.8988 | 4.9275 | 34.71 | 5.239 | -0.31146 | 55.1069 | 0.048517 | 2.9616 | 0.57634 | 3.7995 | 46.888 | 0.23325 | 0.12996 | 0.18279 | 0.23325 | 0.23907 | 1.7685 | 0.90824 | 0.10286 | 1.7685 | 1.684 | 2.8091 | 1.4323 | 0.060494 | 2.8091 | 2.6736 | 0.048517 | 2.9616 | 0.57634 | 3.7995 | 46.888 | 0.23325 | 0.12996 | 0.18279 | 0.23325 | 0.23907 | 1.7685 | 0.90824 | 0.10286 | 1.7685 | 1.684 | 2.8091 | 1.4323 | 0.060494 | 2.8091 | 2.6736
62 | 0.24 | 0.23 | South/Central | OK | Oklahoma.City-Will.Rogers.World.AP.723530 | 3 | 3552038 | 62.1122 | 11.3691 | 78.6812 | 62.0095 | 16.6717 | 957.96 | 4.4381 | 44.91 | 3.8918 | 0.54627 | 72.1269 | 2.3091 | 27.18 | 1.7962 | 0.5129 | 43.7489 | 3.3979 | 10.58 | 4.4407 | -1.0427 | 15.475 | 4.4381 | 44.91 | 3.8918 | 0.54627 | 72.1269 | 4.558 | 43.17 | 4.1712 | 0.38677 | 69.335 | 0.048517 | 3.0135 | 0.5516 | 3.8174 | 46.4775 | 0.21532 | 0.11203 | 0.16486 | 0.21532 | 0.22114 | 2.1789 | 1.3187 | 0.51331 | 2.1789 | 2.0945 | 3.4994 | 2.1226 | 0.7508 | 3.4994 | 3.3639 | 0.048517 | 3.0135 | 0.5516 | 3.8174 | 46.4775 | 0.21532 | 0.11203 | 0.16486 | 0.21532 | 0.22114 | 2.1789 | 1.3187 | 0.51331 | 2.1789 | 2.0945 | 3.4994 | 2.1226 | 0.7508 | 3.4994 | 3.3639
63 | 0.24 | 0.19 | South/Central | OK | Oklahoma.City-Will.Rogers.World.AP.723530 | 3 | 3552038 | 63.2816 | 10.8491 | 79.1407 | 63.1771 | 15.9637 | 950.18 | 3.9786 | 52.69 | 2.7243 | 1.2543 | 85.4619 | 1.8496 | 34.96 | 0.62867 | 1.221 | 57.0839 | 2.9384 | 18.36 | 3.2731 | -0.33468 | 28.8099 | 3.9786 | 52.69 | 2.7243 | 1.2543 | 85.4619 | 4.0985 | 50.95 | 3.0037 | 1.0948 | 82.6699 | 0.048517 | 3.0702 | 0.52637 | 3.8397 | 46.1001 | 0.19303 | 0.089739 | 0.14257 | 0.19303 | 0.19885 | 2.5564 | 1.6962 | 0.89078 | 2.5564 | 2.472 | 4.1464 | 2.7696 | 1.3978 | 4.1464 | 4.0109 | 0.048517 | 3.0702 | 0.52637 | 3.8397 | 46.1001 | 0.19303 | 0.089739 | 0.14257 | 0.19303 | 0.19885 | 2.5564 | 1.6962 | 0.89078 | 2.5564 | 2.472 | 4.1464 | 2.7696 | 1.3978 | 4.1464 | 4.0109
64 | 0.24 | 0.17 | South/Central | OK | Oklahoma.City-Will.Rogers.World.AP.723530 | 3 | 3552038 | 63.8914 | 10.5792 | 79.3805 | 63.7858 | 15.5947 | 946.13 | 3.7388 | 56.74 | 2.1155 | 1.6233 | 92.4056 | 1.6099 | 39.01 | 0.019949 | 1.5899 | 64.0277 | 2.6987 | 22.41 | 2.6644 | 0.03427 | 35.7537 | 3.7388 | 56.74 | 2.1155 | 1.6233 | 92.4056 | 3.8587 | 55 | 2.395 | 1.4638 | 89.6137 | 0.048517 | 3.0998 | 0.51327 | 3.8513 | 45.9036 | 0.1814 | 0.078106 | 0.13093 | 0.1814 | 0.18722 | 2.7529 | 1.8927 | 1.0873 | 2.7529 | 2.6684 | 4.4833 | 3.1064 | 1.7347 | 4.4833 | 4.3478 | 0.048517 | 3.0998 | 0.51327 | 3.8513 | 45.9036 | 0.1814 | 0.078106 | 0.13093 | 0.1814 | 0.18722 | 2.7529 | 1.8927 | 1.0873 | 2.7529 | 2.6684 | 4.4833 | 3.1064 | 1.7347 | 4.4833 | 4.3478
65 | 0.22 | 0.47 | South/Central | OK | Oklahoma.City-Will.Rogers.World.AP.723530 | 3 | 3552038 | 56.8146 | 13.6291 | 76.5136 | 56.7206 | 19.793 | 991.96 | 6.6057 | 10.91 | 9.1807 | -2.575 | 15.1804 | 4.4768 | -6.82 | 7.0851 | -2.6083 | -13.1976 | 5.5656 | -23.42 | 9.7296 | -4.164 | -41.4716 | 6.6057 | 10.91 | 9.1807 | -2.575 | 15.1804 | 6.7257 | 9.17 | 9.4601 | -2.7345 | 12.3885 | 0.048517 | 2.7565 | 0.66125 | 3.7122 | 48.1271 | 0.32049 | 0.2172 | 0.27003 | 0.32049 | 0.32631 | 0.52932 | -0.33089 | -1.1363 | 0.52932 | 0.4449 | 0.73651 | -0.64031 | -2.0121 | 0.73651 | 0.60105 | 0.048517 | 2.7565 | 0.66125 | 3.7122 | 48.1271 | 0.32049 | 0.2172 | 0.27003 | 0.32049 | 0.32631 | 0.52932 | -0.33089 | -1.1363 | 0.52932 | 0.4449 | 0.73651 | -0.64031 | -2.0121 | 0.73651 | 0.60105
66 | 0.22 | 0.42 | South/Central | OK | Oklahoma.City-Will.Rogers.World.AP.723530 | 3 | 3552038 | 57.6942 | 13.0891 | 76.6332 | 57.5988 | 19.0344 | 980.38 | 6.4861 | 22.49 | 8.3026 | -1.8164 | 34.273 | 4.3571 | 4.76 | 6.207 | -1.8498 | 5.895 | 5.446 | -11.84 | 8.8514 | -3.4055 | -22.379 | 6.4861 | 22.49 | 8.3026 | -1.8164 | 34.273 | 6.606 | 20.75 | 8.582 | -1.9759 | 31.481 | 0.048517 | 2.7992 | 0.63505 | 3.718 | 47.5653 | 0.31469 | 0.2114 | 0.26422 | 0.31469 | 0.32051 | 1.0912 | 0.23094 | -0.57444 | 1.0912 | 1.0067 | 1.6628 | 0.28601 | -1.0858 | 1.6628 | 1.5274 | 0.048517 | 2.7992 | 0.63505 | 3.718 | 47.5653 | 0.31469 | 0.2114 | 0.26422 | 0.31469 | 0.32051 | 1.0912 | 0.23094 | -0.57444 | 1.0912 | 1.0067 | 1.6628 | 0.28601 | -1.0858 | 1.6628 | 1.5274
67 | 0.22 | 0.37 | South/Central | OK | Oklahoma.City-Will.Rogers.World.AP.723530 | 3 | 3552038 | 58.1939 | 12.8791 | 76.833 | 58.0977 | 18.7353 | 977.01 | 6.2863 | 25.86 | 7.8036 | -1.5173 | 39.8348 | 4.1574 | 8.13 | 5.708 | -1.5506 | 11.4568 | 5.2462 | -8.47 | 8.3525 | -3.1063 | -16.8172 | 6.2863 | 25.86 | 7.8036 | -1.5173 | 39.8348 | 6.4063 | 24.12 | 8.083 | -1.6768 | 37.0429 | 0.048517 | 2.8234 | 0.62486 | 3.7277 | 47.4018 | 0.305 | 0.2017 | 0.25453 | 0.305 | 0.31081 | 1.2547 | 0.39444 | -0.41094 | 1.2547 | 1.1702 | 1.9327 | 0.55585 | -0.81592 | 1.9327 | 1.7972 | 0.048517 | 2.8234 | 0.62486 | 3.7277 | 47.4018 | 0.305 | 0.2017 | 0.25453 | 0.305 | 0.31081 | 1.2547 | 0.39444 | -0.41094 | 1.2547 | 1.1702 | 1.9327 | 0.55585 | -0.81592 | 1.9327 | 1.7972
68 | 0.22 | 0.32 | South/Central | OK | Oklahoma.City-Will.Rogers.World.AP.723530 | 3 | 3552038 | 58.9136 | 12.5491 | 77.0727 | 58.8162 | 18.2565 | 970.98 | 6.0467 | 31.89 | 7.0851 | -1.0385 | 49.7685 | 3.9177 | 14.16 | 4.9895 | -1.0718 | 21.3906 | 5.0065 | -2.44 | 7.634 | -2.6275 | -6.8834 | 6.0467 | 31.89 | 7.0851 | -1.0385 | 49.7685 | 6.1666 | 30.15 | 7.3645 | -1.198 | 46.9766 | 0.048517 | 2.8583 | 0.60885 | 3.7393 | 47.1092 | 0.29337 | 0.19008 | 0.2429 | 0.29337 | 0.29918 | 1.5472 | 0.687 | -0.11838 | 1.5472 | 1.4628 | 2.4146 | 1.0378 | -0.33396 | 2.4146 | 2.2792 | 0.048517 | 2.8583 | 0.60885 | 3.7393 | 47.1092 | 0.29337 | 0.19008 | 0.2429 | 0.29337 | 0.29918 | 1.5472 | 0.687 | -0.11838 | 1.5472 | 1.4628 | 2.4146 | 1.0378 | -0.33396 | 2.4146 | 2.2792
69 | 0.22 | 0.27 | South/Central | OK | Oklahoma.City-Will.Rogers.World.AP.723530 | 3 | 3552038 | 60.1531 | 11.8991 | 77.4321 | 60.0536 | 17.3785 | 959.44 | 5.6872 | 43.43 | 5.8477 | -0.16051 | 69.0159 | 3.5582 | 25.7 | 3.7521 | -0.19387 | 40.638 | 4.647 | 9.1 | 6.3966 | -1.7495 | 12.364 | 5.6872 | 43.43 | 5.8477 | -0.16051 | 69.0159 | 5.8071 | 41.69 | 6.1271 | -0.32001 | 66.224 | 0.048517 | 2.9185 | 0.57731 | 3.7568 | 46.5493 | 0.27593 | 0.17264 | 0.22546 | 0.27593 | 0.28175 | 2.1071 | 1.2469 | 0.44151 | 2.1071 | 2.0227 | 3.3485 | 1.9716 | 0.59987 | 3.3485 | 3.213 | 0.048517 | 2.9185 | 0.57731 | 3.7568 | 46.5493 | 0.27593 | 0.17264 | 0.22546 | 0.27593 | 0.28175 | 2.1071 | 1.2469 | 0.44151 | 2.1071 | 2.0227 | 3.3485 | 1.9716 | 0.59987 | 3.3485 | 3.213
70 | 0.22 | 0.23 | South/Central | OK | Oklahoma.City-Will.Rogers.World.AP.723530 | 3 | 3552038 | 61.2326 | 11.3791 | 77.7916 | 61.1314 | 16.6603 | 950.59 | 5.3277 | 52.28 | 4.77 | 0.5577 | 83.9165 | 3.1987 | 34.55 | 2.6744 | 0.52434 | 55.5386 | 4.2875 | 17.95 | 5.3188 | -1.0313 | 27.2646 | 5.3277 | 52.28 | 4.77 | 0.5577 | 83.9165 | 5.4476 | 50.54 | 5.0494 | 0.39821 | 81.1246 | 0.048517 | 2.9708 | 0.55208 | 3.7742 | 46.1199 | 0.25848 | 0.15519 | 0.20802 | 0.25848 | 0.2643 | 2.5365 | 1.6763 | 0.87088 | 2.5365 | 2.4521 | 4.0714 | 2.6946 | 1.3228 | 4.0714 | 3.9359 | 0.048517 | 2.9708 | 0.55208 | 3.7742 | 46.1199 | 0.25848 | 0.15519 | 0.20802 | 0.25848 | 0.2643 | 2.5365 | 1.6763 | 0.87088 | 2.5365 | 2.4521 | 4.0714 | 2.6946 | 1.3228 | 4.0714 | 3.9359
71 | 0.22 | 0.19 | South/Central | OK | Oklahoma.City-Will.Rogers.World.AP.723530 | 3 | 3552038 | 62.3921 | 10.8491 | 78.2311 | 62.2889 | 15.9422 | 942.45 | 4.8882 | 60.42 | 3.6124 | 1.2758 | 97.7812 | 2.7592 | 42.69 | 1.5168 | 1.2424 | 69.4033 | 3.848 | 26.09 | 4.1613 | -0.31325 | 41.1293 | 4.8882 | 60.42 | 3.6124 | 1.2758 | 97.7812 | 5.0081 | 58.68 | 3.8918 | 1.1163 | 94.9893 | 0.048517 | 3.0271 | 0.52637 | 3.7956 | 45.725 | 0.23716 | 0.13387 | 0.18669 | 0.23716 | 0.24298 | 2.9314 | 2.0712 | 1.2658 | 2.9314 | 2.847 | 4.7441 | 3.3673 | 1.9955 | 4.7441 | 4.6086 | 0.048517 | 3.0271 | 0.52637 | 3.7956 | 45.725 | 0.23716 | 0.13387 | 0.18669 | 0.23716 | 0.24298 | 2.9314 | 2.0712 | 1.2658 | 2.9314 | 2.847 | 4.7441 | 3.3673 | 1.9955 | 4.7441 | 4.6086
72 | 0.22 | 0.17 | South/Central | OK | Oklahoma.City-Will.Rogers.World.AP.723530 | 3 | 3552038 | 63.0018 | 10.5792 | 78.4709 | 62.8976 | 15.5733 | 938.42 | 4.6484 | 64.45 | 3.0037 | 1.6447 | 104.725 | 2.5194 | 46.72 | 0.90808 | 1.6114 | 76.3471 | 3.6082 | 30.12 | 3.5525 | 0.055704 | 48.0731 | 4.6484 | 64.45 | 3.0037 | 1.6447 | 104.725 | 4.7683 | 62.71 | 3.2831 | 1.4852 | 101.9331 | 0.048517 | 3.0567 | 0.51327 | 3.8072 | 45.5295 | 0.22553 | 0.12224 | 0.17506 | 0.22553 | 0.23135 | 3.1269 | 2.2667 | 1.4613 | 3.1269 | 3.0425 | 5.081 | 3.7041 | 2.3324 | 5.081 | 4.9455 | 0.048517 | 3.0567 | 0.51327 | 3.8072 | 45.5295 | 0.22553 | 0.12224 | 0.17506 | 0.22553 | 0.23135 | 3.1269 | 2.2667 | 1.4613 | 3.1269 | 3.0425 | 5.081 | 3.7041 | 2.3324 | 5.081 | 4.9455
73 | 0.2 | 0.47 | South/Central | OK | Oklahoma.City-Will.Rogers.World.AP.723530 | 3 | 3552038 | 55.945 | 13.6591 | 75.654 | 55.8524 | 19.8016 | 985.13 | 7.4653 | 17.74 | 10.0489 | -2.5836 | 26.0373 | 5.3364 | 0.01 | 7.9533 | -2.6169 | -2.3406 | 6.4252 | -16.59 | 10.5977 | -4.1726 | -30.6146 | 7.4653 | 17.74 | 10.0489 | -2.5836 | 26.0373 | 7.5852 | 16 | 10.3283 | -2.7431 | 23.2454 | 0.048517 | 2.7143 | 0.6627 | 3.6705 | 47.7957 | 0.3622 | 0.2589 | 0.31173 | 0.3622 | 0.36801 | 0.86069 | 0.00048517 | -0.8049 | 0.86069 | 0.77627 | 1.2633 | -0.11356 | -1.4853 | 1.2633 | 1.1278 | 0.048517 | 2.7143 | 0.6627 | 3.6705 | 47.7957 | 0.3622 | 0.2589 | 0.31173 | 0.3622 | 0.36801 | 0.86069 | 0.00048517 | -0.8049 | 0.86069 | 0.77627 | 1.2633 | -0.11356 | -1.4853 | 1.2633 | 1.1278
74 | 0.2 | 0.42 | South/Central | OK | Oklahoma.City-Will.Rogers.World.AP.723530 | 3 | 3552038 | 56.8146 | 13.1091 | 75.7637 | 56.7206 | 19.043 | 973.48 | 7.3557 | 29.39 | 9.1807 | -1.8251 | 45.2587 | 5.2267 | 11.66 | 7.0851 | -1.8584 | 16.8808 | 6.3155 | -4.94 | 9.7296 | -3.4141 | -11.3932 | 7.3557 | 29.39 | 9.1807 | -1.8251 | 45.2587 | 7.4756 | 27.65 | 9.4601 | -1.9846 | 42.4668 | 0.048517 | 2.7565 | 0.63602 | 3.6758 | 47.2305 | 0.35688 | 0.25358 | 0.30641 | 0.35688 | 0.36269 | 1.4259 | 0.56571 | -0.23967 | 1.4259 | 1.3415 | 2.1958 | 0.81901 | -0.55277 | 2.1958 | 2.0604 | 0.048517 | 2.7565 | 0.63602 | 3.6758 | 47.2305 | 0.35688 | 0.25358 | 0.30641 | 0.35688 | 0.36269 | 1.4259 | 0.56571 | -0.23967 | 1.4259 | 1.3415 | 2.1958 | 0.81901 | -0.55277 | 2.1958 | 2.0604
75 | 0.2 | 0.37 | South/Central | OK | Oklahoma.City-Will.Rogers.World.AP.723530 | 3 | 3552038 | 57.3144 | 12.8991 | 75.9534 | 57.2196 | 18.7339 | 969.87 | 7.1659 | 33 | 8.6818 | -1.5159 | 51.2216 | 5.0369 | 15.27 | 6.5862 | -1.5492 | 22.8436 | 6.1257 | -1.33 | 9.2306 | -3.1049 | -5.4304 | 7.1659 | 33 | 8.6818 | -1.5159 | 51.2216 | 7.2858 | 31.26 | 8.9612 | -1.6754 | 48.4297 | 0.048517 | 2.7807 | 0.62583 | 3.685 | 47.0554 | 0.34767 | 0.24438 | 0.2972 | 0.34767 | 0.35349 | 1.6011 | 0.74086 | -0.064528 | 1.6011 | 1.5166 | 2.4851 | 1.1083 | -0.26347 | 2.4851 | 2.3497 | 0.048517 | 2.7807 | 0.62583 | 3.685 | 47.0554 | 0.34767 | 0.24438 | 0.2972 | 0.34767 | 0.35349 | 1.6011 | 0.74086 | -0.064528 | 1.6011 | 1.5166 | 2.4851 | 1.1083 | -0.26347 | 2.4851 | 2.3497
76 | 0.2 | 0.32 | South/Central | OK | Oklahoma.City-Will.Rogers.World.AP.723530 | 3 | 3552038 | 58.0241 | 12.5691 | 76.1931 | 57.9281 | 18.265 | 964 | 6.9262 | 38.87 | 7.9732 | -1.047 | 60.8856 | 4.7973 | 21.14 | 5.8776 | -1.0804 | 32.5076 | 5.8861 | 4.54 | 8.5221 | -2.636 | 4.2336 | 6.9262 | 38.87 | 7.9732 | -1.047 | 60.8856 | 7.0462 | 37.13 | 8.2527 | -1.2065 | 58.0936 | 0.048517 | 2.8152 | 0.60982 | 3.6967 | 46.7706 | 0.33604 | 0.23275 | 0.28558 | 0.33604 | 0.34186 | 1.8859 | 1.0257 | 0.22027 | 1.8859 | 1.8014 | 2.954 | 1.5772 | 0.2054 | 2.954 | 2.8185 | 0.048517 | 2.8152 | 0.60982 | 3.6967 | 46.7706 | 0.33604 | 0.23275 | 0.28558 | 0.33604 | 0.34186 | 1.8859 | 1.0257 | 0.22027 | 1.8859 | 1.8014 | 2.954 | 1.5772 | 0.2054 | 2.954 | 2.8185
77 | 0.2 | 0.27 | South/Central | OK | Oklahoma.City-Will.Rogers.World.AP.723530 | 3 | 3552038 | 59.2635 | 11.9091 | 76.5325 | 59.1655 | 17.3671 | 951.98 | 6.5868 | 50.89 | 6.7358 | -0.14908 | 80.9342 | 4.4578 | 33.16 | 4.6402 | -0.18244 | 52.5563 | 5.5466 | 16.56 | 7.2847 | -1.7381 | 24.2823 | 6.5868 | 50.89 | 6.7358 | -0.14908 | 80.9342 | 6.7067 | 49.15 | 7.0153 | -0.30857 | 78.1423 | 0.048517 | 2.8753 | 0.5778 | 3.7131 | 46.1874 | 0.31957 | 0.21628 | 0.26911 | 0.31957 | 0.32539 | 2.469 | 1.6088 | 0.80344 | 2.469 | 2.3846 | 3.9267 | 2.5499 | 1.1781 | 3.9267 | 3.7912 | 0.048517 | 2.8753 | 0.5778 | 3.7131 | 46.1874 | 0.31957 | 0.21628 | 0.26911 | 0.31957 | 0.32539 | 2.469 | 1.6088 | 0.80344 | 2.469 | 2.3846 | 3.9267 | 2.5499 | 1.1781 | 3.9267 | 3.7912
78 | 0.2 | 0.23 | South/Central | OK | Oklahoma.City-Will.Rogers.World.AP.723530 | 3 | 3552038 | 60.333 | 11.3792 | 76.8821 | 60.2332 | 16.6489 | 943.03 | 6.2372 | 59.84 | 5.6681 | 0.56914 | 95.9637 | 4.1083 | 42.11 | 3.5725 | 0.53577 | 67.5857 | 5.1971 | 25.51 | 6.2169 | -1.0199 | 39.3117 | 6.2372 | 59.84 | 5.6681 | 0.56914 | 95.9637 | 6.3571 | 58.1 | 5.9475 | 0.40964 | 93.1717 | 0.048517 | 2.9272 | 0.55208 | 3.7301 | 45.7532 | 0.30261 | 0.19932 | 0.25215 | 0.30261 | 0.30843 | 2.9033 | 2.0431 | 1.2377 | 2.9033 | 2.8188 | 4.6559 | 3.2791 | 1.9073 | 4.6559 | 4.5204 | 0.048517 | 2.9272 | 0.55208 | 3.7301 | 45.7532 | 0.30261 | 0.19932 | 0.25215 | 0.30261 | 0.30843 | 2.9033 | 2.0431 | 1.2377 | 2.9033 | 2.8188 | 4.6559 | 3.2791 | 1.9073 | 4.6559 | 4.5204
79 | 0.2 | 0.19 | South/Central | OK | Oklahoma.City-Will.Rogers.World.AP.723530 | 3 | 3552038 | 61.4925 | 10.8591 | 77.3216 | 61.3908 | 15.9308 | 934.91 | 5.7977 | 67.96 | 4.5105 | 1.2872 | 109.8285 | 3.6688 | 50.23 | 2.4149 | 1.2538 | 81.4505 | 4.7576 | 33.63 | 5.0594 | -0.30181 | 53.1765 | 5.7977 | 67.96 | 4.5105 | 1.2872 | 109.8285 | 5.9176 | 66.22 | 4.7899 | 1.1277 | 107.0366 | 0.048517 | 2.9834 | 0.52686 | 3.7514 | 45.3592 | 0.28129 | 0.178 | 0.23082 | 0.28129 | 0.28711 | 3.2972 | 2.437 | 1.6316 | 3.2972 | 3.2128 | 5.3286 | 3.9518 | 2.58 | 5.3286 | 5.1931 | 0.048517 | 2.9834 | 0.52686 | 3.7514 | 45.3592 | 0.28129 | 0.178 | 0.23082 | 0.28129 | 0.28711 | 3.2972 | 2.437 | 1.6316 | 3.2972 | 3.2128 | 5.3286 | 3.9518 | 2.58 | 5.3286 | 5.1931
80 | 0.2 | 0.17 | South/Central | OK | Oklahoma.City-Will.Rogers.World.AP.723530 | 3 | 3552038 | 62.1122 | 10.5892 | 77.5813 | 62.0095 | 15.5718 | 931.2 | 5.538 | 71.67 | 3.8918 | 1.6462 | 116.2441 | 3.4091 | 53.94 | 1.7962 | 1.6128 | 87.8662 | 4.4979 | 37.34 | 4.4407 | 0.057184 | 59.5922 | 5.538 | 71.67 | 3.8918 | 1.6462 | 116.2441 | 5.6579 | 69.93 | 4.1712 | 1.4867 | 113.4522 | 0.048517 | 3.0135 | 0.51376 | 3.764 | 45.1792 | 0.26869 | 0.1654 | 0.21822 | 0.26869 | 0.27451 | 3.4772 | 2.617 | 1.8116 | 3.4772 | 3.3928 | 5.6398 | 4.263 | 2.8912 | 5.6398 | 5.5044 | 0.048517 | 3.0135 | 0.51376 | 3.764 | 45.1792 | 0.26869 | 0.1654 | 0.21822 | 0.26869 | 0.27451 | 3.4772 | 2.617 | 1.8116 | 3.4772 | 3.3928 | 5.6398 | 4.263 | 2.8912 | 5.6398 | 5.5044
81 | 0.35 | 0.2 | South/Central | OK | Oklahoma.City-Will.Rogers.World.AP.723530 | 3 | 3552038 | 67.7395 | 10.9392 | 83.8186 | 67.6277 | 16.1909 | 991.68 | -0.69929 | 11.19 | -1.7264 | 1.0271 | 18.9199 | -2.8282 | -6.54 | -3.822 | 0.99372 | -9.4581 | -1.7394 | -23.14 | -1.1775 | -0.56193 | -37.7321 | -0.69929 | 11.19 | -1.7264 | 1.0271 | 18.9199 | -0.57937 | 9.45 | -1.447 | 0.86759 | 16.1279 | 0.048517 | 3.2865 | 0.53074 | 4.0666 | 48.1135 | -0.033928 | -0.13722 | -0.084393 | -0.033928 | -0.028109 | 0.54291 | -0.3173 | -1.1227 | 0.54291 | 0.45849 | 0.91794 | -0.45888 | -1.8307 | 0.91794 | 0.78248 | 0.048517 | 3.2865 | 0.53074 | 4.0666 | 48.1135 | -0.033928 | -0.13722 | -0.084393 | -0.033928 | -0.028109 | 0.54291 | -0.3173 | -1.1227 | 0.54291 | 0.45849 | 0.91794 | -0.45888 | -1.8307 | 0.91794 | 0.78248
82 | 0.35 | 0.25 | South/Central | OK | Oklahoma.City-Will.Rogers.World.AP.723530 | 3 | 3552038 | 66.2901 | 11.5692 | 83.2392 | 66.1807 | 17.0585 | 1001.13 | -0.11992 | 1.74 | -0.27941 | 0.1595 | 2.7919 | -2.2489 | -15.99 | -2.375 | 0.12613 | -25.586 | -1.1601 | -32.59 | 0.26944 | -1.4295 | -53.86 | -0.11992 | 1.74 | -0.27941 | 0.1595 | 2.7919 | 0 | 0 | 0 | 0 | 0 | 0.048517 | 3.2162 | 0.5613 | 4.0385 | 48.572 | -0.0058181 | -0.10911 | -0.056284 | -0.0058181 | 0 | 0.08442 | -0.77579 | -1.5812 | 0.08442 | 0 | 0.13546 | -1.2414 | -2.6131 | 0.13546 | 0 | 0.048517 | 3.2162 | 0.5613 | 4.0385 | 48.572 | -0.0058181 | -0.10911 | -0.056284 | -0.0058181 | 0 | 0.08442 | -0.77579 | -1.5812 | 0.08442 | 0 | 0.13546 | -1.2414 | -2.6131 | 0.13546 | 0
83 | 0.35 | 0.3 | South/Central | OK | Oklahoma.City-Will.Rogers.World.AP.723530 | 3 | 3552038 | 66.0102 | 11.6391 | 83.1193 | 65.9013 | 17.218 | 1002.87 | 0 | 0 | 0 | 0 | 0 | -2.129 | -17.73 | -2.0956 | -0.033363 | -28.378 | -1.0402 | -34.33 | 0.54885 | -1.589 | -56.6519 | 0 | 0 | 0 | 0 | 0 | 0.11992 | -1.74 | 0.27941 | -0.1595 | -2.7919 | 0.048517 | 3.2026 | 0.5647 | 4.0327 | 48.6564 | 0 | -0.10329 | -0.050466 | 0 | 0.0058181 | 0 | -0.86021 | -1.6656 | 0 | -0.08442 | 0 | -1.3768 | -2.7486 | 0 | -0.13546 | 0.048517 | 3.2026 | 0.5647 | 4.0327 | 48.6564 | 0 | -0.10329 | -0.050466 | 0 | 0.0058181 | 0 | -0.86021 | -1.6656 | 0 | -0.08442 | 0 | -1.3768 | -2.7486 | 0 | -0.13546
84 | 0.35 | 0.35 | South/Central | OK | Oklahoma.City-Will.Rogers.World.AP.723530 | 3 | 3552038 | 64.7208 | 12.2092 | 82.6099 | 64.614 | 17.9959 | 1011.5 | 0.50941 | -8.63 | 1.2873 | -0.77789 | -14.5901 | -1.6195 | -26.36 | -0.8083 | -0.81125 | -42.9681 | -0.53075 | -42.96 | 1.8362 | -2.3669 | -71.2421 | 0.50941 | -8.63 | 1.2873 | -0.77789 | -14.5901 | 0.62933 | -10.37 | 1.5667 | -0.93738 | -17.382 | 0.048517 | 3.1401 | 0.59235 | 4.008 | 49.0751 | 0.024715 | -0.078576 | -0.02575 | 0.024715 | 0.030533 | -0.4187 | -1.2789 | -2.0843 | -0.4187 | -0.50312 | -0.70787 | -2.0847 | -3.4565 | -0.70787 | -0.84333 | 0.048517 | 3.1401 | 0.59235 | 4.008 | 49.0751 | 0.024715 | -0.078576 | -0.02575 | 0.024715 | 0.030533 | -0.4187 | -1.2789 | -2.0843 | -0.4187 | -0.50312 | -0.70787 | -2.0847 | -3.4565 | -0.70787 | -0.84333
85 | 0.35 | 0.4 | South/Central | OK | Oklahoma.City-Will.Rogers.World.AP.723530 | 3 | 3552038 | 63.5313 | 12.7991 | 82.2104 | 63.4265 | 18.7839 | 1021.25 | 0.90893 | -18.38 | 2.4748 | -1.5659 | -30.8732 | -1.22 | -36.11 | 0.37921 | -1.5992 | -59.2511 | -0.13123 | -52.71 | 3.0237 | -3.1549 | -87.5251 | 0.90893 | -18.38 | 2.4748 | -1.5659 | -30.8732 | 1.0288 | -20.12 | 2.7542 | -1.7254 | -33.6651 | 0.048517 | 3.0824 | 0.62098 | 3.9886 | 49.5482 | 0.044099 | -0.059193 | -0.006367 | 0.044099 | 0.049917 | -0.89175 | -1.752 | -2.5573 | -0.89175 | -0.97617 | -1.4979 | -2.8747 | -4.2465 | -1.4979 | -1.6333 | 0.048517 | 3.0824 | 0.62098 | 3.9886 | 49.5482 | 0.044099 | -0.059193 | -0.006367 | 0.044099 | 0.049917 | -0.89175 | -1.752 | -2.5573 | -0.89175 | -0.97617 | -1.4979 | -2.8747 | -4.2465 | -1.4979 | -1.6333
86 | 0.33 | 0.2 | South/Central | OK | Oklahoma.City-Will.Rogers.World.AP.723530 | 3 | 3552038 | 66.8999 | 10.9391 | 82.969 | 66.7895 | 16.1795 | 984.64 | 0.15035 | 18.23 | -0.88814 | 1.0385 | 30.1929 | -1.9786 | 0.5 | -2.9837 | 1.0051 | 1.8149 | -0.88981 | -16.1 | -0.33928 | -0.55053 | -26.4591 | 0.15035 | 18.23 | -0.88814 | 1.0385 | 30.1929 | 0.27026 | 16.49 | -0.60872 | 0.87899 | 27.401 | 0.048517 | 3.2458 | 0.53074 | 4.0254 | 47.772 | 0.0072943 | -0.095997 | -0.043171 | 0.0072943 | 0.013112 | 0.88447 | 0.024259 | -0.78113 | 0.88447 | 0.80005 | 1.4649 | 0.088055 | -1.2837 | 1.4649 | 1.3294 | 0.048517 | 3.2458 | 0.53074 | 4.0254 | 47.772 | 0.0072943 | -0.095997 | -0.043171 | 0.0072943 | 0.013112 | 0.88447 | 0.024259 | -0.78113 | 0.88447 | 0.80005 | 1.4649 | 0.088055 | -1.2837 | 1.4649 | 1.3294
87 | 0.33 | 0.25 | South/Central | OK | Oklahoma.City-Will.Rogers.World.AP.723530 | 3 | 3552038 | 65.4505 | 11.5792 | 82.3996 | 65.3425 | 17.0571 | 994.34 | 0.7197 | 8.53 | 0.55882 | 0.16087 | 13.663 | -1.4093 | -9.2 | -1.5368 | 0.12751 | -14.715 | -0.32046 | -25.8 | 1.1077 | -1.4281 | -42.989 | 0.7197 | 8.53 | 0.55882 | 0.16087 | 13.663 | 0.83961 | 6.79 | 0.83824 | 0.001375 | 10.8711 | 0.048517 | 3.1755 | 0.56179 | 3.9978 | 48.2426 | 0.034918 | -0.068374 | -0.015548 | 0.034918 | 0.040736 | 0.41385 | -0.44636 | -1.2517 | 0.41385 | 0.32943 | 0.66289 | -0.71393 | -2.0857 | 0.66289 | 0.52743 | 0.048517 | 3.1755 | 0.56179 | 3.9978 | 48.2426 | 0.034918 | -0.068374 | -0.015548 | 0.034918 | 0.040736 | 0.41385 | -0.44636 | -1.2517 | 0.41385 | 0.32943 | 0.66289 | -0.71393 | -2.0857 | 0.66289 | 0.52743
88 | 0.33 | 0.3 | South/Central | OK | Oklahoma.City-Will.Rogers.World.AP.723530 | 3 | 3552038 | 65.1806 | 11.6392 | 82.2697 | 65.0731 | 17.1967 | 995.67 | 0.84959 | 7.2 | 0.82826 | 0.021331 | 11.5427 | -1.2794 | -10.53 | -1.2673 | -0.012032 | -16.8352 | -0.19057 | -27.13 | 1.3771 | -1.5677 | -45.1092 | 0.84959 | 7.2 | 0.82826 | 0.021331 | 11.5427 | 0.96951 | 5.46 | 1.1077 | -0.13816 | 8.7508 | 0.048517 | 3.1624 | 0.5647 | 3.9915 | 48.3071 | 0.04122 | -0.062071 | -0.0092458 | 0.04122 | 0.047038 | 0.34932 | -0.51089 | -1.3163 | 0.34932 | 0.2649 | 0.56002 | -0.8168 | -2.1886 | 0.56002 | 0.42456 | 0.048517 | 3.1624 | 0.5647 | 3.9915 | 48.3071 | 0.04122 | -0.062071 | -0.0092458 | 0.04122 | 0.047038 | 0.34932 | -0.51089 | -1.3163 | 0.34932 | 0.2649 | 0.56002 | -0.8168 | -2.1886 | 0.56002 | 0.42456
89 | 0.33 | 0.35 | South/Central | OK | Oklahoma.City-Will.Rogers.World.AP.723530 | 3 | 3552038 | 63.8912 | 12.2192 | 81.7703 | 63.7858 | 17.9845 | 1004.54 | 1.349 | -1.67 | 2.1156 | -0.76653 | -3.4477 | -0.77994 | -19.4 | 0.01996 | -0.7999 | -31.8257 | 0.30886 | -36 | 2.6644 | -2.3555 | -60.0996 | 1.349 | -1.67 | 2.1156 | -0.76653 | -3.4477 | 1.4689 | -3.41 | 2.395 | -0.92603 | -6.2396 | 0.048517 | 3.0998 | 0.59284 | 3.9673 | 48.7375 | 0.065451 | -0.03784 | 0.014985 | 0.065451 | 0.071269 | -0.081024 | -0.94123 | -1.7466 | -0.081024 | -0.16544 | -0.16727 | -1.5441 | -2.9159 | -0.16727 | -0.30273 | 0.048517 | 3.0998 | 0.59284 | 3.9673 | 48.7375 | 0.065451 | -0.03784 | 0.014985 | 0.065451 | 0.071269 | -0.081024 | -0.94123 | -1.7466 | -0.081024 | -0.16544 | -0.16727 | -1.5441 | -2.9159 | -0.16727 | -0.30273
90 | 0.33 | 0.4 | South/Central | OK | Oklahoma.City-Will.Rogers.World.AP.723530 | 3 | 3552038 | 62.7017 | 12.8091 | 81.3808 | 62.5983 | 18.7826 | 1014.54 | 1.7385 | -11.67 | 3.3031 | -1.5646 | -20.1334 | -0.39046 | -29.4 | 1.2075 | -1.5979 | -48.5114 | 0.69834 | -46 | 3.8519 | -3.1536 | -76.7854 | 1.7385 | -11.67 | 3.3031 | -1.5646 | -20.1334 | 1.8584 | -13.41 | 3.5825 | -1.7241 | -22.9254 | 0.048517 | 3.0421 | 0.62146 | 3.9484 | 49.2226 | 0.084347 | -0.018944 | 0.033881 | 0.084347 | 0.090165 | -0.5662 | -1.4264 | -2.2318 | -0.5662 | -0.65062 | -0.97682 | -2.3536 | -3.7254 | -0.97682 | -1.1123 | 0.048517 | 3.0421 | 0.62146 | 3.9484 | 49.2226 | 0.084347 | -0.018944 | 0.033881 | 0.084347 | 0.090165 | -0.5662 | -1.4264 | -2.2318 | -0.5662 | -0.65062 | -0.97682 | -2.3536 | -3.7254 | -0.97682 | -1.1123
91 | 0.3 | 0.2 | South/Central | OK | Oklahoma.City-Will.Rogers.World.AP.723530 | 3 | 3552038 | 65.6205 | 10.9392 | 81.6596 | 65.5121 | 16.1475 | 973.54 | 1.4597 | 29.33 | 0.38918 | 1.0705 | 47.959 | -0.66927 | 11.6 | -1.7064 | 1.0372 | 19.581 | 0.41953 | -5 | 0.93803 | -0.5185 | -8.693 | 1.4597 | 29.33 | 0.38918 | 1.0705 | 47.959 | 1.5796 | 27.59 | 0.66859 | 0.91102 | 45.167 | 0.048517 | 3.1837 | 0.53074 | 3.9619 | 47.2334 | 0.07082 | -0.032471 | 0.020355 | 0.07082 | 0.076638 | 1.423 | 0.5628 | -0.24259 | 1.423 | 1.3386 | 2.3268 | 0.95002 | -0.42176 | 2.3268 | 2.1914 | 0.048517 | 3.1837 | 0.53074 | 3.9619 | 47.2334 | 0.07082 | -0.032471 | 0.020355 | 0.07082 | 0.076638 | 1.423 | 0.5628 | -0.24259 | 1.423 | 1.3386 | 2.3268 | 0.95002 | -0.42176 | 2.3268 | 2.1914
92 | 0.3 | 0.25 | South/Central | OK | Oklahoma.City-Will.Rogers.World.AP.723530 | 3 | 3552038 | 64.1811 | 11.5892 | 81.1102 | 64.0752 | 17.0351 | 983.56 | 2.0091 | 19.31 | 1.8262 | 0.18294 | 30.9009 | -0.11986 | 1.58 | -0.26944 | 0.14958 | 2.5229 | 0.96894 | -15.02 | 2.375 | -1.4061 | -25.7511 | 2.0091 | 19.31 | 1.8262 | 0.18294 | 30.9009 | 2.129 | 17.57 | 2.1056 | 0.023446 | 28.1089 | 0.048517 | 3.1139 | 0.56227 | 3.9352 | 47.7196 | 0.097476 | -0.0058151 | 0.04701 | 0.097476 | 0.10329 | 0.93687 | 0.076657 | -0.72873 | 0.93687 | 0.85245 | 1.4992 | 0.1224 | -1.2494 | 1.4992 | 1.3638 | 0.048517 | 3.1139 | 0.56227 | 3.9352 | 47.7196 | 0.097476 | -0.0058151 | 0.04701 | 0.097476 | 0.10329 | 0.93687 | 0.076657 | -0.72873 | 0.93687 | 0.85245 | 1.4992 | 0.1224 | -1.2494 | 1.4992 | 1.3638
93 | 0.3 | 0.3 | South/Central | OK | Oklahoma.City-Will.Rogers.World.AP.723530 | 3 | 3552038 | 63.9112 | 11.6492 | 80.9904 | 63.8057 | 17.1846 | 985.14 | 2.129 | 17.73 | 2.0956 | 0.033363 | 28.378 | 0 | 0 | 0 | 0 | 0 | 1.0888 | -16.6 | 2.6445 | -1.5556 | -28.274 | 2.129 | 17.73 | 2.0956 | 0.033363 | 28.378 | 2.2489 | 15.99 | 2.375 | -0.12613 | 25.586 | 0.048517 | 3.1008 | 0.56519 | 3.9294 | 47.7962 | 0.10329 | 0 | 0.052826 | 0.10329 | 0.10911 | 0.86021 | 0 | -0.80539 | 0.86021 | 0.77579 | 1.3768 | 0 | -1.3718 | 1.3768 | 1.2414 | 0.048517 | 3.1008 | 0.56519 | 3.9294 | 47.7962 | 0.10329 | 0 | 0.052826 | 0.10329 | 0.10911 | 0.86021 | 0 | -0.80539 | 0.86021 | 0.77579 | 1.3768 | 0 | -1.3718 | 1.3768 | 1.2414
94 | 0.3 | 0.35 | South/Central | OK | Oklahoma.City-Will.Rogers.World.AP.723530 | 3 | 3552038 | 62.6318 | 12.2491 | 80.5209 | 62.5284 | 17.9925 | 994.61 | 2.5984 | 8.26 | 3.3729 | -0.77448 | 12.4574 | 0.46947 | -9.47 | 1.2773 | -0.80784 | -15.9205 | 1.5583 | -26.07 | 3.9218 | -2.3635 | -44.1945 | 2.5984 | 8.26 | 3.3729 | -0.77448 | 12.4574 | 2.7184 | 6.52 | 3.6523 | -0.93398 | 9.6655 | 0.048517 | 3.0387 | 0.59429 | 3.9066 | 48.2557 | 0.12607 | 0.022778 | 0.075603 | 0.12607 | 0.13189 | 0.40075 | -0.45946 | -1.2648 | 0.40075 | 0.31633 | 0.6044 | -0.77242 | -2.1442 | 0.6044 | 0.46894 | 0.048517 | 3.0387 | 0.59429 | 3.9066 | 48.2557 | 0.12607 | 0.022778 | 0.075603 | 0.12607 | 0.13189 | 0.40075 | -0.45946 | -1.2648 | 0.40075 | 0.31633 | 0.6044 | -0.77242 | -2.1442 | 0.6044 | 0.46894
95 | 0.3 | 0.4 | South/Central | OK | Oklahoma.City-Will.Rogers.World.AP.723530 | 3 | 3552038 | 61.4424 | 12.8292 | 80.1215 | 61.3409 | 18.7805 | 1004.35 | 2.9979 | -1.48 | 4.5604 | -1.5626 | -3.8289 | 0.86891 | -19.21 | 2.4648 | -1.5959 | -32.2069 | 1.9577 | -35.81 | 5.1093 | -3.1516 | -60.4809 | 2.9979 | -1.48 | 4.5604 | -1.5626 | -3.8289 | 3.1178 | -3.22 | 4.8398 | -1.7221 | -6.6209 | 0.048517 | 2.981 | 0.62243 | 3.8873 | 48.7282 | 0.14545 | 0.042157 | 0.094982 | 0.14545 | 0.15127 | -0.071805 | -0.93202 | -1.7374 | -0.071805 | -0.15623 | -0.18577 | -1.5626 | -2.9344 | -0.18577 | -0.32123 | 0.048517 | 2.981 | 0.62243 | 3.8873 | 48.7282 | 0.14545 | 0.042157 | 0.094982 | 0.14545 | 0.15127 | -0.071805 | -0.93202 | -1.7374 | -0.071805 | -0.15623 | -0.18577 | -1.5626 | -2.9344 | -0.18577 | -0.32123
96 | 0.28 | 0.2 | South/Central | OK | Oklahoma.City-Will.Rogers.World.AP.723530 | 3 | 3552038 | 64.7509 | 10.9591 | 80.8 | 64.644 | 16.156 | 966.73 | 2.3193 | 36.14 | 1.2574 | 1.062 | 58.8178 | 0.19035 | 18.41 | -0.83824 | 1.0286 | 30.4398 | 1.2791 | 1.81 | 1.8062 | -0.52706 | 2.1658 | 2.3193 | 36.14 | 1.2574 | 1.062 | 58.8178 | 2.4392 | 34.4 | 1.5368 | 0.90246 | 56.0259 | 0.048517 | 3.1415 | 0.53171 | 3.9202 | 46.903 | 0.11253 | 0.009235 | 0.062061 | 0.11253 | 0.11834 | 1.7534 | 0.8932 | 0.087816 | 1.7534 | 1.669 | 2.8537 | 1.4769 | 0.10508 | 2.8537 | 2.7182 | 0.048517 | 3.1415 | 0.53171 | 3.9202 | 46.903 | 0.11253 | 0.009235 | 0.062061 | 0.11253 | 0.11834 | 1.7534 | 0.8932 | 0.087816 | 1.7534 | 1.669 | 2.8537 | 1.4769 | 0.10508 | 2.8537 | 2.7182
97 | 0.28 | 0.25 | South/Central | OK | Oklahoma.City-Will.Rogers.World.AP.723530 | 3 | 3552038 | 63.3216 | 11.5992 | 80.2506 | 63.217 | 17.0337 | 976.58 | 2.8687 | 26.29 | 2.6844 | 0.18432 | 42.0294 | 0.73971 | 8.56 | 0.58876 | 0.15095 | 13.6515 | 1.8285 | -8.04 | 3.2332 | -1.4047 | -14.6225 | 2.8687 | 26.29 | 2.6844 | 0.18432 | 42.0294 | 2.9886 | 24.55 | 2.9638 | 0.024821 | 39.2375 | 0.048517 | 3.0722 | 0.56276 | 3.8935 | 47.3809 | 0.13918 | 0.035889 | 0.088714 | 0.13918 | 0.145 | 1.2755 | 0.41531 | -0.39008 | 1.2755 | 1.1911 | 2.0392 | 0.66233 | -0.70944 | 2.0392 | 1.9037 | 0.048517 | 3.0722 | 0.56276 | 3.8935 | 47.3809 | 0.13918 | 0.035889 | 0.088714 | 0.13918 | 0.145 | 1.2755 | 0.41531 | -0.39008 | 1.2755 | 1.1911 | 2.0392 | 0.66233 | -0.70944 | 2.0392 | 1.9037
98 | 0.28 | 0.3 | South/Central | OK | Oklahoma.City-Will.Rogers.World.AP.723530 | 3 | 3552038 | 62.7818 | 11.7892 | 80.0109 | 62.6781 | 17.3328 | 979.65 | 3.1084 | 23.22 | 3.2232 | -0.11479 | 36.9855 | 0.97947 | 5.49 | 1.1276 | -0.14816 | 8.6076 | 2.0683 | -11.11 | 3.7721 | -1.7038 | -19.6664 | 3.1084 | 23.22 | 3.2232 | -0.11479 | 36.9855 | 3.2284 | 21.48 | 3.5026 | -0.27429 | 34.1936 | 0.048517 | 3.046 | 0.57198 | 3.8819 | 47.5299 | 0.15081 | 0.047521 | 0.10035 | 0.15081 | 0.15663 | 1.1266 | 0.26636 | -0.53903 | 1.1266 | 1.0421 | 1.7944 | 0.41761 | -0.95416 | 1.7944 | 1.659 | 0.048517 | 3.046 | 0.57198 | 3.8819 | 47.5299 | 0.15081 | 0.047521 | 0.10035 | 0.15081 | 0.15663 | 1.1266 | 0.26636 | -0.53903 | 1.1266 | 1.0421 | 1.7944 | 0.41761 | -0.95416 | 1.7944 | 1.659
99 | 0.28 | 0.35 | South/Central | OK | Oklahoma.City-Will.Rogers.World.AP.723530 | 3 | 3552038 | 61.5224 | 12.3991 | 79.5814 | 61.4207 | 18.1607 | 989.78 | 3.5379 | 13.09 | 4.4806 | -0.9427 | 20.0028 | 1.4089 | -4.64 | 2.385 | -0.97606 | -8.3752 | 2.4977 | -21.24 | 5.0294 | -2.5317 | -36.6492 | 3.5379 | 13.09 | 4.4806 | -0.9427 | 20.0028 | 3.6578 | 11.35 | 4.76 | -1.1022 | 17.2109 | 0.048517 | 2.9849 | 0.60157 | 3.8611 | 48.0213 | 0.17165 | 0.068357 | 0.12118 | 0.17165 | 0.17747 | 0.63509 | -0.22512 | -1.0305 | 0.63509 | 0.55067 | 0.97048 | -0.40634 | -1.7781 | 0.97048 | 0.83502 | 0.048517 | 2.9849 | 0.60157 | 3.8611 | 48.0213 | 0.17165 | 0.068357 | 0.12118 | 0.17165 | 0.17747 | 0.63509 | -0.22512 | -1.0305 | 0.63509 | 0.55067 | 0.97048 | -0.40634 | -1.7781 | 0.97048 | 0.83502
100 | 0.28 | 0.4 | South/Central | OK | Oklahoma.City-Will.Rogers.World.AP.723530 | 3 | 3552038 | 60.5828 | 12.8591 | 79.2818 | 60.4827 | 18.7991 | 997.89 | 3.8375 | 4.98 | 5.4186 | -1.5811 | 6.4991 | 1.7085 | -12.75 | 3.323 | -1.6145 | -21.8788 | 2.7973 | -29.35 | 5.9675 | -3.1702 | -50.1528 | 3.8375 | 4.98 | 5.4186 | -1.5811 | 6.4991 | 3.9574 | 3.24 | 5.698 | -1.7406 | 3.7072 | 0.048517 | 2.9393 | 0.62389 | 3.8465 | 48.4148 | 0.18618 | 0.082893 | 0.13572 | 0.18618 | 0.192 | 0.24162 | -0.61859 | -1.424 | 0.24162 | 0.1572 | 0.31532 | -1.0615 | -2.4333 | 0.31532 | 0.17986 | 0.048517 | 2.9393 | 0.62389 | 3.8465 | 48.4148 | 0.18618 | 0.082893 | 0.13572 | 0.18618 | 0.192 | 0.24162 | -0.61859 | -1.424 | 0.24162 | 0.1572 | 0.31532 | -1.0615 | -2.4333 | 0.31532 | 0.17986
101 | 0.27 | 0.2 | South/Central | OK | Oklahoma.City-Will.Rogers.World.AP.723530 | 3 | 3552038 | 64.3111 | 10.9591 | 80.3502 | 64.2049 | 16.1453 | 962.91 | 2.7691 | 39.96 | 1.6964 | 1.0727 | 64.9132 | 0.64014 | 22.23 | -0.39917 | 1.0393 | 36.5353 | 1.7289 | 5.63 | 2.2453 | -0.51634 | 8.2613 | 2.7691 | 39.96 | 1.6964 | 1.0727 | 64.9132 | 2.889 | 38.22 | 1.9758 | 0.91318 | 62.1213 | 0.048517 | 3.1202 | 0.53171 | 3.8984 | 46.7177 | 0.13435 | 0.031058 | 0.083883 | 0.13435 | 0.14017 | 1.9387 | 1.0785 | 0.27315 | 1.9387 | 1.8543 | 3.1494 | 1.7726 | 0.40081 | 3.1494 | 3.0139 | 0.048517 | 3.1202 | 0.53171 | 3.8984 | 46.7177 | 0.13435 | 0.031058 | 0.083883 | 0.13435 | 0.14017 | 1.9387 | 1.0785 | 0.27315 | 1.9387 | 1.8543 | 3.1494 | 1.7726 | 0.40081 | 3.1494 | 3.0139
102 | 0.27 | 0.25 | South/Central | OK | Oklahoma.City-Will.Rogers.World.AP.723530 | 3 | 3552038 | 62.8818 | 11.6091 | 79.8108 | 62.7779 | 17.033 | 973.02 | 3.3085 | 29.85 | 3.1234 | 0.18504 | 47.7237 | 1.1795 | 12.12 | 1.0278 | 0.15167 | 19.3458 | 2.2683 | -4.48 | 3.6723 | -1.404 | -8.9282 | 3.3085 | 29.85 | 3.1234 | 0.18504 | 47.7237 | 3.4284 | 28.11 | 3.4028 | 0.025539 | 44.9318 | 0.048517 | 3.0508 | 0.56324 | 3.8722 | 47.2082 | 0.16052 | 0.057226 | 0.11005 | 0.16052 | 0.16634 | 1.4482 | 0.58803 | -0.21736 | 1.4482 | 1.3638 | 2.3154 | 0.9386 | -0.43317 | 2.3154 | 2.18 | 0.048517 | 3.0508 | 0.56324 | 3.8722 | 47.2082 | 0.16052 | 0.057226 | 0.11005 | 0.16052 | 0.16634 | 1.4482 | 0.58803 | -0.21736 | 1.4482 | 1.3638 | 2.3154 | 0.9386 | -0.43317 | 2.3154 | 2.18
103 | 0.27 | 0.3 | South/Central | OK | Oklahoma.City-Will.Rogers.World.AP.723530 | 3 | 3552038 | 62.1621 | 11.8992 | 79.5212 | 62.0594 | 17.4618 | 977.77 | 3.5981 | 25.1 | 3.8419 | -0.24379 | 39.7948 | 1.4692 | 7.37 | 1.7463 | -0.27715 | 11.4168 | 2.558 | -9.23 | 4.3908 | -1.8328 | -16.8572 | 3.5981 | 25.1 | 3.8419 | -0.24379 | 39.7948 | 3.7181 | 23.36 | 4.1213 | -0.40328 | 37.0029 | 0.048517 | 3.0159 | 0.57731 | 3.8581 | 47.4386 | 0.17457 | 0.07128 | 0.12411 | 0.17457 | 0.18039 | 1.2178 | 0.35757 | -0.44781 | 1.2178 | 1.1334 | 1.9307 | 0.55391 | -0.81786 | 1.9307 | 1.7953 | 0.048517 | 3.0159 | 0.57731 | 3.8581 | 47.4386 | 0.17457 | 0.07128 | 0.12411 | 0.17457 | 0.18039 | 1.2178 | 0.35757 | -0.44781 | 1.2178 | 1.1334 | 1.9307 | 0.55391 | -0.81786 | 1.9307 | 1.7953
104 | 0.27 | 0.35 | South/Central | OK | Oklahoma.City-Will.Rogers.World.AP.723530 | 3 | 3552038 | 60.8627 | 12.5491 | 79.1117 | 60.7621 | 18.3496 | 989.06 | 4.0076 | 13.81 | 5.1392 | -1.1316 | 20.9238 | 1.8786 | -3.92 | 3.0436 | -1.165 | -7.4541 | 2.9674 | -20.52 | 5.6881 | -2.7206 | -35.7281 | 4.0076 | 13.81 | 5.1392 | -1.1316 | 20.9238 | 4.1275 | 12.07 | 5.4186 | -1.2911 | 18.1319 | 0.048517 | 2.9529 | 0.60885 | 3.8383 | 47.9864 | 0.19444 | 0.091146 | 0.14397 | 0.19444 | 0.20025 | 0.67002 | -0.19019 | -0.99557 | 0.67002 | 0.5856 | 1.0152 | -0.36165 | -1.7334 | 1.0152 | 0.87971 | 0.048517 | 2.9529 | 0.60885 | 3.8383 | 47.9864 | 0.19444 | 0.091146 | 0.14397 | 0.19444 | 0.20025 | 0.67002 | -0.19019 | -0.99557 | 0.67002 | 0.5856 | 1.0152 | -0.36165 | -1.7334 | 1.0152 | 0.87971
105 | 0.27 | 0.4 | South/Central | OK | Oklahoma.City-Will.Rogers.World.AP.723530 | 3 | 3552038 | 60.143 | 12.8691 | 78.8421 | 60.0436 | 18.7984 | 994.33 | 4.2773 | 8.54 | 5.8577 | -1.5804 | 12.1925 | 2.1483 | -9.19 | 3.7621 | -1.6138 | -16.1854 | 3.2371 | -25.79 | 6.4065 | -3.1695 | -44.4594 | 4.2773 | 8.54 | 5.8577 | -1.5804 | 12.1925 | 4.3972 | 6.8 | 6.1371 | -1.7399 | 9.4006 | 0.048517 | 2.918 | 0.62437 | 3.8252 | 48.2421 | 0.20752 | 0.10423 | 0.15705 | 0.20752 | 0.21334 | 0.41434 | -0.44587 | -1.2513 | 0.41434 | 0.32992 | 0.59155 | -0.78527 | -2.157 | 0.59155 | 0.45609 | 0.048517 | 2.918 | 0.62437 | 3.8252 | 48.2421 | 0.20752 | 0.10423 | 0.15705 | 0.20752 | 0.21334 | 0.41434 | -0.44587 | -1.2513 | 0.41434 | 0.32992 | 0.59155 | -0.78527 | -2.157 | 0.59155 | 0.45609
106 | 0.26 | 0.2 | South/Central | OK | Oklahoma.City-Will.Rogers.World.AP.723530 | 3 | 3552038 | 63.8614 | 10.9691 | 79.9004 | 63.7558 | 16.1446 | 959.25 | 3.2189 | 43.62 | 2.1455 | 1.0734 | 70.7363 | 1.0899 | 25.89 | 0.049888 | 1.04 | 42.3583 | 2.1787 | 9.29 | 2.6943 | -0.51562 | 14.0843 | 3.2189 | 43.62 | 2.1455 | 1.0734 | 70.7363 | 3.3388 | 41.88 | 2.4249 | 0.9139 | 67.9443 | 0.048517 | 3.0984 | 0.53219 | 3.8765 | 46.5401 | 0.15617 | 0.05288 | 0.10571 | 0.15617 | 0.16199 | 2.1163 | 1.2561 | 0.45072 | 2.1163 | 2.0319 | 3.4319 | 2.0551 | 0.68333 | 3.4319 | 3.2965 | 0.048517 | 3.0984 | 0.53219 | 3.8765 | 46.5401 | 0.15617 | 0.05288 | 0.10571 | 0.15617 | 0.16199 | 2.1163 | 1.2561 | 0.45072 | 2.1163 | 2.0319 | 3.4319 | 2.0551 | 0.68333 | 3.4319 | 3.2965
107 | 0.26 | 0.25 | South/Central | OK | Oklahoma.City-Will.Rogers.World.AP.723530 | 3 | 3552038 | 62.452 | 11.6092 | 79.3711 | 62.3488 | 17.0223 | 969.3 | 3.7483 | 33.57 | 3.5525 | 0.19573 | 53.6895 | 1.6193 | 15.84 | 1.4569 | 0.16237 | 25.3115 | 2.7081 | -0.76 | 4.1014 | -1.3933 | -2.9625 | 3.7483 | 33.57 | 3.5525 | 0.19573 | 53.6895 | 3.8682 | 31.83 | 3.8319 | 0.036236 | 50.8976 | 0.048517 | 3.03 | 0.56324 | 3.8509 | 47.0277 | 0.18186 | 0.078564 | 0.13139 | 0.18186 | 0.18767 | 1.6287 | 0.76851 | -0.036873 | 1.6287 | 1.5443 | 2.6049 | 1.228 | -0.14373 | 2.6049 | 2.4694 | 0.048517 | 3.03 | 0.56324 | 3.8509 | 47.0277 | 0.18186 | 0.078564 | 0.13139 | 0.18186 | 0.18767 | 1.6287 | 0.76851 | -0.036873 | 1.6287 | 1.5443 | 2.6049 | 1.228 | -0.14373 | 2.6049 | 2.4694
108 | 0.26 | 0.3 | South/Central | OK | Oklahoma.City-Will.Rogers.World.AP.723530 | 3 | 3552038 | 61.4424 | 12.0692 | 79.0115 | 61.3409 | 17.6706 | 977.05 | 4.1078 | 25.82 | 4.5604 | -0.45262 | 40.6894 | 1.9788 | 8.09 | 2.4648 | -0.48599 | 12.3115 | 3.0676 | -8.51 | 5.1093 | -2.0416 | -15.9625 | 4.1078 | 25.82 | 4.5604 | -0.45262 | 40.6894 | 4.2277 | 24.08 | 4.8398 | -0.61212 | 37.8975 | 0.048517 | 2.981 | 0.58556 | 3.8334 | 47.4037 | 0.1993 | 0.096007 | 0.14883 | 0.1993 | 0.20512 | 1.2527 | 0.3925 | -0.41288 | 1.2527 | 1.1683 | 1.9741 | 0.59732 | -0.77446 | 1.9741 | 1.8387 | 0.048517 | 2.981 | 0.58556 | 3.8334 | 47.4037 | 0.1993 | 0.096007 | 0.14883 | 0.1993 | 0.20512 | 1.2527 | 0.3925 | -0.41288 | 1.2527 | 1.1683 | 1.9741 | 0.59732 | -0.77446 | 1.9741 | 1.8387
109 | 0.26 | 0.35 | South/Central | OK | Oklahoma.City-Will.Rogers.World.AP.723530 | 3 | 3552038 | 60.213 | 12.7191 | 78.662 | 60.1135 | 18.5485 | 988.7 | 4.4573 | 14.17 | 5.7878 | -1.3305 | 21.3142 | 2.3283 | -3.56 | 3.6922 | -1.3639 | -7.0637 | 3.4171 | -20.16 | 6.3367 | -2.9196 | -35.3377 | 4.4573 | 14.17 | 5.7878 | -1.3305 | 21.3142 | 4.5772 | 12.43 | 6.0673 | -1.49 | 18.5223 | 0.048517 | 2.9214 | 0.6171 | 3.8165 | 47.9689 | 0.21626 | 0.11296 | 0.16579 | 0.21626 | 0.22207 | 0.68749 | -0.17272 | -0.97811 | 0.68749 | 0.60307 | 1.0341 | -0.34271 | -1.7145 | 1.0341 | 0.89865 | 0.048517 | 2.9214 | 0.6171 | 3.8165 | 47.9689 | 0.21626 | 0.11296 | 0.16579 | 0.21626 | 0.22207 | 0.68749 | -0.17272 | -0.97811 | 0.68749 | 0.60307 | 1.0341 | -0.34271 | -1.7145 | 1.0341 | 0.89865
110 | 0.26 | 0.4 | South/Central | OK | Oklahoma.City-Will.Rogers.World.AP.723530 | 3 | 3552038 | 59.7132 | 12.8791 | 78.4122 | 59.6145 | 18.7977 | 990.86 | 4.7071 | 12.01 | 6.2868 | -1.5797 | 17.7587 | 2.5781 | -5.72 | 4.1912 | -1.6131 | -10.6192 | 3.6669 | -22.32 | 6.8356 | -3.1687 | -38.8932 | 4.7071 | 12.01 | 6.2868 | -1.5797 | 17.7587 | 4.827 | 10.27 | 6.5662 | -1.7392 | 14.9668 | 0.048517 | 2.8971 | 0.62486 | 3.8043 | 48.0737 | 0.22837 | 0.12508 | 0.17791 | 0.22837 | 0.23419 | 0.58269 | -0.27752 | -1.0829 | 0.58269 | 0.49827 | 0.8616 | -0.51521 | -1.887 | 0.8616 | 0.72615 | 0.048517 | 2.8971 | 0.62486 | 3.8043 | 48.0737 | 0.22837 | 0.12508 | 0.17791 | 0.22837 | 0.23419 | 0.58269 | -0.27752 | -1.0829 | 0.58269 | 0.49827 | 0.8616 | -0.51521 | -1.887 | 0.8616 | 0.72615
111 | 0.25 | 0.2 | South/Central | OK | Oklahoma.City-Will.Rogers.World.AP.723530 | 3 | 3552038 | 63.4216 | 10.9791 | 79.4706 | 63.3168 | 16.1539 | 955.93 | 3.6487 | 46.94 | 2.5846 | 1.0641 | 76.0303 | 1.5197 | 29.21 | 0.48897 | 1.0308 | 47.6524 | 2.6085 | 12.61 | 3.1334 | -0.52488 | 19.3784 | 3.6487 | 46.94 | 2.5846 | 1.0641 | 76.0303 | 3.7686 | 45.2 | 2.864 | 0.90463 | 73.2384 | 0.048517 | 3.077 | 0.53268 | 3.8557 | 46.379 | 0.17702 | 0.073733 | 0.12656 | 0.17702 | 0.18284 | 2.2774 | 1.4172 | 0.6118 | 2.2774 | 2.193 | 3.6888 | 2.312 | 0.94018 | 3.6888 | 3.5533 | 0.048517 | 3.077 | 0.53268 | 3.8557 | 46.379 | 0.17702 | 0.073733 | 0.12656 | 0.17702 | 0.18284 | 2.2774 | 1.4172 | 0.6118 | 2.2774 | 2.193 | 3.6888 | 2.312 | 0.94018 | 3.6888 | 3.5533
112 | 0.25 | 0.25 | South/Central | OK | Oklahoma.City-Will.Rogers.World.AP.723530 | 3 | 3552038 | 62.0122 | 11.6191 | 78.9412 | 61.9097 | 17.0315 | 965.96 | 4.1781 | 36.91 | 3.9916 | 0.18647 | 58.9836 | 2.0491 | 19.18 | 1.896 | 0.15311 | 30.6056 | 3.1379 | 2.58 | 4.5405 | -1.4025 | 2.3316 | 4.1781 | 36.91 | 3.9916 | 0.18647 | 58.9836 | 4.298 | 35.17 | 4.271 | 0.026977 | 56.1917 | 0.048517 | 3.0087 | 0.56373 | 3.83 | 46.8657 | 0.20271 | 0.099418 | 0.15224 | 0.20271 | 0.20853 | 1.7908 | 0.93056 | 0.12517 | 1.7908 | 1.7063 | 2.8617 | 1.4849 | 0.11312 | 2.8617 | 2.7263 | 0.048517 | 3.0087 | 0.56373 | 3.83 | 46.8657 | 0.20271 | 0.099418 | 0.15224 | 0.20271 | 0.20853 | 1.7908 | 0.93056 | 0.12517 | 1.7908 | 1.7063 | 2.8617 | 1.4849 | 0.11312 | 2.8617 | 2.7263
113 | 0.25 | 0.3 | South/Central | OK | Oklahoma.City-Will.Rogers.World.AP.723530 | 3 | 3552038 | 60.7228 | 12.2591 | 78.5218 | 60.6224 | 17.8994 | 976.83 | 4.5975 | 26.04 | 5.2789 | -0.68141 | 40.7836 | 2.4685 | 8.31 | 3.1833 | -0.71478 | 12.4056 | 3.5573 | -8.29 | 5.8278 | -2.2704 | -15.8684 | 4.5975 | 26.04 | 5.2789 | -0.68141 | 40.7836 | 4.7174 | 24.3 | 5.5583 | -0.84091 | 37.9917 | 0.048517 | 2.9461 | 0.59478 | 3.8097 | 47.393 | 0.22306 | 0.11977 | 0.17259 | 0.22306 | 0.22888 | 1.2634 | 0.40318 | -0.40221 | 1.2634 | 1.179 | 1.9787 | 0.60189 | -0.76989 | 1.9787 | 1.8432 | 0.048517 | 2.9461 | 0.59478 | 3.8097 | 47.393 | 0.22306 | 0.11977 | 0.17259 | 0.22306 | 0.22888 | 1.2634 | 0.40318 | -0.40221 | 1.2634 | 1.179 | 1.9787 | 0.60189 | -0.76989 | 1.9787 | 1.8432
114 | 0.25 | 0.35 | South/Central | OK | Oklahoma.City-Will.Rogers.World.AP.723530 | 3 | 3552038 | 59.5033 | 12.9291 | 78.2124 | 59.405 | 18.8074 | 989.29 | 4.9069 | 13.58 | 6.4964 | -1.5894 | 20.073 | 2.778 | -4.15 | 4.4008 | -1.6228 | -8.3049 | 3.8668 | -20.75 | 7.0452 | -3.1784 | -36.5789 | 4.9069 | 13.58 | 6.4964 | -1.5894 | 20.073 | 5.0268 | 11.84 | 6.7758 | -1.7489 | 17.2811 | 0.048517 | 2.8869 | 0.62729 | 3.7946 | 47.9976 | 0.23807 | 0.13478 | 0.1876 | 0.23807 | 0.24389 | 0.65886 | -0.20135 | -1.0067 | 0.65886 | 0.57444 | 0.97389 | -0.40293 | -1.7747 | 0.97389 | 0.83843 | 0.048517 | 2.8869 | 0.62729 | 3.7946 | 47.9976 | 0.23807 | 0.13478 | 0.1876 | 0.23807 | 0.24389 | 0.65886 | -0.20135 | -1.0067 | 0.65886 | 0.57444 | 0.97389 | -0.40293 | -1.7747 | 0.97389 | 0.83843
115 | 0.25 | 0.4 | South/Central | OK | Oklahoma.City-Will.Rogers.World.AP.723530 | 3 | 3552038 | 59.2734 | 12.8891 | 77.9725 | 59.1755 | 18.797 | 987.29 | 5.1469 | 15.58 | 6.7259 | -1.579 | 23.4521 | 3.0179 | -2.15 | 4.6303 | -1.6124 | -4.9258 | 4.1067 | -18.75 | 7.2747 | -3.168 | -33.1998 | 5.1469 | 15.58 | 6.7259 | -1.579 | 23.4521 | 5.2668 | 13.84 | 7.0053 | -1.7385 | 20.6602 | 0.048517 | 2.8758 | 0.62534 | 3.783 | 47.9005 | 0.24971 | 0.14642 | 0.19925 | 0.24971 | 0.25553 | 0.7559 | -0.10431 | -0.9097 | 0.7559 | 0.67148 | 1.1378 | -0.23899 | -1.6108 | 1.1378 | 1.0024 | 0.048517 | 2.8758 | 0.62534 | 3.783 | 47.9005 | 0.24971 | 0.14642 | 0.19925 | 0.24971 | 0.25553 | 0.7559 | -0.10431 | -0.9097 | 0.7559 | 0.67148 | 1.1378 | -0.23899 | -1.6108 | 1.1378 | 1.0024
116 | 0.24 | 0.2 | South/Central | OK | Oklahoma.City-Will.Rogers.World.AP.723530 | 3 | 3552038 | 62.9818 | 10.9791 | 79.0208 | 62.8777 | 16.1431 | 952.12 | 4.0985 | 50.75 | 3.0236 | 1.0748 | 82.1257 | 1.9695 | 33.02 | 0.92804 | 1.0415 | 53.7478 | 3.0583 | 16.42 | 3.5725 | -0.51416 | 25.4738 | 4.0985 | 50.75 | 3.0236 | 1.0748 | 82.1257 | 4.2184 | 49.01 | 3.3031 | 0.91535 | 79.3338 | 0.048517 | 3.0557 | 0.53268 | 3.8339 | 46.1942 | 0.19885 | 0.095556 | 0.14838 | 0.19885 | 0.20467 | 2.4622 | 1.602 | 0.79665 | 2.4622 | 2.3778 | 3.9845 | 2.6077 | 1.2359 | 3.9845 | 3.8491 | 0.048517 | 3.0557 | 0.53268 | 3.8339 | 46.1942 | 0.19885 | 0.095556 | 0.14838 | 0.19885 | 0.20467 | 2.4622 | 1.602 | 0.79665 | 2.4622 | 2.3778 | 3.9845 | 2.6077 | 1.2359 | 3.9845 | 3.8491
117 | 0.24 | 0.25 | South/Central | OK | Oklahoma.City-Will.Rogers.World.AP.723530 | 3 | 3552038 | 61.5724 | 11.6291 | 78.5014 | 61.4706 | 17.0308 | 962.39 | 4.6179 | 40.48 | 4.4307 | 0.18719 | 64.6778 | 2.4889 | 22.75 | 2.3351 | 0.15383 | 36.2999 | 3.5777 | 6.15 | 4.9795 | -1.4018 | 8.0259 | 4.6179 | 40.48 | 4.4307 | 0.18719 | 64.6778 | 4.7378 | 38.74 | 4.7101 | 0.027694 | 61.8859 | 0.048517 | 2.9873 | 0.56421 | 3.8087 | 46.6925 | 0.22405 | 0.12076 | 0.17358 | 0.22405 | 0.22986 | 1.964 | 1.1038 | 0.29838 | 1.964 | 1.8796 | 3.138 | 1.7612 | 0.38939 | 3.138 | 3.0025 | 0.048517 | 2.9873 | 0.56421 | 3.8087 | 46.6925 | 0.22405 | 0.12076 | 0.17358 | 0.22405 | 0.22986 | 1.964 | 1.1038 | 0.29838 | 1.964 | 1.8796 | 3.138 | 1.7612 | 0.38939 | 3.138 | 3.0025
118 | 0.24 | 0.3 | South/Central | OK | Oklahoma.City-Will.Rogers.World.AP.723530 | 3 | 3552038 | 60.283 | 12.2592 | 78.0721 | 60.1833 | 17.8887 | 973.01 | 5.0472 | 29.86 | 5.718 | -0.67074 | 46.8773 | 2.9183 | 12.13 | 3.6224 | -0.7041 | 18.4993 | 4.0071 | -4.47 | 6.2668 | -2.2598 | -9.7747 | 5.0472 | 29.86 | 5.718 | -0.67074 | 46.8773 | 5.1672 | 28.12 | 5.9974 | -0.83023 | 44.0854 | 0.048517 | 2.9248 | 0.59478 | 3.7878 | 47.2077 | 0.24488 | 0.14159 | 0.19441 | 0.24488 | 0.2507 | 1.4487 | 0.58851 | -0.21687 | 1.4487 | 1.3643 | 2.2744 | 0.89754 | -0.47424 | 2.2744 | 2.1389 | 0.048517 | 2.9248 | 0.59478 | 3.7878 | 47.2077 | 0.24488 | 0.14159 | 0.19441 | 0.24488 | 0.2507 | 1.4487 | 0.58851 | -0.21687 | 1.4487 | 1.3643 | 2.2744 | 0.89754 | -0.47424 | 2.2744 | 2.1389
119 | 0.24 | 0.35 | South/Central | OK | Oklahoma.City-Will.Rogers.World.AP.723530 | 3 | 3552038 | 59.0635 | 12.9391 | 77.7826 | 58.9659 | 18.8167 | 985.96 | 5.3367 | 16.91 | 6.9354 | -1.5987 | 25.3662 | 3.2078 | -0.82 | 4.8398 | -1.6321 | -3.0117 | 4.2966 | -17.42 | 7.4843 | -3.1877 | -31.2857 | 5.3367 | 16.91 | 6.9354 | -1.5987 | 25.3662 | 5.4566 | 15.17 | 7.2148 | -1.7582 | 22.5743 | 0.048517 | 2.8656 | 0.62777 | 3.7738 | 47.836 | 0.25892 | 0.15563 | 0.20846 | 0.25892 | 0.26474 | 0.82043 | -0.039784 | -0.84517 | 0.82043 | 0.73601 | 1.2307 | -0.14612 | -1.5179 | 1.2307 | 1.0952 | 0.048517 | 2.8656 | 0.62777 | 3.7738 | 47.836 | 0.25892 | 0.15563 | 0.20846 | 0.25892 | 0.26474 | 0.82043 | -0.039784 | -0.84517 | 0.82043 | 0.73601 | 1.2307 | -0.14612 | -1.5179 | 1.2307 | 1.0952
120 | 0.24 | 0.4 | South/Central | OK | Oklahoma.City-Will.Rogers.World.AP.723530 | 3 | 3552038 | 58.8436 | 12.9091 | 77.5626 | 58.7464 | 18.8163 | 984.29 | 5.5567 | 18.58 | 7.155 | -1.5983 | 28.2163 | 3.4277 | 0.85 | 5.0594 | -1.6316 | -0.16161 | 4.5165 | -15.75 | 7.7038 | -3.1873 | -28.4356 | 5.5567 | 18.58 | 7.155 | -1.5983 | 28.2163 | 5.6766 | 16.84 | 7.4344 | -1.7578 | 25.4244 | 0.048517 | 2.8549 | 0.62631 | 3.7631 | 47.755 | 0.2696 | 0.1663 | 0.21913 | 0.2696 | 0.27541 | 0.90145 | 0.04124 | -0.76415 | 0.90145 | 0.81703 | 1.369 | -0.0078408 | -1.3796 | 1.369 | 1.2335 | 0.048517 | 2.8549 | 0.62631 | 3.7631 | 47.755 | 0.2696 | 0.1663 | 0.21913 | 0.2696 | 0.27541 | 0.90145 | 0.04124 | -0.76415 | 0.90145 | 0.81703 | 1.369 | -0.0078408 | -1.3796 | 1.369 | 1.2335
121 | 0.22 | 0.2 | South/Central | OK | Oklahoma.City-Will.Rogers.World.AP.723530 | 3 | 3552038 | 62.0922 | 10.9792 | 78.1113 | 61.9895 | 16.1217 | 944.41 | 5.008 | 58.46 | 3.9118 | 1.0963 | 94.4442 | 2.8791 | 40.73 | 1.8162 | 1.0629 | 66.0663 | 3.9679 | 24.13 | 4.4606 | -0.49275 | 37.7923 | 5.008 | 58.46 | 3.9118 | 1.0963 | 94.4442 | 5.128 | 56.72 | 4.1912 | 0.93677 | 91.6523 | 0.048517 | 3.0125 | 0.53268 | 3.7897 | 45.8201 | 0.24298 | 0.13968 | 0.19251 | 0.24298 | 0.24879 | 2.8363 | 1.9761 | 1.1707 | 2.8363 | 2.7519 | 4.5822 | 3.2054 | 1.8336 | 4.5822 | 4.4467 | 0.048517 | 3.0125 | 0.53268 | 3.7897 | 45.8201 | 0.24298 | 0.13968 | 0.19251 | 0.24298 | 0.24879 | 2.8363 | 1.9761 | 1.1707 | 2.8363 | 2.7519 | 4.5822 | 3.2054 | 1.8336 | 4.5822 | 4.4467
122 | 0.22 | 0.25 | South/Central | OK | Oklahoma.City-Will.Rogers.World.AP.723530 | 3 | 3552038 | 60.6828 | 11.6292 | 77.5919 | 60.5825 | 17.0094 | 954.68 | 5.5274 | 48.19 | 5.3188 | 0.20858 | 76.9956 | 3.3984 | 30.46 | 3.2232 | 0.17522 | 48.6176 | 4.4872 | 13.86 | 5.8677 | -1.3804 | 20.3437 | 5.5274 | 48.19 | 5.3188 | 0.20858 | 76.9956 | 5.6473 | 46.45 | 5.5982 | 0.049087 | 74.2037 | 0.048517 | 2.9442 | 0.56421 | 3.7645 | 46.3184 | 0.26817 | 0.16488 | 0.21771 | 0.26817 | 0.27399 | 2.338 | 1.4778 | 0.67245 | 2.338 | 2.2536 | 3.7356 | 2.3588 | 0.98702 | 3.7356 | 3.6002 | 0.048517 | 2.9442 | 0.56421 | 3.7645 | 46.3184 | 0.26817 | 0.16488 | 0.21771 | 0.26817 | 0.27399 | 2.338 | 1.4778 | 0.67245 | 2.338 | 2.2536 | 3.7356 | 2.3588 | 0.98702 | 3.7356 | 3.6002
123 | 0.22 | 0.3 | South/Central | OK | Oklahoma.City-Will.Rogers.World.AP.723530 | 3 | 3552038 | 59.4034 | 12.2792 | 77.2025 | 59.3052 | 17.8973 | 966.11 | 5.9168 | 36.76 | 6.5961 | -0.6793 | 57.8648 | 3.7879 | 19.03 | 4.5005 | -0.71266 | 29.4868 | 4.8767 | 2.43 | 7.145 | -2.2683 | 1.2128 | 5.9168 | 36.76 | 6.5961 | -0.6793 | 57.8648 | 6.0368 | 35.02 | 6.8756 | -0.8388 | 55.0729 | 0.048517 | 2.8821 | 0.59575 | 3.7456 | 46.8729 | 0.28707 | 0.18378 | 0.2366 | 0.28707 | 0.29289 | 1.7835 | 0.92328 | 0.1179 | 1.7835 | 1.6991 | 2.8074 | 1.4306 | 0.058844 | 2.8074 | 2.672 | 0.048517 | 2.8821 | 0.59575 | 3.7456 | 46.8729 | 0.28707 | 0.18378 | 0.2366 | 0.28707 | 0.29289 | 1.7835 | 0.92328 | 0.1179 | 1.7835 | 1.6991 | 2.8074 | 1.4306 | 0.058844 | 2.8074 | 2.672
124 | 0.22 | 0.35 | South/Central | OK | Oklahoma.City-Will.Rogers.World.AP.723530 | 3 | 3552038 | 58.184 | 12.9591 | 76.903 | 58.0877 | 18.8153 | 978.82 | 6.2163 | 24.05 | 7.8136 | -1.5973 | 36.7546 | 4.0874 | 6.32 | 5.718 | -1.6306 | 8.3767 | 5.1762 | -10.28 | 8.3624 | -3.1863 | -19.8973 | 6.2163 | 24.05 | 7.8136 | -1.5973 | 36.7546 | 6.3362 | 22.31 | 8.093 | -1.7568 | 33.9627 | 0.048517 | 2.8229 | 0.62874 | 3.7311 | 47.4896 | 0.3016 | 0.19831 | 0.25113 | 0.3016 | 0.30742 | 1.1668 | 0.30663 | -0.49876 | 1.1668 | 1.0824 | 1.7832 | 0.40641 | -0.96536 | 1.7832 | 1.6478 | 0.048517 | 2.8229 | 0.62874 | 3.7311 | 47.4896 | 0.3016 | 0.19831 | 0.25113 | 0.3016 | 0.30742 | 1.1668 | 0.30663 | -0.49876 | 1.1668 | 1.0824 | 1.7832 | 0.40641 | -0.96536 | 1.7832 | 1.6478
125 | 0.22 | 0.4 | South/Central | OK | Oklahoma.City-Will.Rogers.World.AP.723530 | 3 | 3552038 | 57.974 | 12.9291 | 76.6931 | 57.8782 | 18.8149 | 977.23 | 6.4262 | 25.64 | 8.0231 | -1.5969 | 39.4727 | 4.2973 | 7.91 | 5.9275 | -1.6303 | 11.0948 | 5.3861 | -8.69 | 8.572 | -3.1859 | -17.1792 | 6.4262 | 25.64 | 8.0231 | -1.5969 | 39.4727 | 6.5461 | 23.9 | 8.3026 | -1.7564 | 36.6808 | 0.048517 | 2.8127 | 0.62728 | 3.7209 | 47.4124 | 0.31178 | 0.20849 | 0.26132 | 0.31178 | 0.3176 | 1.244 | 0.38377 | -0.42161 | 1.244 | 1.1596 | 1.9151 | 0.53829 | -0.83349 | 1.9151 | 1.7796 | 0.048517 | 2.8127 | 0.62728 | 3.7209 | 47.4124 | 0.31178 | 0.20849 | 0.26132 | 0.31178 | 0.3176 | 1.244 | 0.38377 | -0.42161 | 1.244 | 1.1596 | 1.9151 | 0.53829 | -0.83349 | 1.9151 | 1.7796
126 | 0.2 | 0.2 | South/Central | OK | Oklahoma.City-Will.Rogers.World.AP.723530 | 3 | 3552038 | 61.1927 | 10.9891 | 77.2017 | 61.0914 | 16.1103 | 936.84 | 5.9176 | 66.03 | 4.8099 | 1.1077 | 106.4923 | 3.7886 | 48.3 | 2.7143 | 1.0744 | 78.1143 | 4.8774 | 31.7 | 5.3587 | -0.48129 | 49.8403 | 5.9176 | 66.03 | 4.8099 | 1.1077 | 106.4923 | 6.0375 | 64.29 | 5.0893 | 0.94822 | 103.7004 | 0.048517 | 2.9689 | 0.53316 | 3.7456 | 45.4528 | 0.28711 | 0.18381 | 0.23664 | 0.28711 | 0.29292 | 3.2036 | 2.3434 | 1.538 | 3.2036 | 3.1192 | 5.1667 | 3.7899 | 2.4181 | 5.1667 | 5.0312 | 0.048517 | 2.9689 | 0.53316 | 3.7456 | 45.4528 | 0.28711 | 0.18381 | 0.23664 | 0.28711 | 0.29292 | 3.2036 | 2.3434 | 1.538 | 3.2036 | 3.1192 | 5.1667 | 3.7899 | 2.4181 | 5.1667 | 5.0312
127 | 0.2 | 0.25 | South/Central | OK | Oklahoma.City-Will.Rogers.World.AP.723530 | 3 | 3552038 | 59.7833 | 11.6492 | 76.6924 | 59.6844 | 17.008 | 947.36 | 6.427 | 55.51 | 6.2169 | 0.21002 | 88.6417 | 4.298 | 37.78 | 4.1213 | 0.17666 | 60.2638 | 5.3868 | 21.18 | 6.7658 | -1.379 | 31.9898 | 6.427 | 55.51 | 6.2169 | 0.21002 | 88.6417 | 6.5469 | 53.77 | 6.4963 | 0.050525 | 85.8498 | 0.048517 | 2.9005 | 0.56518 | 3.7209 | 45.9632 | 0.31182 | 0.20853 | 0.26135 | 0.31182 | 0.31764 | 2.6932 | 1.833 | 1.0276 | 2.6932 | 2.6088 | 4.3006 | 2.9238 | 1.5521 | 4.3006 | 4.1652 | 0.048517 | 2.9005 | 0.56518 | 3.7209 | 45.9632 | 0.31182 | 0.20853 | 0.26135 | 0.31182 | 0.31764 | 2.6932 | 1.833 | 1.0276 | 2.6932 | 2.6088 | 4.3006 | 2.9238 | 1.5521 | 4.3006 | 4.1652
128 | 0.2 | 0.3 | South/Central | OK | Oklahoma.City-Will.Rogers.World.AP.723530 | 3 | 3552038 | 58.5038 | 12.3091 | 76.3129 | 58.4071 | 17.9058 | 959.06 | 6.8064 | 43.81 | 7.4943 | -0.68782 | 69.1114 | 4.6775 | 26.08 | 5.3987 | -0.72119 | 40.7334 | 5.7663 | 9.48 | 8.0431 | -2.2768 | 12.4594 | 6.8064 | 43.81 | 7.4943 | -0.68782 | 69.1114 | 6.9263 | 42.07 | 7.7737 | -0.84732 | 66.3194 | 0.048517 | 2.8384 | 0.5972 | 3.7025 | 46.5309 | 0.33023 | 0.22694 | 0.27976 | 0.33023 | 0.33605 | 2.1255 | 1.2653 | 0.45994 | 2.1255 | 2.0411 | 3.3531 | 1.9763 | 0.6045 | 3.3531 | 3.2176 | 0.048517 | 2.8384 | 0.5972 | 3.7025 | 46.5309 | 0.33023 | 0.22694 | 0.27976 | 0.33023 | 0.33605 | 2.1255 | 1.2653 | 0.45994 | 2.1255 | 2.0411 | 3.3531 | 1.9763 | 0.6045 | 3.3531 | 3.2176
129 | 0.2 | 0.35 | South/Central | OK | Oklahoma.City-Will.Rogers.World.AP.723530 | 3 | 3552038 | 57.2944 | 12.9891 | 76.0334 | 57.1996 | 18.8338 | 972.09 | 7.0859 | 30.78 | 8.7017 | -1.6158 | 47.4698 | 4.9569 | 13.05 | 6.6061 | -1.6492 | 19.0918 | 6.0457 | -3.55 | 9.2506 | -3.2048 | -9.1822 | 7.0859 | 30.78 | 8.7017 | -1.6158 | 47.4698 | 7.2058 | 29.04 | 8.9811 | -1.7753 | 44.6779 | 0.048517 | 2.7798 | 0.6302 | 3.6889 | 47.1631 | 0.34379 | 0.2405 | 0.29332 | 0.34379 | 0.34961 | 1.4934 | 0.63315 | -0.17224 | 1.4934 | 1.4089 | 2.3031 | 0.92628 | -0.44549 | 2.3031 | 2.1676 | 0.048517 | 2.7798 | 0.6302 | 3.6889 | 47.1631 | 0.34379 | 0.2405 | 0.29332 | 0.34379 | 0.34961 | 1.4934 | 0.63315 | -0.17224 | 1.4934 | 1.4089 | 2.3031 | 0.92628 | -0.44549 | 2.3031 | 2.1676
130 | 0.2 | 0.4 | South/Central | OK | Oklahoma.City-Will.Rogers.World.AP.723530 | 3 | 3552038 | 57.0945 | 12.9591 | 75.8335 | 57 | 18.8335 | 970.58 | 7.2858 | 32.29 | 8.9013 | -1.6155 | 50.06 | 5.1569 | 14.56 | 6.8057 | -1.6488 | 21.682 | 6.2457 | -2.04 | 9.4502 | -3.2045 | -6.592 | 7.2858 | 32.29 | 8.9013 | -1.6155 | 50.06 | 7.4058 | 30.55 | 9.1807 | -1.775 | 47.2681 | 0.048517 | 2.7701 | 0.62874 | 3.6792 | 47.0898 | 0.35349 | 0.2502 | 0.30302 | 0.35349 | 0.35931 | 1.5666 | 0.70641 | -0.098975 | 1.5666 | 1.4822 | 2.4288 | 1.052 | -0.31982 | 2.4288 | 2.2933 | 0.048517 | 2.7701 | 0.62874 | 3.6792 | 47.0898 | 0.35349 | 0.2502 | 0.30302 | 0.35349 | 0.35931 | 1.5666 | 0.70641 | -0.098975 | 1.5666 | 1.4822 | 2.4288 | 1.052 | -0.31982 | 2.4288 | 2.2933
Double | Double | Double | South/Central | OK | Oklahoma.City-Will.Rogers.World.AP.723530 | 3 | 3552038 | 66.7896 | 14.6192 | 88.1187 | 66.6797 | 21.4391 | 1112.72 | -4.9994 | -109.85 | -0.77835 | -4.2211 | -179.347 | -7.1284 | -127.58 | -2.8739 | -4.2544 | -207.725 | -6.0396 | -144.18 | -0.2295 | -5.8101 | -235.999 | -4.9994 | -109.85 | -0.77835 | -4.2211 | -179.347 | -4.8795 | -111.59 | -0.49894 | -4.3806 | -182.1389 | 0.048517 | 3.2404 | 0.70928 | 4.2753 | 53.986 | -0.24256 | -0.34585 | -0.29302 | -0.24256 | -0.23674 | -5.3296 | -6.1898 | -6.9952 | -5.3296 | -5.414 | -8.7014 | -10.0782 | -11.45 | -8.7014 | -8.8369 | 0.048517 | 3.2404 | 0.70928 | 4.2753 | 53.986 | -0.24256 | -0.34585 | -0.29302 | -0.24256 | -0.23674 | -5.3296 | -6.1898 | -6.9952 | -5.3296 | -5.414 | -8.7014 | -10.0782 | -11.45 | -8.7014 | -8.8369
Single | Single | Single | South/Central | OK | Oklahoma.City-Will.Rogers.World.AP.723530 | 3 | 3552038 | 81.1525 | 16.7192 | 105.7017 | 81.0195 | 24.6821 | 1306.55 | -22.5823 | -303.68 | -15.1182 | -7.4641 | -494.4527 | -24.7113 | -321.41 | -17.2138 | -7.4975 | -522.8306 | -23.6225 | -338.01 | -14.5693 | -9.0532 | -551.1046 | -22.5823 | -303.68 | -15.1182 | -7.4641 | -494.4527 | -22.4624 | -305.42 | -14.8388 | -7.6236 | -497.2446 | 0.048517 | 3.9373 | 0.81117 | 5.1283 | 63.3901 | -1.0956 | -1.1989 | -1.1461 | -1.0956 | -1.0898 | -14.7337 | -15.5939 | -16.3993 | -14.7337 | -14.8181 | -23.9895 | -25.3663 | -26.738 | -23.9895 | -24.1249 | 0.048517 | 3.9373 | 0.81117 | 5.1283 | 63.3901 | -1.0956 | -1.1989 | -1.1461 | -1.0956 | -1.0898 | -14.7337 | -15.5939 | -16.3993 | -14.7337 | -14.8181 | -23.9895 | -25.3663 | -26.738 | -23.9895 | -24.1249
1 | 0.35 | 0.47 | Southern | AZ | Phoenix-Sky.Harbor.Intl.AP.722780 | 2 | 3303225 | 11.4945 | 27.7122 | 48.1813 | 11.4382 | 36.7431 | 1403.61 | -3.0478 | -129.01 | 1.2184 | -4.2662 | -121.9248 | -3.8614 | -143.27 | 0.57653 | -4.4379 | -138.9919 | -5.2282 | -209.63 | 1.5294 | -6.7576 | -200.1772 | -3.0478 | -129.01 | 1.2184 | -4.2662 | -121.9248 | -3.0748 | -131.72 | 1.3036 | -4.3785 | -124.1982 | 0.10449 | 1.2011 | 2.8958 | 5.0347 | 146.6694 | -0.31848 | -0.40349 | -0.54632 | -0.31848 | -0.3213 | -13.4808 | -14.9709 | -21.9052 | -13.4808 | -13.764 | -12.7405 | -14.5239 | -20.9174 | -12.7405 | -12.978 | 0.08549 | 0.98267 | 2.3691 | 4.119 | 119.9948 | -0.26056 | -0.33011 | -0.44696 | -0.26056 | -0.26287 | -11.0291 | -12.2482 | -17.9213 | -11.0291 | -11.2608 | -10.4234 | -11.8824 | -17.1132 | -10.4234 | -10.6177
2 | 0.35 | 0.42 | Southern | AZ | Phoenix-Sky.Harbor.Intl.AP.722780 | 2 | 3303225 | 11.7956 | 26.6543 | 47.1242 | 11.7378 | 35.3864 | 1361.44 | -1.9907 | -86.84 | 0.91879 | -2.9094 | -81.6034 | -2.8042 | -101.1 | 0.2769 | -3.0811 | -98.6704 | -4.1711 | -167.46 | 1.2298 | -5.4009 | -159.8558 | -1.9907 | -86.84 | 0.91879 | -2.9094 | -81.6034 | -2.0177 | -89.55 | 1.004 | -3.0217 | -83.8767 | 0.10449 | 1.2326 | 2.7852 | 4.9242 | 142.2629 | -0.20801 | -0.29303 | -0.43585 | -0.20801 | -0.21084 | -9.0743 | -10.5644 | -17.4986 | -9.0743 | -9.3575 | -8.5271 | -10.3105 | -16.704 | -8.5271 | -8.7647 | 0.08549 | 1.0084 | 2.2787 | 4.0287 | 116.3897 | -0.17018 | -0.23973 | -0.35659 | -0.17018 | -0.1725 | -7.424 | -8.6431 | -14.3162 | -7.424 | -7.6556 | -6.9763 | -8.4354 | -13.6661 | -6.9763 | -7.1706
3 | 0.35 | 0.37 | Southern | AZ | Phoenix-Sky.Harbor.Intl.AP.722780 | 2 | 3303225 | 12.1271 | 25.706 | 46.2417 | 12.0677 | 34.1741 | 1324.56 | -1.1082 | -49.96 | 0.58894 | -1.6971 | -46.6682 | -1.9218 | -64.22 | -0.052957 | -1.8688 | -63.7353 | -3.2886 | -130.58 | 0.89993 | -4.1885 | -124.9206 | -1.1082 | -49.96 | 0.58894 | -1.6971 | -46.6682 | -1.1353 | -52.67 | 0.67414 | -1.8094 | -48.9416 | 0.10449 | 1.2672 | 2.6861 | 4.832 | 138.4092 | -0.1158 | -0.20081 | -0.34364 | -0.1158 | -0.11863 | -5.2205 | -6.7106 | -13.6449 | -5.2205 | -5.5037 | -4.8766 | -6.66 | -13.0535 | -4.8766 | -5.1141 | 0.08549 | 1.0368 | 2.1976 | 3.9532 | 113.2369 | -0.09474 | -0.16429 | -0.28114 | -0.09474 | -0.097054 | -4.2711 | -5.4902 | -11.1633 | -4.2711 | -4.5028 | -3.9897 | -5.4487 | -10.6795 | -3.9897 | -4.184
4 | 0.35 | 0.32 | Southern | AZ | Phoenix-Sky.Harbor.Intl.AP.722780 | 2 | 3303225 | 12.5377 | 24.7582 | 45.444 | 12.4763 | 32.9678 | 1288.92 | -0.3105 | -14.32 | 0.18035 | -0.49085 | -13.3212 | -1.1241 | -28.58 | -0.46155 | -0.66253 | -30.3882 | -2.4909 | -94.94 | 0.49133 | -2.9823 | -91.5736 | -0.3105 | -14.32 | 0.18035 | -0.49085 | -13.3212 | -0.33757 | -17.03 | 0.26555 | -0.60312 | -15.5945 | 0.10449 | 1.3101 | 2.5871 | 4.7486 | 134.685 | -0.032446 | -0.11746 | -0.26029 | -0.032446 | -0.035274 | -1.4964 | -2.9865 | -9.9207 | -1.4964 | -1.7795 | -1.392 | -3.1754 | -9.5689 | -1.392 | -1.6295 | 0.08549 | 1.0719 | 2.1166 | 3.885 | 110.19 | -0.026545 | -0.096098 | -0.21295 | -0.026545 | -0.028859 | -1.2242 | -2.4433 | -8.1164 | -1.2242 | -1.4559 | -1.1388 | -2.5979 | -7.8286 | -1.1388 | -1.3332
5 | 0.35 | 0.27 | Southern | AZ | Phoenix-Sky.Harbor.Intl.AP.722780 | 2 | 3303225 | 12.8289 | 24.176 | 44.9869 | 12.766 | 32.221 | 1267.34 | 0.14662 | 7.26 | -0.10935 | 0.25597 | 6.6774 | -0.66696 | -7 | -0.75125 | 0.084288 | -10.3897 | -2.0338 | -73.36 | 0.20164 | -2.2354 | -71.575 | 0.14662 | 7.26 | -0.10935 | 0.25597 | 6.6774 | 0.11955 | 4.55 | -0.024149 | 0.1437 | 4.404 | 0.10449 | 1.3405 | 2.5263 | 4.7009 | 132.43 | 0.015321 | -0.069694 | -0.21252 | 0.015321 | 0.012492 | 0.75863 | -0.73146 | -7.6657 | 0.75863 | 0.47545 | 0.69775 | -1.0857 | -7.4792 | 0.69775 | 0.4602 | 0.08549 | 1.0967 | 2.0668 | 3.8459 | 108.3451 | 0.012534 | -0.057019 | -0.17387 | 0.012534 | 0.01022 | 0.62066 | -0.59843 | -6.2716 | 0.62066 | 0.38898 | 0.57085 | -0.88821 | -6.119 | 0.57085 | 0.3765
6 | 0.35 | 0.23 | Southern | AZ | Phoenix-Sky.Harbor.Intl.AP.722780 | 2 | 3303225 | 13.0044 | 23.8795 | 44.7702 | 12.9406 | 31.8296 | 1256.31 | 0.36333 | 18.29 | -0.28402 | 0.64735 | 16.756 | -0.45025 | 4.03 | -0.92592 | 0.47567 | -0.31107 | -1.8171 | -62.33 | 0.026964 | -1.8441 | -61.4964 | 0.36333 | 18.29 | -0.28402 | 0.64735 | 16.756 | 0.33626 | 15.58 | -0.19882 | 0.53508 | 14.4826 | 0.10449 | 1.3589 | 2.4953 | 4.6782 | 131.2774 | 0.037966 | -0.047048 | -0.18988 | 0.037966 | 0.035138 | 1.9112 | 0.42111 | -6.5131 | 1.9112 | 1.628 | 1.7509 | -0.032505 | -6.426 | 1.7509 | 1.5134 | 0.08549 | 1.1117 | 2.0415 | 3.8274 | 107.4021 | 0.031061 | -0.038492 | -0.15534 | 0.031061 | 0.028747 | 1.5636 | 0.34453 | -5.3286 | 1.5636 | 1.3319 | 1.4325 | -0.026593 | -5.2573 | 1.4325 | 1.2381
7 | 0.35 | 0.19 | Southern | AZ | Phoenix-Sky.Harbor.Intl.AP.722780 | 2 | 3303225 | 13.4511 | 23.0359 | 44.1429 | 13.3851 | 30.7578 | 1225.7 | 0.9906 | 48.9 | -0.72851 | 1.7191 | 44.9503 | 0.17703 | 34.64 | -1.3704 | 1.5474 | 27.8832 | -1.1898 | -31.72 | -0.41752 | -0.77229 | -33.3021 | 0.9906 | 48.9 | -0.72851 | 1.7191 | 44.9503 | 0.96354 | 46.19 | -0.64331 | 1.6068 | 42.6769 | 0.10449 | 1.4056 | 2.4071 | 4.6127 | 128.0788 | 0.10351 | 0.018498 | -0.12433 | 0.10351 | 0.10068 | 5.1098 | 3.6197 | -3.3146 | 5.1098 | 4.8266 | 4.6971 | 2.9136 | -3.4799 | 4.6971 | 4.4595 | 0.08549 | 1.1499 | 1.9693 | 3.7738 | 104.7853 | 0.084687 | 0.015134 | -0.10172 | 0.084687 | 0.082373 | 4.1805 | 2.9614 | -2.7117 | 4.1805 | 3.9488 | 3.8428 | 2.3837 | -2.847 | 3.8428 | 3.6485
8 | 0.35 | 0.17 | Southern | AZ | Phoenix-Sky.Harbor.Intl.AP.722780 | 2 | 3303225 | 13.7022 | 22.6094 | 43.8576 | 13.6351 | 30.2226 | 1210.77 | 1.2759 | 63.83 | -0.97844 | 2.2544 | 58.5386 | 0.46233 | 49.57 | -1.6203 | 2.0827 | 41.4715 | -0.90451 | -16.79 | -0.66745 | -0.23705 | -19.7138 | 1.2759 | 63.83 | -0.97844 | 2.2544 | 58.5386 | 1.2488 | 61.12 | -0.89324 | 2.1421 | 56.2652 | 0.10449 | 1.4318 | 2.3626 | 4.5829 | 126.5187 | 0.13333 | 0.048311 | -0.094516 | 0.13333 | 0.1305 | 6.6699 | 5.1798 | -1.7545 | 6.6699 | 6.3867 | 6.117 | 4.3335 | -2.06 | 6.117 | 5.8794 | 0.08549 | 1.1714 | 1.9329 | 3.7494 | 103.5089 | 0.10908 | 0.039525 | -0.077327 | 0.10908 | 0.10676 | 5.4568 | 4.2377 | -1.4354 | 5.4568 | 5.2252 | 5.0045 | 3.5454 | -1.6853 | 5.0045 | 4.8101
9 | 0.33 | 0.47 | Southern | AZ | Phoenix-Sky.Harbor.Intl.AP.722780 | 2 | 3303225 | 11.2548 | 27.6869 | 47.8963 | 11.1996 | 36.6967 | 1398.89 | -2.7628 | -124.29 | 1.457 | -4.2198 | -116.1659 | -3.5764 | -138.55 | 0.81512 | -4.3915 | -133.2329 | -4.9432 | -204.91 | 1.768 | -6.7112 | -194.4182 | -2.7628 | -124.29 | 1.457 | -4.2198 | -116.1659 | -2.7898 | -127 | 1.5422 | -4.3321 | -118.4392 | 0.10449 | 1.1761 | 2.8931 | 5.0049 | 146.1762 | -0.2887 | -0.37371 | -0.51654 | -0.2887 | -0.29152 | -12.9876 | -14.4777 | -21.412 | -12.9876 | -13.2708 | -12.1387 | -13.9221 | -20.3156 | -12.1387 | -12.3762 | 0.08549 | 0.96217 | 2.367 | 4.0947 | 119.5913 | -0.23619 | -0.30574 | -0.42259 | -0.23619 | -0.2385 | -10.6256 | -11.8447 | -17.5178 | -10.6256 | -10.8573 | -9.931 | -11.3901 | -16.6208 | -9.931 | -10.1254
10 | 0.33 | 0.42 | Southern | AZ | Phoenix-Sky.Harbor.Intl.AP.722780 | 2 | 3303225 | 11.5506 | 26.6243 | 46.8239 | 11.494 | 35.3299 | 1356.31 | -1.6903 | -81.71 | 1.1627 | -2.853 | -75.4146 | -2.5039 | -95.97 | 0.52076 | -3.0247 | -92.4816 | -3.8708 | -162.33 | 1.4736 | -5.3444 | -153.667 | -1.6903 | -81.71 | 1.1627 | -2.853 | -75.4146 | -1.7174 | -84.42 | 1.2479 | -2.9653 | -77.6879 | 0.10449 | 1.207 | 2.7821 | 4.8928 | 141.7269 | -0.17663 | -0.26165 | -0.40447 | -0.17663 | -0.17946 | -8.5382 | -10.0283 | -16.9626 | -8.5382 | -8.8214 | -7.8804 | -9.6638 | -16.0573 | -7.8804 | -8.118 | 0.08549 | 0.98746 | 2.2761 | 4.003 | 115.9512 | -0.14451 | -0.21406 | -0.33091 | -0.14451 | -0.14682 | -6.9854 | -8.2045 | -13.8776 | -6.9854 | -7.2171 | -6.4472 | -7.9063 | -13.137 | -6.4472 | -6.6416
11 | 0.33 | 0.37 | Southern | AZ | Phoenix-Sky.Harbor.Intl.AP.722780 | 2 | 3303225 | 11.8817 | 25.676 | 45.9416 | 11.8234 | 34.1182 | 1319.46 | -0.80805 | -44.86 | 0.8332 | -1.6413 | -40.4911 | -1.6216 | -59.12 | 0.1913 | -1.8129 | -57.5581 | -2.9885 | -125.48 | 1.1442 | -4.1327 | -118.7435 | -0.80805 | -44.86 | 0.8332 | -1.6413 | -40.4911 | -0.83512 | -47.57 | 0.9184 | -1.7535 | -42.7644 | 0.10449 | 1.2416 | 2.683 | 4.8006 | 137.8762 | -0.084437 | -0.16945 | -0.31228 | -0.084437 | -0.087265 | -4.6876 | -6.1777 | -13.112 | -4.6876 | -4.9708 | -4.2311 | -6.0145 | -12.408 | -4.2311 | -4.4686 | 0.08549 | 1.0158 | 2.195 | 3.9276 | 112.8009 | -0.069081 | -0.13863 | -0.25548 | -0.069081 | -0.071395 | -3.8351 | -5.0542 | -10.7273 | -3.8351 | -4.0668 | -3.4616 | -4.9207 | -10.1514 | -3.4616 | -3.6559
12 | 0.33 | 0.32 | Southern | AZ | Phoenix-Sky.Harbor.Intl.AP.722780 | 2 | 3303225 | 12.288 | 24.7182 | 45.1244 | 12.2277 | 32.8966 | 1283.24 | 0.0091609 | -8.64 | 0.42887 | -0.41971 | -6.5564 | -0.80442 | -22.9 | -0.21303 | -0.59139 | -23.6235 | -2.1713 | -89.26 | 0.73986 | -2.9111 | -84.8088 | 0.0091609 | -8.64 | 0.42887 | -0.41971 | -6.5564 | -0.017907 | -11.35 | 0.51407 | -0.53198 | -8.8298 | 0.10449 | 1.284 | 2.5829 | 4.7152 | 134.0914 | 0.00095727 | -0.084057 | -0.22688 | 0.00095727 | -0.0018712 | -0.90283 | -2.3929 | -9.3272 | -0.90283 | -1.186 | -0.68511 | -2.4685 | -8.862 | -0.68511 | -0.92266 | 0.08549 | 1.0505 | 2.1132 | 3.8577 | 109.7044 | 0.00078317 | -0.06877 | -0.18562 | 0.00078317 | -0.0015309 | -0.73864 | -1.9577 | -7.6309 | -0.73864 | -0.97031 | -0.56051 | -2.0196 | -7.2503 | -0.56051 | -0.75486
13 | 0.33 | 0.27 | Southern | AZ | Phoenix-Sky.Harbor.Intl.AP.722780 | 2 | 3303225 | 12.5692 | 24.136 | 44.6572 | 12.5075 | 32.1497 | 1261.53 | 0.47637 | 13.07 | 0.14911 | 0.32725 | 13.6222 | -0.33721 | -1.19 | -0.49278 | 0.15558 | -3.4449 | -1.704 | -67.55 | 0.4601 | -2.1642 | -64.6302 | 0.47637 | 13.07 | 0.14911 | 0.32725 | 13.6222 | 0.4493 | 10.36 | 0.23432 | 0.21498 | 11.3488 | 0.10449 | 1.3134 | 2.5221 | 4.6664 | 131.8229 | 0.049778 | -0.035236 | -0.17806 | 0.049778 | 0.04695 | 1.3657 | -0.12435 | -7.0586 | 1.3657 | 1.0826 | 1.4234 | -0.35997 | -6.7535 | 1.4234 | 1.1859 | 0.08549 | 1.0745 | 2.0634 | 3.8177 | 107.8484 | 0.040725 | -0.028828 | -0.14568 | 0.040725 | 0.038411 | 1.1174 | -0.10173 | -5.7749 | 1.1174 | 0.88568 | 1.1646 | -0.2945 | -5.5252 | 1.1646 | 0.97021
14 | 0.33 | 0.23 | Southern | AZ | Phoenix-Sky.Harbor.Intl.AP.722780 | 2 | 3303225 | 12.7443 | 23.8337 | 44.4301 | 12.6818 | 31.7484 | 1250.17 | 0.70341 | 24.43 | -0.025164 | 0.72857 | 24.0415 | -0.11017 | 10.17 | -0.66706 | 0.5569 | 6.9744 | -1.477 | -56.19 | 0.28582 | -1.7628 | -54.2109 | 0.70341 | 24.43 | -0.025164 | 0.72857 | 24.0415 | 0.67634 | 21.72 | 0.060039 | 0.6163 | 21.7681 | 0.10449 | 1.3317 | 2.4905 | 4.6427 | 130.6358 | 0.073503 | -0.011512 | -0.15434 | 0.073503 | 0.070674 | 2.5528 | 1.0627 | -5.8715 | 2.5528 | 2.2696 | 2.5122 | 0.72879 | -5.6647 | 2.5122 | 2.2746 | 0.08549 | 1.0895 | 2.0376 | 3.7983 | 106.8772 | 0.060135 | -0.0094182 | -0.12627 | 0.060135 | 0.057821 | 2.0885 | 0.86943 | -4.8037 | 2.0885 | 1.8568 | 2.0553 | 0.59625 | -4.6345 | 2.0553 | 1.861
15 | 0.33 | 0.19 | Southern | AZ | Phoenix-Sky.Harbor.Intl.AP.722780 | 2 | 3303225 | 13.1909 | 22.9812 | 43.7981 | 13.1263 | 30.6719 | 1219.39 | 1.3354 | 55.21 | -0.46965 | 1.8051 | 52.3944 | 0.52183 | 40.95 | -1.1115 | 1.6334 | 35.3273 | -0.84502 | -25.41 | -0.15866 | -0.68635 | -25.858 | 1.3354 | 55.21 | -0.46965 | 1.8051 | 52.3944 | 1.3083 | 52.5 | -0.38445 | 1.6928 | 50.121 | 0.10449 | 1.3784 | 2.4014 | 4.5767 | 127.4195 | 0.13954 | 0.054528 | -0.088299 | 0.13954 | 0.13671 | 5.7691 | 4.279 | -2.6552 | 5.7691 | 5.486 | 5.4749 | 3.6915 | -2.702 | 5.4749 | 5.2374 | 0.08549 | 1.1277 | 1.9647 | 3.7443 | 104.2458 | 0.11416 | 0.044611 | -0.072241 | 0.11416 | 0.11185 | 4.7199 | 3.5008 | -2.1723 | 4.7199 | 4.4882 | 4.4792 | 3.0201 | -2.2106 | 4.4792 | 4.2849
16 | 0.33 | 0.17 | Southern | AZ | Phoenix-Sky.Harbor.Intl.AP.722780 | 2 | 3303225 | 13.4368 | 22.5498 | 43.4927 | 13.3709 | 30.1218 | 1203.9 | 1.6409 | 70.7 | -0.7143 | 2.3552 | 66.5752 | 0.82728 | 56.44 | -1.3562 | 2.1835 | 49.5081 | -0.53956 | -9.92 | -0.40331 | -0.13625 | -11.6772 | 1.6409 | 70.7 | -0.7143 | 2.3552 | 66.5752 | 1.6138 | 67.99 | -0.6291 | 2.2429 | 64.3018 | 0.10449 | 1.4041 | 2.3563 | 4.5447 | 125.8009 | 0.17146 | 0.086446 | -0.056381 | 0.17146 | 0.16863 | 7.3878 | 5.8977 | -1.0366 | 7.3878 | 7.1046 | 6.9567 | 5.1733 | -1.2202 | 6.9567 | 6.7192 | 0.08549 | 1.1487 | 1.9278 | 3.7182 | 102.9216 | 0.14028 | 0.070724 | -0.046127 | 0.14028 | 0.13796 | 6.0442 | 4.8251 | -0.84806 | 6.0442 | 5.8125 | 5.6915 | 4.2325 | -0.99829 | 5.6915 | 5.4972
17 | 0.3 | 0.47 | Southern | AZ | Phoenix-Sky.Harbor.Intl.AP.722780 | 2 | 3303225 | 10.8899 | 27.6526 | 47.4571 | 10.8364 | 36.6207 | 1391.52 | -2.3236 | -116.92 | 1.8202 | -4.1438 | -107.2194 | -3.1372 | -131.18 | 1.1783 | -4.3155 | -124.2865 | -4.504 | -197.54 | 2.1312 | -6.6352 | -185.4718 | -2.3236 | -116.92 | 1.8202 | -4.1438 | -107.2194 | -2.3507 | -119.63 | 1.9054 | -4.256 | -109.4928 | 0.10449 | 1.1379 | 2.8895 | 4.959 | 145.4061 | -0.2428 | -0.32782 | -0.47065 | -0.2428 | -0.24563 | -12.2175 | -13.7076 | -20.6418 | -12.2175 | -12.5007 | -11.2038 | -12.9872 | -19.3808 | -11.2038 | -11.4414 | 0.08549 | 0.93098 | 2.364 | 4.0571 | 118.9613 | -0.19864 | -0.2682 | -0.38505 | -0.19864 | -0.20096 | -9.9955 | -11.2146 | -16.8877 | -9.9955 | -10.2272 | -9.1662 | -10.6253 | -15.856 | -9.1662 | -9.3606
18 | 0.3 | 0.42 | Southern | AZ | Phoenix-Sky.Harbor.Intl.AP.722780 | 2 | 3303225 | 11.1811 | 26.5747 | 46.3647 | 11.1261 | 35.2386 | 1348.37 | -1.2311 | -73.77 | 1.5305 | -2.7616 | -65.8699 | -2.0447 | -88.03 | 0.88858 | -2.9333 | -82.9369 | -3.4116 | -154.39 | 1.8415 | -5.253 | -144.1222 | -1.2311 | -73.77 | 1.5305 | -2.7616 | -65.8699 | -1.2582 | -76.48 | 1.6157 | -2.8739 | -68.1432 | 0.10449 | 1.1684 | 2.7769 | 4.8449 | 140.8972 | -0.12865 | -0.21366 | -0.35649 | -0.12865 | -0.13148 | -7.7086 | -9.1986 | -16.1329 | -7.7086 | -7.9917 | -6.883 | -8.6664 | -15.06 | -6.883 | -7.1206 | 0.08549 | 0.95587 | 2.2719 | 3.9637 | 115.2724 | -0.10525 | -0.1748 | -0.29166 | -0.10525 | -0.10757 | -6.3066 | -7.5257 | -13.1988 | -6.3066 | -6.5383 | -5.6312 | -7.0903 | -12.321 | -5.6312 | -5.8256
19 | 0.3 | 0.37 | Southern | AZ | Phoenix-Sky.Harbor.Intl.AP.722780 | 2 | 3303225 | 11.5022 | 25.6317 | 45.4777 | 11.4457 | 34.0321 | 1311.56 | -0.34417 | -36.96 | 1.211 | -1.5551 | -30.9481 | -1.1577 | -51.22 | 0.56906 | -1.7268 | -48.0151 | -2.5246 | -117.58 | 1.5219 | -4.0465 | -109.2004 | -0.34417 | -36.96 | 1.211 | -1.5551 | -30.9481 | -0.37124 | -39.67 | 1.2962 | -1.6674 | -33.2214 | 0.10449 | 1.2019 | 2.6784 | 4.7522 | 137.0507 | -0.035964 | -0.12098 | -0.26381 | -0.035964 | -0.038792 | -3.8621 | -5.3522 | -12.2865 | -3.8621 | -4.1453 | -3.2339 | -5.0173 | -11.4108 | -3.2339 | -3.4715 | 0.08549 | 0.98332 | 2.1913 | 3.8879 | 112.1255 | -0.029423 | -0.098976 | -0.21583 | -0.029423 | -0.031737 | -3.1597 | -4.3788 | -10.0519 | -3.1597 | -3.3914 | -2.6458 | -4.1048 | -9.3356 | -2.6458 | -2.8401
20 | 0.3 | 0.32 | Southern | AZ | Phoenix-Sky.Harbor.Intl.AP.722780 | 2 | 3303225 | 11.8985 | 24.6681 | 44.6448 | 11.84 | 32.8047 | 1275.02 | 0.48878 | -0.42 | 0.81657 | -0.32779 | 3.3562 | -0.3248 | -14.68 | 0.17467 | -0.49947 | -13.7108 | -1.6916 | -81.04 | 1.1276 | -2.8192 | -74.8962 | 0.48878 | -0.42 | 0.81657 | -0.32779 | 3.3562 | 0.46171 | -3.13 | 0.90177 | -0.44006 | 1.0829 | 0.10449 | 1.2433 | 2.5777 | 4.6651 | 133.2325 | 0.051075 | -0.03394 | -0.17677 | 0.051075 | 0.048246 | -0.043888 | -1.534 | -8.4682 | -0.043888 | -0.32707 | 0.3507 | -1.4327 | -7.8262 | 0.3507 | 0.11315 | 0.08549 | 1.0172 | 2.1089 | 3.8167 | 109.0017 | 0.041786 | -0.027767 | -0.14462 | 0.041786 | 0.039472 | -0.035906 | -1.255 | -6.9281 | -0.035906 | -0.26758 | 0.28692 | -1.1721 | -6.4029 | 0.28692 | 0.092574
21 | 0.3 | 0.27 | Southern | AZ | Phoenix-Sky.Harbor.Intl.AP.722780 | 2 | 3303225 | 12.1736 | 24.076 | 44.152 | 12.1137 | 32.0383 | 1252.56 | 0.98155 | 22.04 | 0.54288 | 0.43867 | 24.2966 | 0.16797 | 7.78 | -0.099017 | 0.26699 | 7.2296 | -1.1989 | -58.58 | 0.85387 | -2.0527 | -53.9557 | 0.98155 | 22.04 | 0.54288 | 0.43867 | 24.2966 | 0.95448 | 19.33 | 0.62808 | 0.3264 | 22.0233 | 0.10449 | 1.2721 | 2.5158 | 4.6136 | 130.8856 | 0.10257 | 0.017552 | -0.12528 | 0.10257 | 0.099738 | 2.3031 | 0.81297 | -6.1213 | 2.3031 | 2.0199 | 2.5389 | 0.75545 | -5.6381 | 2.5389 | 2.3013 | 0.08549 | 1.0407 | 2.0583 | 3.7746 | 107.0816 | 0.083913 | 0.01436 | -0.10249 | 0.083913 | 0.081599 | 1.8842 | 0.66511 | -5.008 | 1.8842 | 1.6525 | 2.0771 | 0.61806 | -4.6127 | 2.0771 | 1.8828
22 | 0.3 | 0.23 | Southern | AZ | Phoenix-Sky.Harbor.Intl.AP.722780 | 2 | 3303225 | 12.3448 | 23.7599 | 43.9067 | 12.2841 | 31.6226 | 1240.68 | 1.2268 | 33.92 | 0.37248 | 0.85432 | 35.2657 | 0.41321 | 19.66 | -0.26942 | 0.68264 | 18.1987 | -0.95363 | -46.7 | 0.68346 | -1.6371 | -42.9867 | 1.2268 | 33.92 | 0.37248 | 0.85432 | 35.2657 | 1.1997 | 31.21 | 0.45768 | 0.74204 | 32.9924 | 0.10449 | 1.29 | 2.4828 | 4.588 | 129.6442 | 0.12819 | 0.043179 | -0.099649 | 0.12819 | 0.12536 | 3.5445 | 2.0544 | -4.8799 | 3.5445 | 3.2613 | 3.6851 | 1.9017 | -4.4919 | 3.6851 | 3.4475 | 0.08549 | 1.0554 | 2.0312 | 3.7536 | 106.0659 | 0.10488 | 0.035326 | -0.081526 | 0.10488 | 0.10256 | 2.8998 | 1.6807 | -3.9924 | 2.8998 | 2.6681 | 3.0149 | 1.5558 | -3.6749 | 3.0149 | 2.8205
23 | 0.3 | 0.19 | Southern | AZ | Phoenix-Sky.Harbor.Intl.AP.722780 | 2 | 3303225 | 12.7858 | 22.9016 | 43.2633 | 12.7229 | 30.5404 | 1209.64 | 1.8702 | 64.96 | -0.066335 | 1.9366 | 63.912 | 1.0566 | 50.7 | -0.70823 | 1.7649 | 46.845 | -0.3102 | -15.66 | 0.24465 | -0.55485 | -14.3404 | 1.8702 | 64.96 | -0.066335 | 1.9366 | 63.912 | 1.8432 | 62.25 | 0.018867 | 1.8243 | 61.6387 | 0.10449 | 1.336 | 2.3931 | 4.5208 | 126.4007 | 0.19543 | 0.11041 | -0.032414 | 0.19543 | 0.1926 | 6.788 | 5.2979 | -1.6364 | 6.788 | 6.5048 | 6.6785 | 4.895 | -1.4985 | 6.6785 | 6.4409 | 0.08549 | 1.0931 | 1.9579 | 3.6986 | 103.4123 | 0.15989 | 0.090332 | -0.026519 | 0.15989 | 0.15757 | 5.5534 | 4.3344 | -1.3388 | 5.5534 | 5.3218 | 5.4638 | 4.0048 | -1.226 | 5.4638 | 5.2695
24 | 0.3 | 0.17 | Southern | AZ | Phoenix-Sky.Harbor.Intl.AP.722780 | 2 | 3303225 | 13.0316 | 22.4655 | 42.9531 | 12.9676 | 29.9855 | 1193.98 | 2.1804 | 80.62 | -0.31099 | 2.4914 | 78.2524 | 1.3668 | 66.36 | -0.95288 | 2.3197 | 61.1853 | 0 | 0 | 0 | 0 | 0 | 2.1804 | 80.62 | -0.31099 | 2.4914 | 78.2524 | 2.1534 | 77.91 | -0.22578 | 2.3791 | 75.979 | 0.10449 | 1.3617 | 2.3475 | 4.4884 | 124.7643 | 0.22784 | 0.14283 | 0 | 0.22784 | 0.22501 | 8.4243 | 6.9343 | 0 | 8.4243 | 8.1412 | 8.1769 | 6.3935 | 0 | 8.1769 | 7.9394 | 0.08549 | 1.1141 | 1.9206 | 3.6721 | 102.0735 | 0.1864 | 0.11685 | 0 | 0.1864 | 0.18409 | 6.8922 | 5.6731 | 0 | 6.8922 | 6.6605 | 6.6898 | 5.2307 | 0 | 6.6898 | 6.4955
25 | 0.28 | 0.47 | Southern | AZ | Phoenix-Sky.Harbor.Intl.AP.722780 | 2 | 3303225 | 10.7044 | 27.3926 | 46.9216 | 10.6518 | 36.2698 | 1377.15 | -1.7881 | -102.55 | 2.0048 | -3.7929 | -92.1779 | -2.6017 | -116.81 | 1.3629 | -3.9646 | -109.245 | -3.9685 | -183.17 | 2.3158 | -6.2843 | -170.4303 | -1.7881 | -102.55 | 2.0048 | -3.7929 | -92.1779 | -1.8152 | -105.26 | 2.09 | -3.9051 | -94.4513 | 0.10449 | 1.1186 | 2.8624 | 4.903 | 143.9045 | -0.18685 | -0.27186 | -0.41469 | -0.18685 | -0.18967 | -10.7159 | -12.206 | -19.1402 | -10.7159 | -10.9991 | -9.6321 | -11.4155 | -17.809 | -9.6321 | -9.8696 | 0.08549 | 0.91512 | 2.3418 | 4.0113 | 117.7328 | -0.15286 | -0.22242 | -0.33927 | -0.15286 | -0.15518 | -8.767 | -9.9861 | -15.6592 | -8.767 | -8.9987 | -7.8803 | -9.3394 | -14.5701 | -7.8803 | -8.0747
26 | 0.28 | 0.42 | Southern | AZ | Phoenix-Sky.Harbor.Intl.AP.722780 | 2 | 3303225 | 10.9457 | 26.5047 | 46.0193 | 10.8918 | 35.1275 | 1341.5 | -0.88575 | -66.9 | 1.7648 | -2.6505 | -58.0128 | -1.6993 | -81.16 | 1.1229 | -2.8222 | -75.0798 | -3.0662 | -147.52 | 2.0758 | -5.1419 | -136.2651 | -0.88575 | -66.9 | 1.7648 | -2.6505 | -58.0128 | -0.91282 | -69.61 | 1.85 | -2.7628 | -60.2861 | 0.10449 | 1.1438 | 2.7696 | 4.8088 | 140.1793 | -0.092556 | -0.17757 | -0.3204 | -0.092556 | -0.095384 | -6.9907 | -8.4808 | -15.415 | -6.9907 | -7.2739 | -6.062 | -7.8454 | -14.2389 | -6.062 | -6.2996 | 0.08549 | 0.93575 | 2.2659 | 3.9342 | 114.6851 | -0.075723 | -0.14528 | -0.26213 | -0.075723 | -0.078037 | -5.7193 | -6.9384 | -12.6115 | -5.7193 | -5.951 | -4.9595 | -6.4186 | -11.6493 | -4.9595 | -5.1539
27 | 0.28 | 0.37 | Southern | AZ | Phoenix-Sky.Harbor.Intl.AP.722780 | 2 | 3303225 | 11.2164 | 25.7121 | 45.2724 | 11.1612 | 34.1111 | 1310.5 | -0.13883 | -35.9 | 1.4954 | -1.6342 | -28.5997 | -0.95241 | -50.16 | 0.85347 | -1.8059 | -45.6667 | -2.3192 | -116.52 | 1.8064 | -4.1256 | -106.852 | -0.13883 | -35.9 | 1.4954 | -1.6342 | -28.5997 | -0.1659 | -38.61 | 1.5806 | -1.7465 | -30.873 | 0.10449 | 1.1721 | 2.6868 | 4.7307 | 136.94 | -0.014507 | -0.099521 | -0.24235 | -0.014507 | -0.017335 | -3.7514 | -5.2414 | -12.1757 | -3.7514 | -4.0345 | -2.9885 | -4.7719 | -11.1654 | -2.9885 | -3.2261 | 0.08549 | 0.95889 | 2.1981 | 3.8703 | 112.0349 | -0.011868 | -0.081421 | -0.19827 | -0.011868 | -0.014182 | -3.0691 | -4.2882 | -9.9613 | -3.0691 | -3.3008 | -2.445 | -3.9041 | -9.1348 | -2.445 | -2.6393
28 | 0.28 | 0.32 | Southern | AZ | Phoenix-Sky.Harbor.Intl.AP.722780 | 2 | 3303225 | 11.5532 | 24.8495 | 44.5052 | 11.4964 | 33.0088 | 1277.45 | 0.62835 | -2.85 | 1.1602 | -0.53189 | 2.546 | -0.18523 | -17.11 | 0.51834 | -0.70357 | -14.5211 | -1.5521 | -83.47 | 1.4712 | -3.0233 | -75.7064 | 0.62835 | -2.85 | 1.1602 | -0.53189 | 2.546 | 0.60128 | -5.56 | 1.2454 | -0.64416 | 0.27263 | 0.10449 | 1.2072 | 2.5966 | 4.6505 | 133.4864 | 0.065659 | -0.019355 | -0.16218 | 0.065659 | 0.06283 | -0.29781 | -1.7879 | -8.7222 | -0.29781 | -0.58099 | 0.26604 | -1.5174 | -7.9109 | 0.26604 | 0.028488 | 0.08549 | 0.98768 | 2.1244 | 3.8048 | 109.2094 | 0.053718 | -0.015835 | -0.13269 | 0.053718 | 0.051404 | -0.24365 | -1.4627 | -7.1359 | -0.24365 | -0.47533 | 0.21766 | -1.2414 | -6.4722 | 0.21766 | 0.023307
29 | 0.28 | 0.27 | Southern | AZ | Phoenix-Sky.Harbor.Intl.AP.722780 | 2 | 3303225 | 11.8286 | 24.2217 | 43.9723 | 11.7705 | 32.2019 | 1253.62 | 1.1612 | 20.98 | 0.88616 | 0.27507 | 24.8408 | 0.34765 | 6.72 | 0.24426 | 0.1034 | 7.7737 | -1.0192 | -59.64 | 1.1971 | -2.2163 | -53.4116 | 1.1612 | 20.98 | 0.88616 | 0.27507 | 24.8408 | 1.1342 | 18.27 | 0.97136 | 0.1628 | 22.5674 | 0.10449 | 1.236 | 2.531 | 4.5949 | 130.9963 | 0.12134 | 0.036328 | -0.1065 | 0.12134 | 0.11851 | 2.1923 | 0.7022 | -6.232 | 2.1923 | 1.9091 | 2.5957 | 0.81231 | -5.5812 | 2.5957 | 2.3582 | 0.08549 | 1.0112 | 2.0707 | 3.7592 | 107.1722 | 0.099274 | 0.029721 | -0.087131 | 0.099274 | 0.09696 | 1.7936 | 0.57449 | -5.0986 | 1.7936 | 1.5619 | 2.1236 | 0.66458 | -4.5662 | 2.1236 | 1.9293
30 | 0.28 | 0.23 | Southern | AZ | Phoenix-Sky.Harbor.Intl.AP.722780 | 2 | 3303225 | 12.0694 | 23.7199 | 43.5614 | 12.0101 | 31.5513 | 1234.65 | 1.5722 | 39.95 | 0.64656 | 0.92563 | 42.4862 | 0.75861 | 25.69 | 0.0046593 | 0.75395 | 25.4191 | -0.60823 | -40.67 | 0.95754 | -1.5658 | -35.7662 | 1.5722 | 39.95 | 0.64656 | 0.92563 | 42.4862 | 1.5451 | 37.24 | 0.73176 | 0.81336 | 40.2128 | 0.10449 | 1.2612 | 2.4786 | 4.5519 | 129.0141 | 0.16428 | 0.07927 | -0.063557 | 0.16428 | 0.16146 | 4.1746 | 2.6845 | -4.2498 | 4.1746 | 3.8914 | 4.4396 | 2.6562 | -3.7374 | 4.4396 | 4.202 | 0.08549 | 1.0318 | 2.0278 | 3.7241 | 105.5504 | 0.13441 | 0.064854 | -0.051998 | 0.13441 | 0.13209 | 3.4153 | 2.1962 | -3.4769 | 3.4153 | 3.1837 | 3.6321 | 2.1731 | -3.0577 | 3.6321 | 3.4378
31 | 0.28 | 0.19 | Southern | AZ | Phoenix-Sky.Harbor.Intl.AP.722780 | 2 | 3303225 | 12.4961 | 22.8669 | 42.9047 | 12.4347 | 30.47 | 1203.46 | 2.2288 | 71.14 | 0.22195 | 2.0069 | 71.3494 | 1.4153 | 56.88 | -0.41994 | 1.8352 | 54.2823 | 0.048413 | -9.48 | 0.53294 | -0.48453 | -6.903 | 2.2288 | 71.14 | 0.22195 | 2.0069 | 71.3494 | 2.2018 | 68.43 | 0.30716 | 1.8946 | 69.076 | 0.10449 | 1.3058 | 2.3895 | 4.4833 | 125.7549 | 0.2329 | 0.14789 | 0.0050589 | 0.2329 | 0.23007 | 7.4337 | 5.9436 | -0.99061 | 7.4337 | 7.1506 | 7.4556 | 5.6722 | -0.72133 | 7.4556 | 7.2181 | 0.08549 | 1.0683 | 1.9549 | 3.6679 | 102.884 | 0.19054 | 0.12099 | 0.0041389 | 0.19054 | 0.18823 | 6.0818 | 4.8627 | -0.81045 | 6.0818 | 5.8501 | 6.0997 | 4.6406 | -0.59014 | 6.0997 | 5.9053
32 | 0.28 | 0.17 | Southern | AZ | Phoenix-Sky.Harbor.Intl.AP.722780 | 2 | 3303225 | 12.7416 | 22.4351 | 42.6027 | 12.6789 | 29.9238 | 1188.1 | 2.5309 | 86.5 | -0.022305 | 2.5532 | 85.4087 | 1.7173 | 72.24 | -0.6642 | 2.3815 | 68.3417 | 0.35044 | 5.88 | 0.28868 | 0.061759 | 7.1564 | 2.5309 | 86.5 | -0.022305 | 2.5532 | 85.4087 | 2.5038 | 83.79 | 0.062898 | 2.4409 | 83.1354 | 0.10449 | 1.3314 | 2.3443 | 4.4517 | 124.1498 | 0.26446 | 0.17945 | 0.036619 | 0.26446 | 0.26163 | 9.0388 | 7.5487 | 0.61443 | 9.0388 | 8.7556 | 8.9247 | 7.1413 | 0.7478 | 8.9247 | 8.6872 | 0.08549 | 1.0893 | 1.918 | 3.6421 | 101.5709 | 0.21636 | 0.14681 | 0.029959 | 0.21636 | 0.21405 | 7.3949 | 6.1758 | 0.50268 | 7.3949 | 7.1632 | 7.3016 | 5.8425 | 0.6118 | 7.3016 | 7.1073
33 | 0.27 | 0.47 | Southern | AZ | Phoenix-Sky.Harbor.Intl.AP.722780 | 2 | 3303225 | 10.5999 | 27.3326 | 46.7275 | 10.5478 | 36.1797 | 1372.72 | -1.5939 | -98.12 | 2.1089 | -3.7028 | -87.3184 | -2.4075 | -112.38 | 1.467 | -3.8745 | -104.3854 | -3.7743 | -178.74 | 2.4198 | -6.1942 | -165.5707 | -1.5939 | -98.12 | 2.1089 | -3.7028 | -87.3184 | -1.621 | -100.83 | 2.1941 | -3.815 | -89.5917 | 0.10449 | 1.1076 | 2.8561 | 4.8828 | 143.4416 | -0.16656 | -0.25157 | -0.3944 | -0.16656 | -0.16938 | -10.253 | -11.7431 | -18.6773 | -10.253 | -10.5362 | -9.1243 | -10.9077 | -17.3012 | -9.1243 | -9.3618 | 0.08549 | 0.90618 | 2.3367 | 3.9947 | 117.3541 | -0.13626 | -0.20582 | -0.32267 | -0.13626 | -0.13858 | -8.3883 | -9.6074 | -15.2805 | -8.3883 | -8.62 | -7.4649 | -8.9239 | -14.1547 | -7.4649 | -7.6592
34 | 0.27 | 0.42 | Southern | AZ | Phoenix-Sky.Harbor.Intl.AP.722780 | 2 | 3303225 | 10.8258 | 26.47 | 45.85 | 10.7725 | 35.0774 | 1338.22 | -0.71644 | -63.62 | 1.8841 | -2.6005 | -54.2323 | -1.53 | -77.88 | 1.2422 | -2.7722 | -71.2993 | -2.8969 | -144.24 | 2.1951 | -5.0919 | -132.4846 | -0.71644 | -63.62 | 1.8841 | -2.6005 | -54.2323 | -0.7435 | -66.33 | 1.9693 | -2.7128 | -56.5056 | 0.10449 | 1.1312 | 2.766 | 4.7911 | 139.8365 | -0.074864 | -0.15988 | -0.30271 | -0.074864 | -0.077692 | -6.6479 | -8.138 | -15.0723 | -6.6479 | -6.9311 | -5.667 | -7.4504 | -13.8439 | -5.667 | -5.9045 | 0.08549 | 0.9255 | 2.2629 | 3.9197 | 114.4046 | -0.061248 | -0.1308 | -0.24765 | -0.061248 | -0.063562 | -5.4389 | -6.658 | -12.3311 | -5.4389 | -5.6706 | -4.6363 | -6.0954 | -11.3261 | -4.6363 | -4.8307
35 | 0.27 | 0.37 | Southern | AZ | Phoenix-Sky.Harbor.Intl.AP.722780 | 2 | 3303225 | 11.0566 | 25.8325 | 45.2533 | 11.0022 | 34.2512 | 1313.17 | -0.1198 | -38.57 | 1.6544 | -1.7742 | -30.5061 | -0.93338 | -52.83 | 1.0125 | -1.9459 | -47.5731 | -2.3002 | -119.19 | 1.9654 | -4.2656 | -108.7584 | -0.1198 | -38.57 | 1.6544 | -1.7742 | -30.5061 | -0.14687 | -41.28 | 1.7396 | -1.8865 | -32.7794 | 0.10449 | 1.1554 | 2.6994 | 4.7287 | 137.219 | -0.012519 | -0.097533 | -0.24036 | -0.012519 | -0.015347 | -4.0304 | -5.5204 | -12.4547 | -4.0304 | -4.3135 | -3.1877 | -4.9711 | -11.3647 | -3.1877 | -3.4253 | 0.08549 | 0.94523 | 2.2084 | 3.8687 | 112.2631 | -0.010242 | -0.079795 | -0.19665 | -0.010242 | -0.012556 | -3.2974 | -4.5164 | -10.1896 | -3.2974 | -3.529 | -2.608 | -4.067 | -9.2978 | -2.608 | -2.8023
36 | 0.27 | 0.32 | Southern | AZ | Phoenix-Sky.Harbor.Intl.AP.722780 | 2 | 3303225 | 11.352 | 25.0442 | 44.5391 | 11.2961 | 33.2429 | 1282.76 | 0.59449 | -8.16 | 1.3605 | -0.76598 | -1.7968 | -0.21909 | -22.42 | 0.71857 | -0.93766 | -18.8638 | -1.5859 | -88.78 | 1.6715 | -3.2574 | -80.0491 | 0.59449 | -8.16 | 1.3605 | -0.76598 | -1.7968 | 0.56742 | -10.87 | 1.4457 | -0.87825 | -4.0701 | 0.10449 | 1.1862 | 2.617 | 4.6541 | 134.0413 | 0.06212 | -0.022894 | -0.16572 | 0.06212 | 0.059292 | -0.85267 | -2.3428 | -9.277 | -0.85267 | -1.1359 | -0.18775 | -1.9712 | -8.3647 | -0.18775 | -0.4253 | 0.08549 | 0.97048 | 2.141 | 3.8077 | 109.6634 | 0.050823 | -0.01873 | -0.13558 | 0.050823 | 0.048509 | -0.6976 | -1.9167 | -7.5898 | -0.6976 | -0.92928 | -0.1536 | -1.6127 | -6.8434 | -0.1536 | -0.34795
37 | 0.27 | 0.27 | Southern | AZ | Phoenix-Sky.Harbor.Intl.AP.722780 | 2 | 3303225 | 11.6489 | 24.3121 | 43.8934 | 11.5915 | 32.3019 | 1254.67 | 1.2402 | 19.93 | 1.0651 | 0.17507 | 24.6295 | 0.42659 | 5.67 | 0.4232 | 0.0033928 | 7.5624 | -0.94025 | -60.69 | 1.3761 | -2.3163 | -53.6229 | 1.2402 | 19.93 | 1.0651 | 0.17507 | 24.6295 | 1.2131 | 17.22 | 1.1503 | 0.062802 | 22.3561 | 0.10449 | 1.2172 | 2.5405 | 4.5866 | 131.106 | 0.12959 | 0.044576 | -0.098251 | 0.12959 | 0.12676 | 2.0826 | 0.59248 | -6.3418 | 2.0826 | 1.7994 | 2.5736 | 0.79023 | -5.6033 | 2.5736 | 2.3361 | 0.08549 | 0.99586 | 2.0784 | 3.7525 | 107.2619 | 0.10602 | 0.036469 | -0.080382 | 0.10602 | 0.10371 | 1.7038 | 0.48473 | -5.1884 | 1.7038 | 1.4721 | 2.1056 | 0.64651 | -4.5842 | 2.1056 | 1.9112
38 | 0.27 | 0.23 | Southern | AZ | Phoenix-Sky.Harbor.Intl.AP.722780 | 2 | 3303225 | 11.9296 | 23.6999 | 43.3915 | 11.8709 | 31.5206 | 1231.77 | 1.7421 | 42.83 | 0.78573 | 0.95633 | 45.9674 | 0.92848 | 28.57 | 0.14383 | 0.78465 | 28.9003 | -0.43836 | -37.79 | 1.0967 | -1.5351 | -32.285 | 1.7421 | 42.83 | 0.78573 | 0.95633 | 45.9674 | 1.715 | 40.12 | 0.87093 | 0.84406 | 43.694 | 0.10449 | 1.2466 | 2.4765 | 4.5342 | 128.7131 | 0.18204 | 0.097021 | -0.045806 | 0.18204 | 0.17921 | 4.4755 | 2.9854 | -3.9488 | 4.4755 | 4.1923 | 4.8033 | 3.0199 | -3.3736 | 4.8033 | 4.5658 | 0.08549 | 1.0199 | 2.0261 | 3.7095 | 105.3042 | 0.14893 | 0.079376 | -0.037475 | 0.14893 | 0.14661 | 3.6615 | 2.4425 | -3.2307 | 3.6615 | 3.4299 | 3.9298 | 2.4707 | -2.7601 | 3.9298 | 3.7354
39 | 0.27 | 0.19 | Southern | AZ | Phoenix-Sky.Harbor.Intl.AP.722780 | 2 | 3303225 | 12.3563 | 22.8473 | 42.7296 | 12.2955 | 30.4341 | 1200.42 | 2.404 | 74.18 | 0.36113 | 2.0428 | 75.0071 | 1.5904 | 59.92 | -0.28077 | 1.8712 | 57.9401 | 0.22354 | -6.44 | 0.67211 | -0.44857 | -3.2453 | 2.404 | 74.18 | 0.36113 | 2.0428 | 75.0071 | 2.3769 | 71.47 | 0.44633 | 1.9306 | 72.7338 | 0.10449 | 1.2912 | 2.3874 | 4.465 | 125.4372 | 0.2512 | 0.16619 | 0.023359 | 0.2512 | 0.24837 | 7.7514 | 6.2613 | -0.67294 | 7.7514 | 7.4682 | 7.8378 | 6.0544 | -0.33911 | 7.8378 | 7.6003 | 0.08549 | 1.0563 | 1.9532 | 3.653 | 102.6241 | 0.20551 | 0.13596 | 0.019111 | 0.20551 | 0.2032 | 6.3417 | 5.1226 | -0.55056 | 6.3417 | 6.11 | 6.4124 | 4.9533 | -0.27744 | 6.4124 | 6.218
40 | 0.27 | 0.17 | Southern | AZ | Phoenix-Sky.Harbor.Intl.AP.722780 | 2 | 3303225 | 12.6017 | 22.4155 | 42.4332 | 12.5397 | 29.8934 | 1185.25 | 2.7004 | 89.35 | 0.11687 | 2.5835 | 88.8778 | 1.8868 | 75.09 | -0.52503 | 2.4118 | 71.8107 | 0.51995 | 8.73 | 0.42786 | 0.092097 | 10.6254 | 2.7004 | 89.35 | 0.11687 | 2.5835 | 88.8778 | 2.6733 | 86.64 | 0.20207 | 2.4712 | 86.6044 | 0.10449 | 1.3168 | 2.3423 | 4.434 | 123.852 | 0.28217 | 0.19716 | 0.054332 | 0.28217 | 0.27935 | 9.3366 | 7.8465 | 0.91224 | 9.3366 | 9.0534 | 9.2872 | 7.5038 | 1.1103 | 9.2872 | 9.0497 | 0.08549 | 1.0773 | 1.9163 | 3.6276 | 101.3272 | 0.23086 | 0.1613 | 0.044451 | 0.23086 | 0.22854 | 7.6385 | 6.4195 | 0.74633 | 7.6385 | 7.4069 | 7.5982 | 6.1391 | 0.90837 | 7.5982 | 7.4038
41 | 0.26 | 0.47 | Southern | AZ | Phoenix-Sky.Harbor.Intl.AP.722780 | 2 | 3303225 | 10.49 | 27.2726 | 46.5372 | 10.4384 | 36.0988 | 1368.53 | -1.4036 | -93.93 | 2.2182 | -3.6219 | -82.6744 | -2.2172 | -108.19 | 1.5763 | -3.7935 | -99.7414 | -3.5841 | -174.55 | 2.5292 | -6.1133 | -160.9267 | -1.4036 | -93.93 | 2.2182 | -3.6219 | -82.6744 | -1.4307 | -96.64 | 2.3034 | -3.7341 | -84.9477 | 0.10449 | 1.0961 | 2.8498 | 4.8629 | 143.0038 | -0.14667 | -0.23169 | -0.37452 | -0.14667 | -0.1495 | -9.8152 | -11.3053 | -18.2395 | -9.8152 | -10.0983 | -8.639 | -10.4224 | -16.8159 | -8.639 | -8.8766 | 0.08549 | 0.89679 | 2.3315 | 3.9785 | 116.9959 | -0.12 | -0.18955 | -0.3064 | -0.12 | -0.12231 | -8.0301 | -9.2492 | -14.9223 | -8.0301 | -8.2618 | -7.0678 | -8.5269 | -13.7577 | -7.0678 | -7.2622
42 | 0.26 | 0.42 | Southern | AZ | Phoenix-Sky.Harbor.Intl.AP.722780 | 2 | 3303225 | 10.7059 | 26.4304 | 45.6652 | 10.6532 | 35.012 | 1334.43 | -0.5317 | -59.83 | 2.0034 | -2.5351 | -49.9332 | -1.3453 | -74.09 | 1.3615 | -2.7068 | -67.0003 | -2.7121 | -140.45 | 2.3144 | -5.0265 | -128.1856 | -0.5317 | -59.83 | 2.0034 | -2.5351 | -49.9332 | -0.55876 | -62.54 | 2.0886 | -2.6473 | -52.2066 | 0.10449 | 1.1187 | 2.7618 | 4.7718 | 139.4405 | -0.055559 | -0.14057 | -0.2834 | -0.055559 | -0.058388 | -6.2519 | -7.742 | -14.6762 | -6.2519 | -6.5351 | -5.2177 | -7.0012 | -13.3947 | -5.2177 | -5.4553 | 0.08549 | 0.91525 | 2.2595 | 3.9039 | 114.0806 | -0.045455 | -0.11501 | -0.23186 | -0.045455 | -0.047769 | -5.1149 | -6.334 | -12.0071 | -5.1149 | -5.3466 | -4.2688 | -5.7279 | -10.9586 | -4.2688 | -4.4631
43 | 0.26 | 0.37 | Southern | AZ | Phoenix-Sky.Harbor.Intl.AP.722780 | 2 | 3303225 | 10.8915 | 25.9582 | 45.2382 | 10.8378 | 34.4003 | 1316.07 | -0.10465 | -41.47 | 1.8188 | -1.9234 | -32.6271 | -0.91823 | -55.73 | 1.1769 | -2.0951 | -49.6942 | -2.2851 | -122.09 | 2.1298 | -4.4148 | -110.8795 | -0.10465 | -41.47 | 1.8188 | -1.9234 | -32.6271 | -0.13172 | -44.18 | 1.904 | -2.0357 | -34.9005 | 0.10449 | 1.1381 | 2.7125 | 4.7271 | 137.522 | -0.010935 | -0.09595 | -0.23878 | -0.010935 | -0.013764 | -4.3334 | -5.8235 | -12.7577 | -4.3334 | -4.6166 | -3.4094 | -5.1928 | -11.5863 | -3.4094 | -3.6469 | 0.08549 | 0.93111 | 2.2192 | 3.8674 | 112.511 | -0.0089465 | -0.078499 | -0.19535 | -0.0089465 | -0.011261 | -3.5453 | -4.7644 | -10.4375 | -3.5453 | -3.777 | -2.7893 | -4.2484 | -9.4791 | -2.7893 | -2.9836
44 | 0.26 | 0.32 | Southern | AZ | Phoenix-Sky.Harbor.Intl.AP.722780 | 2 | 3303225 | 11.1422 | 25.2903 | 44.6307 | 11.0874 | 33.5433 | 1290.22 | 0.50288 | -15.62 | 1.5692 | -1.0663 | -8.2164 | -0.31069 | -29.88 | 0.92733 | -1.238 | -25.2835 | -1.6775 | -96.24 | 1.8802 | -3.5577 | -86.4688 | 0.50288 | -15.62 | 1.5692 | -1.0663 | -8.2164 | 0.47582 | -18.33 | 1.6544 | -1.1786 | -10.4898 | 0.10449 | 1.1643 | 2.6427 | 4.6637 | 134.8208 | 0.052549 | -0.032466 | -0.17529 | 0.052549 | 0.04972 | -1.6322 | -3.1223 | -10.0565 | -1.6322 | -1.9154 | -0.85857 | -2.642 | -9.0355 | -0.85857 | -1.0961 | 0.08549 | 0.95255 | 2.1621 | 3.8155 | 110.3011 | 0.042992 | -0.026561 | -0.14341 | 0.042992 | 0.040678 | -1.3354 | -2.5544 | -8.2276 | -1.3354 | -1.567 | -0.70242 | -2.1615 | -7.3922 | -0.70242 | -0.89677
45 | 0.26 | 0.27 | Southern | AZ | Phoenix-Sky.Harbor.Intl.AP.722780 | 2 | 3303225 | 11.4733 | 24.4121 | 43.8331 | 11.4168 | 32.4163 | 1256.26 | 1.3004 | 18.34 | 1.2398 | 0.060641 | 23.8582 | 0.48683 | 4.08 | 0.59787 | -0.11104 | 6.7911 | -0.88001 | -62.28 | 1.5508 | -2.4308 | -54.3942 | 1.3004 | 18.34 | 1.2398 | 0.060641 | 23.8582 | 1.2733 | 15.63 | 1.325 | -0.05163 | 21.5848 | 0.10449 | 1.1989 | 2.5509 | 4.5803 | 131.2722 | 0.13589 | 0.050871 | -0.091957 | 0.13589 | 0.13306 | 1.9164 | 0.42634 | -6.5079 | 1.9164 | 1.6332 | 2.493 | 0.70964 | -5.6839 | 2.493 | 2.2555 | 0.08549 | 0.98086 | 2.087 | 3.7473 | 107.3979 | 0.11117 | 0.041619 | -0.075232 | 0.11117 | 0.10886 | 1.5679 | 0.3488 | -5.3243 | 1.5679 | 1.3362 | 2.0396 | 0.58057 | -4.6502 | 2.0396 | 1.8453
46 | 0.26 | 0.23 | Southern | AZ | Phoenix-Sky.Harbor.Intl.AP.722780 | 2 | 3303225 | 11.7898 | 23.6894 | 43.2213 | 11.7317 | 31.4896 | 1228.89 | 1.9123 | 45.71 | 0.92491 | 0.98736 | 49.4599 | 1.0987 | 31.45 | 0.28301 | 0.81569 | 32.3928 | -0.26815 | -34.91 | 1.2359 | -1.504 | -28.7925 | 1.9123 | 45.71 | 0.92491 | 0.98736 | 49.4599 | 1.8852 | 43 | 1.0101 | 0.87509 | 47.1865 | 0.10449 | 1.232 | 2.4754 | 4.5164 | 128.4122 | 0.19982 | 0.11481 | -0.02802 | 0.19982 | 0.19699 | 4.7764 | 3.2864 | -3.6479 | 4.7764 | 4.4933 | 5.1683 | 3.3849 | -3.0087 | 5.1683 | 4.9307 | 0.08549 | 1.0079 | 2.0252 | 3.695 | 105.058 | 0.16348 | 0.093927 | -0.022924 | 0.16348 | 0.16117 | 3.9078 | 2.6887 | -2.9845 | 3.9078 | 3.6761 | 4.2283 | 2.7693 | -2.4615 | 4.2283 | 4.034
47 | 0.26 | 0.19 | Southern | AZ | Phoenix-Sky.Harbor.Intl.AP.722780 | 2 | 3303225 | 12.2108 | 22.8316 | 42.554 | 12.1506 | 30.4034 | 1197.47 | 2.5795 | 77.13 | 0.50598 | 2.0735 | 78.5885 | 1.7659 | 62.87 | -0.13592 | 1.9019 | 61.5214 | 0.3991 | -3.49 | 0.81696 | -0.41787 | 0.33608 | 2.5795 | 77.13 | 0.50598 | 2.0735 | 78.5885 | 2.5524 | 74.42 | 0.59118 | 1.9613 | 76.3151 | 0.10449 | 1.276 | 2.3858 | 4.4467 | 125.129 | 0.26955 | 0.18453 | 0.041703 | 0.26955 | 0.26672 | 8.0597 | 6.5696 | -0.36469 | 8.0597 | 7.7765 | 8.2121 | 6.4286 | 0.035119 | 8.2121 | 7.9745 | 0.08549 | 1.0439 | 1.9519 | 3.638 | 102.3719 | 0.22052 | 0.15097 | 0.034119 | 0.22052 | 0.21821 | 6.5939 | 5.3748 | -0.29836 | 6.5939 | 6.3622 | 6.7185 | 5.2595 | 0.028732 | 6.7185 | 6.5242
48 | 0.26 | 0.17 | Southern | AZ | Phoenix-Sky.Harbor.Intl.AP.722780 | 2 | 3303225 | 12.4519 | 22.3955 | 42.2434 | 12.3906 | 29.8528 | 1181.91 | 2.8901 | 92.69 | 0.26598 | 2.6241 | 92.8672 | 2.0765 | 78.43 | -0.37591 | 2.4524 | 75.8002 | 0.70969 | 12.07 | 0.57697 | 0.13271 | 14.6149 | 2.8901 | 92.69 | 0.26598 | 2.6241 | 92.8672 | 2.863 | 89.98 | 0.35119 | 2.5119 | 90.5939 | 0.10449 | 1.3012 | 2.3402 | 4.4142 | 123.503 | 0.302 | 0.21699 | 0.074158 | 0.302 | 0.29917 | 9.6856 | 8.1955 | 1.2612 | 9.6856 | 9.4024 | 9.7041 | 7.9207 | 1.5272 | 9.7041 | 9.4666 | 0.08549 | 1.0645 | 1.9146 | 3.6114 | 101.0417 | 0.24708 | 0.17752 | 0.060671 | 0.24708 | 0.24476 | 7.9241 | 6.705 | 1.0319 | 7.9241 | 7.6924 | 7.9392 | 6.4802 | 1.2494 | 7.9392 | 7.7449
49 | 0.25 | 0.47 | Southern | AZ | Phoenix-Sky.Harbor.Intl.AP.722780 | 2 | 3303225 | 10.3844 | 27.2125 | 46.3416 | 10.3333 | 36.0083 | 1364.06 | -1.208 | -89.46 | 2.3233 | -3.5313 | -77.7826 | -2.0216 | -103.72 | 1.6814 | -3.703 | -94.8496 | -3.3885 | -170.08 | 2.6343 | -6.0227 | -156.035 | -1.208 | -89.46 | 2.3233 | -3.5313 | -77.7826 | -1.2351 | -92.17 | 2.4085 | -3.6436 | -80.0559 | 0.10449 | 1.0851 | 2.8436 | 4.8424 | 142.5367 | -0.12623 | -0.21125 | -0.35407 | -0.12623 | -0.12906 | -9.3481 | -10.8382 | -17.7724 | -9.3481 | -9.6313 | -8.1278 | -9.9113 | -16.3048 | -8.1278 | -8.3654 | 0.08549 | 0.88776 | 2.3264 | 3.9617 | 116.6137 | -0.10328 | -0.17283 | -0.28968 | -0.10328 | -0.10559 | -7.6479 | -8.867 | -14.5402 | -7.6479 | -7.8796 | -6.6496 | -8.1087 | -13.3395 | -6.6496 | -6.844
50 | 0.25 | 0.42 | Southern | AZ | Phoenix-Sky.Harbor.Intl.AP.722780 | 2 | 3303225 | 10.5904 | 26.4 | 45.4992 | 10.5382 | 34.961 | 1331.17 | -0.3657 | -56.57 | 2.1184 | -2.4841 | -46.196 | -1.1793 | -70.83 | 1.4765 | -2.6558 | -63.263 | -2.5461 | -137.19 | 2.4294 | -4.9755 | -124.4484 | -0.3657 | -56.57 | 2.1184 | -2.4841 | -46.196 | -0.39277 | -59.28 | 2.2036 | -2.5964 | -48.4693 | 0.10449 | 1.1066 | 2.7587 | 4.7544 | 139.0999 | -0.038214 | -0.12323 | -0.26606 | -0.038214 | -0.041043 | -5.9113 | -7.4013 | -14.3356 | -5.9113 | -6.1944 | -4.8272 | -6.6106 | -13.0042 | -4.8272 | -5.0648 | 0.08549 | 0.90537 | 2.2569 | 3.8897 | 113.8019 | -0.031264 | -0.10082 | -0.21767 | -0.031264 | -0.033578 | -4.8362 | -6.0553 | -11.7284 | -4.8362 | -5.0679 | -3.9493 | -5.4084 | -10.6391 | -3.9493 | -4.1437
51 | 0.25 | 0.37 | Southern | AZ | Phoenix-Sky.Harbor.Intl.AP.722780 | 2 | 3303225 | 10.7312 | 26.0882 | 45.2337 | 10.6784 | 34.5553 | 1319.23 | -0.10012 | -44.63 | 1.9782 | -2.0783 | -35.0271 | -0.9137 | -58.89 | 1.3363 | -2.25 | -52.0941 | -2.2805 | -125.25 | 2.2892 | -4.5697 | -113.2795 | -0.10012 | -44.63 | 1.9782 | -2.0783 | -35.0271 | -0.12719 | -47.34 | 2.0634 | -2.1906 | -37.3004 | 0.10449 | 1.1214 | 2.7261 | 4.7267 | 137.8522 | -0.010462 | -0.095477 | -0.2383 | -0.010462 | -0.013291 | -4.6636 | -6.1537 | -13.0879 | -4.6636 | -4.9468 | -3.6601 | -5.4435 | -11.8371 | -3.6601 | -3.8977 | 0.08549 | 0.91742 | 2.2303 | 3.867 | 112.7812 | -0.0085595 | -0.078112 | -0.19496 | -0.0085595 | -0.010874 | -3.8154 | -5.0345 | -10.7076 | -3.8154 | -4.0471 | -2.9945 | -4.4535 | -9.6843 | -2.9945 | -3.1888
52 | 0.25 | 0.32 | Southern | AZ | Phoenix-Sky.Harbor.Intl.AP.722780 | 2 | 3303225 | 10.9367 | 25.5503 | 44.7451 | 10.8829 | 33.8622 | 1298.38 | 0.38843 | -23.78 | 1.7737 | -1.3853 | -15.3357 | -0.42514 | -38.04 | 1.1318 | -1.557 | -32.4027 | -1.792 | -104.4 | 2.0847 | -3.8767 | -93.5881 | 0.38843 | -23.78 | 1.7737 | -1.3853 | -15.3357 | 0.36137 | -26.49 | 1.8589 | -1.4976 | -17.609 | 0.10449 | 1.1428 | 2.6699 | 4.6756 | 135.6735 | 0.040589 | -0.044425 | -0.18725 | 0.040589 | 0.037761 | -2.4849 | -3.975 | -10.9092 | -2.4849 | -2.7681 | -1.6025 | -3.3859 | -9.7794 | -1.6025 | -1.84 | 0.08549 | 0.93498 | 2.1843 | 3.8253 | 110.9987 | 0.033207 | -0.036346 | -0.1532 | 0.033207 | 0.030893 | -2.033 | -3.252 | -8.9252 | -2.033 | -2.2646 | -1.311 | -2.7701 | -8.0009 | -1.311 | -1.5054
53 | 0.25 | 0.27 | Southern | AZ | Phoenix-Sky.Harbor.Intl.AP.722780 | 2 | 3303225 | 11.2978 | 24.5077 | 43.768 | 11.2422 | 32.5258 | 1257.67 | 1.3656 | 16.93 | 1.4144 | -0.04885 | 23.2529 | 0.55201 | 2.67 | 0.77254 | -0.22053 | 6.1859 | -0.81483 | -63.69 | 1.7254 | -2.5403 | -54.9994 | 1.3656 | 16.93 | 1.4144 | -0.04885 | 23.2529 | 1.3385 | 14.22 | 1.4996 | -0.16112 | 20.9796 | 0.10449 | 1.1806 | 2.5609 | 4.5735 | 131.4195 | 0.1427 | 0.057682 | -0.085145 | 0.1427 | 0.13987 | 1.7691 | 0.279 | -6.6553 | 1.7691 | 1.4859 | 2.4298 | 0.64639 | -5.7471 | 2.4298 | 2.1923 | 0.08549 | 0.96585 | 2.0952 | 3.7417 | 107.5184 | 0.11674 | 0.047191 | -0.06966 | 0.11674 | 0.11443 | 1.4473 | 0.22826 | -5.4449 | 1.4473 | 1.2157 | 1.9879 | 0.52883 | -4.7019 | 1.9879 | 1.7935
54 | 0.25 | 0.23 | Southern | AZ | Phoenix-Sky.Harbor.Intl.AP.722780 | 2 | 3303225 | 11.6446 | 23.6695 | 43.0457 | 11.5873 | 31.4585 | 1225.93 | 2.0878 | 48.67 | 1.0694 | 1.0185 | 53.0473 | 1.2742 | 34.41 | 0.42746 | 0.84678 | 35.9803 | -0.092599 | -31.95 | 1.3803 | -1.4729 | -25.2051 | 2.0878 | 48.67 | 1.0694 | 1.0185 | 53.0473 | 2.0608 | 45.96 | 1.1546 | 0.90619 | 50.774 | 0.10449 | 1.2168 | 2.4733 | 4.498 | 128.1029 | 0.21817 | 0.13315 | -0.0096761 | 0.21817 | 0.21534 | 5.0857 | 3.5957 | -3.3386 | 5.0857 | 4.8026 | 5.5431 | 3.7597 | -2.6338 | 5.5431 | 5.3056 | 0.08549 | 0.9955 | 2.0235 | 3.68 | 104.805 | 0.17849 | 0.10894 | -0.0079163 | 0.17849 | 0.17617 | 4.1608 | 2.9417 | -2.7314 | 4.1608 | 3.9291 | 4.535 | 3.076 | -2.1548 | 4.535 | 4.3407
55 | 0.25 | 0.19 | Southern | AZ | Phoenix-Sky.Harbor.Intl.AP.722780 | 2 | 3303225 | 12.0709 | 22.8116 | 42.3785 | 12.0115 | 30.367 | 1194.41 | 2.7551 | 80.19 | 0.64515 | 2.1099 | 82.2603 | 1.9415 | 65.93 | 0.0032517 | 1.9382 | 65.1933 | 0.57464 | -0.43 | 0.95614 | -0.38149 | 4.008 | 2.7551 | 80.19 | 0.64515 | 2.1099 | 82.2603 | 2.728 | 77.48 | 0.73035 | 1.9976 | 79.987 | 0.10449 | 1.2613 | 2.3837 | 4.4283 | 124.8092 | 0.28789 | 0.20287 | 0.060047 | 0.28789 | 0.28506 | 8.3794 | 6.8893 | -0.044933 | 8.3794 | 8.0962 | 8.5957 | 6.8123 | 0.41881 | 8.5957 | 8.3582 | 0.08549 | 1.0319 | 1.9502 | 3.6229 | 102.1103 | 0.23553 | 0.16598 | 0.049126 | 0.23553 | 0.23322 | 6.8555 | 5.6364 | -0.036761 | 6.8555 | 6.6238 | 7.0324 | 5.5734 | 0.34264 | 7.0324 | 6.8381
56 | 0.25 | 0.17 | Southern | AZ | Phoenix-Sky.Harbor.Intl.AP.722780 | 2 | 3303225 | 12.3064 | 22.3851 | 42.0774 | 12.2458 | 29.8316 | 1179.28 | 3.0561 | 95.32 | 0.41083 | 2.6453 | 96.1282 | 2.2425 | 81.06 | -0.23107 | 2.4736 | 79.0611 | 0.87571 | 14.7 | 0.72182 | 0.15389 | 17.8758 | 3.0561 | 95.32 | 0.41083 | 2.6453 | 96.1282 | 3.0291 | 92.61 | 0.49604 | 2.533 | 93.8548 | 0.10449 | 1.2859 | 2.3391 | 4.3969 | 123.2282 | 0.31935 | 0.23433 | 0.091507 | 0.31935 | 0.31652 | 9.9604 | 8.4703 | 1.5361 | 9.9604 | 9.6772 | 10.0449 | 8.2614 | 1.8679 | 10.0449 | 9.8073 | 0.08549 | 1.0521 | 1.9137 | 3.5972 | 100.8168 | 0.26127 | 0.19172 | 0.074864 | 0.26127 | 0.25895 | 8.1489 | 6.9298 | 1.2567 | 8.1489 | 7.9172 | 8.218 | 6.7589 | 1.5282 | 8.218 | 8.0237
57 | 0.24 | 0.47 | Southern | AZ | Phoenix-Sky.Harbor.Intl.AP.722780 | 2 | 3303225 | 10.255 | 27.2026 | 46.1922 | 10.2045 | 35.9877 | 1361.67 | -1.0586 | -87.07 | 2.4521 | -3.5108 | -74.8243 | -1.8722 | -101.33 | 1.8102 | -3.6825 | -91.8913 | -3.2391 | -167.69 | 2.7631 | -6.0022 | -153.0766 | -1.0586 | -87.07 | 2.4521 | -3.5108 | -74.8243 | -1.0857 | -89.78 | 2.5373 | -3.623 | -77.0976 | 0.10449 | 1.0716 | 2.8425 | 4.8268 | 142.2869 | -0.11062 | -0.19564 | -0.33846 | -0.11062 | -0.11345 | -9.0983 | -10.5884 | -17.5227 | -9.0983 | -9.3815 | -7.8187 | -9.6021 | -15.9957 | -7.8187 | -8.0563 | 0.08549 | 0.8767 | 2.3256 | 3.949 | 116.4094 | -0.090504 | -0.16006 | -0.27691 | -0.090504 | -0.092818 | -7.4436 | -8.6627 | -14.3358 | -7.4436 | -7.6753 | -6.3967 | -7.8558 | -13.0865 | -6.3967 | -6.5911
58 | 0.24 | 0.42 | Southern | AZ | Phoenix-Sky.Harbor.Intl.AP.722780 | 2 | 3303225 | 10.4605 | 26.3847 | 45.3398 | 10.409 | 34.9308 | 1328.45 | -0.20628 | -53.85 | 2.2476 | -2.4539 | -42.9068 | -1.0199 | -68.11 | 1.6057 | -2.6256 | -59.9739 | -2.3867 | -134.47 | 2.5586 | -4.9453 | -121.1592 | -0.20628 | -53.85 | 2.2476 | -2.4539 | -42.9068 | -0.23335 | -56.56 | 2.3328 | -2.5662 | -45.1802 | 0.10449 | 1.0931 | 2.7571 | 4.7378 | 138.8156 | -0.021555 | -0.10657 | -0.2494 | -0.021555 | -0.024384 | -5.627 | -7.1171 | -14.0514 | -5.627 | -5.9102 | -4.4835 | -6.2669 | -12.6605 | -4.4835 | -4.7211 | 0.08549 | 0.89427 | 2.2556 | 3.8761 | 113.5694 | -0.017635 | -0.087188 | -0.20404 | -0.017635 | -0.019949 | -4.6036 | -5.8227 | -11.4959 | -4.6036 | -4.8353 | -3.6681 | -5.1272 | -10.3579 | -3.6681 | -3.8625
59 | 0.24 | 0.37 | Southern | AZ | Phoenix-Sky.Harbor.Intl.AP.722780 | 2 | 3303225 | 10.6057 | 26.0782 | 45.0881 | 10.5534 | 34.5346 | 1316.88 | 0.045463 | -42.28 | 2.1032 | -2.0577 | -32.1347 | -0.76811 | -56.54 | 1.4613 | -2.2294 | -49.2018 | -2.135 | -122.9 | 2.4142 | -4.5491 | -110.3871 | 0.045463 | -42.28 | 2.1032 | -2.0577 | -32.1347 | 0.018395 | -44.99 | 2.1884 | -2.17 | -34.4081 | 0.10449 | 1.1082 | 2.725 | 4.7115 | 137.6066 | 0.0047506 | -0.080264 | -0.22309 | 0.0047506 | 0.0019221 | -4.418 | -5.9081 | -12.8424 | -4.418 | -4.7012 | -3.3579 | -5.1413 | -11.5348 | -3.3579 | -3.5955 | 0.08549 | 0.90668 | 2.2294 | 3.8546 | 112.5803 | 0.0038866 | -0.065666 | -0.18252 | 0.0038866 | 0.0015726 | -3.6145 | -4.8336 | -10.5067 | -3.6145 | -3.8462 | -2.7472 | -4.2063 | -9.437 | -2.7472 | -2.9416
60 | 0.24 | 0.32 | Southern | AZ | Phoenix-Sky.Harbor.Intl.AP.722780 | 2 | 3303225 | 10.7969 | 25.5303 | 44.5654 | 10.7437 | 33.8217 | 1295.16 | 0.56816 | -20.56 | 1.9129 | -1.3447 | -11.5233 | -0.24542 | -34.82 | 1.271 | -1.5164 | -28.5904 | -1.6123 | -101.18 | 2.2239 | -3.8361 | -89.7757 | 0.56816 | -20.56 | 1.9129 | -1.3447 | -11.5233 | 0.54109 | -23.27 | 1.9981 | -1.457 | -13.7967 | 0.10449 | 1.1282 | 2.6678 | 4.6568 | 135.337 | 0.05937 | -0.025645 | -0.16847 | 0.05937 | 0.056541 | -2.1484 | -3.6385 | -10.5727 | -2.1484 | -2.4316 | -1.2041 | -2.9875 | -9.3811 | -1.2041 | -1.4417 | 0.08549 | 0.92303 | 2.1826 | 3.8099 | 110.7234 | 0.048572 | -0.020981 | -0.13783 | 0.048572 | 0.046258 | -1.7577 | -2.9768 | -8.6499 | -1.7577 | -1.9894 | -0.98513 | -2.4442 | -7.6749 | -0.98513 | -1.1795
61 | 0.24 | 0.27 | Southern | AZ | Phoenix-Sky.Harbor.Intl.AP.722780 | 2 | 3303225 | 11.158 | 24.492 | 43.5977 | 11.103 | 32.4947 | 1254.79 | 1.5358 | 19.81 | 1.5536 | -0.017793 | 26.7461 | 0.72224 | 5.55 | 0.91171 | -0.18947 | 9.6791 | -0.6446 | -60.81 | 1.8646 | -2.5092 | -51.5062 | 1.5358 | 19.81 | 1.5536 | -0.017793 | 26.7461 | 1.5088 | 17.1 | 1.6388 | -0.13006 | 24.4728 | 0.10449 | 1.1659 | 2.5593 | 4.5557 | 131.1186 | 0.16048 | 0.07547 | -0.067357 | 0.16048 | 0.15766 | 2.07 | 0.57994 | -6.3543 | 2.07 | 1.7869 | 2.7948 | 1.0114 | -5.3821 | 2.7948 | 2.5573 | 0.08549 | 0.9539 | 2.0938 | 3.7272 | 107.2722 | 0.1313 | 0.061745 | -0.055107 | 0.1313 | 0.12898 | 1.6936 | 0.47447 | -5.1987 | 1.6936 | 1.4619 | 2.2865 | 0.82747 | -4.4033 | 2.2865 | 2.0922
62 | 0.24 | 0.23 | Southern | AZ | Phoenix-Sky.Harbor.Intl.AP.722780 | 2 | 3303225 | 11.5091 | 23.6452 | 42.8663 | 11.4523 | 31.4139 | 1222.64 | 2.2672 | 51.96 | 1.2043 | 1.063 | 56.9178 | 1.4537 | 37.7 | 0.56237 | 0.8913 | 39.8508 | 0.086827 | -28.66 | 1.5153 | -1.4284 | -21.3346 | 2.2672 | 51.96 | 1.2043 | 1.063 | 56.9178 | 2.2402 | 49.25 | 1.2895 | 0.95071 | 54.6445 | 0.10449 | 1.2026 | 2.4708 | 4.4793 | 127.7591 | 0.23691 | 0.1519 | 0.0090729 | 0.23691 | 0.23409 | 5.4295 | 3.9394 | -2.9948 | 5.4295 | 5.1464 | 5.9476 | 4.1642 | -2.2293 | 5.9476 | 5.71 | 0.08549 | 0.98391 | 2.0214 | 3.6646 | 104.5237 | 0.19383 | 0.12427 | 0.0074228 | 0.19383 | 0.19151 | 4.4421 | 3.223 | -2.4501 | 4.4421 | 4.2104 | 4.8659 | 3.4068 | -1.8239 | 4.8659 | 4.6716
63 | 0.24 | 0.19 | Southern | AZ | Phoenix-Sky.Harbor.Intl.AP.722780 | 2 | 3303225 | 11.9254 | 22.7873 | 42.1943 | 11.8666 | 30.3277 | 1191.17 | 2.9392 | 83.43 | 0.79 | 2.1492 | 86.1301 | 2.1256 | 69.17 | 0.1481 | 1.9775 | 69.063 | 0.75878 | 2.81 | 1.101 | -0.3422 | 7.8777 | 2.9392 | 83.43 | 0.79 | 2.1492 | 86.1301 | 2.9121 | 80.72 | 0.8752 | 2.0369 | 83.8567 | 0.10449 | 1.2461 | 2.3811 | 4.4091 | 124.4706 | 0.30713 | 0.22212 | 0.079289 | 0.30713 | 0.3043 | 8.718 | 7.2279 | 0.29363 | 8.718 | 8.4348 | 9.0001 | 7.2167 | 0.82318 | 9.0001 | 8.7626 | 0.08549 | 1.0195 | 1.9481 | 3.6072 | 101.8333 | 0.25127 | 0.18172 | 0.064868 | 0.25127 | 0.24896 | 7.1324 | 5.9134 | 0.24023 | 7.1324 | 6.9008 | 7.3633 | 5.9042 | 0.67347 | 7.3633 | 7.1689
64 | 0.24 | 0.17 | Southern | AZ | Phoenix-Sky.Harbor.Intl.AP.722780 | 2 | 3303225 | 12.1665 | 22.3555 | 41.888 | 12.1066 | 29.7814 | 1175.75 | 3.2456 | 98.85 | 0.55001 | 2.6955 | 100.2664 | 2.432 | 84.59 | -0.091892 | 2.5239 | 83.1993 | 1.0651 | 18.23 | 0.86099 | 0.20414 | 22.014 | 3.2456 | 98.85 | 0.55001 | 2.6955 | 100.2664 | 3.2185 | 96.14 | 0.63521 | 2.5833 | 97.993 | 0.10449 | 1.2713 | 2.336 | 4.3771 | 122.8593 | 0.33914 | 0.25413 | 0.1113 | 0.33914 | 0.33631 | 10.3293 | 8.8392 | 1.9049 | 10.3293 | 10.0461 | 10.4773 | 8.6939 | 2.3003 | 10.4773 | 10.2397 | 0.08549 | 1.0401 | 1.9112 | 3.581 | 100.5151 | 0.27746 | 0.20791 | 0.091058 | 0.27746 | 0.27515 | 8.4507 | 7.2316 | 1.5585 | 8.4507 | 8.219 | 8.5718 | 7.1127 | 1.882 | 8.5718 | 8.3774
65 | 0.22 | 0.47 | Southern | AZ | Phoenix-Sky.Harbor.Intl.AP.722780 | 2 | 3303225 | 9.9996 | 27.1826 | 45.8924 | 9.9503 | 35.9422 | 1356.75 | -0.7589 | -82.15 | 2.7063 | -3.4652 | -68.8196 | -1.5725 | -96.41 | 2.0644 | -3.6369 | -85.8866 | -2.9393 | -162.77 | 3.0173 | -5.9566 | -147.072 | -0.7589 | -82.15 | 2.7063 | -3.4652 | -68.8196 | -0.78596 | -84.86 | 2.7915 | -3.5775 | -71.0929 | 0.10449 | 1.0449 | 2.8404 | 4.7955 | 141.7728 | -0.0793 | -0.16431 | -0.30714 | -0.0793 | -0.082129 | -8.5842 | -10.0743 | -17.0086 | -8.5842 | -8.8674 | -7.1913 | -8.9747 | -15.3682 | -7.1913 | -7.4288 | 0.08549 | 0.85486 | 2.3238 | 3.9234 | 115.9888 | -0.064878 | -0.13443 | -0.25128 | -0.064878 | -0.067192 | -7.023 | -8.2421 | -13.9152 | -7.023 | -7.2547 | -5.8834 | -7.3425 | -12.5732 | -5.8834 | -6.0777
66 | 0.22 | 0.42 | Southern | AZ | Phoenix-Sky.Harbor.Intl.AP.722780 | 2 | 3303225 | 10.2008 | 26.3608 | 45.0358 | 10.1505 | 34.8853 | 1323.48 | 0.097764 | -48.88 | 2.5061 | -2.4083 | -36.8261 | -0.71581 | -63.14 | 1.8642 | -2.58 | -53.8931 | -2.0827 | -129.5 | 2.8171 | -4.8997 | -115.0784 | 0.097764 | -48.88 | 2.5061 | -2.4083 | -36.8261 | 0.070696 | -51.59 | 2.5913 | -2.5206 | -39.0994 | 0.10449 | 1.0659 | 2.7546 | 4.706 | 138.2963 | 0.010216 | -0.074799 | -0.21763 | 0.010216 | 0.0073873 | -5.1077 | -6.5978 | -13.532 | -5.1077 | -5.3909 | -3.8481 | -5.6315 | -12.0251 | -3.8481 | -4.0857 | 0.08549 | 0.87207 | 2.2536 | 3.8501 | 113.1445 | 0.0083578 | -0.061195 | -0.17805 | 0.0083578 | 0.0060438 | -4.1788 | -5.3978 | -11.071 | -4.1788 | -4.4104 | -3.1483 | -4.6073 | -9.8381 | -3.1483 | -3.3426
67 | 0.22 | 0.37 | Southern | AZ | Phoenix-Sky.Harbor.Intl.AP.722780 | 2 | 3303225 | 10.346 | 26.0539 | 44.7741 | 10.295 | 34.4791 | 1311.58 | 0.35944 | -36.98 | 2.3616 | -2.0022 | -25.7201 | -0.45414 | -51.24 | 1.7197 | -2.1739 | -42.7871 | -1.821 | -117.6 | 2.6726 | -4.4936 | -103.9724 | 0.35944 | -36.98 | 2.3616 | -2.0022 | -25.7201 | 0.33237 | -39.69 | 2.4468 | -2.1145 | -27.9934 | 0.10449 | 1.0811 | 2.7225 | 4.6786 | 137.0528 | 0.03756 | -0.047455 | -0.19028 | 0.03756 | 0.034731 | -3.8642 | -5.3543 | -12.2885 | -3.8642 | -4.1474 | -2.6876 | -4.471 | -10.8645 | -2.6876 | -2.9252 | 0.08549 | 0.88448 | 2.2274 | 3.8277 | 112.1272 | 0.030729 | -0.038824 | -0.15568 | 0.030729 | 0.028415 | -3.1614 | -4.3805 | -10.0536 | -3.1614 | -3.3931 | -2.1988 | -3.6579 | -8.8886 | -2.1988 | -2.3932
68 | 0.22 | 0.32 | Southern | AZ | Phoenix-Sky.Harbor.Intl.AP.722780 | 2 | 3303225 | 10.5315 | 25.506 | 44.246 | 10.4796 | 33.7664 | 1289.79 | 0.88752 | -15.19 | 2.177 | -1.2895 | -5.0189 | 0.073939 | -29.45 | 1.5351 | -1.4612 | -22.0859 | -1.2929 | -95.81 | 2.488 | -3.7809 | -83.2712 | 0.88752 | -15.19 | 2.177 | -1.2895 | -5.0189 | 0.86045 | -17.9 | 2.2622 | -1.4018 | -7.2922 | 0.10449 | 1.1005 | 2.6652 | 4.6235 | 134.7759 | 0.09274 | 0.0077262 | -0.1351 | 0.09274 | 0.089912 | -1.5873 | -3.0774 | -10.0116 | -1.5873 | -1.8705 | -0.52444 | -2.3079 | -8.7014 | -0.52444 | -0.76199 | 0.08549 | 0.90034 | 2.1805 | 3.7826 | 110.2644 | 0.075874 | 0.006321 | -0.11053 | 0.075874 | 0.07356 | -1.2986 | -2.5177 | -8.1908 | -1.2986 | -1.5303 | -0.42906 | -1.8881 | -7.1189 | -0.42906 | -0.62341
69 | 0.22 | 0.27 | Southern | AZ | Phoenix-Sky.Harbor.Intl.AP.722780 | 2 | 3303225 | 10.8879 | 24.4577 | 43.2581 | 10.8342 | 32.4239 | 1248.84 | 1.8755 | 25.76 | 1.8224 | 0.053068 | 33.8584 | 1.0619 | 11.5 | 1.1805 | -0.11861 | 16.7914 | -0.30494 | -54.86 | 2.1334 | -2.4383 | -44.3939 | 1.8755 | 25.76 | 1.8224 | 0.053068 | 33.8584 | 1.8484 | 23.05 | 1.9076 | -0.059202 | 31.5851 | 0.10449 | 1.1377 | 2.5557 | 4.5202 | 130.4968 | 0.19598 | 0.11096 | -0.031865 | 0.19598 | 0.19315 | 2.6918 | 1.2017 | -5.7326 | 2.6918 | 2.4086 | 3.538 | 1.7546 | -4.6389 | 3.538 | 3.3005 | 0.08549 | 0.93081 | 2.0909 | 3.6981 | 106.7635 | 0.16034 | 0.090782 | -0.026069 | 0.16034 | 0.15802 | 2.2022 | 0.98314 | -4.69 | 2.2022 | 1.9705 | 2.8946 | 1.4355 | -3.7952 | 2.8946 | 2.7002
70 | 0.22 | 0.23 | Southern | AZ | Phoenix-Sky.Harbor.Intl.AP.722780 | 2 | 3303225 | 11.2294 | 23.5998 | 42.5113 | 11.174 | 31.3373 | 1216.38 | 2.6223 | 58.22 | 1.4826 | 1.1397 | 64.3935 | 1.8087 | 43.96 | 0.84072 | 0.96797 | 47.3264 | 0.44185 | -22.4 | 1.7936 | -1.3518 | -13.8589 | 2.6223 | 58.22 | 1.4826 | 1.1397 | 64.3935 | 2.5952 | 55.51 | 1.5678 | 1.0274 | 62.1201 | 0.10449 | 1.1734 | 2.4661 | 4.4422 | 127.1049 | 0.27401 | 0.189 | 0.046171 | 0.27401 | 0.27118 | 6.0837 | 4.5936 | -2.3407 | 6.0837 | 5.8005 | 6.7288 | 4.9453 | -1.4482 | 6.7288 | 6.4912 | 0.08549 | 0.96 | 2.0176 | 3.6343 | 103.9885 | 0.22418 | 0.15463 | 0.037774 | 0.22418 | 0.22186 | 4.9772 | 3.7581 | -1.915 | 4.9772 | 4.7456 | 5.505 | 4.0459 | -1.1848 | 5.505 | 5.3107
71 | 0.22 | 0.19 | Southern | AZ | Phoenix-Sky.Harbor.Intl.AP.722780 | 2 | 3303225 | 11.6404 | 22.7373 | 41.8237 | 11.583 | 30.2407 | 1184.49 | 3.3098 | 90.11 | 1.0736 | 2.2362 | 94.0461 | 2.4963 | 75.85 | 0.43173 | 2.0645 | 76.9791 | 1.1294 | 9.49 | 1.3846 | -0.25519 | 15.7937 | 3.3098 | 90.11 | 1.0736 | 2.2362 | 94.0461 | 3.2828 | 87.4 | 1.1588 | 2.1239 | 91.7728 | 0.10449 | 1.2164 | 2.3759 | 4.3703 | 123.7726 | 0.34586 | 0.26085 | 0.11802 | 0.34586 | 0.34303 | 9.416 | 7.9259 | 0.99165 | 9.416 | 9.1328 | 9.8273 | 8.0439 | 1.6504 | 9.8273 | 9.5897 | 0.08549 | 0.99514 | 1.9438 | 3.5755 | 101.2622 | 0.28296 | 0.21341 | 0.096555 | 0.28296 | 0.28064 | 7.7035 | 6.4844 | 0.8113 | 7.7035 | 7.4718 | 8.04 | 6.581 | 1.3502 | 8.04 | 7.8457
72 | 0.22 | 0.17 | Southern | AZ | Phoenix-Sky.Harbor.Intl.AP.722780 | 2 | 3303225 | 11.8712 | 22.3055 | 41.508 | 11.8126 | 29.6954 | 1168.96 | 3.6255 | 105.64 | 0.84397 | 2.7816 | 108.3314 | 2.812 | 91.38 | 0.20207 | 2.6099 | 91.2643 | 1.4451 | 25.02 | 1.155 | 0.29017 | 30.079 | 3.6255 | 105.64 | 0.84397 | 2.7816 | 108.3314 | 3.5985 | 102.93 | 0.92917 | 2.6693 | 106.058 | 0.10449 | 1.2405 | 2.3308 | 4.3374 | 122.1498 | 0.37885 | 0.29384 | 0.15101 | 0.37885 | 0.37602 | 11.0388 | 9.5487 | 2.6145 | 11.0388 | 10.7556 | 11.32 | 9.5366 | 3.1431 | 11.32 | 11.0825 | 0.08549 | 1.0149 | 1.9069 | 3.5485 | 99.9346 | 0.30995 | 0.2404 | 0.12354 | 0.30995 | 0.30763 | 9.0312 | 7.8121 | 2.139 | 9.0312 | 8.7995 | 9.2613 | 7.8022 | 2.5715 | 9.2613 | 9.0669
73 | 0.2 | 0.47 | Southern | AZ | Phoenix-Sky.Harbor.Intl.AP.722780 | 2 | 3303225 | 9.7399 | 27.1682 | 45.5932 | 9.6918 | 35.9013 | 1351.94 | -0.45963 | -77.34 | 2.9648 | -3.4244 | -62.8992 | -1.2732 | -91.6 | 2.3229 | -3.5961 | -79.9663 | -2.64 | -157.96 | 3.2758 | -5.9158 | -141.1516 | -0.45963 | -77.34 | 2.9648 | -3.4244 | -62.8992 | -0.48669 | -80.05 | 3.05 | -3.5367 | -65.1726 | 0.10449 | 1.0178 | 2.8389 | 4.7642 | 141.2702 | -0.048028 | -0.13304 | -0.27587 | -0.048028 | -0.050857 | -8.0816 | -9.5717 | -16.5059 | -8.0816 | -8.3648 | -6.5726 | -8.356 | -14.7496 | -6.5726 | -6.8102 | 0.08549 | 0.83267 | 2.3226 | 3.8978 | 115.5776 | -0.039293 | -0.10885 | -0.2257 | -0.039293 | -0.041608 | -6.6118 | -7.8309 | -13.504 | -6.6118 | -6.8435 | -5.3773 | -6.8363 | -12.0671 | -5.3773 | -5.5716
74 | 0.2 | 0.42 | Southern | AZ | Phoenix-Sky.Harbor.Intl.AP.722780 | 2 | 3303225 | 9.945 | 26.346 | 44.7357 | 9.8959 | 34.8397 | 1318.57 | 0.39787 | -43.97 | 2.7607 | -2.3628 | -30.8155 | -0.4157 | -58.23 | 2.1188 | -2.5345 | -47.8826 | -1.7825 | -124.59 | 3.0717 | -4.8542 | -109.0679 | 0.39787 | -43.97 | 2.7607 | -2.3628 | -30.8155 | 0.3708 | -46.68 | 2.8459 | -2.4751 | -33.0889 | 0.10449 | 1.0392 | 2.753 | 4.6746 | 137.7832 | 0.041575 | -0.043439 | -0.18627 | 0.041575 | 0.038747 | -4.5946 | -6.0847 | -13.019 | -4.5946 | -4.8778 | -3.22 | -5.0035 | -11.397 | -3.22 | -3.4576 | 0.08549 | 0.8502 | 2.2523 | 3.8245 | 112.7248 | 0.034014 | -0.035539 | -0.15239 | 0.034014 | 0.0317 | -3.759 | -4.9781 | -10.6512 | -3.759 | -3.9907 | -2.6344 | -4.0935 | -9.3242 | -2.6344 | -2.8288
75 | 0.2 | 0.37 | Southern | AZ | Phoenix-Sky.Harbor.Intl.AP.722780 | 2 | 3303225 | 10.0806 | 26.0286 | 44.4581 | 10.0308 | 34.4273 | 1306.33 | 0.67543 | -31.73 | 2.6258 | -1.9504 | -19.3287 | -0.13815 | -45.99 | 1.9839 | -2.122 | -36.3957 | -1.505 | -112.35 | 2.9368 | -4.4418 | -97.5811 | 0.67543 | -31.73 | 2.6258 | -1.9504 | -19.3287 | 0.64836 | -34.44 | 2.711 | -2.0626 | -21.602 | 0.10449 | 1.0534 | 2.7198 | 4.6456 | 136.5042 | 0.070579 | -0.014436 | -0.15726 | 0.070579 | 0.06775 | -3.3156 | -4.8057 | -11.74 | -3.3156 | -3.5988 | -2.0197 | -3.8032 | -10.1967 | -2.0197 | -2.2573 | 0.08549 | 0.86179 | 2.2252 | 3.8007 | 111.6784 | 0.057743 | -0.01181 | -0.12866 | 0.057743 | 0.055429 | -2.7126 | -3.9317 | -9.6048 | -2.7126 | -2.9443 | -1.6524 | -3.1115 | -8.3422 | -1.6524 | -1.8468
76 | 0.2 | 0.32 | Southern | AZ | Phoenix-Sky.Harbor.Intl.AP.722780 | 2 | 3303225 | 10.2618 | 25.476 | 43.9206 | 10.2112 | 33.7094 | 1284.31 | 1.213 | -9.71 | 2.4454 | -1.2325 | 1.6222 | 0.39939 | -23.97 | 1.8035 | -1.4042 | -15.4448 | -0.96745 | -90.33 | 2.7564 | -3.7239 | -76.6302 | 1.213 | -9.71 | 2.4454 | -1.2325 | 1.6222 | 1.1859 | -12.42 | 2.5306 | -1.3447 | -0.65114 | 0.10449 | 1.0723 | 2.6621 | 4.5895 | 134.2033 | 0.12675 | 0.041734 | -0.10109 | 0.12675 | 0.12392 | -1.0146 | -2.5047 | -9.439 | -1.0146 | -1.2978 | 0.16951 | -1.6139 | -8.0074 | 0.16951 | -0.06804 | 0.08549 | 0.87728 | 2.1779 | 3.7548 | 109.7959 | 0.1037 | 0.034144 | -0.082708 | 0.1037 | 0.10138 | -0.83011 | -2.0492 | -7.7223 | -0.83011 | -1.0618 | 0.13868 | -1.3204 | -6.5511 | 0.13868 | -0.055666
77 | 0.2 | 0.27 | Southern | AZ | Phoenix-Sky.Harbor.Intl.AP.722780 | 2 | 3303225 | 10.6029 | 24.4181 | 42.9035 | 10.5506 | 32.3529 | 1242.68 | 2.2301 | 31.92 | 2.106 | 0.12402 | 41.2348 | 1.4165 | 17.66 | 1.4641 | -0.04766 | 24.1677 | 0.04964 | -48.7 | 2.417 | -2.3674 | -37.0176 | 2.2301 | 31.92 | 2.106 | 0.12402 | 41.2348 | 2.203 | 29.21 | 2.1912 | 0.011749 | 38.9614 | 0.10449 | 1.1079 | 2.5516 | 4.4832 | 129.8531 | 0.23303 | 0.14801 | 0.0051871 | 0.23303 | 0.2302 | 3.3355 | 1.8454 | -5.0889 | 3.3355 | 3.0523 | 4.3088 | 2.5254 | -3.8681 | 4.3088 | 4.0713 | 0.08549 | 0.90645 | 2.0875 | 3.6678 | 106.2369 | 0.19065 | 0.1211 | 0.0042437 | 0.19065 | 0.18833 | 2.7288 | 1.5098 | -4.1634 | 2.7288 | 2.4972 | 3.5252 | 2.0661 | -3.1646 | 3.5252 | 3.3308
78 | 0.2 | 0.23 | Southern | AZ | Phoenix-Sky.Harbor.Intl.AP.722780 | 2 | 3303225 | 10.944 | 23.5651 | 42.1612 | 10.89 | 31.2712 | 1210.4 | 2.9724 | 64.2 | 1.7666 | 1.2057 | 71.6124 | 2.1588 | 49.94 | 1.1247 | 1.034 | 54.5454 | 0.79193 | -16.42 | 2.0776 | -1.2857 | -6.64 | 2.9724 | 64.2 | 1.7666 | 1.2057 | 71.6124 | 2.9453 | 61.49 | 1.8518 | 1.0934 | 69.3391 | 0.10449 | 1.1436 | 2.4624 | 4.4056 | 126.4801 | 0.31059 | 0.22558 | 0.082752 | 0.31059 | 0.30777 | 6.7085 | 5.2185 | -1.7158 | 6.7085 | 6.4254 | 7.4831 | 5.6997 | -0.69384 | 7.4831 | 7.2455 | 0.08549 | 0.93561 | 2.0146 | 3.6044 | 103.4773 | 0.25411 | 0.18455 | 0.067702 | 0.25411 | 0.25179 | 5.4885 | 4.2694 | -1.4037 | 5.4885 | 5.2568 | 6.1222 | 4.6631 | -0.56765 | 6.1222 | 5.9278
79 | 0.2 | 0.19 | Southern | AZ | Phoenix-Sky.Harbor.Intl.AP.722780 | 2 | 3303225 | 11.3504 | 22.693 | 41.455 | 11.2943 | 30.1607 | 1177.97 | 3.6785 | 96.63 | 1.3623 | 2.3162 | 101.8154 | 2.8649 | 82.37 | 0.72041 | 2.1445 | 84.7484 | 1.4981 | 16.01 | 1.6733 | -0.17519 | 23.563 | 3.6785 | 96.63 | 1.3623 | 2.3162 | 101.8154 | 3.6515 | 93.92 | 1.4475 | 2.2039 | 99.5421 | 0.10449 | 1.1861 | 2.3713 | 4.3318 | 123.0913 | 0.38439 | 0.29937 | 0.15654 | 0.38439 | 0.38156 | 10.0973 | 8.6072 | 1.673 | 10.0973 | 9.8141 | 10.6391 | 8.8557 | 2.4622 | 10.6391 | 10.4016 | 0.08549 | 0.97034 | 1.94 | 3.544 | 100.7048 | 0.31448 | 0.24492 | 0.12807 | 0.31448 | 0.31216 | 8.2609 | 7.0418 | 1.3687 | 8.2609 | 8.0292 | 8.7042 | 7.2452 | 2.0144 | 8.7042 | 8.5099
80 | 0.2 | 0.17 | Southern | AZ | Phoenix-Sky.Harbor.Intl.AP.722780 | 2 | 3303225 | 11.5816 | 22.2512 | 41.1287 | 11.5244 | 29.6044 | 1162.08 | 4.0048 | 112.52 | 1.1323 | 2.8725 | 116.4626 | 3.1912 | 98.26 | 0.49036 | 2.7009 | 99.3956 | 1.8244 | 31.9 | 1.4432 | 0.38114 | 38.2103 | 4.0048 | 112.52 | 1.1323 | 2.8725 | 116.4626 | 3.9777 | 109.81 | 1.2175 | 2.7603 | 114.1893 | 0.10449 | 1.2102 | 2.3251 | 4.2977 | 121.4309 | 0.41848 | 0.33347 | 0.19064 | 0.41848 | 0.41565 | 11.7577 | 10.2676 | 3.3334 | 11.7577 | 11.4745 | 12.1697 | 10.3863 | 3.9928 | 12.1697 | 11.9321 | 0.08549 | 0.99011 | 1.9023 | 3.5161 | 99.3464 | 0.34237 | 0.27282 | 0.15597 | 0.34237 | 0.34006 | 9.6194 | 8.4003 | 2.7271 | 9.6194 | 9.3877 | 9.9564 | 8.4973 | 3.2666 | 9.9564 | 9.7621
81 | 0.35 | 0.2 | Southern | AZ | Phoenix-Sky.Harbor.Intl.AP.722780 | 2 | 3303225 | 13.3312 | 23.2473 | 44.2945 | 13.2658 | 31.0287 | 1233.34 | 0.83904 | 41.26 | -0.60922 | 1.4483 | 37.9474 | 0.025461 | 27 | -1.2511 | 1.2766 | 20.8804 | -1.3414 | -39.36 | -0.29823 | -1.0432 | -40.305 | 0.83904 | 41.26 | -0.60922 | 1.4483 | 37.9474 | 0.81197 | 38.55 | -0.52401 | 1.336 | 35.6741 | 0.10449 | 1.393 | 2.4292 | 4.6285 | 128.8772 | 0.087675 | 0.0026605 | -0.14017 | 0.087675 | 0.084846 | 4.3114 | 2.8213 | -4.1129 | 4.3114 | 4.0283 | 3.9653 | 2.1819 | -4.2116 | 3.9653 | 3.7277 | 0.08549 | 1.1397 | 1.9874 | 3.7867 | 105.4384 | 0.07173 | 0.0021767 | -0.11467 | 0.07173 | 0.069415 | 3.5273 | 2.3082 | -3.3649 | 3.5273 | 3.2956 | 3.2441 | 1.7851 | -3.4457 | 3.2441 | 3.0498
82 | 0.35 | 0.25 | Southern | AZ | Phoenix-Sky.Harbor.Intl.AP.722780 | 2 | 3303225 | 12.8046 | 24.2999 | 45.1065 | 12.7418 | 32.3647 | 1271.89 | 0.027068 | 2.71 | -0.085202 | 0.11227 | 2.2733 | -0.78651 | -11.55 | -0.7271 | -0.059409 | -14.7937 | -2.1534 | -77.91 | 0.22578 | -2.3791 | -75.979 | 0.027068 | 2.71 | -0.085202 | 0.11227 | 2.2733 | 0 | 0 | 0 | 0 | 0 | 0.10449 | 1.338 | 2.5392 | 4.7134 | 132.9054 | 0.0028284 | -0.082186 | -0.22501 | 0.0028284 | 0 | 0.28318 | -1.2069 | -8.1412 | 0.28318 | 0 | 0.23755 | -1.5459 | -7.9394 | 0.23755 | 0 | 0.08549 | 1.0947 | 2.0774 | 3.8562 | 108.7341 | 0.002314 | -0.067239 | -0.18409 | 0.002314 | 0 | 0.23168 | -0.98741 | -6.6605 | 0.23168 | 0 | 0.19435 | -1.2647 | -6.4955 | 0.19435 | 0
83 | 0.35 | 0.3 | Southern | AZ | Phoenix-Sky.Harbor.Intl.AP.722780 | 2 | 3303225 | 12.719 | 24.3721 | 45.1335 | 12.6566 | 32.4769 | 1274.6 | 0 | 0 | 0 | 0 | 0 | -0.81358 | -14.26 | -0.6419 | -0.17168 | -17.067 | -2.1804 | -80.62 | 0.31099 | -2.4914 | -78.2524 | 0 | 0 | 0 | 0 | 0 | -0.027068 | -2.71 | 0.085202 | -0.11227 | -2.2733 | 0.10449 | 1.3291 | 2.5467 | 4.7162 | 133.1886 | 0 | -0.085014 | -0.22784 | 0 | -0.0028284 | 0 | -1.4901 | -8.4243 | 0 | -0.28318 | 0 | -1.7834 | -8.1769 | 0 | -0.23755 | 0.08549 | 1.0873 | 2.0836 | 3.8585 | 108.9658 | 0 | -0.069553 | -0.1864 | 0 | -0.002314 | 0 | -1.2191 | -6.8922 | 0 | -0.23168 | 0 | -1.4591 | -6.6898 | 0 | -0.19435
84 | 0.35 | 0.35 | Southern | AZ | Phoenix-Sky.Harbor.Intl.AP.722780 | 2 | 3303225 | 12.2823 | 25.3299 | 45.9204 | 12.2221 | 33.6983 | 1310.41 | -0.78682 | -35.81 | 0.43454 | -1.2214 | -33.397 | -1.6004 | -50.07 | -0.20735 | -1.393 | -50.464 | -2.9672 | -116.43 | 0.74553 | -3.7128 | -111.6493 | -0.78682 | -35.81 | 0.43454 | -1.2214 | -33.397 | -0.81389 | -38.52 | 0.51975 | -1.3336 | -35.6703 | 0.10449 | 1.2834 | 2.6468 | 4.7984 | 136.9306 | -0.082219 | -0.16723 | -0.31006 | -0.082219 | -0.085047 | -3.7419 | -5.232 | -12.1663 | -3.7419 | -4.0251 | -3.4898 | -5.2732 | -11.6667 | -3.4898 | -3.7273 | 0.08549 | 1.05 | 2.1655 | 3.9257 | 112.0272 | -0.067266 | -0.13682 | -0.25367 | -0.067266 | -0.06958 | -3.0614 | -4.2805 | -9.9536 | -3.0614 | -3.2931 | -2.8551 | -4.3142 | -9.5449 | -2.8551 | -3.0495
85 | 0.35 | 0.4 | Southern | AZ | Phoenix-Sky.Harbor.Intl.AP.722780 | 2 | 3303225 | 11.9212 | 26.2682 | 46.758 | 11.8628 | 34.8952 | 1346.39 | -1.6244 | -71.79 | 0.79383 | -2.4183 | -67.2958 | -2.438 | -86.05 | 0.15193 | -2.5899 | -84.3629 | -3.8048 | -152.41 | 1.1048 | -4.9097 | -145.5482 | -1.6244 | -71.79 | 0.79383 | -2.4183 | -67.2958 | -1.6515 | -74.5 | 0.87903 | -2.5305 | -69.5692 | 0.10449 | 1.2457 | 2.7449 | 4.8859 | 140.6903 | -0.16974 | -0.25476 | -0.39759 | -0.16974 | -0.17257 | -7.5017 | -8.9917 | -15.926 | -7.5017 | -7.7848 | -7.032 | -8.8154 | -15.209 | -7.032 | -7.2696 | 0.08549 | 1.0191 | 2.2457 | 3.9973 | 115.1031 | -0.13887 | -0.20843 | -0.32528 | -0.13887 | -0.14119 | -6.1373 | -7.3564 | -13.0296 | -6.1373 | -6.369 | -5.7531 | -7.2122 | -12.4429 | -5.7531 | -5.9475
86 | 0.33 | 0.2 | Southern | AZ | Phoenix-Sky.Harbor.Intl.AP.722780 | 2 | 3303225 | 13.0658 | 23.192 | 43.9395 | 13.0017 | 30.9378 | 1226.8 | 1.1941 | 47.8 | -0.34508 | 1.5391 | 45.6509 | 0.38049 | 33.54 | -0.98697 | 1.3675 | 28.5839 | -0.98635 | -32.82 | -0.03409 | -0.95226 | -32.6015 | 1.1941 | 47.8 | -0.34508 | 1.5391 | 45.6509 | 1.167 | 45.09 | -0.25987 | 1.4269 | 43.3776 | 0.10449 | 1.3653 | 2.4234 | 4.5914 | 128.1938 | 0.12477 | 0.039759 | -0.10307 | 0.12477 | 0.12195 | 4.9948 | 3.5047 | -3.4295 | 4.9948 | 4.7117 | 4.7703 | 2.9869 | -3.4067 | 4.7703 | 4.5327 | 0.08549 | 1.117 | 1.9827 | 3.7564 | 104.8793 | 0.10208 | 0.032528 | -0.084323 | 0.10208 | 0.099767 | 4.0864 | 2.8673 | -2.8058 | 4.0864 | 3.8548 | 3.9027 | 2.4436 | -2.7871 | 3.9027 | 3.7084
87 | 0.33 | 0.25 | Southern | AZ | Phoenix-Sky.Harbor.Intl.AP.722780 | 2 | 3303225 | 12.5488 | 24.2503 | 44.7711 | 12.4872 | 32.2839 | 1265.81 | 0.36244 | 8.79 | 0.16939 | 0.19305 | 9.4688 | -0.45114 | -5.47 | -0.47251 | 0.021366 | -7.5983 | -1.818 | -71.83 | 0.48038 | -2.2984 | -68.7836 | 0.36244 | 8.79 | 0.16939 | 0.19305 | 9.4688 | 0.33537 | 6.08 | 0.25459 | 0.080775 | 7.1954 | 0.10449 | 1.3113 | 2.534 | 4.6783 | 132.2701 | 0.037872 | -0.047142 | -0.18997 | 0.037872 | 0.035044 | 0.91851 | -0.57158 | -7.5058 | 0.91851 | 0.63533 | 0.98943 | -0.79398 | -7.1875 | 0.98943 | 0.75188 | 0.08549 | 1.0728 | 2.0732 | 3.8275 | 108.2143 | 0.030985 | -0.038568 | -0.15542 | 0.030985 | 0.028671 | 0.75146 | -0.46763 | -6.1408 | 0.75146 | 0.51978 | 0.80949 | -0.64958 | -5.8803 | 0.80949 | 0.61514
88 | 0.33 | 0.3 | Southern | AZ | Phoenix-Sky.Harbor.Intl.AP.722780 | 2 | 3303225 | 12.4636 | 24.3321 | 44.8081 | 12.4024 | 32.4057 | 1268.85 | 0.3254 | 5.75 | 0.2542 | 0.0712 | 6.8667 | -0.48818 | -8.51 | -0.3877 | -0.10048 | -10.2003 | -1.855 | -74.87 | 0.56519 | -2.4202 | -71.3856 | 0.3254 | 5.75 | 0.2542 | 0.0712 | 6.8667 | 0.29833 | 3.04 | 0.3394 | -0.04107 | 4.5934 | 0.10449 | 1.3024 | 2.5426 | 4.6822 | 132.5878 | 0.034002 | -0.051012 | -0.19384 | 0.034002 | 0.031174 | 0.60084 | -0.88925 | -7.8235 | 0.60084 | 0.31766 | 0.71754 | -1.0659 | -7.4594 | 0.71754 | 0.47998 | 0.08549 | 1.0655 | 2.0802 | 3.8307 | 108.4742 | 0.027818 | -0.041734 | -0.15859 | 0.027818 | 0.025504 | 0.49157 | -0.72752 | -6.4006 | 0.49157 | 0.25989 | 0.58704 | -0.87203 | -6.1028 | 0.58704 | 0.39269
89 | 0.33 | 0.35 | Southern | AZ | Phoenix-Sky.Harbor.Intl.AP.722780 | 2 | 3303225 | 12.0326 | 25.2904 | 45.6011 | 11.9735 | 33.6276 | 1304.75 | -0.46756 | -30.15 | 0.68307 | -1.1506 | -26.6456 | -1.2811 | -44.41 | 0.041172 | -1.3223 | -43.7126 | -2.648 | -110.77 | 0.99406 | -3.642 | -104.898 | -0.46756 | -30.15 | 0.68307 | -1.1506 | -26.6456 | -0.49463 | -32.86 | 0.76827 | -1.2629 | -28.9189 | 0.10449 | 1.2573 | 2.6427 | 4.7651 | 136.3391 | -0.048857 | -0.13387 | -0.2767 | -0.048857 | -0.051686 | -3.1505 | -4.6406 | -11.5748 | -3.1505 | -3.4337 | -2.7843 | -4.5677 | -10.9613 | -2.7843 | -3.0219 | 0.08549 | 1.0287 | 2.1621 | 3.8984 | 111.5433 | -0.039972 | -0.10952 | -0.22638 | -0.039972 | -0.042286 | -2.5775 | -3.7966 | -9.4697 | -2.5775 | -2.8092 | -2.2779 | -3.737 | -8.9677 | -2.2779 | -2.4723
90 | 0.33 | 0.4 | Southern | AZ | Phoenix-Sky.Harbor.Intl.AP.722780 | 2 | 3303225 | 11.6762 | 26.2382 | 46.4586 | 11.6189 | 34.8397 | 1341.3 | -1.3251 | -66.7 | 1.0377 | -2.3628 | -61.1402 | -2.1387 | -80.96 | 0.3958 | -2.5345 | -78.2072 | -3.5055 | -147.32 | 1.3487 | -4.8542 | -139.3926 | -1.3251 | -66.7 | 1.0377 | -2.3628 | -61.1402 | -1.3522 | -69.41 | 1.1229 | -2.4751 | -63.4136 | 0.10449 | 1.2201 | 2.7417 | 4.8547 | 140.1584 | -0.13847 | -0.22348 | -0.36631 | -0.13847 | -0.14129 | -6.9698 | -8.4599 | -15.3941 | -6.9698 | -7.253 | -6.3888 | -8.1722 | -14.5657 | -6.3888 | -6.6264 | 0.08549 | 0.9982 | 2.2431 | 3.9718 | 114.668 | -0.11328 | -0.18284 | -0.29969 | -0.11328 | -0.1156 | -5.7022 | -6.9213 | -12.5944 | -5.7022 | -5.9339 | -5.2269 | -6.686 | -11.9167 | -5.2269 | -5.4212
91 | 0.3 | 0.2 | Southern | AZ | Phoenix-Sky.Harbor.Intl.AP.722780 | 2 | 3303225 | 12.6659 | 23.1173 | 43.4149 | 12.6037 | 30.8112 | 1217.28 | 1.7187 | 57.32 | 0.052957 | 1.6657 | 56.9094 | 0.90508 | 43.06 | -0.58894 | 1.494 | 39.8423 | -0.46176 | -23.3 | 0.36394 | -0.8257 | -21.343 | 1.7187 | 57.32 | 0.052957 | 1.6657 | 56.9094 | 1.6916 | 54.61 | 0.13816 | 1.5534 | 54.636 | 0.10449 | 1.3235 | 2.4156 | 4.5366 | 127.199 | 0.17959 | 0.094576 | -0.048252 | 0.17959 | 0.17676 | 5.9896 | 4.4995 | -2.4347 | 5.9896 | 5.7064 | 5.9467 | 4.1633 | -2.2302 | 5.9467 | 5.7092 | 0.08549 | 1.0828 | 1.9763 | 3.7115 | 104.0655 | 0.14693 | 0.077375 | -0.039476 | 0.14693 | 0.14461 | 4.9003 | 3.6812 | -1.9919 | 4.9003 | 4.6686 | 4.8652 | 3.4061 | -1.8246 | 4.8652 | 4.6708
92 | 0.3 | 0.25 | Southern | AZ | Phoenix-Sky.Harbor.Intl.AP.722780 | 2 | 3303225 | 12.1536 | 24.186 | 44.2616 | 12.0938 | 32.1677 | 1256.7 | 0.87194 | 17.9 | 0.56276 | 0.30918 | 20.2951 | 0.058365 | 3.64 | -0.079135 | 0.1375 | 3.228 | -1.3085 | -62.72 | 0.87375 | -2.1822 | -57.9573 | 0.87194 | 17.9 | 0.56276 | 0.30918 | 20.2951 | 0.84487 | 15.19 | 0.64797 | 0.19691 | 18.0217 | 0.10449 | 1.27 | 2.5273 | 4.6251 | 131.3182 | 0.091113 | 0.0060989 | -0.13673 | 0.091113 | 0.088285 | 1.8705 | 0.38036 | -6.5539 | 1.8705 | 1.5873 | 2.1207 | 0.33731 | -6.0562 | 2.1207 | 1.8832 | 0.08549 | 1.039 | 2.0677 | 3.7839 | 107.4355 | 0.074543 | 0.0049897 | -0.11186 | 0.074543 | 0.072228 | 1.5303 | 0.31118 | -5.3619 | 1.5303 | 1.2986 | 1.735 | 0.27596 | -4.9548 | 1.735 | 1.5407
93 | 0.3 | 0.3 | Southern | AZ | Phoenix-Sky.Harbor.Intl.AP.722780 | 2 | 3303225 | 12.074 | 24.2778 | 44.32 | 12.0147 | 32.3052 | 1260.34 | 0.81358 | 14.26 | 0.6419 | 0.17168 | 17.067 | 0 | 0 | 0 | 0 | 0 | -1.3668 | -66.36 | 0.95288 | -2.3197 | -61.1853 | 0.81358 | 14.26 | 0.6419 | 0.17168 | 17.067 | 0.78651 | 11.55 | 0.7271 | 0.059409 | 14.7937 | 0.10449 | 1.2617 | 2.5369 | 4.6312 | 131.6985 | 0.085014 | 0 | -0.14283 | 0.085014 | 0.082186 | 1.4901 | 0 | -6.9343 | 1.4901 | 1.2069 | 1.7834 | 0 | -6.3935 | 1.7834 | 1.5459 | 0.08549 | 1.0322 | 2.0755 | 3.7889 | 107.7467 | 0.069553 | 0 | -0.11685 | 0.069553 | 0.067239 | 1.2191 | 0 | -5.6731 | 1.2191 | 0.98741 | 1.4591 | 0 | -5.2307 | 1.4591 | 1.2647
94 | 0.3 | 0.35 | Southern | AZ | Phoenix-Sky.Harbor.Intl.AP.722780 | 2 | 3303225 | 11.6573 | 25.246 | 45.1415 | 11.6001 | 33.5414 | 1296.92 | -0.0079351 | -22.32 | 1.0566 | -1.0645 | -17.1775 | -0.82151 | -36.58 | 0.41466 | -1.2362 | -34.2445 | -2.1884 | -102.94 | 1.3675 | -3.5559 | -95.4299 | -0.0079351 | -22.32 | 1.0566 | -1.0645 | -17.1775 | -0.035003 | -25.03 | 1.1418 | -1.1768 | -19.4508 | 0.10449 | 1.2181 | 2.6381 | 4.717 | 135.5209 | -0.00082918 | -0.085843 | -0.22867 | -0.00082918 | -0.0036576 | -2.3323 | -3.8224 | -10.7567 | -2.3323 | -2.6155 | -1.795 | -3.5784 | -9.9719 | -1.795 | -2.0325 | 0.08549 | 0.99659 | 2.1583 | 3.8592 | 110.8739 | -0.00067838 | -0.070231 | -0.18708 | -0.00067838 | -0.0029924 | -1.9081 | -3.1272 | -8.8004 | -1.9081 | -2.1398 | -1.4685 | -2.9276 | -8.1583 | -1.4685 | -1.6629
95 | 0.3 | 0.4 | Southern | AZ | Phoenix-Sky.Harbor.Intl.AP.722780 | 2 | 3303225 | 11.3062 | 26.1986 | 46.0091 | 11.2507 | 34.7583 | 1333.68 | -0.87551 | -59.08 | 1.4059 | -2.2814 | -51.9246 | -1.6891 | -73.34 | 0.76401 | -2.4531 | -68.9917 | -3.0559 | -139.7 | 1.7169 | -4.7728 | -130.177 | -0.87551 | -59.08 | 1.4059 | -2.2814 | -51.9246 | -0.90258 | -61.79 | 1.4911 | -2.3937 | -54.198 | 0.10449 | 1.1814 | 2.7376 | 4.8077 | 139.3621 | -0.091486 | -0.1765 | -0.31933 | -0.091486 | -0.094315 | -6.1735 | -7.6636 | -14.5979 | -6.1735 | -6.4567 | -5.4258 | -7.2092 | -13.6028 | -5.4258 | -5.6634 | 0.08549 | 0.96657 | 2.2397 | 3.9333 | 114.0165 | -0.074848 | -0.1444 | -0.26125 | -0.074848 | -0.077162 | -5.0508 | -6.2698 | -11.943 | -5.0508 | -5.2824 | -4.439 | -5.8981 | -11.1289 | -4.439 | -4.6334
96 | 0.28 | 0.2 | Southern | AZ | Phoenix-Sky.Harbor.Intl.AP.722780 | 2 | 3303225 | 12.3809 | 23.0777 | 43.0603 | 12.32 | 30.7403 | 1211.15 | 2.0732 | 63.45 | 0.33659 | 1.7366 | 64.2855 | 1.2597 | 49.19 | -0.30531 | 1.565 | 47.2185 | -0.10719 | -17.17 | 0.64757 | -0.75476 | -13.9669 | 2.0732 | 63.45 | 0.33659 | 1.7366 | 64.2855 | 2.0462 | 60.74 | 0.42179 | 1.6244 | 62.0122 | 0.10449 | 1.2937 | 2.4115 | 4.4996 | 126.5584 | 0.21664 | 0.13163 | -0.0112 | 0.21664 | 0.21381 | 6.6302 | 5.1401 | -1.7942 | 6.6302 | 6.347 | 6.7175 | 4.9341 | -1.4595 | 6.7175 | 6.4799 | 0.08549 | 1.0584 | 1.9729 | 3.6812 | 103.5414 | 0.17724 | 0.10769 | -0.0091635 | 0.17724 | 0.17493 | 5.4244 | 4.2053 | -1.4679 | 5.4244 | 5.1927 | 5.4958 | 4.0367 | -1.194 | 5.4958 | 5.3014
97 | 0.28 | 0.25 | Southern | AZ | Phoenix-Sky.Harbor.Intl.AP.722780 | 2 | 3303225 | 11.8786 | 24.146 | 43.9166 | 11.8202 | 32.0964 | 1250.68 | 1.217 | 23.92 | 0.83645 | 0.38052 | 27.5095 | 0.40339 | 9.66 | 0.19455 | 0.20884 | 10.4424 | -0.96345 | -56.7 | 1.1474 | -2.1109 | -50.7429 | 1.217 | 23.92 | 0.83645 | 0.38052 | 27.5095 | 1.1899 | 21.21 | 0.92165 | 0.26825 | 25.2361 | 0.10449 | 1.2412 | 2.5231 | 4.589 | 130.6891 | 0.12717 | 0.042152 | -0.10068 | 0.12717 | 0.12434 | 2.4995 | 1.0094 | -5.9248 | 2.4995 | 2.2163 | 2.8746 | 1.0912 | -5.3024 | 2.8746 | 2.637 | 0.08549 | 1.0155 | 2.0642 | 3.7544 | 106.9208 | 0.10404 | 0.034486 | -0.082366 | 0.10404 | 0.10172 | 2.0449 | 0.82583 | -4.8473 | 2.0449 | 1.8132 | 2.3518 | 0.89272 | -4.338 | 2.3518 | 2.1574
98 | 0.28 | 0.3 | Southern | AZ | Phoenix-Sky.Harbor.Intl.AP.722780 | 2 | 3303225 | 11.713 | 24.4677 | 44.1785 | 11.6554 | 32.523 | 1263.02 | 0.95506 | 11.58 | 1.0012 | -0.046121 | 16.0712 | 0.14148 | -2.68 | 0.35928 | -0.2178 | -0.99585 | -1.2254 | -69.04 | 1.3122 | -2.5375 | -62.1812 | 0.95506 | 11.58 | 1.0012 | -0.046121 | 16.0712 | 0.92799 | 8.87 | 1.0864 | -0.15839 | 13.7978 | 0.10449 | 1.2239 | 2.5567 | 4.6164 | 131.9786 | 0.099799 | 0.014784 | -0.12804 | 0.099799 | 0.09697 | 1.21 | -0.28005 | -7.2143 | 1.21 | 0.92687 | 1.6793 | -0.10406 | -6.4976 | 1.6793 | 1.4418 | 0.08549 | 1.0013 | 2.0918 | 3.7768 | 107.9758 | 0.081648 | 0.012095 | -0.10476 | 0.081648 | 0.079334 | 0.98998 | -0.22911 | -5.9022 | 0.98998 | 0.7583 | 1.3739 | -0.085136 | -5.3159 | 1.3739 | 1.1796
99 | 0.28 | 0.35 | Southern | AZ | Phoenix-Sky.Harbor.Intl.AP.722780 | 2 | 3303225 | 11.322 | 25.456 | 45.0465 | 11.2663 | 33.7802 | 1300.64 | 0.087003 | -26.04 | 1.3903 | -1.3033 | -19.3285 | -0.72657 | -40.3 | 0.74839 | -1.475 | -36.3955 | -2.0934 | -106.66 | 1.7013 | -3.7947 | -97.5809 | 0.087003 | -26.04 | 1.3903 | -1.3033 | -19.3285 | 0.059935 | -28.75 | 1.4755 | -1.4156 | -21.6018 | 0.10449 | 1.1831 | 2.66 | 4.7071 | 135.9096 | 0.0090913 | -0.075923 | -0.21875 | 0.0090913 | 0.0062629 | -2.721 | -4.2111 | -11.1454 | -2.721 | -3.0042 | -2.0197 | -3.8031 | -10.1967 | -2.0197 | -2.2573 | 0.08549 | 0.96792 | 2.1762 | 3.851 | 111.1919 | 0.0074379 | -0.062115 | -0.17897 | 0.0074379 | 0.0051238 | -2.2262 | -3.4453 | -9.1184 | -2.2262 | -2.4578 | -1.6524 | -3.1115 | -8.3422 | -1.6524 | -1.8467
100 | 0.28 | 0.4 | Southern | AZ | Phoenix-Sky.Harbor.Intl.AP.722780 | 2 | 3303225 | 11.0508 | 26.1786 | 45.7037 | 10.9965 | 34.7072 | 1328.6 | -0.57014 | -54 | 1.6601 | -2.2302 | -45.7309 | -1.3837 | -68.26 | 1.0182 | -2.4019 | -62.798 | -2.7506 | -134.62 | 1.9711 | -4.7217 | -123.9833 | -0.57014 | -54 | 1.6601 | -2.2302 | -45.7309 | -0.59721 | -56.71 | 1.7453 | -2.3425 | -48.0043 | 0.10449 | 1.1547 | 2.7355 | 4.7758 | 138.8313 | -0.059577 | -0.14459 | -0.28742 | -0.059577 | -0.062405 | -5.6427 | -7.1328 | -14.067 | -5.6427 | -5.9259 | -4.7786 | -6.562 | -12.9556 | -4.7786 | -5.0162 | 0.08549 | 0.94474 | 2.238 | 3.9072 | 113.5822 | -0.048741 | -0.11829 | -0.23515 | -0.048741 | -0.051056 | -4.6165 | -5.8356 | -11.5087 | -4.6165 | -4.8481 | -3.9095 | -5.3686 | -10.5994 | -3.9095 | -4.1039
101 | 0.27 | 0.2 | Southern | AZ | Phoenix-Sky.Harbor.Intl.AP.722780 | 2 | 3303225 | 12.2407 | 23.0673 | 42.8939 | 12.1805 | 30.7135 | 1208.41 | 2.2396 | 66.19 | 0.47615 | 1.7635 | 67.6434 | 1.426 | 51.93 | -0.16575 | 1.5918 | 50.5764 | 0.059205 | -14.43 | 0.78714 | -0.72793 | -10.6089 | 2.2396 | 66.19 | 0.47615 | 1.7635 | 67.6434 | 2.2126 | 63.48 | 0.56136 | 1.6512 | 65.3701 | 0.10449 | 1.2791 | 2.4104 | 4.4822 | 126.2721 | 0.23403 | 0.14901 | 0.0061866 | 0.23403 | 0.2312 | 6.9165 | 5.4264 | -1.5079 | 6.9165 | 6.6333 | 7.0684 | 5.285 | -1.1086 | 7.0684 | 6.8308 | 0.08549 | 1.0465 | 1.972 | 3.667 | 103.3072 | 0.19147 | 0.12191 | 0.0050615 | 0.19147 | 0.18915 | 5.6586 | 4.4395 | -1.2336 | 5.6586 | 5.4269 | 5.7828 | 4.3238 | -0.90696 | 5.7828 | 5.5885
102 | 0.27 | 0.25 | Southern | AZ | Phoenix-Sky.Harbor.Intl.AP.722780 | 2 | 3303225 | 11.7441 | 24.126 | 43.7425 | 11.6863 | 32.0562 | 1247.55 | 1.3911 | 27.05 | 0.97034 | 0.42071 | 31.2166 | 0.57747 | 12.79 | 0.32845 | 0.24903 | 14.1496 | -0.78937 | -53.57 | 1.2813 | -2.0707 | -47.0358 | 1.3911 | 27.05 | 0.97034 | 0.42071 | 31.2166 | 1.364 | 24.34 | 1.0555 | 0.30844 | 28.9433 | 0.10449 | 1.2272 | 2.521 | 4.5708 | 130.362 | 0.14536 | 0.060343 | -0.082485 | 0.14536 | 0.14253 | 2.8266 | 1.3365 | -5.5978 | 2.8266 | 2.5434 | 3.262 | 1.4786 | -4.915 | 3.262 | 3.0244 | 0.08549 | 1.004 | 2.0625 | 3.7396 | 106.6533 | 0.11892 | 0.049368 | -0.067483 | 0.11892 | 0.11661 | 2.3125 | 1.0934 | -4.5797 | 2.3125 | 2.0808 | 2.6687 | 1.2096 | -4.0211 | 2.6687 | 2.4744
103 | 0.27 | 0.3 | Southern | AZ | Phoenix-Sky.Harbor.Intl.AP.722780 | 2 | 3303225 | 11.5133 | 24.6182 | 44.1539 | 11.4566 | 32.6973 | 1266.33 | 0.97967 | 8.27 | 1.2 | -0.22033 | 13.716 | 0.16609 | -5.99 | 0.5581 | -0.39201 | -3.351 | -1.2007 | -72.35 | 1.511 | -2.7117 | -64.5363 | 0.97967 | 8.27 | 1.2 | -0.22033 | 13.716 | 0.9526 | 5.56 | 1.2852 | -0.3326 | 11.4427 | 0.10449 | 1.2031 | 2.5725 | 4.6138 | 132.3244 | 0.10237 | 0.017356 | -0.12547 | 0.10237 | 0.099542 | 0.86417 | -0.62592 | -7.5602 | 0.86417 | 0.58099 | 1.4332 | -0.35016 | -6.7437 | 1.4332 | 1.1957 | 0.08549 | 0.98427 | 2.1046 | 3.7747 | 108.2588 | 0.083752 | 0.014199 | -0.10265 | 0.083752 | 0.081438 | 0.707 | -0.51209 | -6.1852 | 0.707 | 0.47533 | 1.1726 | -0.28648 | -5.5172 | 1.1726 | 0.97824
104 | 0.27 | 0.35 | Southern | AZ | Phoenix-Sky.Harbor.Intl.AP.722780 | 2 | 3303225 | 11.1322 | 25.6764 | 45.1271 | 11.0774 | 34.0497 | 1307.31 | 0.0064198 | -32.71 | 1.5792 | -1.5727 | -25.0597 | -0.80716 | -46.97 | 0.93727 | -1.7444 | -42.1267 | -2.174 | -113.33 | 1.8902 | -4.0642 | -103.312 | 0.0064198 | -32.71 | 1.5792 | -1.5727 | -25.0597 | -0.020648 | -35.42 | 1.6644 | -1.685 | -27.333 | 0.10449 | 1.1633 | 2.683 | 4.7155 | 136.6066 | 0.00067083 | -0.084343 | -0.22717 | 0.00067083 | -0.0021576 | -3.418 | -4.9081 | -11.8424 | -3.418 | -3.7012 | -2.6186 | -4.402 | -10.7955 | -2.6186 | -2.8561 | 0.08549 | 0.95169 | 2.1951 | 3.8579 | 111.7621 | 0.00054883 | -0.069004 | -0.18586 | 0.00054883 | -0.0017652 | -2.7964 | -4.0155 | -9.6886 | -2.7964 | -3.0281 | -2.1424 | -3.6014 | -8.8322 | -2.1424 | -2.3367
105 | 0.27 | 0.4 | Southern | AZ | Phoenix-Sky.Harbor.Intl.AP.722780 | 2 | 3303225 | 10.921 | 26.1686 | 45.5538 | 10.8673 | 34.6866 | 1326.19 | -0.4203 | -51.59 | 1.7893 | -2.2096 | -42.7638 | -1.2339 | -65.85 | 1.1474 | -2.3813 | -59.8309 | -2.6007 | -132.21 | 2.1003 | -4.701 | -121.0162 | -0.4203 | -51.59 | 1.7893 | -2.2096 | -42.7638 | -0.44737 | -54.3 | 1.8745 | -2.3219 | -45.0372 | 0.10449 | 1.1412 | 2.7345 | 4.7601 | 138.5795 | -0.043919 | -0.12893 | -0.27176 | -0.043919 | -0.046747 | -5.3909 | -6.881 | -13.8152 | -5.3909 | -5.674 | -4.4686 | -6.252 | -12.6455 | -4.4686 | -4.7061 | 0.08549 | 0.93364 | 2.2372 | 3.8944 | 113.3762 | -0.035932 | -0.10548 | -0.22234 | -0.035932 | -0.038246 | -4.4104 | -5.6295 | -11.3027 | -4.4104 | -4.6421 | -3.6559 | -5.1149 | -10.3457 | -3.6559 | -3.8502
106 | 0.26 | 0.2 | Southern | AZ | Phoenix-Sky.Harbor.Intl.AP.722780 | 2 | 3303225 | 12.1008 | 23.0473 | 42.7197 | 12.0413 | 30.6785 | 1205.39 | 2.4138 | 69.21 | 0.61533 | 1.7985 | 71.2692 | 1.6002 | 54.95 | -0.026571 | 1.6268 | 54.2021 | 0.23338 | -11.41 | 0.92631 | -0.69293 | -6.9832 | 2.4138 | 69.21 | 0.61533 | 1.7985 | 71.2692 | 2.3867 | 66.5 | 0.70053 | 1.6862 | 68.9958 | 0.10449 | 1.2645 | 2.4083 | 4.464 | 125.9566 | 0.25223 | 0.16721 | 0.024387 | 0.25223 | 0.2494 | 7.2321 | 5.742 | -1.1923 | 7.2321 | 6.9489 | 7.4472 | 5.6638 | -0.72971 | 7.4472 | 7.2097 | 0.08549 | 1.0345 | 1.9703 | 3.6521 | 103.049 | 0.20636 | 0.1368 | 0.019952 | 0.20636 | 0.20404 | 5.9168 | 4.6977 | -0.97544 | 5.9168 | 5.6851 | 6.0928 | 4.6337 | -0.597 | 6.0928 | 5.8985
107 | 0.26 | 0.25 | Southern | AZ | Phoenix-Sky.Harbor.Intl.AP.722780 | 2 | 3303225 | 11.6085 | 24.106 | 43.5765 | 11.5514 | 32.0251 | 1244.73 | 1.5571 | 29.87 | 1.1053 | 0.4518 | 34.6359 | 0.74347 | 15.61 | 0.46335 | 0.28012 | 17.5689 | -0.62337 | -50.75 | 1.4162 | -2.0396 | -43.6165 | 1.5571 | 29.87 | 1.1053 | 0.4518 | 34.6359 | 1.53 | 27.16 | 1.1905 | 0.33953 | 32.3626 | 0.10449 | 1.213 | 2.5189 | 4.5535 | 130.0674 | 0.1627 | 0.077689 | -0.065139 | 0.1627 | 0.15987 | 3.1212 | 1.6312 | -5.3031 | 3.1212 | 2.8381 | 3.6193 | 1.8358 | -4.5577 | 3.6193 | 3.3817 | 0.08549 | 0.99241 | 2.0608 | 3.7254 | 106.4122 | 0.13311 | 0.06356 | -0.053292 | 0.13311 | 0.1308 | 2.5536 | 1.3345 | -4.3386 | 2.5536 | 2.3219 | 2.961 | 1.502 | -3.7288 | 2.961 | 2.7667
108 | 0.26 | 0.3 | Southern | AZ | Phoenix-Sky.Harbor.Intl.AP.722780 | 2 | 3303225 | 11.2878 | 24.8738 | 44.2398 | 11.2322 | 33.0075 | 1273.93 | 0.89378 | 0.67 | 1.4244 | -0.5306 | 7.2382 | 0.0802 | -13.59 | 0.78248 | -0.70228 | -9.8288 | -1.2866 | -79.95 | 1.7354 | -3.022 | -71.0141 | 0.89378 | 0.67 | 1.4244 | -0.5306 | 7.2382 | 0.86671 | -2.04 | 1.5096 | -0.64287 | 4.9649 | 0.10449 | 1.1795 | 2.5992 | 4.6228 | 133.1186 | 0.093395 | 0.0083805 | -0.13445 | 0.093395 | 0.090566 | 0.070011 | -1.4201 | -8.3543 | 0.070011 | -0.21317 | 0.75636 | -1.0271 | -7.4206 | 0.75636 | 0.5188 | 0.08549 | 0.965 | 2.1265 | 3.7821 | 108.9085 | 0.076409 | 0.0068563 | -0.11 | 0.076409 | 0.074095 | 0.057278 | -1.1618 | -6.8349 | 0.057278 | -0.1744 | 0.6188 | -0.84027 | -6.071 | 0.6188 | 0.42445
109 | 0.26 | 0.35 | Southern | AZ | Phoenix-Sky.Harbor.Intl.AP.722780 | 2 | 3303225 | 10.9414 | 25.9121 | 45.2221 | 10.8876 | 34.3345 | 1314.49 | -0.088518 | -39.89 | 1.7691 | -1.8576 | -31.2895 | -0.9021 | -54.15 | 1.1272 | -2.0293 | -48.3565 | -2.2689 | -120.51 | 2.08 | -4.349 | -109.5419 | -0.088518 | -39.89 | 1.7691 | -1.8576 | -31.2895 | -0.11559 | -42.6 | 1.8543 | -1.9699 | -33.5628 | 0.10449 | 1.1433 | 2.7077 | 4.7255 | 137.3569 | -0.0092497 | -0.094264 | -0.23709 | -0.0092497 | -0.012078 | -4.1683 | -5.6584 | -12.5926 | -4.1683 | -4.4515 | -3.2696 | -5.053 | -11.4465 | -3.2696 | -3.5071 | 0.08549 | 0.93538 | 2.2152 | 3.866 | 112.376 | -0.0075675 | -0.07712 | -0.19397 | -0.0075675 | -0.0098815 | -3.4102 | -4.6293 | -10.3024 | -3.4102 | -3.6419 | -2.6749 | -4.134 | -9.3648 | -2.6749 | -2.8693
110 | 0.26 | 0.4 | Southern | AZ | Phoenix-Sky.Harbor.Intl.AP.722780 | 2 | 3303225 | 10.7911 | 26.1643 | 45.4096 | 10.738 | 34.6715 | 1323.98 | -0.27604 | -49.38 | 1.9186 | -2.1946 | -39.9844 | -1.0896 | -63.64 | 1.2767 | -2.3663 | -57.0514 | -2.4565 | -130 | 2.2296 | -4.686 | -118.2367 | -0.27604 | -49.38 | 1.9186 | -2.1946 | -39.9844 | -0.30311 | -52.09 | 2.0038 | -2.3069 | -42.2577 | 0.10449 | 1.1276 | 2.734 | 4.745 | 138.3485 | -0.028845 | -0.11386 | -0.25669 | -0.028845 | -0.031673 | -5.1599 | -6.65 | -13.5843 | -5.1599 | -5.4431 | -4.1781 | -5.9616 | -12.3551 | -4.1781 | -4.4157 | 0.08549 | 0.92253 | 2.2368 | 3.8821 | 113.1873 | -0.023599 | -0.093152 | -0.21 | -0.023599 | -0.025913 | -4.2215 | -5.4406 | -11.1137 | -4.2215 | -4.4532 | -3.4183 | -4.8773 | -10.1081 | -3.4183 | -3.6126
111 | 0.25 | 0.2 | Southern | AZ | Phoenix-Sky.Harbor.Intl.AP.722780 | 2 | 3303225 | 11.9553 | 23.0277 | 42.539 | 11.8964 | 30.6425 | 1202.27 | 2.5946 | 72.33 | 0.76018 | 1.8344 | 75.0258 | 1.781 | 58.07 | 0.11828 | 1.6627 | 57.9587 | 0.41415 | -8.29 | 1.0712 | -0.65701 | -3.2266 | 2.5946 | 72.33 | 0.76018 | 1.8344 | 75.0258 | 2.5675 | 69.62 | 0.84538 | 1.7221 | 72.7524 | 0.10449 | 1.2493 | 2.4063 | 4.4451 | 125.6305 | 0.27112 | 0.1861 | 0.043276 | 0.27112 | 0.26829 | 7.5581 | 6.068 | -0.86626 | 7.5581 | 7.2749 | 7.8398 | 6.0564 | -0.33716 | 7.8398 | 7.6022 | 0.08549 | 1.0221 | 1.9686 | 3.6367 | 102.7823 | 0.22181 | 0.15226 | 0.035406 | 0.22181 | 0.2195 | 6.1835 | 4.9644 | -0.70871 | 6.1835 | 5.9518 | 6.414 | 4.9549 | -0.27584 | 6.414 | 6.2196
112 | 0.25 | 0.25 | Southern | AZ | Phoenix-Sky.Harbor.Intl.AP.722780 | 2 | 3303225 | 11.4687 | 24.086 | 43.3971 | 11.4122 | 31.9849 | 1241.53 | 1.7365 | 33.07 | 1.2444 | 0.49203 | 38.4372 | 0.92287 | 18.81 | 0.60253 | 0.32035 | 21.3702 | -0.44397 | -47.55 | 1.5554 | -1.9994 | -39.8151 | 1.7365 | 33.07 | 1.2444 | 0.49203 | 38.4372 | 1.7094 | 30.36 | 1.3296 | 0.37975 | 36.1639 | 0.10449 | 1.1984 | 2.5168 | 4.5348 | 129.733 | 0.18145 | 0.096435 | -0.046392 | 0.18145 | 0.17862 | 3.4556 | 1.9655 | -4.9687 | 3.4556 | 3.1725 | 4.0165 | 2.2331 | -4.1605 | 4.0165 | 3.7789 | 0.08549 | 0.98046 | 2.0591 | 3.71 | 106.1386 | 0.14845 | 0.078897 | -0.037955 | 0.14845 | 0.14614 | 2.8272 | 1.6081 | -4.0651 | 2.8272 | 2.5955 | 3.286 | 1.8269 | -3.4038 | 3.286 | 3.0917
113 | 0.25 | 0.3 | Southern | AZ | Phoenix-Sky.Harbor.Intl.AP.722780 | 2 | 3303225 | 11.0723 | 25.1342 | 44.3446 | 11.0178 | 33.3268 | 1281.95 | 0.78889 | -7.35 | 1.6388 | -0.84992 | 0.28141 | -0.024683 | -21.61 | 0.99692 | -1.0216 | -16.7856 | -1.3915 | -87.97 | 1.9498 | -3.3413 | -77.971 | 0.78889 | -7.35 | 1.6388 | -0.84992 | 0.28141 | 0.76183 | -10.06 | 1.724 | -0.96219 | -1.9919 | 0.10449 | 1.157 | 2.6264 | 4.6338 | 133.9566 | 0.082435 | -0.0025792 | -0.14541 | 0.082435 | 0.079607 | -0.76803 | -2.2581 | -9.1924 | -0.76803 | -1.0512 | 0.029406 | -1.754 | -8.1475 | 0.029406 | -0.20815 | 0.08549 | 0.94657 | 2.1487 | 3.791 | 109.5941 | 0.067443 | -0.0021101 | -0.11896 | 0.067443 | 0.065129 | -0.62835 | -1.8474 | -7.5206 | -0.62835 | -0.86003 | 0.024058 | -1.435 | -6.6658 | 0.024058 | -0.17029
114 | 0.25 | 0.35 | Southern | AZ | Phoenix-Sky.Harbor.Intl.AP.722780 | 2 | 3303225 | 10.7359 | 26.2221 | 45.4065 | 10.6831 | 34.7234 | 1325 | -0.27294 | -50.4 | 1.9736 | -2.2465 | -40.7603 | -1.0865 | -64.66 | 1.3317 | -2.4182 | -57.8273 | -2.4534 | -131.02 | 2.2845 | -4.7379 | -119.0127 | -0.27294 | -50.4 | 1.9736 | -2.2465 | -40.7603 | -0.30001 | -53.11 | 2.0588 | -2.3588 | -43.0337 | 0.10449 | 1.1218 | 2.7401 | 4.7447 | 138.4551 | -0.028521 | -0.11354 | -0.25636 | -0.028521 | -0.03135 | -5.2665 | -6.7566 | -13.6909 | -5.2665 | -5.5497 | -4.2592 | -6.0426 | -12.4362 | -4.2592 | -4.4968 | 0.08549 | 0.91781 | 2.2417 | 3.8818 | 113.2745 | -0.023334 | -0.092887 | -0.20974 | -0.023334 | -0.025648 | -4.3087 | -5.5278 | -11.2009 | -4.3087 | -4.5404 | -3.4846 | -4.9437 | -10.1744 | -3.4846 | -3.679
115 | 0.25 | 0.4 | Southern | AZ | Phoenix-Sky.Harbor.Intl.AP.722780 | 2 | 3303225 | 10.6613 | 26.1543 | 45.2545 | 10.6088 | 34.6457 | 1321.39 | -0.12094 | -46.79 | 2.0478 | -2.1687 | -36.8406 | -0.93452 | -61.05 | 1.4059 | -2.3404 | -53.9076 | -2.3014 | -127.41 | 2.3588 | -4.6602 | -115.093 | -0.12094 | -46.79 | 2.0478 | -2.1687 | -36.8406 | -0.14801 | -49.5 | 2.133 | -2.281 | -39.1139 | 0.10449 | 1.114 | 2.733 | 4.7288 | 138.0779 | -0.012638 | -0.097652 | -0.24048 | -0.012638 | -0.015466 | -4.8893 | -6.3794 | -13.3136 | -4.8893 | -5.1725 | -3.8496 | -5.633 | -12.0266 | -3.8496 | -4.0872 | 0.08549 | 0.91144 | 2.2359 | 3.8688 | 112.9658 | -0.01034 | -0.079892 | -0.19674 | -0.01034 | -0.012654 | -4.0001 | -5.2192 | -10.8923 | -4.0001 | -4.2318 | -3.1495 | -4.6086 | -9.8393 | -3.1495 | -3.3439
116 | 0.24 | 0.2 | Southern | AZ | Phoenix-Sky.Harbor.Intl.AP.722780 | 2 | 3303225 | 11.8155 | 23.003 | 42.3548 | 11.7573 | 30.5976 | 1198.91 | 2.7787 | 75.69 | 0.89935 | 1.8794 | 78.9864 | 1.9651 | 61.43 | 0.25745 | 1.7077 | 61.9193 | 0.59829 | -4.93 | 1.2103 | -0.61205 | 0.734 | 2.7787 | 75.69 | 0.89935 | 1.8794 | 78.9864 | 2.7516 | 72.98 | 0.98455 | 1.7671 | 76.713 | 0.10449 | 1.2347 | 2.4037 | 4.4258 | 125.2794 | 0.29036 | 0.20535 | 0.062518 | 0.29036 | 0.28753 | 7.9092 | 6.4191 | -0.51516 | 7.9092 | 7.626 | 8.2536 | 6.4702 | 0.076699 | 8.2536 | 8.0161 | 0.08549 | 1.0101 | 1.9665 | 3.6209 | 102.495 | 0.23755 | 0.168 | 0.051148 | 0.23755 | 0.23524 | 6.4708 | 5.2517 | -0.42147 | 6.4708 | 6.2391 | 6.7526 | 5.2935 | 0.06275 | 6.7526 | 6.5582
117 | 0.24 | 0.25 | Southern | AZ | Phoenix-Sky.Harbor.Intl.AP.722780 | 2 | 3303225 | 11.3288 | 24.066 | 43.2268 | 11.273 | 31.9538 | 1238.64 | 1.9067 | 35.96 | 1.3836 | 0.52312 | 41.9315 | 1.0931 | 21.7 | 0.7417 | 0.35144 | 24.8645 | -0.27371 | -44.66 | 1.6946 | -1.9683 | -36.3208 | 1.9067 | 35.96 | 1.3836 | 0.52312 | 41.9315 | 1.8796 | 33.25 | 1.4688 | 0.41084 | 39.6582 | 0.10449 | 1.1838 | 2.5148 | 4.517 | 129.431 | 0.19924 | 0.11423 | -0.028601 | 0.19924 | 0.19641 | 3.7576 | 2.2675 | -4.6667 | 3.7576 | 3.4744 | 4.3816 | 2.5982 | -3.7953 | 4.3816 | 4.1441 | 0.08549 | 0.9685 | 2.0574 | 3.6955 | 105.8915 | 0.16301 | 0.093452 | -0.023399 | 0.16301 | 0.16069 | 3.0742 | 1.8551 | -3.818 | 3.0742 | 2.8425 | 3.5847 | 2.1257 | -3.1051 | 3.5847 | 3.3904
118 | 0.24 | 0.3 | Southern | AZ | Phoenix-Sky.Harbor.Intl.AP.722780 | 2 | 3303225 | 10.9325 | 25.1142 | 44.1691 | 10.8786 | 33.2905 | 1278.88 | 0.96442 | -4.28 | 1.778 | -0.81357 | 3.9525 | 0.15084 | -18.54 | 1.1361 | -0.98525 | -13.1145 | -1.216 | -84.9 | 2.089 | -3.305 | -74.2998 | 0.96442 | -4.28 | 1.778 | -0.81357 | 3.9525 | 0.93735 | -6.99 | 1.8632 | -0.92584 | 1.6792 | 0.10449 | 1.1424 | 2.6243 | 4.6154 | 133.6358 | 0.10078 | 0.015762 | -0.12707 | 0.10078 | 0.097948 | -0.44724 | -1.9373 | -8.8716 | -0.44724 | -0.73042 | 0.41302 | -1.3704 | -7.7639 | 0.41302 | 0.17547 | 0.08549 | 0.93462 | 2.147 | 3.776 | 109.3317 | 0.082448 | 0.012896 | -0.10396 | 0.082448 | 0.080134 | -0.3659 | -1.585 | -7.2581 | -0.3659 | -0.59758 | 0.3379 | -1.1212 | -6.3519 | 0.3379 | 0.14356
119 | 0.24 | 0.35 | Southern | AZ | Phoenix-Sky.Harbor.Intl.AP.722780 | 2 | 3303225 | 10.6061 | 26.2025 | 45.2371 | 10.5538 | 34.6833 | 1321.93 | -0.10358 | -47.33 | 2.1028 | -2.2064 | -37.1371 | -0.91716 | -61.59 | 1.4609 | -2.378 | -54.2041 | -2.284 | -127.95 | 2.4138 | -4.6978 | -115.3894 | -0.10358 | -47.33 | 2.1028 | -2.2064 | -37.1371 | -0.13065 | -50.04 | 2.188 | -2.3186 | -39.4104 | 0.10449 | 1.1083 | 2.738 | 4.727 | 138.1343 | -0.010823 | -0.095838 | -0.23867 | -0.010823 | -0.013652 | -4.9457 | -6.4358 | -13.3701 | -4.9457 | -5.2289 | -3.8806 | -5.664 | -12.0576 | -3.8806 | -4.1182 | 0.08549 | 0.90672 | 2.2401 | 3.8673 | 113.012 | -0.0088549 | -0.078408 | -0.19526 | -0.0088549 | -0.011169 | -4.0462 | -5.2653 | -10.9385 | -4.0462 | -4.2779 | -3.1749 | -4.6339 | -9.8647 | -3.1749 | -3.3692
120 | 0.24 | 0.4 | Southern | AZ | Phoenix-Sky.Harbor.Intl.AP.722780 | 2 | 3303225 | 10.5357 | 26.1443 | 45.1042 | 10.4838 | 34.6204 | 1318.89 | 0.02932 | -44.29 | 2.1728 | -2.1434 | -33.791 | -0.78426 | -58.55 | 1.5309 | -2.3151 | -50.858 | -2.1511 | -124.91 | 2.4838 | -4.6349 | -112.0434 | 0.02932 | -44.29 | 2.1728 | -2.1434 | -33.791 | 0.0022518 | -47 | 2.258 | -2.2557 | -36.0643 | 0.10449 | 1.1009 | 2.7319 | 4.7131 | 137.8167 | 0.0030637 | -0.081951 | -0.22478 | 0.0030637 | 0.0002353 | -4.6281 | -6.1181 | -13.0524 | -4.6281 | -4.9112 | -3.531 | -5.3144 | -11.7079 | -3.531 | -3.7685 | 0.08549 | 0.9007 | 2.2351 | 3.856 | 112.7521 | 0.0025065 | -0.067046 | -0.1839 | 0.0025065 | 0.0001925 | -3.7864 | -5.0054 | -10.6786 | -3.7864 | -4.018 | -2.8888 | -4.3479 | -9.5786 | -2.8888 | -3.0831
121 | 0.22 | 0.2 | Southern | AZ | Phoenix-Sky.Harbor.Intl.AP.722780 | 2 | 3303225 | 11.5301 | 22.9576 | 41.9941 | 11.4732 | 30.5209 | 1192.56 | 3.1394 | 82.04 | 1.1834 | 1.956 | 86.5622 | 2.3258 | 67.78 | 0.54147 | 1.7844 | 69.4952 | 0.95899 | 1.42 | 1.4944 | -0.53536 | 8.3098 | 3.1394 | 82.04 | 1.1834 | 1.956 | 86.5622 | 3.1123 | 79.33 | 1.2686 | 1.8438 | 84.2889 | 0.10449 | 1.2048 | 2.3989 | 4.3882 | 124.6159 | 0.32805 | 0.24304 | 0.10021 | 0.32805 | 0.32522 | 8.5727 | 7.0826 | 0.14838 | 8.5727 | 8.2895 | 9.0453 | 7.2619 | 0.86833 | 9.0453 | 8.8077 | 0.08549 | 0.98571 | 1.9627 | 3.5901 | 101.9521 | 0.26839 | 0.19884 | 0.081985 | 0.26839 | 0.26607 | 7.0136 | 5.7945 | 0.1214 | 7.0136 | 6.7819 | 7.4002 | 5.9412 | 0.71041 | 7.4002 | 7.2059
122 | 0.22 | 0.25 | Southern | AZ | Phoenix-Sky.Harbor.Intl.AP.722780 | 2 | 3303225 | 11.0534 | 24.0316 | 42.8871 | 10.9989 | 31.8882 | 1232.8 | 2.2464 | 41.8 | 1.6577 | 0.58876 | 48.9614 | 1.4329 | 27.54 | 1.0158 | 0.41708 | 31.8943 | 0.066017 | -38.82 | 1.9687 | -1.9026 | -29.291 | 2.2464 | 41.8 | 1.6577 | 0.58876 | 48.9614 | 2.2194 | 39.09 | 1.7429 | 0.47649 | 46.688 | 0.10449 | 1.155 | 2.5112 | 4.4815 | 128.8207 | 0.23474 | 0.14973 | 0.0068984 | 0.23474 | 0.23191 | 4.3679 | 2.8778 | -4.0565 | 4.3679 | 4.0847 | 5.1162 | 3.3328 | -3.0607 | 5.1162 | 4.8786 | 0.08549 | 0.94496 | 2.0545 | 3.6664 | 105.3923 | 0.19205 | 0.1225 | 0.0056438 | 0.19205 | 0.18973 | 3.5735 | 2.3544 | -3.3187 | 3.5735 | 3.3418 | 4.1857 | 2.7267 | -2.5041 | 4.1857 | 3.9914
123 | 0.22 | 0.3 | Southern | AZ | Phoenix-Sky.Harbor.Intl.AP.722780 | 2 | 3303225 | 10.6671 | 25.0842 | 43.8437 | 10.6145 | 33.2292 | 1273.32 | 1.2898 | 1.28 | 2.0421 | -0.75229 | 10.6609 | 0.47627 | -12.98 | 1.4002 | -0.92396 | -6.4061 | -0.89058 | -79.34 | 2.3531 | -3.2437 | -67.5914 | 1.2898 | 1.28 | 2.0421 | -0.75229 | 10.6609 | 1.2628 | -1.43 | 2.1273 | -0.86456 | 8.3876 | 0.10449 | 1.1146 | 2.6212 | 4.5814 | 133.0549 | 0.13478 | 0.049767 | -0.09306 | 0.13478 | 0.13195 | 0.13375 | -1.3563 | -8.2906 | 0.13375 | -0.14943 | 1.114 | -0.6694 | -7.0629 | 1.114 | 0.87646 | 0.08549 | 0.91193 | 2.1445 | 3.7482 | 108.8563 | 0.11027 | 0.040716 | -0.076136 | 0.11027 | 0.10795 | 0.10943 | -1.1097 | -6.7828 | 0.10943 | -0.12225 | 0.91141 | -0.54766 | -5.7784 | 0.91141 | 0.71706
124 | 0.22 | 0.35 | Southern | AZ | Phoenix-Sky.Harbor.Intl.AP.722780 | 2 | 3303225 | 10.3407 | 26.1778 | 44.9227 | 10.2897 | 34.633 | 1316.74 | 0.21088 | -42.14 | 2.3669 | -2.156 | -30.797 | -0.60269 | -56.4 | 1.725 | -2.3277 | -47.864 | -1.9695 | -122.76 | 2.6779 | -4.6475 | -109.0494 | 0.21088 | -42.14 | 2.3669 | -2.156 | -30.797 | 0.18382 | -44.85 | 2.4521 | -2.2683 | -33.0704 | 0.10449 | 1.0805 | 2.7354 | 4.6942 | 137.592 | 0.022036 | -0.062978 | -0.20581 | 0.022036 | 0.019208 | -4.4034 | -5.8935 | -12.8277 | -4.4034 | -4.6866 | -3.2181 | -5.0015 | -11.3951 | -3.2181 | -3.4557 | 0.08549 | 0.88402 | 2.2379 | 3.8404 | 112.5683 | 0.018029 | -0.051524 | -0.16838 | 0.018029 | 0.015714 | -3.6026 | -4.8216 | -10.4948 | -3.6026 | -3.8342 | -2.6328 | -4.0919 | -9.3226 | -2.6328 | -2.8272
125 | 0.22 | 0.4 | Southern | AZ | Phoenix-Sky.Harbor.Intl.AP.722780 | 2 | 3303225 | 10.2707 | 26.12 | 44.7949 | 10.2201 | 34.5749 | 1313.85 | 0.33859 | -39.25 | 2.4365 | -2.0979 | -27.6191 | -0.47499 | -53.51 | 1.7946 | -2.2696 | -44.6861 | -1.8418 | -119.87 | 2.7475 | -4.5893 | -105.8714 | 0.33859 | -39.25 | 2.4365 | -2.0979 | -27.6191 | 0.31152 | -41.96 | 2.5217 | -2.2102 | -29.8924 | 0.10449 | 1.0732 | 2.7294 | 4.6808 | 137.29 | 0.035381 | -0.049633 | -0.19246 | 0.035381 | 0.032552 | -4.1014 | -5.5915 | -12.5257 | -4.1014 | -4.3846 | -2.886 | -4.6695 | -11.063 | -2.886 | -3.1236 | 0.08549 | 0.87805 | 2.233 | 3.8295 | 112.3213 | 0.028946 | -0.040607 | -0.15746 | 0.028946 | 0.026632 | -3.3555 | -4.5746 | -10.2477 | -3.3555 | -3.5872 | -2.3612 | -3.8202 | -9.051 | -2.3612 | -2.5555
126 | 0.2 | 0.2 | Southern | AZ | Phoenix-Sky.Harbor.Intl.AP.722780 | 2 | 3303225 | 11.2448 | 22.9134 | 41.6298 | 11.1892 | 30.4406 | 1186.1 | 3.5038 | 88.5 | 1.4674 | 2.0364 | 94.2606 | 2.6902 | 74.24 | 0.8255 | 1.8647 | 77.1935 | 1.3233 | 7.88 | 1.7784 | -0.45504 | 16.0082 | 3.5038 | 88.5 | 1.4674 | 2.0364 | 94.2606 | 3.4767 | 85.79 | 1.5526 | 1.9241 | 91.9872 | 0.10449 | 1.175 | 2.3943 | 4.3501 | 123.9409 | 0.36612 | 0.28111 | 0.13828 | 0.36612 | 0.3633 | 9.2478 | 7.7577 | 0.82342 | 9.2478 | 8.9646 | 9.8497 | 8.0663 | 1.6728 | 9.8497 | 9.6122 | 0.08549 | 0.96132 | 1.9589 | 3.5589 | 101.3999 | 0.29954 | 0.22998 | 0.11313 | 0.29954 | 0.29722 | 7.5659 | 6.3468 | 0.67366 | 7.5659 | 7.3342 | 8.0584 | 6.5993 | 1.3685 | 8.0584 | 7.864
127 | 0.2 | 0.25 | Southern | AZ | Phoenix-Sky.Harbor.Intl.AP.722780 | 2 | 3303225 | 10.7685 | 23.9916 | 42.5226 | 10.7153 | 31.8073 | 1226.31 | 2.611 | 48.29 | 1.9413 | 0.66964 | 56.6716 | 1.7974 | 34.03 | 1.2994 | 0.49796 | 39.6046 | 0.43053 | -32.33 | 2.2523 | -1.8218 | -21.5808 | 2.611 | 48.29 | 1.9413 | 0.66964 | 56.6716 | 2.5839 | 45.58 | 2.0265 | 0.55737 | 54.3983 | 0.10449 | 1.1252 | 2.507 | 4.4434 | 128.1426 | 0.27283 | 0.18782 | 0.044988 | 0.27283 | 0.27 | 5.046 | 3.5559 | -3.3783 | 5.046 | 4.7629 | 5.9219 | 4.1385 | -2.2551 | 5.9219 | 5.6843 | 0.08549 | 0.9206 | 2.051 | 3.6353 | 104.8374 | 0.22321 | 0.15366 | 0.036806 | 0.22321 | 0.2209 | 4.1283 | 2.9092 | -2.7639 | 4.1283 | 3.8966 | 4.8449 | 3.3858 | -1.8449 | 4.8449 | 4.6505
128 | 0.2 | 0.3 | Southern | AZ | Phoenix-Sky.Harbor.Intl.AP.722780 | 2 | 3303225 | 10.3917 | 25.0599 | 43.5144 | 10.3404 | 33.174 | 1267.82 | 1.6191 | 6.78 | 2.3162 | -0.69707 | 17.3404 | 0.80556 | -7.48 | 1.6743 | -0.86875 | 0.27338 | -0.56128 | -73.84 | 2.6272 | -3.1885 | -60.912 | 1.6191 | 6.78 | 2.3162 | -0.69707 | 17.3404 | 1.5921 | 4.07 | 2.4014 | -0.80934 | 15.0671 | 0.10449 | 1.0859 | 2.6186 | 4.547 | 132.4801 | 0.16919 | 0.084177 | -0.058651 | 0.16919 | 0.16636 | 0.70847 | -0.78162 | -7.7159 | 0.70847 | 0.42529 | 1.812 | 0.028567 | -6.365 | 1.812 | 1.5744 | 0.08549 | 0.88839 | 2.1424 | 3.7201 | 108.3861 | 0.13842 | 0.068868 | -0.047984 | 0.13842 | 0.13611 | 0.57962 | -0.63947 | -6.3126 | 0.57962 | 0.34794 | 1.4824 | 0.023371 | -5.2074 | 1.4824 | 1.2881
129 | 0.2 | 0.35 | Southern | AZ | Phoenix-Sky.Harbor.Intl.AP.722780 | 2 | 3303225 | 10.071 | 26.1482 | 44.5977 | 10.0213 | 34.5764 | 1311.26 | 0.53586 | -36.66 | 2.6353 | -2.0995 | -24.172 | -0.27772 | -50.92 | 1.9934 | -2.2712 | -41.239 | -1.6446 | -117.28 | 2.9463 | -4.5909 | -102.4244 | 0.53586 | -36.66 | 2.6353 | -2.0995 | -24.172 | 0.50879 | -39.37 | 2.7205 | -2.2117 | -26.4454 | 0.10449 | 1.0524 | 2.7323 | 4.6602 | 137.0194 | 0.055994 | -0.02902 | -0.17185 | 0.055994 | 0.053166 | -3.8308 | -5.3209 | -12.2551 | -3.8308 | -4.1139 | -2.5258 | -4.3093 | -10.7028 | -2.5258 | -2.7634 | 0.08549 | 0.86097 | 2.2354 | 3.8127 | 112.0998 | 0.04581 | -0.023742 | -0.14059 | 0.04581 | 0.043496 | -3.1341 | -4.3532 | -10.0263 | -3.1341 | -3.3657 | -2.0665 | -3.5255 | -8.7563 | -2.0665 | -2.2608
130 | 0.2 | 0.4 | Southern | AZ | Phoenix-Sky.Harbor.Intl.AP.722780 | 2 | 3303225 | 10.0107 | 26.1004 | 44.4857 | 9.9612 | 34.5244 | 1308.71 | 0.64786 | -34.11 | 2.6954 | -2.0475 | -21.3692 | -0.16572 | -48.37 | 2.0535 | -2.2192 | -38.4362 | -1.5326 | -114.73 | 3.0064 | -4.5389 | -99.6215 | 0.64786 | -34.11 | 2.6954 | -2.0475 | -21.3692 | 0.62079 | -36.82 | 2.7806 | -2.1598 | -23.6425 | 0.10449 | 1.0461 | 2.7273 | 4.6485 | 136.7529 | 0.067697 | -0.017317 | -0.16014 | 0.067697 | 0.064869 | -3.5643 | -5.0544 | -11.9886 | -3.5643 | -3.8475 | -2.233 | -4.0164 | -10.4099 | -2.233 | -2.4705 | 0.08549 | 0.85581 | 2.2313 | 3.8031 | 111.8818 | 0.055385 | -0.014168 | -0.13102 | 0.055385 | 0.053071 | -2.9161 | -4.1352 | -9.8083 | -2.9161 | -3.1477 | -1.8269 | -3.2859 | -8.5167 | -1.8269 | -2.0212
Double | Double | Double | Southern | AZ | Phoenix-Sky.Harbor.Intl.AP.722780 | 2 | 3303225 | 12.9534 | 29.5891 | 52.2132 | 12.8904 | 39.3229 | 1510.37 | -7.0797 | -235.77 | -0.23374 | -6.8459 | -234.1776 | -7.8933 | -250.03 | -0.87564 | -7.0176 | -251.2446 | -9.2601 | -316.39 | 0.077248 | -9.3373 | -312.4299 | -7.0797 | -235.77 | -0.23374 | -6.8459 | -234.1776 | -7.1067 | -238.48 | -0.14854 | -6.9582 | -236.4509 | 0.10449 | 1.3536 | 3.0919 | 5.456 | 157.8253 | -0.73979 | -0.8248 | -0.96763 | -0.73979 | -0.74262 | -24.6367 | -26.1267 | -33.061 | -24.6367 | -24.9198 | -24.4703 | -26.2537 | -32.6472 | -24.4703 | -24.7078 | 0.08549 | 1.1074 | 2.5296 | 4.4637 | 129.1218 | -0.60524 | -0.6748 | -0.79165 | -0.60524 | -0.60756 | -20.156 | -21.3751 | -27.0482 | -20.156 | -20.3877 | -20.0199 | -21.4789 | -26.7097 | -20.0199 | -20.2142
Single | Single | Single | Southern | AZ | Phoenix-Sky.Harbor.Intl.AP.722780 | 2 | 3303225 | 16.8806 | 34.344 | 62.6371 | 16.7994 | 45.8377 | 1782.83 | -17.5035 | -508.23 | -4.1427 | -13.3608 | -521.9137 | -18.3171 | -522.49 | -4.7846 | -13.5324 | -538.9808 | -19.6839 | -588.85 | -3.8318 | -15.8522 | -600.1661 | -17.5035 | -508.23 | -4.1427 | -13.3608 | -521.9137 | -17.5306 | -510.94 | -4.0575 | -13.473 | -524.1871 | 0.10449 | 1.7639 | 3.5888 | 6.5452 | 186.2958 | -1.829 | -1.914 | -2.0569 | -1.829 | -1.8318 | -53.1072 | -54.5973 | -61.5316 | -53.1072 | -53.3904 | -54.5371 | -56.3205 | -62.714 | -54.5371 | -54.7746 | 0.08549 | 1.4431 | 2.9361 | 5.3549 | 152.4144 | -1.4964 | -1.5659 | -1.6828 | -1.4964 | -1.4987 | -43.4487 | -44.6678 | -50.3409 | -43.4487 | -43.6803 | -44.6185 | -46.0776 | -51.3083 | -44.6185 | -44.8128
1 | 0.35 | 0.47 | South/Central | AZ | Prescott-Love.Field.723723 | 3 | 167517 | 48.9282 | 9.5518 | 64.1308 | 48.6954 | 15.4354 | 1186.25 | 2.1713 | -30.52 | 5.0645 | -2.8932 | -50.6964 | -0.10277 | -60.63 | 2.7588 | -2.8616 | -79.1779 | 1.7947 | -66.64 | 6.1948 | -4.4001 | -96.5507 | 2.1713 | -30.52 | 5.0645 | -2.8932 | -50.6964 | 2.3465 | -31.07 | 5.3801 | -3.0336 | -52.2532 | 0.0022881 | 0.11195 | 0.021856 | 0.14674 | 2.7143 | 0.0049681 | -0.00023514 | 0.0041065 | 0.0049681 | 0.0053691 | -0.069833 | -0.13873 | -0.15248 | -0.069833 | -0.071092 | -0.116 | -0.18117 | -0.22092 | -0.116 | -0.11956 | 0.0022881 | 0.11195 | 0.021856 | 0.14674 | 2.7143 | 0.0049681 | -0.00023514 | 0.0041065 | 0.0049681 | 0.0053691 | -0.069833 | -0.13873 | -0.15248 | -0.069833 | -0.071092 | -0.116 | -0.18117 | -0.22092 | -0.116 | -0.11956
2 | 0.35 | 0.42 | South/Central | AZ | Prescott-Love.Field.723723 | 3 | 167517 | 50.3265 | 8.8386 | 64.556 | 50.0871 | 14.4689 | 1171.98 | 1.7461 | -16.25 | 3.6728 | -1.9267 | -29.8877 | -0.52795 | -46.36 | 1.3671 | -1.8951 | -58.3692 | 1.3695 | -52.37 | 4.8031 | -3.4336 | -75.742 | 1.7461 | -16.25 | 3.6728 | -1.9267 | -29.8877 | 1.9214 | -16.8 | 3.9884 | -2.067 | -31.4445 | 0.0022881 | 0.11515 | 0.020224 | 0.14771 | 2.6816 | 0.0039952 | -0.001208 | 0.0031336 | 0.0039952 | 0.0043963 | -0.037182 | -0.10608 | -0.11983 | -0.037182 | -0.03844 | -0.068386 | -0.13356 | -0.17331 | -0.068386 | -0.071948 | 0.0022881 | 0.11515 | 0.020224 | 0.14771 | 2.6816 | 0.0039952 | -0.001208 | 0.0031336 | 0.0039952 | 0.0043963 | -0.037182 | -0.10608 | -0.11983 | -0.037182 | -0.03844 | -0.068386 | -0.13356 | -0.17331 | -0.068386 | -0.071948
3 | 0.35 | 0.37 | South/Central | AZ | Prescott-Love.Field.723723 | 3 | 167517 | 51.7505 | 8.2307 | 65.1564 | 51.5043 | 13.652 | 1163.2 | 1.1457 | -7.47 | 2.2555 | -1.1098 | -15.4115 | -1.1284 | -37.58 | -0.050141 | -1.0782 | -43.893 | 0.76913 | -43.59 | 3.3858 | -2.6167 | -61.2659 | 1.1457 | -7.47 | 2.2555 | -1.1098 | -15.4115 | 1.321 | -8.02 | 2.5712 | -1.2502 | -16.9683 | 0.0022881 | 0.11841 | 0.018833 | 0.14908 | 2.6615 | 0.0026214 | -0.0025818 | 0.0017598 | 0.0026214 | 0.0030225 | -0.017092 | -0.085987 | -0.099739 | -0.017092 | -0.018351 | -0.035263 | -0.10043 | -0.14018 | -0.035263 | -0.038825 | 0.0022881 | 0.11841 | 0.018833 | 0.14908 | 2.6615 | 0.0026214 | -0.0025818 | 0.0017598 | 0.0026214 | 0.0030225 | -0.017092 | -0.085987 | -0.099739 | -0.017092 | -0.018351 | -0.035263 | -0.10043 | -0.14018 | -0.035263 | -0.038825
4 | 0.35 | 0.32 | South/Central | AZ | Prescott-Love.Field.723723 | 3 | 167517 | 53.3347 | 7.6376 | 65.9371 | 53.081 | 12.8561 | 1157.28 | 0.36496 | -1.55 | 0.6788 | -0.31384 | -3.8292 | -1.9091 | -31.66 | -1.6268 | -0.28221 | -32.3107 | -0.011578 | -37.67 | 1.8091 | -1.8207 | -49.6835 | 0.36496 | -1.55 | 0.6788 | -0.31384 | -3.8292 | 0.54025 | -2.1 | 0.99445 | -0.4542 | -5.386 | 0.0022881 | 0.12204 | 0.017476 | 0.15087 | 2.648 | 0.00083507 | -0.0043681 | -2.6492e-05 | 0.00083507 | 0.0012361 | -0.0035466 | -0.072442 | -0.086193 | -0.0035466 | -0.004805 | -0.0087616 | -0.07393 | -0.11368 | -0.0087616 | -0.012324 | 0.0022881 | 0.12204 | 0.017476 | 0.15087 | 2.648 | 0.00083507 | -0.0043681 | -2.6492e-05 | 0.00083507 | 0.0012361 | -0.0035466 | -0.072442 | -0.086193 | -0.0035466 | -0.004805 | -0.0087616 | -0.07393 | -0.11368 | -0.0087616 | -0.012324
5 | 0.35 | 0.27 | South/Central | AZ | Prescott-Love.Field.723723 | 3 | 167517 | 54.4134 | 7.2801 | 66.4968 | 54.1546 | 12.3422 | 1154.27 | -0.1948 | 1.46 | -0.39478 | 0.19998 | 2.9273 | -2.4688 | -28.65 | -2.7004 | 0.23161 | -25.5542 | -0.57134 | -34.66 | 0.73555 | -1.3069 | -42.9271 | -0.1948 | 1.46 | -0.39478 | 0.19998 | 2.9273 | -0.01951 | 0.91 | -0.079135 | 0.059626 | 1.3704 | 0.0022881 | 0.1245 | 0.016658 | 0.15215 | 2.6411 | -0.00044571 | -0.0056489 | -0.0013073 | -0.00044571 | -4.464e-05 | 0.0033406 | -0.065554 | -0.079306 | 0.0033406 | 0.0020822 | 0.006698 | -0.058471 | -0.098222 | 0.006698 | 0.0031357 | 0.0022881 | 0.1245 | 0.016658 | 0.15215 | 2.6411 | -0.00044571 | -0.0056489 | -0.0013073 | -0.00044571 | -4.464e-05 | 0.0033406 | -0.065554 | -0.079306 | 0.0033406 | 0.0020822 | 0.006698 | -0.058471 | -0.098222 | 0.006698 | 0.0031357
6 | 0.35 | 0.23 | South/Central | AZ | Prescott-Love.Field.723723 | 3 | 167517 | 55.0716 | 7.0987 | 66.869 | 54.8097 | 12.0593 | 1153.42 | -0.56692 | 2.31 | -1.0498 | 0.48291 | 5.8231 | -2.8409 | -27.8 | -3.3555 | 0.51454 | -22.6584 | -0.94346 | -33.81 | 0.080499 | -1.024 | -40.0313 | -0.56692 | 2.31 | -1.0498 | 0.48291 | 5.8231 | -0.39163 | 1.76 | -0.73418 | 0.34255 | 4.2662 | 0.0022881 | 0.12601 | 0.016243 | 0.153 | 2.6392 | -0.0012972 | -0.0065004 | -0.0021587 | -0.0012972 | -0.00089609 | 0.0052855 | -0.063609 | -0.077361 | 0.0052855 | 0.0040271 | 0.013324 | -0.051845 | -0.091596 | 0.013324 | 0.0097616 | 0.0022881 | 0.12601 | 0.016243 | 0.153 | 2.6392 | -0.0012972 | -0.0065004 | -0.0021587 | -0.0012972 | -0.00089609 | 0.0052855 | -0.063609 | -0.077361 | 0.0052855 | 0.0040271 | 0.013324 | -0.051845 | -0.091596 | 0.013324 | 0.0097616
7 | 0.35 | 0.19 | South/Central | AZ | Prescott-Love.Field.723723 | 3 | 167517 | 56.6568 | 6.6013 | 67.7614 | 56.3874 | 11.374 | 1151.41 | -1.4594 | 4.32 | -2.6275 | 1.1682 | 12.9505 | -3.7334 | -25.79 | -4.9332 | 1.1998 | -15.531 | -1.8359 | -31.8 | -1.4972 | -0.3387 | -32.9039 | -1.4594 | 4.32 | -2.6275 | 1.1682 | 12.9505 | -1.2841 | 3.77 | -2.3119 | 1.0278 | 11.3936 | 0.0022881 | 0.12964 | 0.015104 | 0.15505 | 2.6346 | -0.0033392 | -0.0085424 | -0.0042008 | -0.0033392 | -0.0029381 | 0.0098846 | -0.05901 | -0.072762 | 0.0098846 | 0.0086262 | 0.029632 | -0.035537 | -0.075288 | 0.029632 | 0.02607 | 0.0022881 | 0.12964 | 0.015104 | 0.15505 | 2.6346 | -0.0033392 | -0.0085424 | -0.0042008 | -0.0033392 | -0.0029381 | 0.0098846 | -0.05901 | -0.072762 | 0.0098846 | 0.0086262 | 0.029632 | -0.035537 | -0.075288 | 0.029632 | 0.02607
8 | 0.35 | 0.17 | South/Central | AZ | Prescott-Love.Field.723723 | 3 | 167517 | 57.5147 | 6.3595 | 68.2871 | 57.2412 | 11.0459 | 1151.8 | -1.9851 | 3.93 | -3.4814 | 1.4963 | 15.0956 | -4.2591 | -26.18 | -5.7871 | 1.528 | -13.3859 | -2.3616 | -32.19 | -2.3511 | -0.01053 | -30.7587 | -1.9851 | 3.93 | -3.4814 | 1.4963 | 15.0956 | -1.8098 | 3.38 | -3.1658 | 1.356 | 13.5388 | 0.0022881 | 0.1316 | 0.014551 | 0.15625 | 2.6354 | -0.0045421 | -0.0097453 | -0.0054036 | -0.0045421 | -0.004141 | 0.0089923 | -0.059903 | -0.073654 | 0.0089923 | 0.0077338 | 0.03454 | -0.030628 | -0.070379 | 0.03454 | 0.030978 | 0.0022881 | 0.1316 | 0.014551 | 0.15625 | 2.6354 | -0.0045421 | -0.0097453 | -0.0054036 | -0.0045421 | -0.004141 | 0.0089923 | -0.059903 | -0.073654 | 0.0089923 | 0.0077338 | 0.03454 | -0.030628 | -0.070379 | 0.03454 | 0.030978
9 | 0.33 | 0.47 | South/Central | AZ | Prescott-Love.Field.723723 | 3 | 167517 | 48.0475 | 9.5975 | 63.2815 | 47.8188 | 15.4627 | 1175.34 | 3.0205 | -19.61 | 5.9411 | -2.9205 | -40.4812 | 0.74652 | -49.72 | 3.6354 | -2.8889 | -68.9627 | 2.644 | -55.73 | 7.0714 | -4.4274 | -86.3356 | 3.0205 | -19.61 | 5.9411 | -2.9205 | -40.4812 | 3.1958 | -20.16 | 6.2567 | -3.0609 | -42.0381 | 0.0022881 | 0.10994 | 0.02196 | 0.1448 | 2.6893 | 0.0069113 | 0.0017081 | 0.0060498 | 0.0069113 | 0.0073124 | -0.04487 | -0.11376 | -0.12752 | -0.04487 | -0.046128 | -0.092625 | -0.15779 | -0.19755 | -0.092625 | -0.096188 | 0.0022881 | 0.10994 | 0.02196 | 0.1448 | 2.6893 | 0.0069113 | 0.0017081 | 0.0060498 | 0.0069113 | 0.0073124 | -0.04487 | -0.11376 | -0.12752 | -0.04487 | -0.046128 | -0.092625 | -0.15779 | -0.19755 | -0.092625 | -0.096188
10 | 0.33 | 0.42 | South/Central | AZ | Prescott-Love.Field.723723 | 3 | 167517 | 49.4358 | 8.8744 | 63.691 | 49.2005 | 14.4904 | 1160.75 | 2.6111 | -5.02 | 4.5593 | -1.9482 | -19.3128 | 0.33705 | -35.13 | 2.2537 | -1.9166 | -47.7943 | 2.2345 | -41.14 | 5.6896 | -3.4551 | -65.1671 | 2.6111 | -5.02 | 4.5593 | -1.9482 | -19.3128 | 2.7864 | -5.57 | 4.875 | -2.0886 | -20.8696 | 0.0022881 | 0.11311 | 0.020306 | 0.14573 | 2.6559 | 0.0059744 | 0.0007712 | 0.0051128 | 0.0059744 | 0.0063755 | -0.011486 | -0.080381 | -0.094133 | -0.011486 | -0.012745 | -0.04419 | -0.10936 | -0.14911 | -0.04419 | -0.047752 | 0.0022881 | 0.11311 | 0.020306 | 0.14573 | 2.6559 | 0.0059744 | 0.0007712 | 0.0051128 | 0.0059744 | 0.0063755 | -0.011486 | -0.080381 | -0.094133 | -0.011486 | -0.012745 | -0.04419 | -0.10936 | -0.14911 | -0.04419 | -0.047752
11 | 0.33 | 0.37 | South/Central | AZ | Prescott-Love.Field.723723 | 3 | 167517 | 50.8403 | 8.2612 | 64.2665 | 50.5983 | 13.6683 | 1151.49 | 2.0355 | 4.24 | 3.1615 | -1.1261 | -4.3711 | -0.23853 | -25.87 | 0.8559 | -1.0944 | -32.8526 | 1.659 | -31.88 | 4.2919 | -2.6329 | -50.2254 | 2.0355 | 4.24 | 3.1615 | -1.1261 | -4.3711 | 2.2108 | 3.69 | 3.4772 | -1.2664 | -5.9279 | 0.0022881 | 0.11633 | 0.018902 | 0.14705 | 2.6347 | 0.0046574 | -0.00054577 | 0.0037959 | 0.0046574 | 0.0050585 | 0.0097016 | -0.059193 | -0.072945 | 0.0097016 | 0.0084431 | -0.010001 | -0.07517 | -0.11492 | -0.010001 | -0.013564 | 0.0022881 | 0.11633 | 0.018902 | 0.14705 | 2.6347 | 0.0046574 | -0.00054577 | 0.0037959 | 0.0046574 | 0.0050585 | 0.0097016 | -0.059193 | -0.072945 | 0.0097016 | 0.0084431 | -0.010001 | -0.07517 | -0.11492 | -0.010001 | -0.013564
12 | 0.33 | 0.32 | South/Central | AZ | Prescott-Love.Field.723723 | 3 | 167517 | 52.4198 | 7.6733 | 65.0425 | 52.1703 | 12.8722 | 1145.52 | 1.2595 | 10.21 | 1.5895 | -0.32996 | 7.275 | -1.0145 | -19.9 | -0.71614 | -0.29834 | -21.2066 | 0.883 | -25.91 | 2.7198 | -1.8368 | -38.5794 | 1.2595 | 10.21 | 1.5895 | -0.32996 | 7.275 | 1.4348 | 9.66 | 1.9051 | -0.47032 | 5.7181 | 0.0022881 | 0.11994 | 0.017557 | 0.14882 | 2.6211 | 0.002882 | -0.0023212 | 0.0020204 | 0.002882 | 0.003283 | 0.023362 | -0.045533 | -0.059285 | 0.023362 | 0.022103 | 0.016646 | -0.048523 | -0.088274 | 0.016646 | 0.013084 | 0.0022881 | 0.11994 | 0.017557 | 0.14882 | 2.6211 | 0.002882 | -0.0023212 | 0.0020204 | 0.002882 | 0.003283 | 0.023362 | -0.045533 | -0.059285 | 0.023362 | 0.022103 | 0.016646 | -0.048523 | -0.088274 | 0.016646 | 0.013084
13 | 0.33 | 0.27 | South/Central | AZ | Prescott-Love.Field.723723 | 3 | 167517 | 53.4832 | 7.3058 | 65.578 | 53.2287 | 12.3493 | 1141.97 | 0.72401 | 13.76 | 0.53114 | 0.19287 | 14.5894 | -1.55 | -16.35 | -1.7745 | 0.2245 | -13.8922 | 0.34747 | -22.36 | 1.6615 | -1.314 | -31.265 | 0.72401 | 13.76 | 0.53114 | 0.19287 | 14.5894 | 0.8993 | 13.21 | 0.84679 | 0.052515 | 13.0325 | 0.0022881 | 0.12238 | 0.016717 | 0.15005 | 2.613 | 0.0016566 | -0.0035466 | 0.00079506 | 0.0016566 | 0.0020577 | 0.031484 | -0.037411 | -0.051162 | 0.031484 | 0.030226 | 0.033382 | -0.031787 | -0.071538 | 0.033382 | 0.02982 | 0.0022881 | 0.12238 | 0.016717 | 0.15005 | 2.613 | 0.0016566 | -0.0035466 | 0.00079506 | 0.0016566 | 0.0020577 | 0.031484 | -0.037411 | -0.051162 | 0.031484 | 0.030226 | 0.033382 | -0.031787 | -0.071538 | 0.033382 | 0.02982
14 | 0.33 | 0.23 | South/Central | AZ | Prescott-Love.Field.723723 | 3 | 167517 | 54.141 | 7.124 | 65.9483 | 53.8833 | 12.0649 | 1141.09 | 0.35376 | 14.64 | -0.12351 | 0.47727 | 17.5492 | -1.9203 | -15.47 | -2.4292 | 0.5089 | -10.9323 | -0.022785 | -21.48 | 1.0068 | -1.0296 | -28.3052 | 0.35376 | 14.64 | -0.12351 | 0.47727 | 17.5492 | 0.52904 | 14.09 | 0.19213 | 0.33691 | 15.9923 | 0.0022881 | 0.12388 | 0.016301 | 0.1509 | 2.6109 | 0.00080943 | -0.0043938 | -5.2134e-05 | 0.00080943 | 0.0012105 | 0.033498 | -0.035397 | -0.049149 | 0.033498 | 0.032239 | 0.040154 | -0.025014 | -0.064765 | 0.040154 | 0.036592 | 0.0022881 | 0.12388 | 0.016301 | 0.1509 | 2.6109 | 0.00080943 | -0.0043938 | -5.2134e-05 | 0.00080943 | 0.0012105 | 0.033498 | -0.035397 | -0.049149 | 0.033498 | 0.032239 | 0.040154 | -0.025014 | -0.064765 | 0.040154 | 0.036592
15 | 0.33 | 0.19 | South/Central | AZ | Prescott-Love.Field.723723 | 3 | 167517 | 55.7262 | 6.6266 | 66.8457 | 55.4611 | 11.3846 | 1139.23 | -0.54362 | 16.5 | -1.7012 | 1.1576 | 24.4794 | -2.8176 | -13.61 | -4.0069 | 1.1892 | -4.0021 | -0.92016 | -19.62 | -0.5709 | -0.34926 | -21.3749 | -0.54362 | 16.5 | -1.7012 | 1.1576 | 24.4794 | -0.36834 | 15.95 | -1.3856 | 1.0172 | 22.9226 | 0.0022881 | 0.12751 | 0.015162 | 0.15295 | 2.6067 | -0.0012439 | -0.0064471 | -0.0021054 | -0.0012439 | -0.00084279 | 0.037754 | -0.031141 | -0.044893 | 0.037754 | 0.036495 | 0.056012 | -0.0091572 | -0.048908 | 0.056012 | 0.052449 | 0.0022881 | 0.12751 | 0.015162 | 0.15295 | 2.6067 | -0.0012439 | -0.0064471 | -0.0021054 | -0.0012439 | -0.00084279 | 0.037754 | -0.031141 | -0.044893 | 0.037754 | 0.036495 | 0.056012 | -0.0091572 | -0.048908 | 0.056012 | 0.052449
16 | 0.33 | 0.17 | South/Central | AZ | Prescott-Love.Field.723723 | 3 | 167517 | 56.5741 | 6.3752 | 67.3422 | 56.305 | 11.0372 | 1138.83 | -1.0402 | 16.9 | -2.5452 | 1.505 | 27.5223 | -3.3142 | -13.21 | -4.8508 | 1.5366 | -0.95922 | -1.4167 | -19.22 | -1.4148 | -0.0019023 | -18.3321 | -1.0402 | 16.9 | -2.5452 | 1.505 | 27.5223 | -0.86491 | 16.35 | -2.2295 | 1.3646 | 25.9654 | 0.0022881 | 0.12945 | 0.014587 | 0.15409 | 2.6058 | -0.0023801 | -0.0075833 | -0.0032416 | -0.0023801 | -0.001979 | 0.038669 | -0.030226 | -0.043977 | 0.038669 | 0.037411 | 0.062974 | -0.0021948 | -0.041946 | 0.062974 | 0.059412 | 0.0022881 | 0.12945 | 0.014587 | 0.15409 | 2.6058 | -0.0023801 | -0.0075833 | -0.0032416 | -0.0023801 | -0.001979 | 0.038669 | -0.030226 | -0.043977 | 0.038669 | 0.037411 | 0.062974 | -0.0021948 | -0.041946 | 0.062974 | 0.059412
17 | 0.3 | 0.47 | South/Central | AZ | Prescott-Love.Field.723723 | 3 | 167517 | 46.7074 | 9.6675 | 61.996 | 46.4849 | 15.5112 | 1158.97 | 4.306 | -3.24 | 7.275 | -2.969 | -25.2125 | 2.032 | -33.35 | 4.9693 | -2.9373 | -53.694 | 3.9295 | -39.36 | 8.4053 | -4.4758 | -71.0668 | 4.306 | -3.24 | 7.275 | -2.969 | -25.2125 | 4.4813 | -3.79 | 7.5906 | -3.1093 | -26.7693 | 0.0022881 | 0.10687 | 0.02212 | 0.14185 | 2.6519 | 0.0098526 | 0.0046494 | 0.008991 | 0.0098526 | 0.010254 | -0.0074135 | -0.076308 | -0.09006 | -0.0074135 | -0.0086719 | -0.057689 | -0.12286 | -0.16261 | -0.057689 | -0.061251 | 0.0022881 | 0.10687 | 0.02212 | 0.14185 | 2.6519 | 0.0098526 | 0.0046494 | 0.008991 | 0.0098526 | 0.010254 | -0.0074135 | -0.076308 | -0.09006 | -0.0074135 | -0.0086719 | -0.057689 | -0.12286 | -0.16261 | -0.057689 | -0.061251
18 | 0.3 | 0.42 | South/Central | AZ | Prescott-Love.Field.723723 | 3 | 167517 | 48.08 | 8.94 | 62.3809 | 47.851 | 14.5298 | 1143.85 | 3.9212 | 11.88 | 5.9088 | -1.9876 | -3.4796 | 1.6472 | -18.23 | 3.6032 | -1.956 | -31.9611 | 3.5446 | -24.24 | 7.0391 | -3.4945 | -49.334 | 3.9212 | 11.88 | 5.9088 | -1.9876 | -3.4796 | 4.0965 | 11.33 | 6.2245 | -2.128 | -5.0365 | 0.0022881 | 0.11001 | 0.020456 | 0.14273 | 2.6173 | 0.0089721 | 0.0037689 | 0.0081105 | 0.0089721 | 0.0093732 | 0.027183 | -0.041712 | -0.055464 | 0.027183 | 0.025924 | -0.0079618 | -0.073131 | -0.11288 | -0.0079618 | -0.011524 | 0.0022881 | 0.11001 | 0.020456 | 0.14273 | 2.6173 | 0.0089721 | 0.0037689 | 0.0081105 | 0.0089721 | 0.0093732 | 0.027183 | -0.041712 | -0.055464 | 0.027183 | 0.025924 | -0.0079618 | -0.073131 | -0.11288 | -0.0079618 | -0.011524
19 | 0.3 | 0.37 | South/Central | AZ | Prescott-Love.Field.723723 | 3 | 167517 | 49.4645 | 8.3222 | 62.9318 | 49.2289 | 13.7029 | 1134.17 | 3.3703 | 21.56 | 4.5309 | -1.1607 | 11.9105 | 1.0963 | -8.55 | 2.2253 | -1.129 | -16.571 | 2.9937 | -14.56 | 5.6613 | -2.6675 | -33.9439 | 3.3703 | 21.56 | 4.5309 | -1.1607 | 11.9105 | 3.5456 | 21.01 | 4.8466 | -1.301 | 10.3536 | 0.0022881 | 0.11318 | 0.019042 | 0.14399 | 2.5951 | 0.0077116 | 0.0025084 | 0.00685 | 0.0077116 | 0.0081126 | 0.049332 | -0.019563 | -0.033315 | 0.049332 | 0.048073 | 0.027252 | -0.037916 | -0.077667 | 0.027252 | 0.02369 | 0.0022881 | 0.11318 | 0.019042 | 0.14399 | 2.5951 | 0.0077116 | 0.0025084 | 0.00685 | 0.0077116 | 0.0081126 | 0.049332 | -0.019563 | -0.033315 | 0.049332 | 0.048073 | 0.027252 | -0.037916 | -0.077667 | 0.027252 | 0.02369
20 | 0.3 | 0.32 | South/Central | AZ | Prescott-Love.Field.723723 | 3 | 167517 | 51.0283 | 7.719 | 63.6767 | 50.7853 | 12.8914 | 1127.44 | 2.6253 | 28.29 | 2.9745 | -0.3492 | 24.3743 | 0.35129 | -1.82 | 0.66886 | -0.31758 | -4.1073 | 2.2488 | -7.83 | 4.1048 | -1.8561 | -21.4801 | 2.6253 | 28.29 | 2.9745 | -0.3492 | 24.3743 | 2.8006 | 27.74 | 3.2902 | -0.48956 | 22.8174 | 0.0022881 | 0.11676 | 0.017662 | 0.1457 | 2.5797 | 0.006007 | 0.00080378 | 0.0051454 | 0.006007 | 0.0064081 | 0.064731 | -0.0041644 | -0.017916 | 0.064731 | 0.063472 | 0.055771 | -0.0093979 | -0.049149 | 0.055771 | 0.052209 | 0.0022881 | 0.11676 | 0.017662 | 0.1457 | 2.5797 | 0.006007 | 0.00080378 | 0.0051454 | 0.006007 | 0.0064081 | 0.064731 | -0.0041644 | -0.017916 | 0.064731 | 0.063472 | 0.055771 | -0.0093979 | -0.049149 | 0.055771 | 0.052209
21 | 0.3 | 0.27 | South/Central | AZ | Prescott-Love.Field.723723 | 3 | 167517 | 52.0771 | 7.3515 | 64.1976 | 51.8291 | 12.3685 | 1123.68 | 2.1044 | 32.05 | 1.9307 | 0.1737 | 31.8796 | -0.16957 | 1.94 | -0.3749 | 0.20533 | 3.3981 | 1.7279 | -4.07 | 3.0611 | -1.3332 | -13.9748 | 2.1044 | 32.05 | 1.9307 | 0.1737 | 31.8796 | 2.2797 | 31.5 | 2.2464 | 0.033339 | 30.3227 | 0.0022881 | 0.11916 | 0.016821 | 0.14689 | 2.5711 | 0.0048152 | -0.000388 | 0.0039536 | 0.0048152 | 0.0052163 | 0.073334 | 0.0044389 | -0.0093126 | 0.073334 | 0.072075 | 0.072944 | 0.0077752 | -0.031976 | 0.072944 | 0.069382 | 0.0022881 | 0.11916 | 0.016821 | 0.14689 | 2.5711 | 0.0048152 | -0.000388 | 0.0039536 | 0.0048152 | 0.0052163 | 0.073334 | 0.0044389 | -0.0093126 | 0.073334 | 0.072075 | 0.072944 | 0.0077752 | -0.031976 | 0.072944 | 0.069382
22 | 0.3 | 0.23 | South/Central | AZ | Prescott-Love.Field.723723 | 3 | 167517 | 52.7253 | 7.1601 | 64.544 | 52.4742 | 12.0698 | 1122.17 | 1.758 | 33.56 | 1.2856 | 0.47239 | 35.5358 | -0.51599 | 3.45 | -1.02 | 0.50401 | 7.0543 | 1.3815 | -2.56 | 2.416 | -1.0345 | -10.3185 | 1.758 | 33.56 | 1.2856 | 0.47239 | 35.5358 | 1.9333 | 33.01 | 1.6013 | 0.33203 | 33.979 | 0.0022881 | 0.12064 | 0.016383 | 0.14768 | 2.5676 | 0.0040226 | -0.0011806 | 0.003161 | 0.0040226 | 0.0044236 | 0.076789 | 0.007894 | -0.0058576 | 0.076789 | 0.075531 | 0.08131 | 0.016141 | -0.02361 | 0.08131 | 0.077748 | 0.0022881 | 0.12064 | 0.016383 | 0.14768 | 2.5676 | 0.0040226 | -0.0011806 | 0.003161 | 0.0040226 | 0.0044236 | 0.076789 | 0.007894 | -0.0058576 | 0.076789 | 0.075531 | 0.08131 | 0.016141 | -0.02361 | 0.08131 | 0.077748
23 | 0.3 | 0.19 | South/Central | AZ | Prescott-Love.Field.723723 | 3 | 167517 | 54.3048 | 6.6569 | 65.425 | 54.0462 | 11.3788 | 1119.89 | 0.87703 | 35.84 | -0.2864 | 1.1634 | 42.9689 | -1.397 | 5.73 | -2.592 | 1.1951 | 14.4874 | 0.50049 | -0.28 | 0.84393 | -0.34343 | -2.8855 | 0.87703 | 35.84 | -0.2864 | 1.1634 | 42.9689 | 1.0523 | 35.29 | 0.029244 | 1.0231 | 41.412 | 0.0022881 | 0.12426 | 0.015232 | 0.1497 | 2.5624 | 0.0020067 | -0.0031965 | 0.0011452 | 0.0020067 | 0.0024078 | 0.082006 | 0.013111 | -0.00064067 | 0.082006 | 0.080747 | 0.098318 | 0.033149 | -0.0066023 | 0.098318 | 0.094755 | 0.0022881 | 0.12426 | 0.015232 | 0.1497 | 2.5624 | 0.0020067 | -0.0031965 | 0.0011452 | 0.0020067 | 0.0024078 | 0.082006 | 0.013111 | -0.00064067 | 0.082006 | 0.080747 | 0.098318 | 0.033149 | -0.0066023 | 0.098318 | 0.094755
24 | 0.3 | 0.17 | South/Central | AZ | Prescott-Love.Field.723723 | 3 | 167517 | 55.1527 | 6.4052 | 65.9255 | 54.8902 | 11.0353 | 1119.61 | 0.37654 | 36.12 | -1.1303 | 1.5069 | 45.8544 | -1.8975 | 6.01 | -3.436 | 1.5385 | 17.3728 | 0 | 0 | 0 | 0 | 0 | 0.37654 | 36.12 | -1.1303 | 1.5069 | 45.8544 | 0.55183 | 35.57 | -0.81468 | 1.3665 | 44.2975 | 0.0022881 | 0.1262 | 0.014656 | 0.15084 | 2.5618 | 0.00086157 | -0.0043416 | 0 | 0.00086157 | 0.0012626 | 0.082647 | 0.013752 | 0 | 0.082647 | 0.081388 | 0.10492 | 0.039751 | 0 | 0.10492 | 0.10136 | 0.0022881 | 0.1262 | 0.014656 | 0.15084 | 2.5618 | 0.00086157 | -0.0043416 | 0 | 0.00086157 | 0.0012626 | 0.082647 | 0.013752 | 0 | 0.082647 | 0.081388 | 0.10492 | 0.039751 | 0 | 0.10492 | 0.10136
25 | 0.28 | 0.47 | South/Central | AZ | Prescott-Love.Field.723723 | 3 | 167517 | 46.0721 | 9.5675 | 61.2203 | 45.8525 | 15.3678 | 1145.53 | 5.0817 | 10.2 | 7.9073 | -2.8256 | -11.3021 | 2.8077 | -19.91 | 5.6017 | -2.7939 | -39.7837 | 4.7052 | -25.92 | 9.0376 | -4.3324 | -57.1565 | 5.0817 | 10.2 | 7.9073 | -2.8256 | -11.3021 | 5.257 | 9.65 | 8.223 | -2.9659 | -12.859 | 0.0022881 | 0.10542 | 0.021891 | 0.14008 | 2.6211 | 0.011628 | 0.0064244 | 0.010766 | 0.011628 | 0.012029 | 0.023339 | -0.045556 | -0.059308 | 0.023339 | 0.02208 | -0.025861 | -0.091029 | -0.13078 | -0.025861 | -0.029423 | 0.0022881 | 0.10542 | 0.021891 | 0.14008 | 2.6211 | 0.011628 | 0.0064244 | 0.010766 | 0.011628 | 0.012029 | 0.023339 | -0.045556 | -0.059308 | 0.023339 | 0.02208 | -0.025861 | -0.091029 | -0.13078 | -0.025861 | -0.029423
26 | 0.28 | 0.42 | South/Central | AZ | Prescott-Love.Field.723723 | 3 | 167517 | 47.225 | 8.9557 | 61.5216 | 47 | 14.5216 | 1132.07 | 4.7805 | 23.66 | 6.7599 | -1.9794 | 7.8322 | 2.5065 | -6.45 | 4.4542 | -1.9478 | -20.6493 | 4.4039 | -12.46 | 7.8902 | -3.4863 | -38.0221 | 4.7805 | 23.66 | 6.7599 | -1.9794 | 7.8322 | 4.9558 | 23.11 | 7.0755 | -2.1197 | 6.2754 | 0.0022881 | 0.10806 | 0.020492 | 0.14077 | 2.5903 | 0.010938 | 0.0057351 | 0.010077 | 0.010938 | 0.011339 | 0.054137 | -0.014758 | -0.02851 | 0.054137 | 0.052878 | 0.017921 | -0.047248 | -0.086999 | 0.017921 | 0.014359 | 0.0022881 | 0.10806 | 0.020492 | 0.14077 | 2.5903 | 0.010938 | 0.0057351 | 0.010077 | 0.010938 | 0.011339 | 0.054137 | -0.014758 | -0.02851 | 0.054137 | 0.052878 | 0.017921 | -0.047248 | -0.086999 | 0.017921 | 0.014359
27 | 0.28 | 0.37 | South/Central | AZ | Prescott-Love.Field.723723 | 3 | 167517 | 48.3784 | 8.4278 | 61.9513 | 48.1478 | 13.8035 | 1123.02 | 4.3508 | 32.71 | 5.612 | -1.2613 | 21.8244 | 2.0767 | 2.6 | 3.3064 | -1.2296 | -6.6571 | 3.9742 | -3.41 | 6.7424 | -2.7681 | -24.0299 | 4.3508 | 32.71 | 5.612 | -1.2613 | 21.8244 | 4.5261 | 32.16 | 5.9277 | -1.4016 | 20.2676 | 0.0022881 | 0.11069 | 0.019284 | 0.14175 | 2.5696 | 0.009955 | 0.0047518 | 0.0090935 | 0.009955 | 0.010356 | 0.074844 | 0.0059491 | -0.0078025 | 0.074844 | 0.073586 | 0.049937 | -0.015232 | -0.054983 | 0.049937 | 0.046374 | 0.0022881 | 0.11069 | 0.019284 | 0.14175 | 2.5696 | 0.009955 | 0.0047518 | 0.0090935 | 0.009955 | 0.010356 | 0.074844 | 0.0059491 | -0.0078025 | 0.074844 | 0.073586 | 0.049937 | -0.015232 | -0.054983 | 0.049937 | 0.046374
28 | 0.28 | 0.32 | South/Central | AZ | Prescott-Love.Field.723723 | 3 | 167517 | 49.7567 | 7.8751 | 62.5808 | 49.5196 | 13.0612 | 1116.15 | 3.7213 | 39.58 | 4.2402 | -0.51896 | 33.8972 | 1.4472 | 9.47 | 1.9346 | -0.48733 | 5.4156 | 3.3447 | 3.46 | 5.3706 | -2.0258 | -11.9572 | 3.7213 | 39.58 | 4.2402 | -0.51896 | 33.8972 | 3.8965 | 39.03 | 4.5559 | -0.65932 | 32.3403 | 0.0022881 | 0.11385 | 0.018019 | 0.14319 | 2.5539 | 0.0085147 | 0.0033115 | 0.0076531 | 0.0085147 | 0.0089157 | 0.090563 | 0.021668 | 0.0079169 | 0.090563 | 0.089305 | 0.07756 | 0.012392 | -0.027359 | 0.07756 | 0.073998 | 0.0022881 | 0.11385 | 0.018019 | 0.14319 | 2.5539 | 0.0085147 | 0.0033115 | 0.0076531 | 0.0085147 | 0.0089157 | 0.090563 | 0.021668 | 0.0079169 | 0.090563 | 0.089305 | 0.07756 | 0.012392 | -0.027359 | 0.07756 | 0.073998
29 | 0.28 | 0.27 | South/Central | AZ | Prescott-Love.Field.723723 | 3 | 167517 | 50.8458 | 7.4919 | 63.1167 | 50.6035 | 12.5131 | 1112.04 | 3.1854 | 43.69 | 3.1563 | 0.029065 | 41.892 | 0.91135 | 13.58 | 0.85066 | 0.060693 | 13.4105 | 2.8088 | 7.57 | 4.2866 | -1.4778 | -3.9623 | 3.1854 | 43.69 | 3.1563 | 0.029065 | 41.892 | 3.3607 | 43.14 | 3.472 | -0.11129 | 40.3352 | 0.0022881 | 0.11634 | 0.017142 | 0.14442 | 2.5445 | 0.0072885 | 0.0020853 | 0.0064269 | 0.0072885 | 0.0076896 | 0.099968 | 0.031073 | 0.017321 | 0.099968 | 0.098709 | 0.095854 | 0.030685 | -0.0090663 | 0.095854 | 0.092291 | 0.0022881 | 0.11634 | 0.017142 | 0.14442 | 2.5445 | 0.0072885 | 0.0020853 | 0.0064269 | 0.0072885 | 0.0076896 | 0.099968 | 0.031073 | 0.017321 | 0.099968 | 0.098709 | 0.095854 | 0.030685 | -0.0090663 | 0.095854 | 0.092291
30 | 0.28 | 0.23 | South/Central | AZ | Prescott-Love.Field.723723 | 3 | 167517 | 51.7647 | 7.1901 | 63.5981 | 51.5181 | 12.08 | 1109.59 | 2.704 | 46.14 | 2.2418 | 0.4622 | 47.4645 | 0.42996 | 16.03 | -0.063869 | 0.49383 | 18.983 | 2.3274 | 10.02 | 3.3721 | -1.0447 | 1.6102 | 2.704 | 46.14 | 2.2418 | 0.4622 | 47.4645 | 2.8793 | 45.59 | 2.5574 | 0.32184 | 45.9077 | 0.0022881 | 0.11844 | 0.016452 | 0.14552 | 2.5389 | 0.006187 | 0.0009838 | 0.0053254 | 0.006187 | 0.0065881 | 0.10557 | 0.036678 | 0.022927 | 0.10557 | 0.10431 | 0.1086 | 0.043435 | 0.0036842 | 0.1086 | 0.10504 | 0.0022881 | 0.11844 | 0.016452 | 0.14552 | 2.5389 | 0.006187 | 0.0009838 | 0.0053254 | 0.006187 | 0.0065881 | 0.10557 | 0.036678 | 0.022927 | 0.10557 | 0.10431 | 0.1086 | 0.043435 | 0.0036842 | 0.1086 | 0.10504
31 | 0.28 | 0.19 | South/Central | AZ | Prescott-Love.Field.723723 | 3 | 167517 | 53.3146 | 6.6827 | 64.4502 | 53.0607 | 11.3895 | 1106.91 | 1.8519 | 48.82 | 0.69917 | 1.1527 | 55.2549 | -0.42216 | 18.71 | -1.6065 | 1.1843 | 26.7734 | 1.4753 | 12.7 | 1.8295 | -0.35418 | 9.4006 | 1.8519 | 48.82 | 0.69917 | 1.1527 | 55.2549 | 2.0271 | 48.27 | 1.0148 | 1.0123 | 53.6981 | 0.0022881 | 0.12199 | 0.015291 | 0.14747 | 2.5327 | 0.0042373 | -0.00096595 | 0.0033757 | 0.0042373 | 0.0046383 | 0.11171 | 0.042811 | 0.029059 | 0.11171 | 0.11045 | 0.12643 | 0.06126 | 0.02151 | 0.12643 | 0.12287 | 0.0022881 | 0.12199 | 0.015291 | 0.14747 | 2.5327 | 0.0042373 | -0.00096595 | 0.0033757 | 0.0042373 | 0.0046383 | 0.11171 | 0.042811 | 0.029059 | 0.11171 | 0.11045 | 0.12643 | 0.06126 | 0.02151 | 0.12643 | 0.12287
32 | 0.28 | 0.17 | South/Central | AZ | Prescott-Love.Field.723723 | 3 | 167517 | 54.1526 | 6.4366 | 64.9421 | 53.8947 | 11.0474 | 1106.55 | 1.36 | 49.18 | -0.13482 | 1.4948 | 58.2155 | -0.91404 | 19.07 | -2.4405 | 1.5264 | 29.734 | 0.98344 | 13.06 | 0.99551 | -0.012068 | 12.3611 | 1.36 | 49.18 | -0.13482 | 1.4948 | 58.2155 | 1.5353 | 48.63 | 0.18083 | 1.3544 | 56.6586 | 0.0022881 | 0.12391 | 0.014728 | 0.14859 | 2.5319 | 0.0031118 | -0.0020914 | 0.0022502 | 0.0031118 | 0.0035129 | 0.11253 | 0.043634 | 0.029883 | 0.11253 | 0.11127 | 0.1332 | 0.068035 | 0.028284 | 0.1332 | 0.12964 | 0.0022881 | 0.12391 | 0.014728 | 0.14859 | 2.5319 | 0.0031118 | -0.0020914 | 0.0022502 | 0.0031118 | 0.0035129 | 0.11253 | 0.043634 | 0.029883 | 0.11253 | 0.11127 | 0.1332 | 0.068035 | 0.028284 | 0.1332 | 0.12964
33 | 0.27 | 0.47 | South/Central | AZ | Prescott-Love.Field.723723 | 3 | 167517 | 45.6773 | 9.5632 | 60.8113 | 45.4595 | 15.3517 | 1139.67 | 5.4908 | 16.06 | 8.3003 | -2.8095 | -5.5876 | 3.2167 | -14.05 | 5.9946 | -2.7779 | -34.0691 | 5.1142 | -20.06 | 9.4306 | -4.3164 | -51.4419 | 5.4908 | 16.06 | 8.3003 | -2.8095 | -5.5876 | 5.6661 | 15.51 | 8.6159 | -2.9499 | -7.1444 | 0.0022881 | 0.10451 | 0.021882 | 0.13914 | 2.6077 | 0.012563 | 0.0073603 | 0.011702 | 0.012563 | 0.012965 | 0.036747 | -0.032148 | -0.045899 | 0.036747 | 0.035489 | -0.012785 | -0.077954 | -0.1177 | -0.012785 | -0.016347 | 0.0022881 | 0.10451 | 0.021882 | 0.13914 | 2.6077 | 0.012563 | 0.0073603 | 0.011702 | 0.012563 | 0.012965 | 0.036747 | -0.032148 | -0.045899 | 0.036747 | 0.035489 | -0.012785 | -0.077954 | -0.1177 | -0.012785 | -0.016347
34 | 0.27 | 0.42 | South/Central | AZ | Prescott-Love.Field.723723 | 3 | 167517 | 46.7903 | 8.9657 | 61.0868 | 46.5672 | 14.5196 | 1126.15 | 5.2152 | 29.58 | 7.1926 | -1.9774 | 13.497 | 2.9412 | -0.53 | 4.887 | -1.9457 | -14.9845 | 4.8387 | -6.54 | 8.3229 | -3.4842 | -32.3573 | 5.2152 | 29.58 | 7.1926 | -1.9774 | 13.497 | 5.3905 | 29.03 | 7.5083 | -2.1177 | 11.9402 | 0.0022881 | 0.10706 | 0.020515 | 0.13977 | 2.5768 | 0.011933 | 0.0067299 | 0.011071 | 0.011933 | 0.012334 | 0.067682 | -0.0012127 | -0.014964 | 0.067682 | 0.066424 | 0.030883 | -0.034286 | -0.074037 | 0.030883 | 0.02732 | 0.0022881 | 0.10706 | 0.020515 | 0.13977 | 2.5768 | 0.011933 | 0.0067299 | 0.011071 | 0.011933 | 0.012334 | 0.067682 | -0.0012127 | -0.014964 | 0.067682 | 0.066424 | 0.030883 | -0.034286 | -0.074037 | 0.030883 | 0.02732
35 | 0.27 | 0.37 | South/Central | AZ | Prescott-Love.Field.723723 | 3 | 167517 | 47.7477 | 8.5282 | 61.4411 | 47.5201 | 13.921 | 1118.56 | 4.861 | 37.17 | 6.2397 | -1.3787 | 25.2119 | 2.587 | 7.06 | 3.9341 | -1.3471 | -3.2696 | 4.4844 | 1.05 | 7.3701 | -2.8856 | -20.6425 | 4.861 | 37.17 | 6.2397 | -1.3787 | 25.2119 | 5.0363 | 36.62 | 6.5554 | -1.5191 | 23.6551 | 0.0022881 | 0.10925 | 0.019514 | 0.14058 | 2.5594 | 0.011122 | 0.0059193 | 0.010261 | 0.011122 | 0.011524 | 0.085049 | 0.016154 | 0.0024025 | 0.085049 | 0.083791 | 0.057688 | -0.0074812 | -0.047232 | 0.057688 | 0.054125 | 0.0022881 | 0.10925 | 0.019514 | 0.14058 | 2.5594 | 0.011122 | 0.0059193 | 0.010261 | 0.011122 | 0.011524 | 0.085049 | 0.016154 | 0.0024025 | 0.085049 | 0.083791 | 0.057688 | -0.0074812 | -0.047232 | 0.057688 | 0.054125
36 | 0.27 | 0.32 | South/Central | AZ | Prescott-Love.Field.723723 | 3 | 167517 | 48.9962 | 8.0304 | 62.0013 | 48.7627 | 13.2386 | 1111.97 | 4.3007 | 43.76 | 4.9971 | -0.69641 | 36.5465 | 2.0267 | 13.65 | 2.6915 | -0.66478 | 8.065 | 3.9242 | 7.64 | 6.1275 | -2.2033 | -9.3078 | 4.3007 | 43.76 | 4.9971 | -0.69641 | 36.5465 | 4.476 | 43.21 | 5.3128 | -0.83677 | 34.9897 | 0.0022881 | 0.11211 | 0.018374 | 0.14187 | 2.5443 | 0.0098406 | 0.0046374 | 0.008979 | 0.0098406 | 0.010242 | 0.10013 | 0.031233 | 0.017481 | 0.10013 | 0.098869 | 0.083622 | 0.018454 | -0.021297 | 0.083622 | 0.08006 | 0.0022881 | 0.11211 | 0.018374 | 0.14187 | 2.5443 | 0.0098406 | 0.0046374 | 0.008979 | 0.0098406 | 0.010242 | 0.10013 | 0.031233 | 0.017481 | 0.10013 | 0.098869 | 0.083622 | 0.018454 | -0.021297 | 0.083622 | 0.08006
37 | 0.27 | 0.27 | South/Central | AZ | Prescott-Love.Field.723723 | 3 | 167517 | 50.2062 | 7.5776 | 62.5727 | 49.9669 | 12.6058 | 1106.59 | 3.7293 | 49.14 | 3.7929 | -0.06363 | 46.3885 | 1.4553 | 19.03 | 1.4873 | -0.032002 | 17.907 | 3.3528 | 13.02 | 4.9232 | -1.5705 | 0.53411 | 3.7293 | 49.14 | 3.7929 | -0.06363 | 46.3885 | 3.9046 | 48.59 | 4.1086 | -0.20399 | 44.8316 | 0.0022881 | 0.11488 | 0.017338 | 0.14317 | 2.532 | 0.008533 | 0.0033298 | 0.0076715 | 0.008533 | 0.0089341 | 0.11244 | 0.043543 | 0.029791 | 0.11244 | 0.11118 | 0.10614 | 0.040973 | 0.0012221 | 0.10614 | 0.10258 | 0.0022881 | 0.11488 | 0.017338 | 0.14317 | 2.532 | 0.008533 | 0.0033298 | 0.0076715 | 0.008533 | 0.0089341 | 0.11244 | 0.043543 | 0.029791 | 0.11244 | 0.11118 | 0.10614 | 0.040973 | 0.0012221 | 0.10614 | 0.10258
38 | 0.27 | 0.23 | South/Central | AZ | Prescott-Love.Field.723723 | 3 | 167517 | 51.2749 | 7.2101 | 63.1183 | 51.0306 | 12.0877 | 1103.25 | 3.1838 | 52.48 | 2.7293 | 0.45449 | 53.4453 | 0.90975 | 22.37 | 0.42363 | 0.48611 | 24.9638 | 2.8072 | 16.36 | 3.8596 | -1.0524 | 7.591 | 3.1838 | 52.48 | 2.7293 | 0.45449 | 53.4453 | 3.3591 | 51.93 | 3.0449 | 0.31413 | 51.8885 | 0.0022881 | 0.11732 | 0.016497 | 0.14442 | 2.5244 | 0.0072848 | 0.0020816 | 0.0064232 | 0.0072848 | 0.0076859 | 0.12008 | 0.051185 | 0.037433 | 0.12008 | 0.11882 | 0.12229 | 0.05712 | 0.017369 | 0.12229 | 0.11873 | 0.0022881 | 0.11732 | 0.016497 | 0.14442 | 2.5244 | 0.0072848 | 0.0020816 | 0.0064232 | 0.0072848 | 0.0076859 | 0.12008 | 0.051185 | 0.037433 | 0.12008 | 0.11882 | 0.12229 | 0.05712 | 0.017369 | 0.12229 | 0.11873
39 | 0.27 | 0.19 | South/Central | AZ | Prescott-Love.Field.723723 | 3 | 167517 | 52.8149 | 6.7026 | 63.9608 | 52.5632 | 11.3976 | 1100.44 | 2.3412 | 55.29 | 1.1966 | 1.1446 | 61.3504 | 0.067228 | 25.18 | -1.109 | 1.1763 | 32.8689 | 1.9647 | 19.17 | 2.3269 | -0.36223 | 15.4961 | 2.3412 | 55.29 | 1.1966 | 1.1446 | 61.3504 | 2.5165 | 54.74 | 1.5123 | 1.0043 | 59.7936 | 0.0022881 | 0.12085 | 0.015336 | 0.14635 | 2.5179 | 0.005357 | 0.00015383 | 0.0044955 | 0.005357 | 0.0057581 | 0.12651 | 0.057615 | 0.043863 | 0.12651 | 0.12525 | 0.14038 | 0.075208 | 0.035457 | 0.14038 | 0.13681 | 0.0022881 | 0.12085 | 0.015336 | 0.14635 | 2.5179 | 0.005357 | 0.00015383 | 0.0044955 | 0.005357 | 0.0057581 | 0.12651 | 0.057615 | 0.043863 | 0.12651 | 0.12525 | 0.14038 | 0.075208 | 0.035457 | 0.14038 | 0.13681
40 | 0.27 | 0.17 | South/Central | AZ | Prescott-Love.Field.723723 | 3 | 167517 | 53.6524 | 6.4508 | 64.4508 | 53.3968 | 11.054 | 1100.03 | 1.8512 | 55.7 | 0.36302 | 1.4882 | 64.3751 | -0.42279 | 25.59 | -1.9426 | 1.5198 | 35.8936 | 1.4747 | 19.58 | 1.4933 | -0.018651 | 18.5207 | 1.8512 | 55.7 | 0.36302 | 1.4882 | 64.3751 | 2.0265 | 55.15 | 0.67866 | 1.3479 | 62.8182 | 0.0022881 | 0.12276 | 0.01476 | 0.14747 | 2.517 | 0.0042358 | -0.00096738 | 0.0033743 | 0.0042358 | 0.0046369 | 0.12745 | 0.058553 | 0.044801 | 0.12745 | 0.12619 | 0.1473 | 0.082128 | 0.042377 | 0.1473 | 0.14374 | 0.0022881 | 0.12276 | 0.01476 | 0.14747 | 2.517 | 0.0042358 | -0.00096738 | 0.0033743 | 0.0042358 | 0.0046369 | 0.12745 | 0.058553 | 0.044801 | 0.12745 | 0.12619 | 0.1473 | 0.082128 | 0.042377 | 0.1473 | 0.14374
41 | 0.26 | 0.47 | South/Central | AZ | Prescott-Love.Field.723723 | 3 | 167517 | 45.2917 | 9.5532 | 60.4014 | 45.0757 | 15.3256 | 1133.59 | 5.9007 | 22.14 | 8.6841 | -2.7834 | 0.41121 | 3.6267 | -7.97 | 6.3785 | -2.7518 | -28.0703 | 5.5241 | -13.98 | 9.8144 | -4.2903 | -45.4432 | 5.9007 | 22.14 | 8.6841 | -2.7834 | 0.41121 | 6.076 | 21.59 | 8.9998 | -2.9238 | -1.1457 | 0.0022881 | 0.10363 | 0.021859 | 0.1382 | 2.5938 | 0.013501 | 0.0082982 | 0.01264 | 0.013501 | 0.013902 | 0.050659 | -0.018236 | -0.031988 | 0.050659 | 0.0494 | 0.00094088 | -0.064228 | -0.10398 | 0.00094088 | -0.0026214 | 0.0022881 | 0.10363 | 0.021859 | 0.1382 | 2.5938 | 0.013501 | 0.0082982 | 0.01264 | 0.013501 | 0.013902 | 0.050659 | -0.018236 | -0.031988 | 0.050659 | 0.0494 | 0.00094088 | -0.064228 | -0.10398 | 0.00094088 | -0.0026214
42 | 0.26 | 0.42 | South/Central | AZ | Prescott-Love.Field.723723 | 3 | 167517 | 46.36 | 8.9757 | 60.6565 | 46.139 | 14.5176 | 1120.31 | 5.6455 | 35.42 | 7.6209 | -1.9753 | 19.1038 | 3.3715 | 5.31 | 5.3152 | -1.9437 | -9.3778 | 5.269 | -0.7 | 8.7512 | -3.4822 | -26.7506 | 5.6455 | 35.42 | 7.6209 | -1.9753 | 19.1038 | 5.8208 | 34.87 | 7.9365 | -2.1157 | 17.5469 | 0.0022881 | 0.10608 | 0.020537 | 0.13879 | 2.5634 | 0.012918 | 0.0077144 | 0.012056 | 0.012918 | 0.013319 | 0.081045 | 0.01215 | -0.0016017 | 0.081045 | 0.079786 | 0.043712 | -0.021457 | -0.061208 | 0.043712 | 0.040149 | 0.0022881 | 0.10608 | 0.020537 | 0.13879 | 2.5634 | 0.012918 | 0.0077144 | 0.012056 | 0.012918 | 0.013319 | 0.081045 | 0.01215 | -0.0016017 | 0.081045 | 0.079786 | 0.043712 | -0.021457 | -0.061208 | 0.043712 | 0.040149
43 | 0.26 | 0.37 | South/Central | AZ | Prescott-Love.Field.723723 | 3 | 167517 | 47.1224 | 8.6439 | 60.9514 | 46.8977 | 14.0537 | 1114.67 | 5.3506 | 41.06 | 6.8621 | -1.5115 | 27.9186 | 3.0766 | 10.95 | 4.5565 | -1.4799 | -0.56287 | 4.9741 | 4.94 | 7.9925 | -3.0184 | -17.9357 | 5.3506 | 41.06 | 6.8621 | -1.5115 | 27.9186 | 5.5259 | 40.51 | 7.1778 | -1.6518 | 26.3618 | 0.0022881 | 0.10782 | 0.019778 | 0.13946 | 2.5505 | 0.012243 | 0.0070397 | 0.011381 | 0.012243 | 0.012644 | 0.09395 | 0.025055 | 0.011303 | 0.09395 | 0.092691 | 0.063881 | -0.0012879 | -0.041039 | 0.063881 | 0.060319 | 0.0022881 | 0.10782 | 0.019778 | 0.13946 | 2.5505 | 0.012243 | 0.0070397 | 0.011381 | 0.012243 | 0.012644 | 0.09395 | 0.025055 | 0.011303 | 0.09395 | 0.092691 | 0.063881 | -0.0012879 | -0.041039 | 0.063881 | 0.060319
44 | 0.26 | 0.32 | South/Central | AZ | Prescott-Love.Field.723723 | 3 | 167517 | 48.1954 | 8.2107 | 61.4208 | 47.9656 | 13.4552 | 1108.59 | 4.8813 | 47.14 | 5.7942 | -0.91295 | 38.1462 | 2.6073 | 17.03 | 3.4886 | -0.88132 | 9.6646 | 4.5047 | 11.02 | 6.9246 | -2.4198 | -7.7082 | 4.8813 | 47.14 | 5.7942 | -0.91295 | 38.1462 | 5.0566 | 46.59 | 6.1099 | -1.0533 | 36.5893 | 0.0022881 | 0.11028 | 0.018787 | 0.14054 | 2.5366 | 0.011169 | 0.0059657 | 0.010307 | 0.011169 | 0.01157 | 0.10786 | 0.038967 | 0.025215 | 0.10786 | 0.1066 | 0.087283 | 0.022114 | -0.017637 | 0.087283 | 0.08372 | 0.0022881 | 0.11028 | 0.018787 | 0.14054 | 2.5366 | 0.011169 | 0.0059657 | 0.010307 | 0.011169 | 0.01157 | 0.10786 | 0.038967 | 0.025215 | 0.10786 | 0.1066 | 0.087283 | 0.022114 | -0.017637 | 0.087283 | 0.08372
45 | 0.26 | 0.27 | South/Central | AZ | Prescott-Love.Field.723723 | 3 | 167517 | 49.5652 | 7.6633 | 62.0274 | 49.3289 | 12.6986 | 1101.13 | 4.2746 | 54.6 | 4.4309 | -0.15635 | 50.902 | 2.0006 | 24.49 | 2.1253 | -0.12472 | 22.4205 | 3.8981 | 18.48 | 5.5613 | -1.6632 | 5.0477 | 4.2746 | 54.6 | 4.4309 | -0.15635 | 50.902 | 4.4499 | 54.05 | 4.7466 | -0.29671 | 49.3452 | 0.0022881 | 0.11341 | 0.017534 | 0.14193 | 2.5195 | 0.0097807 | 0.0045775 | 0.0089192 | 0.0097807 | 0.010182 | 0.12493 | 0.056036 | 0.042284 | 0.12493 | 0.12367 | 0.11647 | 0.051301 | 0.01155 | 0.11647 | 0.11291 | 0.0022881 | 0.11341 | 0.017534 | 0.14193 | 2.5195 | 0.0097807 | 0.0045775 | 0.0089192 | 0.0097807 | 0.010182 | 0.12493 | 0.056036 | 0.042284 | 0.12493 | 0.12367 | 0.11647 | 0.051301 | 0.01155 | 0.11647 | 0.11291
46 | 0.26 | 0.23 | South/Central | AZ | Prescott-Love.Field.723723 | 3 | 167517 | 50.7841 | 7.2254 | 62.6381 | 50.542 | 12.096 | 1096.94 | 3.664 | 58.79 | 3.2178 | 0.44617 | 59.4152 | 1.3899 | 28.68 | 0.91215 | 0.4778 | 30.9336 | 3.2874 | 22.67 | 4.3481 | -1.0607 | 13.5608 | 3.664 | 58.79 | 3.2178 | 0.44617 | 59.4152 | 3.8393 | 58.24 | 3.5334 | 0.30581 | 57.8583 | 0.0022881 | 0.1162 | 0.016532 | 0.14332 | 2.5099 | 0.0083836 | 0.0031804 | 0.007522 | 0.0083836 | 0.0087846 | 0.13452 | 0.065623 | 0.051871 | 0.13452 | 0.13326 | 0.13595 | 0.07078 | 0.031029 | 0.13595 | 0.13239 | 0.0022881 | 0.1162 | 0.016532 | 0.14332 | 2.5099 | 0.0083836 | 0.0031804 | 0.007522 | 0.0083836 | 0.0087846 | 0.13452 | 0.065623 | 0.051871 | 0.13452 | 0.13326 | 0.13595 | 0.07078 | 0.031029 | 0.13595 | 0.13239
47 | 0.26 | 0.19 | South/Central | AZ | Prescott-Love.Field.723723 | 3 | 167517 | 52.3141 | 6.7179 | 63.4653 | 52.0648 | 11.4005 | 1093.79 | 2.8367 | 61.94 | 1.6951 | 1.1417 | 67.6629 | 0.56271 | 31.83 | -0.61058 | 1.1733 | 39.1814 | 2.4602 | 25.82 | 2.8254 | -0.3652 | 21.8086 | 2.8367 | 61.94 | 1.6951 | 1.1417 | 67.6629 | 3.012 | 61.39 | 2.0107 | 1.0013 | 66.1061 | 0.0022881 | 0.1197 | 0.015371 | 0.14522 | 2.5027 | 0.0064908 | 0.0012876 | 0.0056292 | 0.0064908 | 0.0068918 | 0.14173 | 0.072831 | 0.059079 | 0.14173 | 0.14047 | 0.15482 | 0.089651 | 0.0499 | 0.15482 | 0.15126 | 0.0022881 | 0.1197 | 0.015371 | 0.14522 | 2.5027 | 0.0064908 | 0.0012876 | 0.0056292 | 0.0064908 | 0.0068918 | 0.14173 | 0.072831 | 0.059079 | 0.14173 | 0.14047 | 0.15482 | 0.089651 | 0.0499 | 0.15482 | 0.15126
48 | 0.26 | 0.17 | South/Central | AZ | Prescott-Love.Field.723723 | 3 | 167517 | 53.142 | 6.4666 | 63.9515 | 52.8888 | 11.0627 | 1093.45 | 2.3505 | 62.28 | 0.87102 | 1.4795 | 70.5809 | 0.076517 | 32.17 | -1.4346 | 1.5111 | 42.0994 | 1.974 | 26.16 | 2.0013 | -0.027355 | 24.7265 | 2.3505 | 62.28 | 0.87102 | 1.4795 | 70.5809 | 2.5258 | 61.73 | 1.1867 | 1.3392 | 69.024 | 0.0022881 | 0.12159 | 0.014796 | 0.14633 | 2.5019 | 0.0053783 | 0.00017508 | 0.0045167 | 0.0053783 | 0.0057794 | 0.1425 | 0.073608 | 0.059857 | 0.1425 | 0.14125 | 0.1615 | 0.096328 | 0.056577 | 0.1615 | 0.15793 | 0.0022881 | 0.12159 | 0.014796 | 0.14633 | 2.5019 | 0.0053783 | 0.00017508 | 0.0045167 | 0.0053783 | 0.0057794 | 0.1425 | 0.073608 | 0.059857 | 0.1425 | 0.14125 | 0.1615 | 0.096328 | 0.056577 | 0.1615 | 0.15793
49 | 0.25 | 0.47 | South/Central | AZ | Prescott-Love.Field.723723 | 3 | 167517 | 44.9018 | 9.5489 | 59.9919 | 44.6876 | 15.3042 | 1127.61 | 6.3102 | 28.12 | 9.0722 | -2.762 | 6.2776 | 4.0362 | -1.99 | 6.7666 | -2.7304 | -22.2039 | 5.9336 | -8 | 10.2025 | -4.2689 | -39.5767 | 6.3102 | 28.12 | 9.0722 | -2.762 | 6.2776 | 6.4855 | 27.57 | 9.3878 | -2.9024 | 4.7208 | 0.0022881 | 0.10274 | 0.021849 | 0.13727 | 2.5801 | 0.014438 | 0.0092352 | 0.013577 | 0.014438 | 0.014839 | 0.064342 | -0.0045533 | -0.018305 | 0.064342 | 0.063083 | 0.014364 | -0.050805 | -0.090556 | 0.014364 | 0.010802 | 0.0022881 | 0.10274 | 0.021849 | 0.13727 | 2.5801 | 0.014438 | 0.0092352 | 0.013577 | 0.014438 | 0.014839 | 0.064342 | -0.0045533 | -0.018305 | 0.064342 | 0.063083 | 0.014364 | -0.050805 | -0.090556 | 0.014364 | 0.010802
50 | 0.25 | 0.42 | South/Central | AZ | Prescott-Love.Field.723723 | 3 | 167517 | 45.9196 | 8.9857 | 60.2161 | 45.7006 | 14.5155 | 1114.32 | 6.086 | 41.41 | 8.0593 | -1.9733 | 24.8415 | 3.8119 | 11.3 | 5.7536 | -1.9417 | -3.64 | 5.7094 | 5.29 | 9.1896 | -3.4802 | -21.0128 | 6.086 | 41.41 | 8.0593 | -1.9733 | 24.8415 | 6.2612 | 40.86 | 8.3749 | -2.1137 | 23.2847 | 0.0022881 | 0.10507 | 0.02056 | 0.13778 | 2.5497 | 0.013925 | 0.0087221 | 0.013064 | 0.013925 | 0.014326 | 0.094751 | 0.025856 | 0.012104 | 0.094751 | 0.093492 | 0.05684 | -0.0083287 | -0.04808 | 0.05684 | 0.053278 | 0.0022881 | 0.10507 | 0.02056 | 0.13778 | 2.5497 | 0.013925 | 0.0087221 | 0.013064 | 0.013925 | 0.014326 | 0.094751 | 0.025856 | 0.012104 | 0.094751 | 0.093492 | 0.05684 | -0.0083287 | -0.04808 | 0.05684 | 0.053278
51 | 0.25 | 0.37 | South/Central | AZ | Prescott-Love.Field.723723 | 3 | 167517 | 46.5018 | 8.7543 | 60.4612 | 46.2799 | 14.1812 | 1110.68 | 5.8409 | 45.05 | 7.4799 | -1.639 | 30.7745 | 3.5669 | 14.94 | 5.1742 | -1.6074 | 2.293 | 5.4643 | 8.93 | 8.6102 | -3.1459 | -15.0799 | 5.8409 | 45.05 | 7.4799 | -1.639 | 30.7745 | 6.0162 | 44.5 | 7.7955 | -1.7794 | 29.2176 | 0.0022881 | 0.1064 | 0.020031 | 0.13834 | 2.5414 | 0.013365 | 0.0081613 | 0.012503 | 0.013365 | 0.013766 | 0.10308 | 0.034184 | 0.020433 | 0.10308 | 0.10182 | 0.070415 | 0.0052466 | -0.034504 | 0.070415 | 0.066853 | 0.0022881 | 0.1064 | 0.020031 | 0.13834 | 2.5414 | 0.013365 | 0.0081613 | 0.012503 | 0.013365 | 0.013766 | 0.10308 | 0.034184 | 0.020433 | 0.10308 | 0.10182 | 0.070415 | 0.0052466 | -0.034504 | 0.070415 | 0.066853
52 | 0.25 | 0.32 | South/Central | AZ | Prescott-Love.Field.723723 | 3 | 167517 | 47.3792 | 8.4068 | 60.8408 | 47.1533 | 13.6875 | 1105.54 | 5.4613 | 50.19 | 6.6065 | -1.1452 | 39.3103 | 3.1873 | 20.08 | 4.3009 | -1.1136 | 10.8288 | 5.0847 | 14.07 | 7.7369 | -2.6521 | -6.5441 | 5.4613 | 50.19 | 6.6065 | -1.1452 | 39.3103 | 5.6366 | 49.64 | 6.9222 | -1.2856 | 37.7534 | 0.0022881 | 0.10841 | 0.019236 | 0.13921 | 2.5296 | 0.012496 | 0.0072928 | 0.011634 | 0.012496 | 0.012897 | 0.11484 | 0.045945 | 0.032194 | 0.11484 | 0.11358 | 0.089946 | 0.024777 | -0.014974 | 0.089946 | 0.086384 | 0.0022881 | 0.10841 | 0.019236 | 0.13921 | 2.5296 | 0.012496 | 0.0072928 | 0.011634 | 0.012496 | 0.012897 | 0.11484 | 0.045945 | 0.032194 | 0.11484 | 0.11358 | 0.089946 | 0.024777 | -0.014974 | 0.089946 | 0.086384
53 | 0.25 | 0.27 | South/Central | AZ | Prescott-Love.Field.723723 | 3 | 167517 | 48.9146 | 7.7533 | 61.4769 | 48.6813 | 12.7956 | 1095.69 | 4.8252 | 60.04 | 5.0785 | -0.25336 | 55.3668 | 2.5511 | 29.93 | 2.7729 | -0.22173 | 26.8853 | 4.4486 | 23.92 | 6.2088 | -1.7602 | 9.5124 | 4.8252 | 60.04 | 5.0785 | -0.25336 | 55.3668 | 5.0004 | 59.49 | 5.3942 | -0.39372 | 53.81 | 0.0022881 | 0.11192 | 0.01774 | 0.14067 | 2.5071 | 0.01104 | 0.0058373 | 0.010179 | 0.01104 | 0.011442 | 0.13738 | 0.068483 | 0.054732 | 0.13738 | 0.13612 | 0.12669 | 0.061516 | 0.021766 | 0.12669 | 0.12312 | 0.0022881 | 0.11192 | 0.01774 | 0.14067 | 2.5071 | 0.01104 | 0.0058373 | 0.010179 | 0.01104 | 0.011442 | 0.13738 | 0.068483 | 0.054732 | 0.13738 | 0.13612 | 0.12669 | 0.061516 | 0.021766 | 0.12669 | 0.12312
54 | 0.25 | 0.23 | South/Central | AZ | Prescott-Love.Field.723723 | 3 | 167517 | 50.289 | 7.2454 | 62.1577 | 50.0493 | 12.1084 | 1090.69 | 4.1443 | 65.04 | 3.7106 | 0.43377 | 65.2763 | 1.8703 | 34.93 | 1.4049 | 0.4654 | 36.7948 | 3.7678 | 28.92 | 4.8409 | -1.0731 | 19.422 | 4.1443 | 65.04 | 3.7106 | 0.43377 | 65.2763 | 4.3196 | 64.49 | 4.0262 | 0.29341 | 63.7195 | 0.0022881 | 0.11507 | 0.016578 | 0.14222 | 2.4956 | 0.0094827 | 0.0042795 | 0.0086212 | 0.0094827 | 0.0098838 | 0.14882 | 0.079924 | 0.066172 | 0.14882 | 0.14756 | 0.14936 | 0.084191 | 0.04444 | 0.14936 | 0.1458 | 0.0022881 | 0.11507 | 0.016578 | 0.14222 | 2.4956 | 0.0094827 | 0.0042795 | 0.0086212 | 0.0094827 | 0.0098838 | 0.14882 | 0.079924 | 0.066172 | 0.14882 | 0.14756 | 0.14936 | 0.084191 | 0.04444 | 0.14936 | 0.1458
55 | 0.25 | 0.19 | South/Central | AZ | Prescott-Love.Field.723723 | 3 | 167517 | 51.809 | 6.7326 | 62.9746 | 51.562 | 11.4125 | 1087.42 | 3.3275 | 68.31 | 2.1978 | 1.1297 | 73.6692 | 1.0535 | 38.2 | -0.10786 | 1.1613 | 45.1877 | 2.9509 | 32.19 | 3.3281 | -0.37718 | 27.8148 | 3.3275 | 68.31 | 2.1978 | 1.1297 | 73.6692 | 3.5028 | 67.76 | 2.5134 | 0.98933 | 72.1123 | 0.0022881 | 0.11854 | 0.015405 | 0.14409 | 2.4881 | 0.0076136 | 0.0024104 | 0.0067521 | 0.0076136 | 0.0080147 | 0.1563 | 0.087406 | 0.073654 | 0.1563 | 0.15504 | 0.16856 | 0.10339 | 0.063643 | 0.16856 | 0.165 | 0.0022881 | 0.11854 | 0.015405 | 0.14409 | 2.4881 | 0.0076136 | 0.0024104 | 0.0067521 | 0.0076136 | 0.0080147 | 0.1563 | 0.087406 | 0.073654 | 0.1563 | 0.15504 | 0.16856 | 0.10339 | 0.063643 | 0.16856 | 0.165
56 | 0.25 | 0.17 | South/Central | AZ | Prescott-Love.Field.723723 | 3 | 167517 | 52.6323 | 6.4865 | 63.4517 | 52.3814 | 11.0703 | 1086.84 | 2.8503 | 68.89 | 1.3784 | 1.4719 | 76.8227 | 0.5763 | 38.78 | -0.92724 | 1.5035 | 48.3412 | 2.4738 | 32.77 | 2.5087 | -0.034959 | 30.9684 | 2.8503 | 68.89 | 1.3784 | 1.4719 | 76.8227 | 3.0256 | 68.34 | 1.6941 | 1.3316 | 75.2659 | 0.0022881 | 0.12043 | 0.014842 | 0.14518 | 2.4868 | 0.0065218 | 0.0013186 | 0.0056603 | 0.0065218 | 0.0069229 | 0.15763 | 0.088733 | 0.074981 | 0.15763 | 0.15637 | 0.17578 | 0.11061 | 0.070859 | 0.17578 | 0.17222 | 0.0022881 | 0.12043 | 0.014842 | 0.14518 | 2.4868 | 0.0065218 | 0.0013186 | 0.0056603 | 0.0065218 | 0.0069229 | 0.15763 | 0.088733 | 0.074981 | 0.15763 | 0.15637 | 0.17578 | 0.11061 | 0.070859 | 0.17578 | 0.17222
57 | 0.24 | 0.47 | South/Central | AZ | Prescott-Love.Field.723723 | 3 | 167517 | 44.4367 | 9.5736 | 59.551 | 44.2247 | 15.3264 | 1122.11 | 6.751 | 33.62 | 9.5352 | -2.7842 | 11.3638 | 4.477 | 3.51 | 7.2295 | -2.7525 | -17.1177 | 6.3745 | -2.5 | 10.6655 | -4.291 | -34.4906 | 6.751 | 33.62 | 9.5352 | -2.7842 | 11.3638 | 6.9263 | 33.07 | 9.8508 | -2.9245 | 9.8069 | 0.0022881 | 0.10168 | 0.021905 | 0.13626 | 2.5675 | 0.015447 | 0.010244 | 0.014585 | 0.015447 | 0.015848 | 0.076926 | 0.0080313 | -0.0057203 | 0.076926 | 0.075668 | 0.026002 | -0.039167 | -0.078918 | 0.026002 | 0.022439 | 0.0022881 | 0.10168 | 0.021905 | 0.13626 | 2.5675 | 0.015447 | 0.010244 | 0.014585 | 0.015447 | 0.015848 | 0.076926 | 0.0080313 | -0.0057203 | 0.076926 | 0.075668 | 0.026002 | -0.039167 | -0.078918 | 0.026002 | 0.022439
58 | 0.24 | 0.42 | South/Central | AZ | Prescott-Love.Field.723723 | 3 | 167517 | 45.4541 | 9.0114 | 59.7663 | 45.2372 | 14.5291 | 1108.52 | 6.5358 | 47.21 | 8.5226 | -1.9869 | 30.2772 | 4.2617 | 17.1 | 6.217 | -1.9552 | 1.7957 | 6.1592 | 11.09 | 9.653 | -3.4937 | -15.5771 | 6.5358 | 47.21 | 8.5226 | -1.9869 | 30.2772 | 6.7111 | 46.66 | 8.8383 | -2.1272 | 28.7204 | 0.0022881 | 0.104 | 0.020619 | 0.13675 | 2.5364 | 0.014955 | 0.0097513 | 0.014093 | 0.014955 | 0.015356 | 0.10802 | 0.039127 | 0.025375 | 0.10802 | 0.10676 | 0.069278 | 0.0041088 | -0.035642 | 0.069278 | 0.065715 | 0.0022881 | 0.104 | 0.020619 | 0.13675 | 2.5364 | 0.014955 | 0.0097513 | 0.014093 | 0.014955 | 0.015356 | 0.10802 | 0.039127 | 0.025375 | 0.10802 | 0.10676 | 0.069278 | 0.0041088 | -0.035642 | 0.069278 | 0.065715
59 | 0.24 | 0.37 | South/Central | AZ | Prescott-Love.Field.723723 | 3 | 167517 | 46.0309 | 8.7796 | 60.0056 | 45.8113 | 14.1943 | 1104.8 | 6.2964 | 50.93 | 7.9485 | -1.6521 | 36.2965 | 4.0224 | 20.82 | 5.6429 | -1.6205 | 7.8149 | 5.9199 | 14.81 | 9.0788 | -3.159 | -9.5579 | 6.2964 | 50.93 | 7.9485 | -1.6521 | 36.2965 | 6.4717 | 50.38 | 8.2642 | -1.7925 | 34.7396 | 0.0022881 | 0.10532 | 0.020089 | 0.1373 | 2.5279 | 0.014407 | 0.0092037 | 0.013545 | 0.014407 | 0.014808 | 0.11653 | 0.047638 | 0.033887 | 0.11653 | 0.11527 | 0.08305 | 0.017881 | -0.02187 | 0.08305 | 0.079488 | 0.0022881 | 0.10532 | 0.020089 | 0.1373 | 2.5279 | 0.014407 | 0.0092037 | 0.013545 | 0.014407 | 0.014808 | 0.11653 | 0.047638 | 0.033887 | 0.11653 | 0.11527 | 0.08305 | 0.017881 | -0.02187 | 0.08305 | 0.079488
60 | 0.24 | 0.32 | South/Central | AZ | Prescott-Love.Field.723723 | 3 | 167517 | 46.8995 | 8.4321 | 60.3763 | 46.6757 | 13.7006 | 1099.54 | 5.9257 | 56.19 | 7.0841 | -1.1584 | 44.9464 | 3.6517 | 26.08 | 4.7784 | -1.1267 | 16.4649 | 5.5492 | 20.07 | 8.2144 | -2.6652 | -0.90793 | 5.9257 | 56.19 | 7.0841 | -1.1584 | 44.9464 | 6.101 | 55.64 | 7.3997 | -1.2987 | 43.3896 | 0.0022881 | 0.10731 | 0.019294 | 0.13815 | 2.5159 | 0.013559 | 0.0083555 | 0.012697 | 0.013559 | 0.01396 | 0.12857 | 0.059674 | 0.045922 | 0.12857 | 0.12731 | 0.10284 | 0.037674 | -0.0020775 | 0.10284 | 0.09928 | 0.0022881 | 0.10731 | 0.019294 | 0.13815 | 2.5159 | 0.013559 | 0.0083555 | 0.012697 | 0.013559 | 0.01396 | 0.12857 | 0.059674 | 0.045922 | 0.12857 | 0.12731 | 0.10284 | 0.037674 | -0.0020775 | 0.10284 | 0.09928
61 | 0.24 | 0.27 | South/Central | AZ | Prescott-Love.Field.723723 | 3 | 167517 | 48.4295 | 7.7733 | 61.0113 | 48.1985 | 12.8128 | 1089.75 | 5.2907 | 65.98 | 5.5614 | -0.27063 | 60.9043 | 3.0167 | 35.87 | 3.2557 | -0.239 | 32.4228 | 4.9142 | 29.86 | 6.6917 | -1.7775 | 15.05 | 5.2907 | 65.98 | 5.5614 | -0.27063 | 60.9043 | 5.466 | 65.43 | 5.877 | -0.41099 | 59.3475 | 0.0022881 | 0.11081 | 0.017786 | 0.1396 | 2.4935 | 0.012106 | 0.0069026 | 0.011244 | 0.012106 | 0.012507 | 0.15097 | 0.082074 | 0.068323 | 0.15097 | 0.14971 | 0.13936 | 0.074187 | 0.034436 | 0.13936 | 0.13579 | 0.0022881 | 0.11081 | 0.017786 | 0.1396 | 2.4935 | 0.012106 | 0.0069026 | 0.011244 | 0.012106 | 0.012507 | 0.15097 | 0.082074 | 0.068323 | 0.15097 | 0.14971 | 0.13936 | 0.074187 | 0.034436 | 0.13936 | 0.13579
62 | 0.24 | 0.23 | South/Central | AZ | Prescott-Love.Field.723723 | 3 | 167517 | 49.7992 | 7.2558 | 61.6683 | 49.5618 | 12.1066 | 1084.05 | 4.6337 | 71.68 | 4.1981 | 0.43563 | 71.6411 | 2.3597 | 41.57 | 1.8924 | 0.46726 | 43.1596 | 4.2572 | 35.56 | 5.3284 | -1.0712 | 25.7868 | 4.6337 | 71.68 | 4.1981 | 0.43563 | 71.6411 | 4.809 | 71.13 | 4.5137 | 0.29527 | 70.0843 | 0.0022881 | 0.11395 | 0.016602 | 0.1411 | 2.4804 | 0.010602 | 0.0053992 | 0.0097409 | 0.010602 | 0.011004 | 0.16401 | 0.095117 | 0.081365 | 0.16401 | 0.16275 | 0.16392 | 0.098754 | 0.059003 | 0.16392 | 0.16036 | 0.0022881 | 0.11395 | 0.016602 | 0.1411 | 2.4804 | 0.010602 | 0.0053992 | 0.0097409 | 0.010602 | 0.011004 | 0.16401 | 0.095117 | 0.081365 | 0.16401 | 0.16275 | 0.16392 | 0.098754 | 0.059003 | 0.16392 | 0.16036
63 | 0.24 | 0.19 | South/Central | AZ | Prescott-Love.Field.723723 | 3 | 167517 | 51.3139 | 6.7483 | 62.4851 | 51.0693 | 11.4159 | 1080.87 | 3.8169 | 74.86 | 2.6906 | 1.1263 | 79.8927 | 1.5429 | 44.75 | 0.38493 | 1.158 | 51.4112 | 3.4404 | 38.74 | 3.8209 | -0.38054 | 34.0383 | 3.8169 | 74.86 | 2.6906 | 1.1263 | 79.8927 | 3.9922 | 74.31 | 3.0062 | 0.98596 | 78.3358 | 0.0022881 | 0.11741 | 0.015441 | 0.14297 | 2.4731 | 0.0087335 | 0.0035303 | 0.0078719 | 0.0087335 | 0.0091346 | 0.17129 | 0.10239 | 0.088641 | 0.17129 | 0.17003 | 0.1828 | 0.11763 | 0.077883 | 0.1828 | 0.17924 | 0.0022881 | 0.11741 | 0.015441 | 0.14297 | 2.4731 | 0.0087335 | 0.0035303 | 0.0078719 | 0.0087335 | 0.0091346 | 0.17129 | 0.10239 | 0.088641 | 0.17129 | 0.17003 | 0.1828 | 0.11763 | 0.077883 | 0.1828 | 0.17924
64 | 0.24 | 0.17 | South/Central | AZ | Prescott-Love.Field.723723 | 3 | 167517 | 52.1368 | 6.4965 | 62.9563 | 51.8883 | 11.068 | 1080.08 | 3.3458 | 75.65 | 1.8716 | 1.4742 | 83.277 | 1.0717 | 45.54 | -0.43406 | 1.5058 | 54.7955 | 2.9692 | 39.53 | 3.0019 | -0.032695 | 37.4227 | 3.3458 | 75.65 | 1.8716 | 1.4742 | 83.277 | 3.521 | 75.1 | 2.1872 | 1.3338 | 81.7202 | 0.0022881 | 0.11929 | 0.014865 | 0.14405 | 2.4713 | 0.0076555 | 0.0024522 | 0.0067939 | 0.0076555 | 0.0080565 | 0.1731 | 0.1042 | 0.090449 | 0.1731 | 0.17184 | 0.19055 | 0.12538 | 0.085627 | 0.19055 | 0.18698 | 0.0022881 | 0.11929 | 0.014865 | 0.14405 | 2.4713 | 0.0076555 | 0.0024522 | 0.0067939 | 0.0076555 | 0.0080565 | 0.1731 | 0.1042 | 0.090449 | 0.1731 | 0.17184 | 0.19055 | 0.12538 | 0.085627 | 0.19055 | 0.18698
65 | 0.22 | 0.47 | South/Central | AZ | Prescott-Love.Field.723723 | 3 | 167517 | 43.4965 | 9.6293 | 58.6522 | 43.2888 | 15.3634 | 1110.73 | 7.6498 | 45 | 10.471 | -2.8212 | 21.952 | 5.3758 | 14.89 | 8.1654 | -2.7896 | -6.5295 | 7.2733 | 8.88 | 11.6014 | -4.3281 | -23.9023 | 7.6498 | 45 | 10.471 | -2.8212 | 21.952 | 7.8251 | 44.45 | 10.7867 | -2.9616 | 20.3952 | 0.0022881 | 0.099525 | 0.022033 | 0.1342 | 2.5415 | 0.017504 | 0.0123 | 0.016642 | 0.017504 | 0.017905 | 0.10296 | 0.03407 | 0.020318 | 0.10296 | 0.10171 | 0.050229 | -0.01494 | -0.054691 | 0.050229 | 0.046666 | 0.0022881 | 0.099525 | 0.022033 | 0.1342 | 2.5415 | 0.017504 | 0.0123 | 0.016642 | 0.017504 | 0.017905 | 0.10296 | 0.03407 | 0.020318 | 0.10296 | 0.10171 | 0.050229 | -0.01494 | -0.054691 | 0.050229 | 0.046666
66 | 0.22 | 0.42 | South/Central | AZ | Prescott-Love.Field.723723 | 3 | 167517 | 44.5039 | 9.0618 | 58.8565 | 44.2914 | 14.5651 | 1096.96 | 7.4456 | 58.77 | 9.4684 | -2.0229 | 41.037 | 5.1715 | 28.66 | 7.1628 | -1.9912 | 12.5555 | 7.069 | 22.65 | 10.5988 | -3.5297 | -4.8173 | 7.4456 | 58.77 | 9.4684 | -2.0229 | 41.037 | 7.6209 | 58.22 | 9.7841 | -2.1632 | 39.4802 | 0.0022881 | 0.10183 | 0.020734 | 0.13467 | 2.51 | 0.017036 | 0.011833 | 0.016175 | 0.017036 | 0.017437 | 0.13447 | 0.065577 | 0.051826 | 0.13447 | 0.13321 | 0.093897 | 0.028728 | -0.011023 | 0.093897 | 0.090335 | 0.0022881 | 0.10183 | 0.020734 | 0.13467 | 2.51 | 0.017036 | 0.011833 | 0.016175 | 0.017036 | 0.017437 | 0.13447 | 0.065577 | 0.051826 | 0.13447 | 0.13321 | 0.093897 | 0.028728 | -0.011023 | 0.093897 | 0.090335
67 | 0.22 | 0.37 | South/Central | AZ | Prescott-Love.Field.723723 | 3 | 167517 | 45.0761 | 8.83 | 59.0911 | 44.8608 | 14.2303 | 1093.18 | 7.2109 | 62.55 | 8.899 | -1.6881 | 47.1184 | 4.9369 | 32.44 | 6.5933 | -1.6564 | 18.6368 | 6.8344 | 26.43 | 10.0293 | -3.1949 | 1.264 | 7.2109 | 62.55 | 8.899 | -1.6881 | 47.1184 | 7.3862 | 62 | 9.2146 | -1.8284 | 45.5615 | 0.0022881 | 0.10314 | 0.020204 | 0.13521 | 2.5013 | 0.016499 | 0.011296 | 0.015638 | 0.016499 | 0.0169 | 0.14312 | 0.074226 | 0.060475 | 0.14312 | 0.14186 | 0.10781 | 0.042643 | 0.0028922 | 0.10781 | 0.10425 | 0.0022881 | 0.10314 | 0.020204 | 0.13521 | 2.5013 | 0.016499 | 0.011296 | 0.015638 | 0.016499 | 0.0169 | 0.14312 | 0.074226 | 0.060475 | 0.14312 | 0.14186 | 0.10781 | 0.042643 | 0.0028922 | 0.10781 | 0.10425
68 | 0.22 | 0.32 | South/Central | AZ | Prescott-Love.Field.723723 | 3 | 167517 | 45.9289 | 8.4778 | 59.4414 | 45.7097 | 13.7317 | 1087.54 | 6.8607 | 68.19 | 8.0502 | -1.1895 | 56.1625 | 4.5866 | 38.08 | 5.7445 | -1.1579 | 27.681 | 6.4841 | 32.07 | 9.1805 | -2.6964 | 10.3082 | 6.8607 | 68.19 | 8.0502 | -1.1895 | 56.1625 | 7.036 | 67.64 | 8.3658 | -1.3299 | 54.6057 | 0.0022881 | 0.10509 | 0.019398 | 0.13601 | 2.4884 | 0.015698 | 0.010495 | 0.014836 | 0.015698 | 0.016099 | 0.15603 | 0.087131 | 0.07338 | 0.15603 | 0.15477 | 0.12851 | 0.063337 | 0.023586 | 0.12851 | 0.12494 | 0.0022881 | 0.10509 | 0.019398 | 0.13601 | 2.4884 | 0.015698 | 0.010495 | 0.014836 | 0.015698 | 0.016099 | 0.15603 | 0.087131 | 0.07338 | 0.15603 | 0.15477 | 0.12851 | 0.063337 | 0.023586 | 0.12851 | 0.12494
69 | 0.22 | 0.27 | South/Central | AZ | Prescott-Love.Field.723723 | 3 | 167517 | 47.4489 | 7.8146 | 60.0525 | 47.2225 | 12.8301 | 1077.15 | 6.2495 | 78.58 | 6.5374 | -0.28787 | 72.8065 | 3.9755 | 48.47 | 4.2317 | -0.25624 | 44.325 | 5.873 | 42.46 | 7.6677 | -1.7947 | 26.9522 | 6.2495 | 78.58 | 6.5374 | -0.28787 | 72.8065 | 6.4248 | 78.03 | 6.853 | -0.42823 | 71.2497 | 0.0022881 | 0.10857 | 0.017881 | 0.13741 | 2.4646 | 0.0143 | 0.0090964 | 0.013438 | 0.0143 | 0.014701 | 0.1798 | 0.1109 | 0.097153 | 0.1798 | 0.17854 | 0.16659 | 0.10142 | 0.061669 | 0.16659 | 0.16303 | 0.0022881 | 0.10857 | 0.017881 | 0.13741 | 2.4646 | 0.0143 | 0.0090964 | 0.013438 | 0.0143 | 0.014701 | 0.1798 | 0.1109 | 0.097153 | 0.1798 | 0.17854 | 0.16659 | 0.10142 | 0.061669 | 0.16659 | 0.16303
70 | 0.22 | 0.23 | South/Central | AZ | Prescott-Love.Field.723723 | 3 | 167517 | 48.813 | 7.2915 | 60.703 | 48.5801 | 12.123 | 1071.32 | 5.599 | 84.41 | 5.1798 | 0.41924 | 83.6507 | 3.325 | 54.3 | 2.8741 | 0.45087 | 55.1691 | 5.2225 | 48.29 | 6.3101 | -1.0876 | 37.7963 | 5.599 | 84.41 | 5.1798 | 0.41924 | 83.6507 | 5.7743 | 83.86 | 5.4954 | 0.27888 | 82.0938 | 0.0022881 | 0.11169 | 0.016684 | 0.1389 | 2.4513 | 0.012811 | 0.007608 | 0.01195 | 0.012811 | 0.013212 | 0.19314 | 0.12424 | 0.11049 | 0.19314 | 0.19188 | 0.1914 | 0.12623 | 0.086482 | 0.1914 | 0.18784 | 0.0022881 | 0.11169 | 0.016684 | 0.1389 | 2.4513 | 0.012811 | 0.007608 | 0.01195 | 0.012811 | 0.013212 | 0.19314 | 0.12424 | 0.11049 | 0.19314 | 0.19188 | 0.1914 | 0.12623 | 0.086482 | 0.1914 | 0.18784
71 | 0.22 | 0.19 | South/Central | AZ | Prescott-Love.Field.723723 | 3 | 167517 | 50.323 | 6.774 | 61.5003 | 50.0829 | 11.4174 | 1067.57 | 4.8018 | 88.16 | 3.6769 | 1.1248 | 92.5605 | 2.5278 | 58.05 | 1.3713 | 1.1565 | 64.0789 | 4.4252 | 52.04 | 4.8073 | -0.38202 | 46.7061 | 4.8018 | 88.16 | 3.6769 | 1.1248 | 92.5605 | 4.9771 | 87.61 | 3.9926 | 0.98449 | 91.0036 | 0.0022881 | 0.11514 | 0.0155 | 0.14072 | 2.4427 | 0.010987 | 0.0057838 | 0.010125 | 0.010987 | 0.011388 | 0.20172 | 0.13282 | 0.11907 | 0.20172 | 0.20046 | 0.21179 | 0.14662 | 0.10687 | 0.21179 | 0.20823 | 0.0022881 | 0.11514 | 0.0155 | 0.14072 | 2.4427 | 0.010987 | 0.0057838 | 0.010125 | 0.010987 | 0.011388 | 0.20172 | 0.13282 | 0.11907 | 0.20172 | 0.20046 | 0.21179 | 0.14662 | 0.10687 | 0.21179 | 0.20823
72 | 0.22 | 0.17 | South/Central | AZ | Prescott-Love.Field.723723 | 3 | 167517 | 51.1363 | 6.5222 | 61.9714 | 50.8924 | 11.079 | 1066.99 | 4.3307 | 88.74 | 2.8675 | 1.4632 | 95.6875 | 2.0567 | 58.63 | 0.56184 | 1.4948 | 67.206 | 3.9541 | 52.62 | 3.9978 | -0.04366 | 49.8332 | 4.3307 | 88.74 | 2.8675 | 1.4632 | 95.6875 | 4.506 | 88.19 | 3.1831 | 1.3228 | 94.1307 | 0.0022881 | 0.11701 | 0.014924 | 0.1418 | 2.4414 | 0.0099091 | 0.0047059 | 0.0090475 | 0.0099091 | 0.01031 | 0.20305 | 0.13415 | 0.1204 | 0.20305 | 0.20179 | 0.21894 | 0.15377 | 0.11402 | 0.21894 | 0.21538 | 0.0022881 | 0.11701 | 0.014924 | 0.1418 | 2.4414 | 0.0099091 | 0.0047059 | 0.0090475 | 0.0099091 | 0.01031 | 0.20305 | 0.13415 | 0.1204 | 0.20305 | 0.20179 | 0.21894 | 0.15377 | 0.11402 | 0.21894 | 0.21538
73 | 0.2 | 0.47 | South/Central | AZ | Prescott-Love.Field.723723 | 3 | 167517 | 42.5516 | 9.685 | 57.7573 | 42.3483 | 15.409 | 1099.57 | 8.5448 | 56.16 | 11.4115 | -2.8668 | 32.2603 | 6.2707 | 26.05 | 9.1059 | -2.8352 | 3.7788 | 8.1682 | 20.04 | 12.5419 | -4.3737 | -13.594 | 8.5448 | 56.16 | 11.4115 | -2.8668 | 32.2603 | 8.72 | 55.61 | 11.7272 | -3.0072 | 30.7035 | 0.0022881 | 0.097363 | 0.02216 | 0.13216 | 2.5159 | 0.019551 | 0.014348 | 0.01869 | 0.019551 | 0.019952 | 0.1285 | 0.059605 | 0.045854 | 0.1285 | 0.12724 | 0.073815 | 0.0086464 | -0.031105 | 0.073815 | 0.070253 | 0.0022881 | 0.097363 | 0.02216 | 0.13216 | 2.5159 | 0.019551 | 0.014348 | 0.01869 | 0.019551 | 0.019952 | 0.1285 | 0.059605 | 0.045854 | 0.1285 | 0.12724 | 0.073815 | 0.0086464 | -0.031105 | 0.073815 | 0.070253
74 | 0.2 | 0.42 | South/Central | AZ | Prescott-Love.Field.723723 | 3 | 167517 | 43.5433 | 9.1174 | 57.9415 | 43.3353 | 14.6063 | 1085.45 | 8.3605 | 70.28 | 10.4246 | -2.064 | 51.7228 | 6.0865 | 40.17 | 8.1189 | -2.0324 | 23.2413 | 7.984 | 34.16 | 11.5549 | -3.5709 | 5.8684 | 8.3605 | 70.28 | 10.4246 | -2.064 | 51.7228 | 8.5358 | 69.73 | 10.7402 | -2.2044 | 50.1659 | 0.0022881 | 0.099632 | 0.020862 | 0.13258 | 2.4836 | 0.01913 | 0.013927 | 0.018268 | 0.01913 | 0.019531 | 0.16081 | 0.091913 | 0.078162 | 0.16081 | 0.15955 | 0.11835 | 0.053179 | 0.013428 | 0.11835 | 0.11479 | 0.0022881 | 0.099632 | 0.020862 | 0.13258 | 2.4836 | 0.01913 | 0.013927 | 0.018268 | 0.01913 | 0.019531 | 0.16081 | 0.091913 | 0.078162 | 0.16081 | 0.15955 | 0.11835 | 0.053179 | 0.013428 | 0.11835 | 0.11479
75 | 0.2 | 0.37 | South/Central | AZ | Prescott-Love.Field.723723 | 3 | 167517 | 44.1097 | 8.8857 | 58.1758 | 43.899 | 14.2767 | 1081.76 | 8.1263 | 73.97 | 9.8608 | -1.7345 | 57.6645 | 5.8522 | 43.86 | 7.5551 | -1.7029 | 29.1829 | 7.7497 | 37.85 | 10.9911 | -3.2414 | 11.8101 | 8.1263 | 73.97 | 9.8608 | -1.7345 | 57.6645 | 8.3015 | 73.42 | 10.1764 | -1.8749 | 56.1076 | 0.0022881 | 0.10093 | 0.020331 | 0.13311 | 2.4752 | 0.018594 | 0.013391 | 0.017732 | 0.018594 | 0.018995 | 0.16925 | 0.10036 | 0.086605 | 0.16925 | 0.16799 | 0.13194 | 0.066774 | 0.027023 | 0.13194 | 0.12838 | 0.0022881 | 0.10093 | 0.020331 | 0.13311 | 2.4752 | 0.018594 | 0.013391 | 0.017732 | 0.018594 | 0.018995 | 0.16925 | 0.10036 | 0.086605 | 0.16925 | 0.16799 | 0.13194 | 0.066774 | 0.027023 | 0.13194 | 0.12838
76 | 0.2 | 0.32 | South/Central | AZ | Prescott-Love.Field.723723 | 3 | 167517 | 44.943 | 8.5282 | 58.4959 | 44.7284 | 13.7675 | 1075.5 | 7.8062 | 80.23 | 9.0315 | -1.2253 | 67.3885 | 5.5321 | 50.12 | 6.7258 | -1.1937 | 38.907 | 7.4296 | 44.11 | 10.1618 | -2.7322 | 21.5341 | 7.8062 | 80.23 | 9.0315 | -1.2253 | 67.3885 | 7.9815 | 79.68 | 9.3471 | -1.3657 | 65.8316 | 0.0022881 | 0.10283 | 0.019513 | 0.13384 | 2.4609 | 0.017861 | 0.012658 | 0.017 | 0.017861 | 0.018262 | 0.18358 | 0.11468 | 0.10093 | 0.18358 | 0.18232 | 0.15419 | 0.089023 | 0.049272 | 0.15419 | 0.15063 | 0.0022881 | 0.10283 | 0.019513 | 0.13384 | 2.4609 | 0.017861 | 0.012658 | 0.017 | 0.017861 | 0.018262 | 0.18358 | 0.11468 | 0.10093 | 0.18358 | 0.18232 | 0.15419 | 0.089023 | 0.049272 | 0.15419 | 0.15063
77 | 0.2 | 0.27 | South/Central | AZ | Prescott-Love.Field.723723 | 3 | 167517 | 46.4484 | 7.8546 | 59.082 | 46.2266 | 12.8554 | 1064.54 | 7.2201 | 91.19 | 7.5333 | -0.31322 | 84.64 | 4.946 | 61.08 | 5.2276 | -0.28159 | 56.1585 | 6.8435 | 55.07 | 8.6636 | -1.8201 | 38.7856 | 7.2201 | 91.19 | 7.5333 | -0.31322 | 84.64 | 7.3953 | 90.64 | 7.8489 | -0.45358 | 83.0831 | 0.0022881 | 0.10628 | 0.017972 | 0.13519 | 2.4358 | 0.01652 | 0.011317 | 0.015659 | 0.01652 | 0.016921 | 0.20865 | 0.13976 | 0.12601 | 0.20865 | 0.20739 | 0.19367 | 0.1285 | 0.088746 | 0.19367 | 0.1901 | 0.0022881 | 0.10628 | 0.017972 | 0.13519 | 2.4358 | 0.01652 | 0.011317 | 0.015659 | 0.01652 | 0.016921 | 0.20865 | 0.13976 | 0.12601 | 0.20865 | 0.20739 | 0.19367 | 0.1285 | 0.088746 | 0.19367 | 0.1901
78 | 0.2 | 0.23 | South/Central | AZ | Prescott-Love.Field.723723 | 3 | 167517 | 47.8029 | 7.3272 | 59.7133 | 47.5746 | 12.1387 | 1058.27 | 6.5887 | 97.46 | 6.1852 | 0.4035 | 95.9927 | 4.3147 | 67.35 | 3.8796 | 0.43512 | 67.5112 | 6.2122 | 61.34 | 7.3155 | -1.1034 | 50.1383 | 6.5887 | 97.46 | 6.1852 | 0.4035 | 95.9927 | 6.764 | 96.91 | 6.5009 | 0.26314 | 94.4359 | 0.0022881 | 0.10938 | 0.016765 | 0.13663 | 2.4214 | 0.015076 | 0.0098725 | 0.014214 | 0.015076 | 0.015477 | 0.223 | 0.1541 | 0.14035 | 0.223 | 0.22174 | 0.21964 | 0.15447 | 0.11472 | 0.21964 | 0.21608 | 0.0022881 | 0.10938 | 0.016765 | 0.13663 | 2.4214 | 0.015076 | 0.0098725 | 0.014214 | 0.015076 | 0.015477 | 0.223 | 0.1541 | 0.14035 | 0.223 | 0.22174 | 0.21964 | 0.15447 | 0.11472 | 0.21964 | 0.21608
79 | 0.2 | 0.19 | South/Central | AZ | Prescott-Love.Field.723723 | 3 | 167517 | 49.3072 | 6.804 | 60.504 | 49.0718 | 11.4323 | 1054.41 | 5.798 | 101.32 | 4.688 | 1.11 | 105.0098 | 3.524 | 71.21 | 2.3824 | 1.1416 | 76.5283 | 5.4215 | 65.2 | 5.8184 | -0.39692 | 59.1554 | 5.798 | 101.32 | 4.688 | 1.11 | 105.0098 | 5.9733 | 100.77 | 5.0037 | 0.96959 | 103.4529 | 0.0022881 | 0.11282 | 0.015568 | 0.13844 | 2.4126 | 0.013266 | 0.0080633 | 0.012405 | 0.013266 | 0.013668 | 0.23183 | 0.16294 | 0.14918 | 0.23183 | 0.23057 | 0.24027 | 0.17511 | 0.13535 | 0.24027 | 0.23671 | 0.0022881 | 0.11282 | 0.015568 | 0.13844 | 2.4126 | 0.013266 | 0.0080633 | 0.012405 | 0.013266 | 0.013668 | 0.23183 | 0.16294 | 0.14918 | 0.23183 | 0.23057 | 0.24027 | 0.17511 | 0.13535 | 0.24027 | 0.23671
80 | 0.2 | 0.17 | South/Central | AZ | Prescott-Love.Field.723723 | 3 | 167517 | 50.1205 | 6.5479 | 60.9613 | 49.8812 | 11.0801 | 1053.35 | 5.3408 | 102.38 | 3.8786 | 1.4622 | 108.692 | 3.0667 | 72.27 | 1.573 | 1.4938 | 80.2105 | 4.9642 | 66.26 | 5.0089 | -0.044712 | 62.8376 | 5.3408 | 102.38 | 3.8786 | 1.4622 | 108.692 | 5.516 | 101.83 | 4.1943 | 1.3218 | 107.1351 | 0.0022881 | 0.11468 | 0.014982 | 0.13949 | 2.4102 | 0.01222 | 0.007017 | 0.011359 | 0.01222 | 0.012621 | 0.23426 | 0.16536 | 0.15161 | 0.23426 | 0.233 | 0.2487 | 0.18353 | 0.14378 | 0.2487 | 0.24514 | 0.0022881 | 0.11468 | 0.014982 | 0.13949 | 2.4102 | 0.01222 | 0.007017 | 0.011359 | 0.01222 | 0.012621 | 0.23426 | 0.16536 | 0.15161 | 0.23426 | 0.233 | 0.2487 | 0.18353 | 0.14378 | 0.2487 | 0.24514
81 | 0.35 | 0.2 | South/Central | AZ | Prescott-Love.Field.723723 | 3 | 167517 | 56.2502 | 6.727 | 67.5304 | 55.9827 | 11.5478 | 1151.86 | -1.2284 | 3.87 | -2.2228 | 0.99442 | 11.204 | -3.5024 | -26.24 | -4.5285 | 1.026 | -17.2775 | -1.6049 | -32.25 | -1.0925 | -0.51245 | -34.6504 | -1.2284 | 3.87 | -2.2228 | 0.99442 | 11.204 | -1.0531 | 3.32 | -1.9072 | 0.85406 | 9.6471 | 0.0022881 | 0.12871 | 0.015392 | 0.15452 | 2.6356 | -0.0028107 | -0.0080139 | -0.0036723 | -0.0028107 | -0.0024096 | 0.008855 | -0.06004 | -0.073792 | 0.008855 | 0.0075965 | 0.025636 | -0.039533 | -0.079284 | 0.025636 | 0.022074 | 0.0022881 | 0.12871 | 0.015392 | 0.15452 | 2.6356 | -0.0028107 | -0.0080139 | -0.0036723 | -0.0028107 | -0.0024096 | 0.008855 | -0.06004 | -0.073792 | 0.008855 | 0.0075965 | 0.025636 | -0.039533 | -0.079284 | 0.025636 | 0.022074
82 | 0.35 | 0.25 | South/Central | AZ | Prescott-Love.Field.723723 | 3 | 167517 | 54.3339 | 7.3501 | 66.4773 | 54.0755 | 12.4019 | 1155.18 | -0.17529 | 0.55 | -0.31565 | 0.14036 | 1.5569 | -2.4493 | -29.56 | -2.6213 | 0.17199 | -26.9247 | -0.55183 | -35.57 | 0.81468 | -1.3665 | -44.2975 | -0.17529 | 0.55 | -0.31565 | 0.14036 | 1.5569 | 0 | 0 | 0 | 0 | 0 | 0.0022881 | 0.12432 | 0.016818 | 0.15211 | 2.6432 | -0.00040107 | -0.0056043 | -0.0012626 | -0.00040107 | 0 | 0.0012585 | -0.067637 | -0.081388 | 0.0012585 | 0 | 0.0035623 | -0.061607 | -0.10136 | 0.0035623 | 0 | 0.0022881 | 0.12432 | 0.016818 | 0.15211 | 2.6432 | -0.00040107 | -0.0056043 | -0.0012626 | -0.00040107 | 0 | 0.0012585 | -0.067637 | -0.081388 | 0.0012585 | 0 | 0.0035623 | -0.061607 | -0.10136 | 0.0035623 | 0
83 | 0.35 | 0.3 | South/Central | AZ | Prescott-Love.Field.723723 | 3 | 167517 | 54.0168 | 7.4062 | 66.302 | 53.7598 | 12.5422 | 1155.73 | 0 | 0 | 0 | 0 | 0 | -2.274 | -30.11 | -2.3056 | 0.031628 | -28.4815 | -0.37654 | -36.12 | 1.1303 | -1.5069 | -45.8544 | 0 | 0 | 0 | 0 | 0 | 0.17529 | -0.55 | 0.31565 | -0.14036 | -1.5569 | 0.0022881 | 0.1236 | 0.016946 | 0.15171 | 2.6444 | 0 | -0.0052032 | -0.00086157 | 0 | 0.00040107 | 0 | -0.068895 | -0.082647 | 0 | -0.0012585 | 0 | -0.065169 | -0.10492 | 0 | -0.0035623 | 0.0022881 | 0.1236 | 0.016946 | 0.15171 | 2.6444 | 0 | -0.0052032 | -0.00086157 | 0 | 0.00040107 | 0 | -0.068895 | -0.082647 | 0 | -0.0012585 | 0 | -0.065169 | -0.10492 | 0 | -0.0035623
84 | 0.35 | 0.35 | South/Central | AZ | Prescott-Love.Field.723723 | 3 | 167517 | 52.3627 | 7.9894 | 65.4468 | 52.1135 | 13.3332 | 1160.52 | 0.85527 | -4.79 | 1.6463 | -0.79102 | -10.4847 | -1.4187 | -34.9 | -0.65936 | -0.75939 | -38.9662 | 0.47873 | -40.91 | 2.7766 | -2.2979 | -56.339 | 0.85527 | -4.79 | 1.6463 | -0.79102 | -10.4847 | 1.0306 | -5.34 | 1.9619 | -0.93138 | -12.0415 | 0.0022881 | 0.11981 | 0.018281 | 0.14975 | 2.6554 | 0.001957 | -0.0032462 | 0.0010954 | 0.001957 | 0.002358 | -0.01096 | -0.079855 | -0.093607 | -0.01096 | -0.012219 | -0.02399 | -0.089159 | -0.12891 | -0.02399 | -0.027552 | 0.0022881 | 0.11981 | 0.018281 | 0.14975 | 2.6554 | 0.001957 | -0.0032462 | 0.0010954 | 0.001957 | 0.002358 | -0.01096 | -0.079855 | -0.093607 | -0.01096 | -0.012219 | -0.02399 | -0.089159 | -0.12891 | -0.02399 | -0.027552
85 | 0.35 | 0.4 | South/Central | AZ | Prescott-Love.Field.723723 | 3 | 167517 | 50.883 | 8.5826 | 64.7664 | 50.6409 | 14.1255 | 1167.72 | 1.5356 | -11.99 | 3.1189 | -1.5833 | -23.2601 | -0.73838 | -42.1 | 0.81327 | -1.5517 | -51.7416 | 1.1591 | -48.11 | 4.2492 | -3.0901 | -69.1145 | 1.5356 | -11.99 | 3.1189 | -1.5833 | -23.2601 | 1.7109 | -12.54 | 3.4346 | -1.7236 | -24.817 | 0.0022881 | 0.11643 | 0.019638 | 0.14819 | 2.6719 | 0.0035137 | -0.0016895 | 0.0026521 | 0.0035137 | 0.0039148 | -0.027434 | -0.096329 | -0.11008 | -0.027434 | -0.028693 | -0.053222 | -0.11839 | -0.15814 | -0.053222 | -0.056784 | 0.0022881 | 0.11643 | 0.019638 | 0.14819 | 2.6719 | 0.0035137 | -0.0016895 | 0.0026521 | 0.0035137 | 0.0039148 | -0.027434 | -0.096329 | -0.11008 | -0.027434 | -0.028693 | -0.053222 | -0.11839 | -0.15814 | -0.053222 | -0.056784
86 | 0.33 | 0.2 | South/Central | AZ | Prescott-Love.Field.723723 | 3 | 167517 | 55.31 | 6.747 | 66.5956 | 55.0468 | 11.5488 | 1139.22 | -0.29357 | 16.51 | -1.287 | 0.99339 | 23.2382 | -2.5676 | -13.6 | -3.5926 | 1.025 | -5.2434 | -0.67011 | -19.61 | -0.15663 | -0.51348 | -22.6162 | -0.29357 | 16.51 | -1.287 | 0.99339 | 23.2382 | -0.11828 | 15.96 | -0.97132 | 0.85303 | 21.6813 | 0.0022881 | 0.12656 | 0.015438 | 0.15238 | 2.6067 | -0.00067172 | -0.0058749 | -0.0015333 | -0.00067172 | -0.00027065 | 0.037777 | -0.031118 | -0.04487 | 0.037777 | 0.036518 | 0.053171 | -0.011997 | -0.051748 | 0.053171 | 0.049609 | 0.0022881 | 0.12656 | 0.015438 | 0.15238 | 2.6067 | -0.00067172 | -0.0058749 | -0.0015333 | -0.00067172 | -0.00027065 | 0.037777 | -0.031118 | -0.04487 | 0.037777 | 0.036518 | 0.053171 | -0.011997 | -0.051748 | 0.053171 | 0.049609
87 | 0.33 | 0.25 | South/Central | AZ | Prescott-Love.Field.723723 | 3 | 167517 | 53.4086 | 7.3758 | 65.5634 | 53.1544 | 12.409 | 1142.97 | 0.73863 | 12.76 | 0.60539 | 0.13325 | 13.1558 | -1.5354 | -17.35 | -1.7003 | 0.16487 | -15.3258 | 0.36209 | -23.36 | 1.7357 | -1.3736 | -32.6986 | 0.73863 | 12.76 | 0.60539 | 0.13325 | 13.1558 | 0.91392 | 12.21 | 0.92103 | -0.007113 | 11.5989 | 0.0022881 | 0.1222 | 0.016877 | 0.15002 | 2.6152 | 0.0016901 | -0.0035131 | 0.00082851 | 0.0016901 | 0.0020911 | 0.029196 | -0.039699 | -0.05345 | 0.029196 | 0.027938 | 0.030102 | -0.035067 | -0.074818 | 0.030102 | 0.02654 | 0.0022881 | 0.1222 | 0.016877 | 0.15002 | 2.6152 | 0.0016901 | -0.0035131 | 0.00082851 | 0.0016901 | 0.0020911 | 0.029196 | -0.039699 | -0.05345 | 0.029196 | 0.027938 | 0.030102 | -0.035067 | -0.074818 | 0.030102 | 0.02654
88 | 0.33 | 0.3 | South/Central | AZ | Prescott-Love.Field.723723 | 3 | 167517 | 53.0961 | 7.4372 | 65.4024 | 52.8435 | 12.5589 | 1143.91 | 0.89969 | 11.82 | 0.91637 | -0.016685 | 11.1549 | -1.3743 | -18.29 | -1.3893 | 0.014943 | -17.3267 | 0.52315 | -24.3 | 2.0467 | -1.5236 | -34.6995 | 0.89969 | 11.82 | 0.91637 | -0.016685 | 11.1549 | 1.075 | 11.27 | 1.232 | -0.15704 | 9.598 | 0.0022881 | 0.12149 | 0.017017 | 0.14965 | 2.6174 | 0.0020586 | -0.0031446 | 0.001197 | 0.0020586 | 0.0024597 | 0.027045 | -0.04185 | -0.055601 | 0.027045 | 0.025787 | 0.025524 | -0.039645 | -0.079396 | 0.025524 | 0.021961 | 0.0022881 | 0.12149 | 0.017017 | 0.14965 | 2.6174 | 0.0020586 | -0.0031446 | 0.001197 | 0.0020586 | 0.0024597 | 0.027045 | -0.04185 | -0.055601 | 0.027045 | 0.025787 | 0.025524 | -0.039645 | -0.079396 | 0.025524 | 0.021961
89 | 0.33 | 0.35 | South/Central | AZ | Prescott-Love.Field.723723 | 3 | 167517 | 51.4562 | 8.0251 | 64.5607 | 51.2114 | 13.3493 | 1148.87 | 1.7413 | 6.86 | 2.5485 | -0.80714 | 0.50938 | -0.53271 | -23.25 | 0.24281 | -0.77551 | -27.9721 | 1.3648 | -29.26 | 3.6788 | -2.314 | -45.345 | 1.7413 | 6.86 | 2.5485 | -0.80714 | 0.50938 | 1.9166 | 6.31 | 2.8641 | -0.9475 | -1.0475 | 0.0022881 | 0.11774 | 0.018362 | 0.14772 | 2.6287 | 0.0039843 | -0.0012189 | 0.0031227 | 0.0039843 | 0.0043854 | 0.015696 | -0.053199 | -0.06695 | 0.015696 | 0.014438 | 0.0011655 | -0.064003 | -0.10375 | 0.0011655 | -0.0023967 | 0.0022881 | 0.11774 | 0.018362 | 0.14772 | 2.6287 | 0.0039843 | -0.0012189 | 0.0031227 | 0.0039843 | 0.0043854 | 0.015696 | -0.053199 | -0.06695 | 0.015696 | 0.014438 | 0.0011655 | -0.064003 | -0.10375 | 0.0011655 | -0.0023967
90 | 0.33 | 0.4 | South/Central | AZ | Prescott-Love.Field.723723 | 3 | 167517 | 49.9823 | 8.6283 | 63.9014 | 49.7444 | 14.157 | 1156.68 | 2.4006 | -0.95 | 4.0154 | -1.6148 | -12.9567 | 0.1266 | -31.06 | 1.7098 | -1.5832 | -41.4382 | 2.0241 | -37.07 | 5.1457 | -3.1217 | -58.811 | 2.4006 | -0.95 | 4.0154 | -1.6148 | -12.9567 | 2.5759 | -1.5 | 4.3311 | -1.7552 | -14.5135 | 0.0022881 | 0.11437 | 0.019742 | 0.14621 | 2.6466 | 0.0054929 | 0.00028966 | 0.0046313 | 0.0054929 | 0.0058939 | -0.0021737 | -0.071069 | -0.08482 | -0.0021737 | -0.0034322 | -0.029646 | -0.094815 | -0.13457 | -0.029646 | -0.033209 | 0.0022881 | 0.11437 | 0.019742 | 0.14621 | 2.6466 | 0.0054929 | 0.00028966 | 0.0046313 | 0.0054929 | 0.0058939 | -0.0021737 | -0.071069 | -0.08482 | -0.0021737 | -0.0034322 | -0.029646 | -0.094815 | -0.13457 | -0.029646 | -0.033209
91 | 0.3 | 0.2 | South/Central | AZ | Prescott-Love.Field.723723 | 3 | 167517 | 53.8938 | 6.7826 | 65.1898 | 53.6372 | 11.5525 | 1120.27 | 1.1123 | 35.46 | 0.12259 | 0.98969 | 41.2774 | -1.1617 | 5.35 | -2.1831 | 1.0213 | 12.7959 | 0.73574 | -0.66 | 1.2529 | -0.51718 | -4.577 | 1.1123 | 35.46 | 0.12259 | 0.98969 | 41.2774 | 1.2876 | 34.91 | 0.43823 | 0.84933 | 39.7205 | 0.0022881 | 0.12332 | 0.015519 | 0.14916 | 2.5633 | 0.002545 | -0.0026582 | 0.0016834 | 0.002545 | 0.0029461 | 0.081136 | 0.012241 | -0.0015102 | 0.081136 | 0.079878 | 0.094447 | 0.029278 | -0.010473 | 0.094447 | 0.090885 | 0.0022881 | 0.12332 | 0.015519 | 0.14916 | 2.5633 | 0.002545 | -0.0026582 | 0.0016834 | 0.002545 | 0.0029461 | 0.081136 | 0.012241 | -0.0015102 | 0.081136 | 0.079878 | 0.094447 | 0.029278 | -0.010473 | 0.094447 | 0.090885
92 | 0.3 | 0.25 | South/Central | AZ | Prescott-Love.Field.723723 | 3 | 167517 | 52.0028 | 7.4158 | 64.1719 | 51.7552 | 12.4167 | 1124.3 | 2.1301 | 31.43 | 2.0046 | 0.12551 | 30.8997 | -0.14391 | 1.32 | -0.30105 | 0.15714 | 2.4181 | 1.7536 | -4.69 | 3.1349 | -1.3814 | -14.9547 | 2.1301 | 31.43 | 2.0046 | 0.12551 | 30.8997 | 2.3054 | 30.88 | 2.3202 | -0.014851 | 29.3428 | 0.0022881 | 0.11899 | 0.016968 | 0.14683 | 2.5725 | 0.0048739 | -0.00032928 | 0.0040124 | 0.0048739 | 0.005275 | 0.071915 | 0.0030203 | -0.010731 | 0.071915 | 0.070657 | 0.070702 | 0.005533 | -0.034218 | 0.070702 | 0.06714 | 0.0022881 | 0.11899 | 0.016968 | 0.14683 | 2.5725 | 0.0048739 | -0.00032928 | 0.0040124 | 0.0048739 | 0.005275 | 0.071915 | 0.0030203 | -0.010731 | 0.071915 | 0.070657 | 0.070702 | 0.005533 | -0.034218 | 0.070702 | 0.06714
93 | 0.3 | 0.3 | South/Central | AZ | Prescott-Love.Field.723723 | 3 | 167517 | 51.7004 | 7.4829 | 64.028 | 51.4542 | 12.5738 | 1125.62 | 2.274 | 30.11 | 2.3056 | -0.031628 | 28.4815 | 0 | 0 | 0 | 0 | 0 | 1.8975 | -6.01 | 3.436 | -1.5385 | -17.3728 | 2.274 | 30.11 | 2.3056 | -0.031628 | 28.4815 | 2.4493 | 29.56 | 2.6213 | -0.17199 | 26.9247 | 0.0022881 | 0.1183 | 0.017122 | 0.1465 | 2.5755 | 0.0052032 | 0 | 0.0043416 | 0.0052032 | 0.0056043 | 0.068895 | 0 | -0.013752 | 0.068895 | 0.067637 | 0.065169 | 0 | -0.039751 | 0.065169 | 0.061607 | 0.0022881 | 0.1183 | 0.017122 | 0.1465 | 2.5755 | 0.0052032 | 0 | 0.0043416 | 0.0052032 | 0.0056043 | 0.068895 | 0 | -0.013752 | 0.068895 | 0.067637 | 0.065169 | 0 | -0.039751 | 0.065169 | 0.061607
94 | 0.3 | 0.35 | South/Central | AZ | Prescott-Love.Field.723723 | 3 | 167517 | 50.0709 | 8.0808 | 63.2164 | 49.8324 | 13.384 | 1131.4 | 3.0856 | 24.33 | 3.9274 | -0.84175 | 16.9138 | 0.81162 | -5.78 | 1.6217 | -0.81012 | -11.5677 | 2.7091 | -11.79 | 5.0577 | -2.3486 | -28.9405 | 3.0856 | 24.33 | 3.9274 | -0.84175 | 16.9138 | 3.2609 | 23.78 | 4.243 | -0.98211 | 15.357 | 0.0022881 | 0.11457 | 0.01849 | 0.14465 | 2.5888 | 0.0070603 | 0.0018571 | 0.0061987 | 0.0070603 | 0.0074614 | 0.05567 | -0.013225 | -0.026977 | 0.05567 | 0.054411 | 0.038701 | -0.026468 | -0.066219 | 0.038701 | 0.035138 | 0.0022881 | 0.11457 | 0.01849 | 0.14465 | 2.5888 | 0.0070603 | 0.0018571 | 0.0061987 | 0.0070603 | 0.0074614 | 0.05567 | -0.013225 | -0.026977 | 0.05567 | 0.054411 | 0.038701 | -0.026468 | -0.066219 | 0.038701 | 0.035138
95 | 0.3 | 0.4 | South/Central | AZ | Prescott-Love.Field.723723 | 3 | 167517 | 48.6165 | 8.6886 | 62.5802 | 48.385 | 14.1953 | 1139.62 | 3.7218 | 16.11 | 5.3749 | -1.6531 | 3.05 | 1.4478 | -14 | 3.0692 | -1.6214 | -25.4315 | 3.3453 | -20.01 | 6.5052 | -3.1599 | -42.8044 | 3.7218 | 16.11 | 5.3749 | -1.6531 | 3.05 | 3.8971 | 15.56 | 5.6905 | -1.7934 | 1.4932 | 0.0022881 | 0.11124 | 0.019881 | 0.14319 | 2.6076 | 0.0085159 | 0.0033127 | 0.0076543 | 0.0085159 | 0.008917 | 0.036861 | -0.032034 | -0.045785 | 0.036861 | 0.035603 | 0.0069788 | -0.05819 | -0.097941 | 0.0069788 | 0.0034165 | 0.0022881 | 0.11124 | 0.019881 | 0.14319 | 2.6076 | 0.0085159 | 0.0033127 | 0.0076543 | 0.0085159 | 0.008917 | 0.036861 | -0.032034 | -0.045785 | 0.036861 | 0.035603 | 0.0069788 | -0.05819 | -0.097941 | 0.0069788 | 0.0034165
96 | 0.28 | 0.2 | South/Central | AZ | Prescott-Love.Field.723723 | 3 | 167517 | 52.9132 | 6.8084 | 64.2202 | 52.6612 | 11.559 | 1107.27 | 2.0818 | 48.46 | 1.0986 | 0.98319 | 53.6102 | -0.19223 | 18.35 | -1.207 | 1.0148 | 25.1287 | 1.7053 | 12.34 | 2.2289 | -0.52368 | 7.7559 | 2.0818 | 48.46 | 1.0986 | 0.98319 | 53.6102 | 2.2571 | 47.91 | 1.4143 | 0.84283 | 52.0534 | 0.0022881 | 0.12107 | 0.015578 | 0.14694 | 2.5336 | 0.0047634 | -0.00043983 | 0.0039018 | 0.0047634 | 0.0051644 | 0.11088 | 0.041987 | 0.028235 | 0.11088 | 0.10962 | 0.12267 | 0.057497 | 0.017746 | 0.12267 | 0.1191 | 0.0022881 | 0.12107 | 0.015578 | 0.14694 | 2.5336 | 0.0047634 | -0.00043983 | 0.0039018 | 0.0047634 | 0.0051644 | 0.11088 | 0.041987 | 0.028235 | 0.11088 | 0.10962 | 0.12267 | 0.057497 | 0.017746 | 0.12267 | 0.1191
97 | 0.28 | 0.25 | South/Central | AZ | Prescott-Love.Field.723723 | 3 | 167517 | 51.0427 | 7.4515 | 63.2332 | 50.7995 | 12.4337 | 1111.96 | 3.0689 | 43.77 | 2.9603 | 0.10854 | 42.5514 | 0.79487 | 13.66 | 0.6547 | 0.14017 | 14.0698 | 2.6923 | 7.65 | 4.0907 | -1.3983 | -3.303 | 3.0689 | 43.77 | 2.9603 | 0.10854 | 42.5514 | 3.2442 | 43.22 | 3.276 | -0.031815 | 40.9945 | 0.0022881 | 0.11679 | 0.01705 | 0.14468 | 2.5443 | 0.007022 | 0.0018188 | 0.0061604 | 0.007022 | 0.007423 | 0.10015 | 0.031256 | 0.017504 | 0.10015 | 0.098892 | 0.097362 | 0.032193 | -0.0075576 | 0.097362 | 0.0938 | 0.0022881 | 0.11679 | 0.01705 | 0.14468 | 2.5443 | 0.007022 | 0.0018188 | 0.0061604 | 0.007022 | 0.007423 | 0.10015 | 0.031256 | 0.017504 | 0.10015 | 0.098892 | 0.097362 | 0.032193 | -0.0075576 | 0.097362 | 0.0938
98 | 0.28 | 0.3 | South/Central | AZ | Prescott-Love.Field.723723 | 3 | 167517 | 50.3788 | 7.6433 | 62.8811 | 50.1388 | 12.7423 | 1113.61 | 3.421 | 42.12 | 3.6211 | -0.20011 | 38.6967 | 1.1469 | 12.01 | 1.3154 | -0.16849 | 10.2152 | 3.0444 | 6 | 4.7514 | -1.707 | -7.1576 | 3.421 | 42.12 | 3.6211 | -0.20011 | 38.6967 | 3.5962 | 41.57 | 3.9367 | -0.34047 | 37.1399 | 0.0022881 | 0.11527 | 0.017489 | 0.14388 | 2.5481 | 0.0078275 | 0.0026243 | 0.0069659 | 0.0078275 | 0.0082286 | 0.096375 | 0.02748 | 0.013729 | 0.096375 | 0.095117 | 0.088542 | 0.023373 | -0.016377 | 0.088542 | 0.08498 | 0.0022881 | 0.11527 | 0.017489 | 0.14388 | 2.5481 | 0.0078275 | 0.0026243 | 0.0069659 | 0.0078275 | 0.0082286 | 0.096375 | 0.02748 | 0.013729 | 0.096375 | 0.095117 | 0.088542 | 0.023373 | -0.016377 | 0.088542 | 0.08498
99 | 0.28 | 0.35 | South/Central | AZ | Prescott-Love.Field.723723 | 3 | 167517 | 48.8093 | 8.2568 | 62.1512 | 48.5767 | 13.5745 | 1120.98 | 4.1508 | 34.75 | 5.1832 | -1.0323 | 25.4731 | 1.8768 | 4.64 | 2.8775 | -1.0007 | -3.0084 | 3.7743 | -1.37 | 6.3135 | -2.5392 | -20.3812 | 4.1508 | 34.75 | 5.1832 | -1.0323 | 25.4731 | 4.3261 | 34.2 | 5.4988 | -1.1727 | 23.9163 | 0.0022881 | 0.11168 | 0.018893 | 0.14221 | 2.5649 | 0.0094976 | 0.0042944 | 0.008636 | 0.0094976 | 0.0098986 | 0.079512 | 0.010617 | -0.0031347 | 0.079512 | 0.078253 | 0.058285 | -0.0068835 | -0.046634 | 0.058285 | 0.054723 | 0.0022881 | 0.11168 | 0.018893 | 0.14221 | 2.5649 | 0.0094976 | 0.0042944 | 0.008636 | 0.0094976 | 0.0098986 | 0.079512 | 0.010617 | -0.0031347 | 0.079512 | 0.078253 | 0.058285 | -0.0068835 | -0.046634 | 0.058285 | 0.054723
100 | 0.28 | 0.4 | South/Central | AZ | Prescott-Love.Field.723723 | 3 | 167517 | 47.672 | 8.7343 | 61.6672 | 47.4448 | 14.2223 | 1127.84 | 4.6349 | 27.89 | 6.315 | -1.6801 | 14.0954 | 2.3609 | -2.22 | 4.0093 | -1.6485 | -14.3861 | 4.2583 | -8.23 | 7.4453 | -3.187 | -31.7589 | 4.6349 | 27.89 | 6.315 | -1.6801 | 14.0954 | 4.8102 | 27.34 | 6.6306 | -1.8205 | 12.5386 | 0.0022881 | 0.10908 | 0.019985 | 0.1411 | 2.5806 | 0.010605 | 0.0054019 | 0.0097435 | 0.010605 | 0.011006 | 0.063815 | -0.0050796 | -0.018831 | 0.063815 | 0.062557 | 0.032252 | -0.032917 | -0.072668 | 0.032252 | 0.02869 | 0.0022881 | 0.10908 | 0.019985 | 0.1411 | 2.5806 | 0.010605 | 0.0054019 | 0.0097435 | 0.010605 | 0.011006 | 0.063815 | -0.0050796 | -0.018831 | 0.063815 | 0.062557 | 0.032252 | -0.032917 | -0.072668 | 0.032252 | 0.02869
101 | 0.27 | 0.2 | South/Central | AZ | Prescott-Love.Field.723723 | 3 | 167517 | 52.4182 | 6.8283 | 63.7394 | 52.1684 | 11.571 | 1101.02 | 2.5626 | 54.71 | 1.5914 | 0.97123 | 59.4892 | 0.2886 | 24.6 | -0.71426 | 1.0029 | 31.0077 | 2.1861 | 18.59 | 2.7217 | -0.53563 | 13.6349 | 2.5626 | 54.71 | 1.5914 | 0.97123 | 59.4892 | 2.7379 | 54.16 | 1.907 | 0.83087 | 57.9324 | 0.0022881 | 0.11994 | 0.015624 | 0.14584 | 2.5193 | 0.0058636 | 0.00066036 | 0.005002 | 0.0058636 | 0.0062646 | 0.12518 | 0.056288 | 0.042536 | 0.12518 | 0.12392 | 0.13612 | 0.070949 | 0.031198 | 0.13612 | 0.13256 | 0.0022881 | 0.11994 | 0.015624 | 0.14584 | 2.5193 | 0.0058636 | 0.00066036 | 0.005002 | 0.0058636 | 0.0062646 | 0.12518 | 0.056288 | 0.042536 | 0.12518 | 0.12392 | 0.13612 | 0.070949 | 0.031198 | 0.13612 | 0.13256
102 | 0.27 | 0.25 | South/Central | AZ | Prescott-Love.Field.723723 | 3 | 167517 | 50.5671 | 7.4619 | 62.7581 | 50.3262 | 12.4319 | 1105.49 | 3.544 | 50.24 | 3.4336 | 0.11035 | 48.7307 | 1.27 | 20.13 | 1.128 | 0.14198 | 20.2491 | 3.1674 | 14.12 | 4.564 | -1.3965 | 2.8763 | 3.544 | 50.24 | 3.4336 | 0.11035 | 48.7307 | 3.7193 | 49.69 | 3.7493 | -0.030012 | 47.1738 | 0.0022881 | 0.1157 | 0.017074 | 0.1436 | 2.5295 | 0.008109 | 0.0029058 | 0.0072475 | 0.008109 | 0.0085101 | 0.11495 | 0.04606 | 0.032308 | 0.11495 | 0.1137 | 0.1115 | 0.046332 | 0.0065813 | 0.1115 | 0.10794 | 0.0022881 | 0.1157 | 0.017074 | 0.1436 | 2.5295 | 0.008109 | 0.0029058 | 0.0072475 | 0.008109 | 0.0085101 | 0.11495 | 0.04606 | 0.032308 | 0.11495 | 0.1137 | 0.1115 | 0.046332 | 0.0065813 | 0.1115 | 0.10794
103 | 0.27 | 0.3 | South/Central | AZ | Prescott-Love.Field.723723 | 3 | 167517 | 49.6579 | 7.7594 | 62.2963 | 49.4212 | 12.8751 | 1108.44 | 4.0058 | 47.29 | 4.3386 | -0.33285 | 42.6316 | 1.7318 | 17.18 | 2.033 | -0.30122 | 14.1501 | 3.6292 | 11.17 | 5.4689 | -1.8397 | -3.2228 | 4.0058 | 47.29 | 4.3386 | -0.33285 | 42.6316 | 4.1811 | 46.74 | 4.6543 | -0.47321 | 41.0747 | 0.0022881 | 0.11362 | 0.017754 | 0.14254 | 2.5362 | 0.0091656 | 0.0039624 | 0.0083041 | 0.0091656 | 0.0095667 | 0.1082 | 0.03931 | 0.025558 | 0.1082 | 0.10695 | 0.097546 | 0.032377 | -0.0073741 | 0.097546 | 0.093983 | 0.0022881 | 0.11362 | 0.017754 | 0.14254 | 2.5362 | 0.0091656 | 0.0039624 | 0.0083041 | 0.0091656 | 0.0095667 | 0.1082 | 0.03931 | 0.025558 | 0.1082 | 0.10695 | 0.097546 | 0.032377 | -0.0073741 | 0.097546 | 0.093983
104 | 0.27 | 0.35 | South/Central | AZ | Prescott-Love.Field.723723 | 3 | 167517 | 48.0588 | 8.4226 | 61.5964 | 47.8297 | 13.7668 | 1117.43 | 4.7056 | 38.3 | 5.9301 | -1.2246 | 27.4018 | 2.4316 | 8.19 | 3.6245 | -1.1929 | -1.0797 | 4.3291 | 2.18 | 7.0605 | -2.7314 | -18.4525 | 4.7056 | 38.3 | 5.9301 | -1.2246 | 27.4018 | 4.8809 | 37.75 | 6.2458 | -1.3649 | 25.845 | 0.0022881 | 0.10996 | 0.019272 | 0.14094 | 2.5568 | 0.010767 | 0.0055637 | 0.0099054 | 0.010767 | 0.011168 | 0.087635 | 0.01874 | 0.0049881 | 0.087635 | 0.086376 | 0.062698 | -0.0024704 | -0.042221 | 0.062698 | 0.059136 | 0.0022881 | 0.10996 | 0.019272 | 0.14094 | 2.5568 | 0.010767 | 0.0055637 | 0.0099054 | 0.010767 | 0.011168 | 0.087635 | 0.01874 | 0.0049881 | 0.087635 | 0.086376 | 0.062698 | -0.0024704 | -0.042221 | 0.062698 | 0.059136
105 | 0.27 | 0.4 | South/Central | AZ | Prescott-Love.Field.723723 | 3 | 167517 | 47.2008 | 8.76 | 61.2159 | 46.9758 | 14.2401 | 1122.12 | 5.0861 | 33.61 | 6.784 | -1.6979 | 19.4345 | 2.8121 | 3.5 | 4.4784 | -1.6663 | -9.0471 | 4.7096 | -2.51 | 7.9143 | -3.2048 | -26.4199 | 5.0861 | 33.61 | 6.784 | -1.6979 | 19.4345 | 5.2614 | 33.06 | 7.0997 | -1.8382 | 17.8776 | 0.0022881 | 0.108 | 0.020044 | 0.14007 | 2.5675 | 0.011638 | 0.0064344 | 0.010776 | 0.011638 | 0.012039 | 0.076903 | 0.0080084 | -0.0057432 | 0.076903 | 0.075645 | 0.044468 | -0.020701 | -0.060452 | 0.044468 | 0.040906 | 0.0022881 | 0.108 | 0.020044 | 0.14007 | 2.5675 | 0.011638 | 0.0064344 | 0.010776 | 0.011638 | 0.012039 | 0.076903 | 0.0080084 | -0.0057432 | 0.076903 | 0.075645 | 0.044468 | -0.020701 | -0.060452 | 0.044468 | 0.040906
106 | 0.26 | 0.2 | South/Central | AZ | Prescott-Love.Field.723723 | 3 | 167517 | 51.9131 | 6.8436 | 63.2401 | 51.6657 | 11.5743 | 1094.34 | 3.062 | 61.39 | 2.0941 | 0.96786 | 65.8408 | 0.78796 | 31.28 | -0.21153 | 0.99949 | 37.3592 | 2.6854 | 25.27 | 3.2244 | -0.53901 | 19.9864 | 3.062 | 61.39 | 2.0941 | 0.96786 | 65.8408 | 3.2373 | 60.84 | 2.4098 | 0.8275 | 64.2839 | 0.0022881 | 0.11878 | 0.015659 | 0.1447 | 2.504 | 0.0070061 | 0.0018029 | 0.0061446 | 0.0070061 | 0.0074072 | 0.14047 | 0.071572 | 0.057821 | 0.14047 | 0.13921 | 0.15065 | 0.085482 | 0.045731 | 0.15065 | 0.14709 | 0.0022881 | 0.11878 | 0.015659 | 0.1447 | 2.504 | 0.0070061 | 0.0018029 | 0.0061446 | 0.0070061 | 0.0074072 | 0.14047 | 0.071572 | 0.057821 | 0.14047 | 0.13921 | 0.15065 | 0.085482 | 0.045731 | 0.15065 | 0.14709
107 | 0.26 | 0.25 | South/Central | AZ | Prescott-Love.Field.723723 | 3 | 167517 | 50.0774 | 7.4815 | 62.2821 | 49.8387 | 12.4435 | 1099.29 | 4.0199 | 56.44 | 3.9211 | 0.098758 | 54.5561 | 1.7459 | 26.33 | 1.6155 | 0.13039 | 26.0746 | 3.6434 | 20.32 | 5.0515 | -1.4081 | 8.7018 | 4.0199 | 56.44 | 3.9211 | 0.098758 | 54.5561 | 4.1952 | 55.89 | 4.2368 | -0.041601 | 52.9993 | 0.0022881 | 0.11458 | 0.017118 | 0.14251 | 2.5153 | 0.009198 | 0.0039948 | 0.0083364 | 0.009198 | 0.009599 | 0.12914 | 0.060246 | 0.046494 | 0.12914 | 0.12788 | 0.12483 | 0.059662 | 0.019911 | 0.12483 | 0.12127 | 0.0022881 | 0.11458 | 0.017118 | 0.14251 | 2.5153 | 0.009198 | 0.0039948 | 0.0083364 | 0.009198 | 0.009599 | 0.12914 | 0.060246 | 0.046494 | 0.12914 | 0.12788 | 0.12483 | 0.059662 | 0.019911 | 0.12483 | 0.12127
108 | 0.26 | 0.3 | South/Central | AZ | Prescott-Love.Field.723723 | 3 | 167517 | 48.8175 | 7.9451 | 61.6815 | 48.5848 | 13.0968 | 1104.7 | 4.6205 | 51.03 | 5.1751 | -0.55458 | 44.531 | 2.3465 | 20.92 | 2.8694 | -0.52295 | 16.0495 | 4.244 | 14.91 | 6.3054 | -2.0614 | -1.3233 | 4.6205 | 51.03 | 5.1751 | -0.55458 | 44.531 | 4.7958 | 50.48 | 5.4907 | -0.69494 | 42.9742 | 0.0022881 | 0.1117 | 0.018179 | 0.14113 | 2.5277 | 0.010572 | 0.005369 | 0.0097106 | 0.010572 | 0.010973 | 0.11676 | 0.047867 | 0.034116 | 0.11676 | 0.1155 | 0.10189 | 0.036723 | -0.0030279 | 0.10189 | 0.09833 | 0.0022881 | 0.1117 | 0.018179 | 0.14113 | 2.5277 | 0.010572 | 0.005369 | 0.0097106 | 0.010572 | 0.010973 | 0.11676 | 0.047867 | 0.034116 | 0.11676 | 0.1155 | 0.10189 | 0.036723 | -0.0030279 | 0.10189 | 0.09833
109 | 0.26 | 0.35 | South/Central | AZ | Prescott-Love.Field.723723 | 3 | 167517 | 47.3122 | 8.6082 | 61.0754 | 47.0866 | 13.9889 | 1114.97 | 5.2266 | 40.76 | 6.6733 | -1.4467 | 28.0816 | 2.9526 | 10.65 | 4.3676 | -1.415 | -0.39997 | 4.8501 | 4.64 | 7.8036 | -2.9535 | -17.7728 | 5.2266 | 40.76 | 6.6733 | -1.4467 | 28.0816 | 5.4019 | 40.21 | 6.9889 | -1.587 | 26.5247 | 0.0022881 | 0.10826 | 0.019697 | 0.13975 | 2.5512 | 0.011959 | 0.0067558 | 0.011097 | 0.011959 | 0.01236 | 0.093263 | 0.024368 | 0.010617 | 0.093263 | 0.092005 | 0.064254 | -0.00091517 | -0.040666 | 0.064254 | 0.060691 | 0.0022881 | 0.10826 | 0.019697 | 0.13975 | 2.5512 | 0.011959 | 0.0067558 | 0.011097 | 0.011959 | 0.01236 | 0.093263 | 0.024368 | 0.010617 | 0.093263 | 0.092005 | 0.064254 | -0.00091517 | -0.040666 | 0.064254 | 0.060691
110 | 0.26 | 0.4 | South/Central | AZ | Prescott-Love.Field.723723 | 3 | 167517 | 46.7257 | 8.7896 | 60.7604 | 46.5029 | 14.2575 | 1116.33 | 5.5416 | 39.4 | 7.2569 | -1.7153 | 24.8392 | 3.2676 | 9.29 | 4.9513 | -1.6836 | -3.6424 | 5.1651 | 3.28 | 8.3872 | -3.2221 | -21.0152 | 5.5416 | 39.4 | 7.2569 | -1.7153 | 24.8392 | 5.7169 | 38.85 | 7.5726 | -1.8556 | 23.2823 | 0.0022881 | 0.10691 | 0.020112 | 0.13903 | 2.5543 | 0.01268 | 0.0074767 | 0.011818 | 0.01268 | 0.013081 | 0.090152 | 0.021257 | 0.007505 | 0.090152 | 0.088893 | 0.056835 | -0.0083341 | -0.048085 | 0.056835 | 0.053272 | 0.0022881 | 0.10691 | 0.020112 | 0.13903 | 2.5543 | 0.01268 | 0.0074767 | 0.011818 | 0.01268 | 0.013081 | 0.090152 | 0.021257 | 0.007505 | 0.090152 | 0.088893 | 0.056835 | -0.0083341 | -0.048085 | 0.056835 | 0.053272
111 | 0.25 | 0.2 | South/Central | AZ | Prescott-Love.Field.723723 | 3 | 167517 | 51.4177 | 6.8583 | 62.7546 | 51.1725 | 11.5821 | 1087.92 | 3.5474 | 67.81 | 2.5873 | 0.96013 | 71.8939 | 1.2734 | 37.7 | 0.28164 | 0.99175 | 43.4124 | 3.1709 | 31.69 | 3.7176 | -0.54674 | 26.0396 | 3.5474 | 67.81 | 2.5873 | 0.96013 | 71.8939 | 3.7227 | 67.26 | 2.9029 | 0.81977 | 70.3371 | 0.0022881 | 0.11765 | 0.015693 | 0.14359 | 2.4893 | 0.0081169 | 0.0029137 | 0.0072553 | 0.0081169 | 0.0085179 | 0.15516 | 0.086262 | 0.07251 | 0.15516 | 0.1539 | 0.1645 | 0.099332 | 0.059581 | 0.1645 | 0.16094 | 0.0022881 | 0.11765 | 0.015693 | 0.14359 | 2.4893 | 0.0081169 | 0.0029137 | 0.0072553 | 0.0081169 | 0.0085179 | 0.15516 | 0.086262 | 0.07251 | 0.15516 | 0.1539 | 0.1645 | 0.099332 | 0.059581 | 0.1645 | 0.16094
112 | 0.25 | 0.25 | South/Central | AZ | Prescott-Love.Field.723723 | 3 | 167517 | 49.5866 | 7.4972 | 61.8024 | 49.3502 | 12.4522 | 1092.97 | 4.4997 | 62.76 | 4.4097 | 0.090021 | 60.5091 | 2.2257 | 32.65 | 2.104 | 0.12165 | 32.0276 | 4.1231 | 26.64 | 5.54 | -1.4168 | 14.6548 | 4.4997 | 62.76 | 4.4097 | 0.090021 | 60.5091 | 4.675 | 62.21 | 4.7253 | -0.050338 | 58.9523 | 0.0022881 | 0.11346 | 0.017154 | 0.14141 | 2.5008 | 0.010296 | 0.0050926 | 0.0094342 | 0.010296 | 0.010697 | 0.1436 | 0.074707 | 0.060955 | 0.1436 | 0.14234 | 0.13845 | 0.073283 | 0.033532 | 0.13845 | 0.13489 | 0.0022881 | 0.11346 | 0.017154 | 0.14141 | 2.5008 | 0.010296 | 0.0050926 | 0.0094342 | 0.010296 | 0.010697 | 0.1436 | 0.074707 | 0.060955 | 0.1436 | 0.14234 | 0.13845 | 0.073283 | 0.033532 | 0.13845 | 0.13489
113 | 0.25 | 0.3 | South/Central | AZ | Prescott-Love.Field.723723 | 3 | 167517 | 47.9714 | 8.145 | 61.0754 | 47.7426 | 13.3328 | 1101.38 | 5.2266 | 54.35 | 6.0172 | -0.7906 | 45.9303 | 2.9526 | 24.24 | 3.7115 | -0.75898 | 17.4488 | 4.8501 | 18.23 | 7.1475 | -2.2975 | 0.07597 | 5.2266 | 54.35 | 6.0172 | -0.7906 | 45.9303 | 5.4019 | 53.8 | 6.3328 | -0.93096 | 44.3735 | 0.0022881 | 0.10976 | 0.018637 | 0.13975 | 2.5201 | 0.011959 | 0.0067558 | 0.011097 | 0.011959 | 0.01236 | 0.12436 | 0.055464 | 0.041712 | 0.12436 | 0.1231 | 0.10509 | 0.039925 | 0.00017383 | 0.10509 | 0.10153 | 0.0022881 | 0.10976 | 0.018637 | 0.13975 | 2.5201 | 0.011959 | 0.0067558 | 0.011097 | 0.011959 | 0.01236 | 0.12436 | 0.055464 | 0.041712 | 0.12436 | 0.1231 | 0.10509 | 0.039925 | 0.00017383 | 0.10509 | 0.10153
114 | 0.25 | 0.35 | South/Central | AZ | Prescott-Love.Field.723723 | 3 | 167517 | 46.5017 | 8.8439 | 60.5607 | 46.2799 | 14.2808 | 1114.03 | 5.7413 | 41.7 | 7.4799 | -1.7386 | 26.7817 | 3.4673 | 11.59 | 5.1742 | -1.7069 | -1.6998 | 5.3648 | 5.58 | 8.6102 | -3.2454 | -19.0726 | 5.7413 | 41.7 | 7.4799 | -1.7386 | 26.7817 | 5.9166 | 41.15 | 7.7955 | -1.8789 | 25.2249 | 0.0022881 | 0.1064 | 0.020236 | 0.13857 | 2.549 | 0.013137 | 0.0079336 | 0.012275 | 0.013137 | 0.013538 | 0.095414 | 0.026519 | 0.012768 | 0.095414 | 0.094156 | 0.06128 | -0.0038893 | -0.04364 | 0.06128 | 0.057717 | 0.0022881 | 0.1064 | 0.020236 | 0.13857 | 2.549 | 0.013137 | 0.0079336 | 0.012275 | 0.013137 | 0.013538 | 0.095414 | 0.026519 | 0.012768 | 0.095414 | 0.094156 | 0.06128 | -0.0038893 | -0.04364 | 0.06128 | 0.057717
115 | 0.25 | 0.4 | South/Central | AZ | Prescott-Love.Field.723723 | 3 | 167517 | 46.2459 | 8.81 | 60.2967 | 46.0254 | 14.2714 | 1110.37 | 6.0053 | 45.36 | 7.7345 | -1.7292 | 30.4443 | 3.7313 | 15.25 | 5.4288 | -1.6975 | 1.9628 | 5.6288 | 9.24 | 8.8648 | -3.236 | -15.41 | 6.0053 | 45.36 | 7.7345 | -1.7292 | 30.4443 | 6.1806 | 44.81 | 8.0501 | -1.8695 | 28.8875 | 0.0022881 | 0.10582 | 0.020158 | 0.13797 | 2.5406 | 0.013741 | 0.0085376 | 0.012879 | 0.013741 | 0.014142 | 0.10379 | 0.034894 | 0.021142 | 0.10379 | 0.10253 | 0.06966 | 0.0044912 | -0.03526 | 0.06966 | 0.066098 | 0.0022881 | 0.10582 | 0.020158 | 0.13797 | 2.5406 | 0.013741 | 0.0085376 | 0.012879 | 0.013741 | 0.014142 | 0.10379 | 0.034894 | 0.021142 | 0.10379 | 0.10253 | 0.06966 | 0.0044912 | -0.03526 | 0.06966 | 0.066098
116 | 0.24 | 0.2 | South/Central | AZ | Prescott-Love.Field.723723 | 3 | 167517 | 50.9226 | 6.874 | 62.2652 | 50.6798 | 11.5854 | 1081.37 | 4.0368 | 74.36 | 3.0801 | 0.95676 | 78.1175 | 1.7628 | 44.25 | 0.77443 | 0.98839 | 49.6359 | 3.6603 | 38.24 | 4.2104 | -0.55011 | 32.2631 | 4.0368 | 74.36 | 3.0801 | 0.95676 | 78.1175 | 4.2121 | 73.81 | 3.3957 | 0.8164 | 76.5606 | 0.0022881 | 0.11652 | 0.015728 | 0.14247 | 2.4743 | 0.0092367 | 0.0040335 | 0.0083752 | 0.0092367 | 0.0096378 | 0.17014 | 0.10125 | 0.087497 | 0.17014 | 0.16889 | 0.17874 | 0.11357 | 0.073822 | 0.17874 | 0.17518 | 0.0022881 | 0.11652 | 0.015728 | 0.14247 | 2.4743 | 0.0092367 | 0.0040335 | 0.0083752 | 0.0092367 | 0.0096378 | 0.17014 | 0.10125 | 0.087497 | 0.17014 | 0.16889 | 0.17874 | 0.11357 | 0.073822 | 0.17874 | 0.17518
117 | 0.24 | 0.25 | South/Central | AZ | Prescott-Love.Field.723723 | 3 | 167517 | 49.1015 | 7.5172 | 61.3276 | 48.8673 | 12.4603 | 1086.73 | 4.9744 | 69 | 4.8925 | 0.081905 | 66.4138 | 2.7004 | 38.89 | 2.5869 | 0.11353 | 37.9323 | 4.5979 | 32.88 | 6.0228 | -1.425 | 20.5594 | 4.9744 | 69 | 4.8925 | 0.081905 | 66.4138 | 5.1497 | 68.45 | 5.2081 | -0.058454 | 64.8569 | 0.0022881 | 0.11235 | 0.0172 | 0.14032 | 2.4866 | 0.011382 | 0.0061788 | 0.01052 | 0.011382 | 0.011783 | 0.15788 | 0.088985 | 0.075233 | 0.15788 | 0.15662 | 0.15196 | 0.086793 | 0.047042 | 0.15196 | 0.1484 | 0.0022881 | 0.11235 | 0.0172 | 0.14032 | 2.4866 | 0.011382 | 0.0061788 | 0.01052 | 0.011382 | 0.011783 | 0.15788 | 0.088985 | 0.075233 | 0.15788 | 0.15662 | 0.15196 | 0.086793 | 0.047042 | 0.15196 | 0.1484
118 | 0.24 | 0.3 | South/Central | AZ | Prescott-Love.Field.723723 | 3 | 167517 | 47.4916 | 8.1703 | 60.6109 | 47.2651 | 13.3458 | 1095.36 | 5.6911 | 60.37 | 6.4948 | -0.80363 | 51.5698 | 3.4171 | 30.26 | 4.1891 | -0.772 | 23.0883 | 5.3146 | 24.25 | 7.6251 | -2.3105 | 5.7154 | 5.6911 | 60.37 | 6.4948 | -0.80363 | 51.5698 | 5.8664 | 59.82 | 6.8104 | -0.94399 | 50.0129 | 0.0022881 | 0.10867 | 0.018695 | 0.13868 | 2.5063 | 0.013022 | 0.0078187 | 0.01216 | 0.013022 | 0.013423 | 0.13813 | 0.069238 | 0.055487 | 0.13813 | 0.13687 | 0.118 | 0.052829 | 0.013078 | 0.118 | 0.11444 | 0.0022881 | 0.10867 | 0.018695 | 0.13868 | 2.5063 | 0.013022 | 0.0078187 | 0.01216 | 0.013022 | 0.013423 | 0.13813 | 0.069238 | 0.055487 | 0.13813 | 0.13687 | 0.118 | 0.052829 | 0.013078 | 0.118 | 0.11444
119 | 0.24 | 0.35 | South/Central | AZ | Prescott-Love.Field.723723 | 3 | 167517 | 46.0266 | 8.8639 | 60.0956 | 45.807 | 14.2886 | 1107.9 | 6.2064 | 47.83 | 7.9528 | -1.7464 | 32.5705 | 3.9324 | 17.72 | 5.6471 | -1.7147 | 4.089 | 5.8299 | 11.71 | 9.0831 | -3.2532 | -13.2839 | 6.2064 | 47.83 | 7.9528 | -1.7464 | 32.5705 | 6.3817 | 47.28 | 8.2684 | -1.8867 | 31.0136 | 0.0022881 | 0.10531 | 0.020282 | 0.13751 | 2.535 | 0.014201 | 0.0089978 | 0.013339 | 0.014201 | 0.014602 | 0.10944 | 0.040545 | 0.026794 | 0.10944 | 0.10818 | 0.074525 | 0.009356 | -0.030395 | 0.074525 | 0.070963 | 0.0022881 | 0.10531 | 0.020282 | 0.13751 | 2.535 | 0.014201 | 0.0089978 | 0.013339 | 0.014201 | 0.014602 | 0.10944 | 0.040545 | 0.026794 | 0.10944 | 0.10818 | 0.074525 | 0.009356 | -0.030395 | 0.074525 | 0.070963
120 | 0.24 | 0.4 | South/Central | AZ | Prescott-Love.Field.723723 | 3 | 167517 | 45.7751 | 8.8357 | 59.8459 | 45.5567 | 14.2892 | 1104.64 | 6.4561 | 51.09 | 8.2031 | -1.747 | 35.7751 | 4.1821 | 20.98 | 5.8975 | -1.7154 | 7.2936 | 6.0796 | 14.97 | 9.3334 | -3.2539 | -10.0793 | 6.4561 | 51.09 | 8.2031 | -1.747 | 35.7751 | 6.6314 | 50.54 | 8.5188 | -1.8874 | 34.2182 | 0.0022881 | 0.10474 | 0.020217 | 0.13693 | 2.5275 | 0.014772 | 0.0095691 | 0.013911 | 0.014772 | 0.015173 | 0.1169 | 0.048005 | 0.034253 | 0.1169 | 0.11564 | 0.081857 | 0.016688 | -0.023062 | 0.081857 | 0.078295 | 0.0022881 | 0.10474 | 0.020217 | 0.13693 | 2.5275 | 0.014772 | 0.0095691 | 0.013911 | 0.014772 | 0.015173 | 0.1169 | 0.048005 | 0.034253 | 0.1169 | 0.11564 | 0.081857 | 0.016688 | -0.023062 | 0.081857 | 0.078295
121 | 0.22 | 0.2 | South/Central | AZ | Prescott-Love.Field.723723 | 3 | 167517 | 49.9263 | 6.904 | 61.2836 | 49.6881 | 11.5955 | 1068.31 | 5.0184 | 87.42 | 4.0717 | 0.94672 | 90.5101 | 2.7444 | 57.31 | 1.7661 | 0.97835 | 62.0286 | 4.6419 | 51.3 | 5.202 | -0.56014 | 44.6557 | 5.0184 | 87.42 | 4.0717 | 0.94672 | 90.5101 | 5.1937 | 86.87 | 4.3874 | 0.80637 | 88.9533 | 0.0022881 | 0.11424 | 0.015797 | 0.14022 | 2.4444 | 0.011483 | 0.0062795 | 0.010621 | 0.011483 | 0.011884 | 0.20003 | 0.13113 | 0.11738 | 0.20003 | 0.19877 | 0.2071 | 0.14193 | 0.10218 | 0.2071 | 0.20353 | 0.0022881 | 0.11424 | 0.015797 | 0.14022 | 2.4444 | 0.011483 | 0.0062795 | 0.010621 | 0.011483 | 0.011884 | 0.20003 | 0.13113 | 0.11738 | 0.20003 | 0.19877 | 0.2071 | 0.14193 | 0.10218 | 0.2071 | 0.20353
122 | 0.22 | 0.25 | South/Central | AZ | Prescott-Love.Field.723723 | 3 | 167517 | 48.111 | 7.5528 | 60.3571 | 47.8814 | 12.4757 | 1073.94 | 5.945 | 81.79 | 5.8785 | 0.066505 | 78.5181 | 3.6709 | 51.68 | 3.5728 | 0.098133 | 50.0365 | 5.5684 | 45.67 | 7.0088 | -1.4404 | 32.6637 | 5.945 | 81.79 | 5.8785 | 0.066505 | 78.5181 | 6.1203 | 81.24 | 6.1941 | -0.073854 | 76.9612 | 0.0022881 | 0.11008 | 0.017282 | 0.1381 | 2.4573 | 0.013603 | 0.0083995 | 0.012741 | 0.013603 | 0.014004 | 0.18714 | 0.11825 | 0.1045 | 0.18714 | 0.18589 | 0.17966 | 0.11449 | 0.074738 | 0.17966 | 0.1761 | 0.0022881 | 0.11008 | 0.017282 | 0.1381 | 2.4573 | 0.013603 | 0.0083995 | 0.012741 | 0.013603 | 0.014004 | 0.18714 | 0.11825 | 0.1045 | 0.18714 | 0.18589 | 0.17966 | 0.11449 | 0.074738 | 0.17966 | 0.1761
123 | 0.22 | 0.3 | South/Central | AZ | Prescott-Love.Field.723723 | 3 | 167517 | 46.5153 | 8.2107 | 59.665 | 46.2933 | 13.3717 | 1083.11 | 6.637 | 72.62 | 7.4665 | -0.82949 | 63.0712 | 4.363 | 42.51 | 5.1609 | -0.79786 | 34.5897 | 6.2605 | 36.5 | 8.5968 | -2.3364 | 17.2169 | 6.637 | 72.62 | 7.4665 | -0.82949 | 63.0712 | 6.8123 | 72.07 | 7.7822 | -0.96985 | 61.5144 | 0.0022881 | 0.10643 | 0.018787 | 0.13652 | 2.4783 | 0.015186 | 0.009983 | 0.014325 | 0.015186 | 0.015587 | 0.16616 | 0.097268 | 0.083516 | 0.16616 | 0.1649 | 0.14431 | 0.079145 | 0.039394 | 0.14431 | 0.14075 | 0.0022881 | 0.10643 | 0.018787 | 0.13652 | 2.4783 | 0.015186 | 0.009983 | 0.014325 | 0.015186 | 0.015587 | 0.16616 | 0.097268 | 0.083516 | 0.16616 | 0.1649 | 0.14431 | 0.079145 | 0.039394 | 0.14431 | 0.14075
124 | 0.22 | 0.35 | South/Central | AZ | Prescott-Love.Field.723723 | 3 | 167517 | 45.066 | 8.9196 | 59.1807 | 44.8509 | 14.3298 | 1096.38 | 7.1214 | 59.35 | 8.9089 | -1.7875 | 43.2562 | 4.8474 | 29.24 | 6.6033 | -1.7559 | 14.7747 | 6.7448 | 23.23 | 10.0393 | -3.2944 | -2.5981 | 7.1214 | 59.35 | 8.9089 | -1.7875 | 43.2562 | 7.2967 | 58.8 | 9.2246 | -1.9279 | 41.6994 | 0.0022881 | 0.10312 | 0.020409 | 0.13541 | 2.5086 | 0.016294 | 0.011091 | 0.015433 | 0.016294 | 0.016696 | 0.1358 | 0.066904 | 0.053153 | 0.1358 | 0.13454 | 0.098975 | 0.033806 | -0.0059448 | 0.098975 | 0.095413 | 0.0022881 | 0.10312 | 0.020409 | 0.13541 | 2.5086 | 0.016294 | 0.011091 | 0.015433 | 0.016294 | 0.016696 | 0.1358 | 0.066904 | 0.053153 | 0.1358 | 0.13454 | 0.098975 | 0.033806 | -0.0059448 | 0.098975 | 0.095413
125 | 0.22 | 0.4 | South/Central | AZ | Prescott-Love.Field.723723 | 3 | 167517 | 44.8249 | 8.8914 | 58.9414 | 44.6109 | 14.3304 | 1093.27 | 7.3607 | 62.46 | 9.1489 | -1.7882 | 46.3252 | 5.0867 | 32.35 | 6.8433 | -1.7566 | 17.8436 | 6.9841 | 26.34 | 10.2792 | -3.2951 | 0.4708 | 7.3607 | 62.46 | 9.1489 | -1.7882 | 46.3252 | 7.536 | 61.91 | 9.4646 | -1.9286 | 44.7683 | 0.0022881 | 0.10256 | 0.020344 | 0.13486 | 2.5015 | 0.016842 | 0.011639 | 0.01598 | 0.016842 | 0.017243 | 0.14292 | 0.07402 | 0.060269 | 0.14292 | 0.14166 | 0.106 | 0.040828 | 0.0010772 | 0.106 | 0.10243 | 0.0022881 | 0.10256 | 0.020344 | 0.13486 | 2.5015 | 0.016842 | 0.011639 | 0.01598 | 0.016842 | 0.017243 | 0.14292 | 0.07402 | 0.060269 | 0.14292 | 0.14166 | 0.106 | 0.040828 | 0.0010772 | 0.106 | 0.10243
126 | 0.2 | 0.2 | South/Central | AZ | Prescott-Love.Field.723723 | 3 | 167517 | 48.9162 | 6.9301 | 60.2849 | 48.6827 | 11.6022 | 1054.93 | 6.0172 | 100.8 | 5.0772 | 0.94 | 103.2137 | 3.7431 | 70.69 | 2.7715 | 0.97163 | 74.7322 | 5.6406 | 64.68 | 6.2075 | -0.56687 | 57.3594 | 6.0172 | 100.8 | 5.0772 | 0.94 | 103.2137 | 6.1924 | 100.25 | 5.3928 | 0.79964 | 101.6569 | 0.0022881 | 0.11193 | 0.015857 | 0.13794 | 2.4138 | 0.013768 | 0.0085647 | 0.012906 | 0.013768 | 0.014169 | 0.23064 | 0.16175 | 0.14799 | 0.23064 | 0.22938 | 0.23616 | 0.171 | 0.13124 | 0.23616 | 0.2326 | 0.0022881 | 0.11193 | 0.015857 | 0.13794 | 2.4138 | 0.013768 | 0.0085647 | 0.012906 | 0.013768 | 0.014169 | 0.23064 | 0.16175 | 0.14799 | 0.23064 | 0.22938 | 0.23616 | 0.171 | 0.13124 | 0.23616 | 0.2326
127 | 0.2 | 0.25 | South/Central | AZ | Prescott-Love.Field.723723 | 3 | 167517 | 47.1104 | 7.5928 | 59.3822 | 46.8855 | 12.4968 | 1061.19 | 6.9198 | 94.54 | 6.8744 | 0.04545 | 90.5238 | 4.6458 | 64.43 | 4.5687 | 0.077078 | 62.0423 | 6.5433 | 58.42 | 8.0047 | -1.4614 | 44.6695 | 6.9198 | 94.54 | 6.8744 | 0.04545 | 90.5238 | 7.0951 | 93.99 | 7.19 | -0.094909 | 88.967 | 0.0022881 | 0.10779 | 0.017373 | 0.13587 | 2.4281 | 0.015833 | 0.01063 | 0.014972 | 0.015833 | 0.016234 | 0.21632 | 0.14742 | 0.13367 | 0.21632 | 0.21506 | 0.20713 | 0.14196 | 0.10221 | 0.20713 | 0.20357 | 0.0022881 | 0.10779 | 0.017373 | 0.13587 | 2.4281 | 0.015833 | 0.01063 | 0.014972 | 0.015833 | 0.016234 | 0.21632 | 0.14742 | 0.13367 | 0.21632 | 0.21506 | 0.20713 | 0.14196 | 0.10221 | 0.20713 | 0.20357
128 | 0.2 | 0.3 | South/Central | AZ | Prescott-Love.Field.723723 | 3 | 167517 | 45.5199 | 8.2564 | 58.701 | 45.3025 | 13.3985 | 1070.63 | 7.6011 | 85.1 | 8.4574 | -0.85628 | 74.7817 | 5.3271 | 54.99 | 6.1517 | -0.82466 | 46.3002 | 7.2245 | 48.98 | 9.5877 | -2.3632 | 28.9273 | 7.6011 | 85.1 | 8.4574 | -0.85628 | 74.7817 | 7.7764 | 84.55 | 8.773 | -0.99664 | 73.2248 | 0.0022881 | 0.10415 | 0.018892 | 0.13431 | 2.4497 | 0.017392 | 0.012189 | 0.016531 | 0.017392 | 0.017793 | 0.19472 | 0.12582 | 0.11207 | 0.19472 | 0.19346 | 0.17111 | 0.10594 | 0.066189 | 0.17111 | 0.16755 | 0.0022881 | 0.10415 | 0.018892 | 0.13431 | 2.4497 | 0.017392 | 0.012189 | 0.016531 | 0.017392 | 0.017793 | 0.19472 | 0.12582 | 0.11207 | 0.19472 | 0.19346 | 0.17111 | 0.10594 | 0.066189 | 0.17111 | 0.16755
129 | 0.2 | 0.35 | South/Central | AZ | Prescott-Love.Field.723723 | 3 | 167517 | 44.0854 | 8.9657 | 58.2362 | 43.8749 | 14.3613 | 1084.28 | 8.0658 | 71.45 | 9.8849 | -1.8191 | 54.5828 | 5.7918 | 41.34 | 7.5793 | -1.7875 | 26.1013 | 7.6893 | 35.33 | 11.0153 | -3.326 | 8.7284 | 8.0658 | 71.45 | 9.8849 | -1.8191 | 54.5828 | 8.2411 | 70.9 | 10.2006 | -1.9595 | 53.0259 | 0.0022881 | 0.10087 | 0.020515 | 0.13325 | 2.481 | 0.018455 | 0.013252 | 0.017594 | 0.018455 | 0.018857 | 0.16349 | 0.09459 | 0.080839 | 0.16349 | 0.16223 | 0.12489 | 0.059723 | 0.019972 | 0.12489 | 0.12133 | 0.0022881 | 0.10087 | 0.020515 | 0.13325 | 2.481 | 0.018455 | 0.013252 | 0.017594 | 0.018455 | 0.018857 | 0.16349 | 0.09459 | 0.080839 | 0.16349 | 0.16223 | 0.12489 | 0.059723 | 0.019972 | 0.12489 | 0.12133
130 | 0.2 | 0.4 | South/Central | AZ | Prescott-Love.Field.723723 | 3 | 167517 | 43.8643 | 8.9414 | 58.0261 | 43.6548 | 14.3713 | 1081.74 | 8.276 | 73.99 | 10.1051 | -1.8291 | 57.0233 | 6.0019 | 43.88 | 7.7994 | -1.7975 | 28.5418 | 7.8994 | 37.87 | 11.2354 | -3.336 | 11.169 | 8.276 | 73.99 | 10.1051 | -1.8291 | 57.0233 | 8.4512 | 73.44 | 10.4207 | -1.9695 | 55.4665 | 0.0022881 | 0.10037 | 0.020459 | 0.13277 | 2.4751 | 0.018936 | 0.013733 | 0.018075 | 0.018936 | 0.019337 | 0.1693 | 0.1004 | 0.086651 | 0.1693 | 0.16804 | 0.13048 | 0.065307 | 0.025556 | 0.13048 | 0.12691 | 0.0022881 | 0.10037 | 0.020459 | 0.13277 | 2.4751 | 0.018936 | 0.013733 | 0.018075 | 0.018936 | 0.019337 | 0.1693 | 0.1004 | 0.086651 | 0.1693 | 0.16804 | 0.13048 | 0.065307 | 0.025556 | 0.13048 | 0.12691
Double | Double | Double | South/Central | AZ | Prescott-Love.Field.723723 | 3 | 167517 | 53.934 | 10.3423 | 70.4778 | 53.6782 | 16.7996 | 1300.38 | -4.1758 | -144.65 | 0.081656 | -4.2574 | -169.7079 | -6.4498 | -174.76 | -2.224 | -4.2258 | -198.1894 | -4.5523 | -180.77 | 1.212 | -5.7643 | -215.5622 | -4.1758 | -144.65 | 0.081656 | -4.2574 | -169.7079 | -4.0005 | -145.2 | 0.3973 | -4.3978 | -171.2647 | 0.0022881 | 0.12341 | 0.023664 | 0.16126 | 2.9754 | -0.0095546 | -0.014758 | -0.010416 | -0.0095546 | -0.0091535 | -0.33098 | -0.39987 | -0.41362 | -0.33098 | -0.33223 | -0.38831 | -0.45348 | -0.49323 | -0.38831 | -0.39187 | 0.0022881 | 0.12341 | 0.023664 | 0.16126 | 2.9754 | -0.0095546 | -0.014758 | -0.010416 | -0.0095546 | -0.0091535 | -0.33098 | -0.39987 | -0.41362 | -0.33098 | -0.33223 | -0.38831 | -0.45348 | -0.49323 | -0.38831 | -0.39187
Single | Single | Single | South/Central | AZ | Prescott-Love.Field.723723 | 3 | 167517 | 67.7758 | 12.3184 | 87.5576 | 67.4566 | 20.101 | 1599.59 | -21.2556 | -443.86 | -13.6967 | -7.5588 | -479.9089 | -23.5296 | -473.97 | -16.0024 | -7.5272 | -508.3905 | -21.6321 | -479.98 | -12.5664 | -9.0657 | -525.7633 | -21.2556 | -443.86 | -13.6967 | -7.5588 | -479.9089 | -21.0803 | -444.41 | -13.3811 | -7.6992 | -481.4658 | 0.0022881 | 0.15508 | 0.028186 | 0.20034 | 3.66 | -0.048635 | -0.053838 | -0.049497 | -0.048635 | -0.048234 | -1.0156 | -1.0845 | -1.0982 | -1.0156 | -1.0169 | -1.0981 | -1.1633 | -1.203 | -1.0981 | -1.1016 | 0.0022881 | 0.15508 | 0.028186 | 0.20034 | 3.66 | -0.048635 | -0.053838 | -0.049497 | -0.048635 | -0.048234 | -1.0156 | -1.0845 | -1.0982 | -1.0156 | -1.0169 | -1.0981 | -1.1633 | -1.203 | -1.0981 | -1.1016
1 | 0.35 | 0.47 | South/Central | NC | Raleigh-Durham.Intl.AP.723060 | 3 | 4170977 | 49.1379 | 10.8192 | 64.9971 | 49.0222 | 15.9749 | 990.59 | 1.6833 | -24.32 | 4.0294 | -2.3461 | -33.5802 | -0.22917 | -45.51 | 2.1093 | -2.3385 | -57.0731 | 1.0775 | -54.25 | 4.6892 | -3.6116 | -70.4295 | 1.6833 | -24.32 | 4.0294 | -2.3461 | -33.5802 | 1.8536 | -24.14 | 4.2907 | -2.437 | -33.5814 | 0.063866 | 3.1382 | 0.69098 | 4.1511 | 63.2648 | 0.1075 | -0.014636 | 0.068817 | 0.1075 | 0.11838 | -1.5532 | -2.9065 | -3.4647 | -1.5532 | -1.5417 | -2.1446 | -3.645 | -4.498 | -2.1446 | -2.1447 | 0.063866 | 3.1382 | 0.69098 | 4.1511 | 63.2648 | 0.1075 | -0.014636 | 0.068817 | 0.1075 | 0.11838 | -1.5532 | -2.9065 | -3.4647 | -1.5532 | -1.5417 | -2.1446 | -3.645 | -4.498 | -2.1446 | -2.1447
2 | 0.35 | 0.42 | South/Central | NC | Raleigh-Durham.Intl.AP.723060 | 3 | 4170977 | 50.2829 | 10.2461 | 65.3782 | 50.1646 | 15.2136 | 980.81 | 1.3022 | -14.54 | 2.887 | -1.5848 | -20.6398 | -0.61024 | -35.73 | 0.96694 | -1.5772 | -44.1327 | 0.69644 | -44.47 | 3.5468 | -2.8503 | -57.489 | 1.3022 | -14.54 | 2.887 | -1.5848 | -20.6398 | 1.4726 | -14.36 | 3.1483 | -1.6757 | -20.6409 | 0.063866 | 3.2114 | 0.65437 | 4.1754 | 62.6402 | 0.083167 | -0.038974 | 0.044479 | 0.083167 | 0.094046 | -0.92861 | -2.2819 | -2.8401 | -0.92861 | -0.91711 | -1.3182 | -2.8186 | -3.6716 | -1.3182 | -1.3182 | 0.063866 | 3.2114 | 0.65437 | 4.1754 | 62.6402 | 0.083167 | -0.038974 | 0.044479 | 0.083167 | 0.094046 | -0.92861 | -2.2819 | -2.8401 | -0.92861 | -0.91711 | -1.3182 | -2.8186 | -3.6716 | -1.3182 | -1.3182
3 | 0.35 | 0.37 | South/Central | NC | Raleigh-Durham.Intl.AP.723060 | 3 | 4170977 | 51.4185 | 9.7514 | 65.8474 | 51.2975 | 14.5499 | 973.85 | 0.83293 | -7.58 | 1.7541 | -0.92114 | -11.0556 | -1.0795 | -28.77 | -0.166 | -0.91353 | -34.5485 | 0.22716 | -37.51 | 2.4138 | -2.1867 | -47.9048 | 0.83293 | -7.58 | 1.7541 | -0.92114 | -11.0556 | 1.0033 | -7.4 | 2.0154 | -1.0121 | -11.0567 | 0.063866 | 3.2839 | 0.62278 | 4.2054 | 62.1957 | 0.053196 | -0.068945 | 0.014508 | 0.053196 | 0.064074 | -0.4841 | -1.8374 | -2.3956 | -0.4841 | -0.47261 | -0.70607 | -2.2065 | -3.0595 | -0.70607 | -0.70615 | 0.063866 | 3.2839 | 0.62278 | 4.2054 | 62.1957 | 0.053196 | -0.068945 | 0.014508 | 0.053196 | 0.064074 | -0.4841 | -1.8374 | -2.3956 | -0.4841 | -0.47261 | -0.70607 | -2.2065 | -3.0595 | -0.70607 | -0.70615
4 | 0.35 | 0.32 | South/Central | NC | Raleigh-Durham.Intl.AP.723060 | 3 | 4170977 | 52.6543 | 9.2685 | 66.4199 | 52.5304 | 13.8894 | 968.13 | 0.26052 | -1.86 | 0.52114 | -0.26062 | -2.8204 | -1.6519 | -23.05 | -1.3989 | -0.25301 | -26.3133 | -0.34525 | -31.79 | 1.1809 | -1.5262 | -39.6697 | 0.26052 | -1.86 | 0.52114 | -0.26062 | -2.8204 | 0.43085 | -1.68 | 0.78242 | -0.35157 | -2.8216 | 0.063866 | 3.3628 | 0.59194 | 4.242 | 61.8304 | 0.016638 | -0.1055 | -0.02205 | 0.016638 | 0.027517 | -0.11879 | -1.4721 | -2.0303 | -0.11879 | -0.10729 | -0.18013 | -1.6805 | -2.5335 | -0.18013 | -0.1802 | 0.063866 | 3.3628 | 0.59194 | 4.242 | 61.8304 | 0.016638 | -0.1055 | -0.02205 | 0.016638 | 0.027517 | -0.11879 | -1.4721 | -2.0303 | -0.11879 | -0.10729 | -0.18013 | -1.6805 | -2.5335 | -0.18013 | -0.1802
5 | 0.35 | 0.27 | South/Central | NC | Raleigh-Durham.Intl.AP.723060 | 3 | 4170977 | 53.4886 | 8.9762 | 66.8307 | 53.3627 | 13.468 | 964.98 | -0.15034 | 1.29 | -0.31113 | 0.16079 | 1.8686 | -2.0628 | -19.9 | -2.2312 | 0.1684 | -21.6243 | -0.75611 | -28.64 | 0.34864 | -1.1047 | -34.9806 | -0.15034 | 1.29 | -0.31113 | 0.16079 | 1.8686 | 0.019997 | 1.47 | -0.04985 | 0.069847 | 1.8675 | 0.063866 | 3.4161 | 0.57327 | 4.2682 | 61.6292 | -0.0096016 | -0.13174 | -0.04829 | -0.0096016 | 0.0012771 | 0.082387 | -1.2709 | -1.8291 | 0.082387 | 0.093883 | 0.11934 | -1.3811 | -2.2341 | 0.11934 | 0.11927 | 0.063866 | 3.4161 | 0.57327 | 4.2682 | 61.6292 | -0.0096016 | -0.13174 | -0.04829 | -0.0096016 | 0.0012771 | 0.082387 | -1.2709 | -1.8291 | 0.082387 | 0.093883 | 0.11934 | -1.3811 | -2.2341 | 0.11934 | 0.11927
6 | 0.35 | 0.23 | South/Central | NC | Raleigh-Durham.Intl.AP.723060 | 3 | 4170977 | 53.9917 | 8.8451 | 67.1127 | 53.8646 | 13.248 | 964.08 | -0.43229 | 2.19 | -0.81306 | 0.38077 | 3.481 | -2.3448 | -19 | -2.7331 | 0.38838 | -20.0119 | -1.0381 | -27.74 | -0.15329 | -0.88477 | -33.3682 | -0.43229 | 2.19 | -0.81306 | 0.38077 | 3.481 | -0.26196 | 2.37 | -0.55178 | 0.28982 | 3.4799 | 0.063866 | 3.4482 | 0.5649 | 4.2862 | 61.5717 | -0.027609 | -0.14975 | -0.066297 | -0.027609 | -0.01673 | 0.13987 | -1.2134 | -1.7716 | 0.13987 | 0.15136 | 0.22232 | -1.2781 | -2.1311 | 0.22232 | 0.22225 | 0.063866 | 3.4482 | 0.5649 | 4.2862 | 61.5717 | -0.027609 | -0.14975 | -0.066297 | -0.027609 | -0.01673 | 0.13987 | -1.2134 | -1.7716 | 0.13987 | 0.15136 | 0.22232 | -1.2781 | -2.1311 | 0.22232 | 0.22225
7 | 0.35 | 0.19 | South/Central | NC | Raleigh-Durham.Intl.AP.723060 | 3 | 4170977 | 55.1582 | 8.4224 | 67.6957 | 55.0284 | 12.6672 | 959.99 | -1.0153 | 6.28 | -1.9768 | 0.96154 | 9.7356 | -2.9278 | -14.91 | -3.8969 | 0.96915 | -13.7573 | -1.6211 | -23.65 | -1.3171 | -0.304 | -27.1137 | -1.0153 | 6.28 | -1.9768 | 0.96154 | 9.7356 | -0.84496 | 6.46 | -1.7156 | 0.8706 | 9.7344 | 0.063866 | 3.5227 | 0.5379 | 4.3234 | 61.3105 | -0.064843 | -0.18698 | -0.10353 | -0.064843 | -0.053964 | 0.40108 | -0.95224 | -1.5104 | 0.40108 | 0.41257 | 0.62177 | -0.87862 | -1.7316 | 0.62177 | 0.6217 | 0.063866 | 3.5227 | 0.5379 | 4.3234 | 61.3105 | -0.064843 | -0.18698 | -0.10353 | -0.064843 | -0.053964 | 0.40108 | -0.95224 | -1.5104 | 0.40108 | 0.41257 | 0.62177 | -0.87862 | -1.7316 | 0.62177 | 0.6217
8 | 0.35 | 0.17 | South/Central | NC | Raleigh-Durham.Intl.AP.723060 | 3 | 4170977 | 55.7812 | 8.2113 | 68.0176 | 55.65 | 12.3676 | 958.16 | -1.3372 | 8.11 | -2.5984 | 1.2612 | 12.7021 | -3.2496 | -13.08 | -4.5185 | 1.2688 | -10.7908 | -1.943 | -21.82 | -1.9386 | -0.0043207 | -24.1472 | -1.3372 | 8.11 | -2.5984 | 1.2612 | 12.7021 | -1.1669 | 8.29 | -2.3371 | 1.1703 | 12.7009 | 0.063866 | 3.5625 | 0.52442 | 4.344 | 61.1936 | -0.085401 | -0.20754 | -0.12409 | -0.085401 | -0.074522 | 0.51795 | -0.83536 | -1.3936 | 0.51795 | 0.52945 | 0.81123 | -0.68916 | -1.5422 | 0.81123 | 0.81116 | 0.063866 | 3.5625 | 0.52442 | 4.344 | 61.1936 | -0.085401 | -0.20754 | -0.12409 | -0.085401 | -0.074522 | 0.51795 | -0.83536 | -1.3936 | 0.51795 | 0.52945 | 0.81123 | -0.68916 | -1.5422 | 0.81123 | 0.81116
9 | 0.33 | 0.47 | South/Central | NC | Raleigh-Durham.Intl.AP.723060 | 3 | 4170977 | 48.3862 | 10.8499 | 64.2666 | 48.2723 | 15.9943 | 982.84 | 2.4138 | -16.57 | 4.7793 | -2.3655 | -24.9904 | 0.50133 | -37.76 | 2.8593 | -2.3579 | -48.4833 | 1.808 | -46.5 | 5.4391 | -3.6311 | -61.8396 | 2.4138 | -16.57 | 4.7793 | -2.3655 | -24.9904 | 2.5841 | -16.39 | 5.0406 | -2.4565 | -24.9915 | 0.063866 | 3.0902 | 0.69294 | 4.1044 | 62.7698 | 0.15416 | 0.032018 | 0.11547 | 0.15416 | 0.16504 | -1.0583 | -2.4116 | -2.9698 | -1.0583 | -1.0468 | -1.596 | -3.0964 | -3.9494 | -1.596 | -1.5961 | 0.063866 | 3.0902 | 0.69294 | 4.1044 | 62.7698 | 0.15416 | 0.032018 | 0.11547 | 0.15416 | 0.16504 | -1.0583 | -2.4116 | -2.9698 | -1.0583 | -1.0468 | -1.596 | -3.0964 | -3.9494 | -1.596 | -1.5961
10 | 0.33 | 0.42 | South/Central | NC | Raleigh-Durham.Intl.AP.723060 | 3 | 4170977 | 49.5316 | 10.2667 | 64.6375 | 49.415 | 15.2225 | 972.73 | 2.0429 | -6.46 | 3.6366 | -1.5937 | -11.6795 | 0.13045 | -27.65 | 1.7166 | -1.5861 | -35.1724 | 1.4371 | -36.39 | 4.2964 | -2.8593 | -48.5287 | 2.0429 | -6.46 | 3.6366 | -1.5937 | -11.6795 | 2.2132 | -6.28 | 3.8979 | -1.6847 | -11.6806 | 0.063866 | 3.1634 | 0.65569 | 4.1281 | 62.1242 | 0.13047 | 0.0083314 | 0.091784 | 0.13047 | 0.14135 | -0.41257 | -1.7659 | -2.3241 | -0.41257 | -0.40108 | -0.74592 | -2.2463 | -3.0993 | -0.74592 | -0.74599 | 0.063866 | 3.1634 | 0.65569 | 4.1281 | 62.1242 | 0.13047 | 0.0083314 | 0.091784 | 0.13047 | 0.14135 | -0.41257 | -1.7659 | -2.3241 | -0.41257 | -0.40108 | -0.74592 | -2.2463 | -3.0993 | -0.74592 | -0.74599
11 | 0.33 | 0.37 | South/Central | NC | Raleigh-Durham.Intl.AP.723060 | 3 | 4170977 | 50.6573 | 9.7723 | 65.097 | 50.538 | 14.559 | 965.67 | 1.5833 | 0.6 | 2.5136 | -0.93023 | -1.979 | -0.32913 | -20.59 | 0.59349 | -0.92262 | -25.4719 | 0.97756 | -29.33 | 3.1733 | -2.1958 | -38.8283 | 1.5833 | 0.6 | 2.5136 | -0.93023 | -1.979 | 1.7537 | 0.78 | 2.7748 | -1.0212 | -1.9802 | 0.063866 | 3.2353 | 0.62411 | 4.1575 | 61.6733 | 0.10112 | -0.02102 | 0.062433 | 0.10112 | 0.112 | 0.038319 | -1.315 | -1.8732 | 0.038319 | 0.049815 | -0.12639 | -1.6268 | -2.4798 | -0.12639 | -0.12647 | 0.063866 | 3.2353 | 0.62411 | 4.1575 | 61.6733 | 0.10112 | -0.02102 | 0.062433 | 0.10112 | 0.112 | 0.038319 | -1.315 | -1.8732 | 0.038319 | 0.049815 | -0.12639 | -1.6268 | -2.4798 | -0.12639 | -0.12647
12 | 0.33 | 0.32 | South/Central | NC | Raleigh-Durham.Intl.AP.723060 | 3 | 4170977 | 51.8923 | 9.2891 | 65.6681 | 51.7701 | 13.898 | 959.9 | 1.0122 | 6.37 | 1.2815 | -0.26921 | 6.2841 | -0.90021 | -14.82 | -0.63861 | -0.2616 | -17.2088 | 0.40647 | -23.56 | 1.9412 | -1.5347 | -30.5651 | 1.0122 | 6.37 | 1.2815 | -0.26921 | 6.2841 | 1.1826 | 6.55 | 1.5427 | -0.36016 | 6.283 | 0.063866 | 3.3141 | 0.59325 | 4.1939 | 61.3048 | 0.064648 | -0.057493 | 0.02596 | 0.064648 | 0.075527 | 0.40683 | -0.94649 | -1.5047 | 0.40683 | 0.41832 | 0.40134 | -1.0991 | -1.9521 | 0.40134 | 0.40127 | 0.063866 | 3.3141 | 0.59325 | 4.1939 | 61.3048 | 0.064648 | -0.057493 | 0.02596 | 0.064648 | 0.075527 | 0.40683 | -0.94649 | -1.5047 | 0.40683 | 0.41832 | 0.40134 | -1.0991 | -1.9521 | 0.40134 | 0.40127
13 | 0.33 | 0.27 | South/Central | NC | Raleigh-Durham.Intl.AP.723060 | 3 | 4170977 | 52.7265 | 8.9968 | 66.0793 | 52.6024 | 13.4769 | 956.76 | 0.60112 | 9.51 | 0.44918 | 0.15193 | 10.9635 | -1.3113 | -11.68 | -1.4709 | 0.15954 | -12.5294 | -0.0046524 | -20.42 | 1.109 | -1.1136 | -25.8857 | 0.60112 | 9.51 | 0.44918 | 0.15193 | 10.9635 | 0.77146 | 9.69 | 0.71047 | 0.060989 | 10.9624 | 0.063866 | 3.3674 | 0.57459 | 4.2202 | 61.1042 | 0.038391 | -0.08375 | -0.00029713 | 0.038391 | 0.04927 | 0.60736 | -0.74595 | -1.3041 | 0.60736 | 0.61886 | 0.7002 | -0.8002 | -1.6532 | 0.7002 | 0.70012 | 0.063866 | 3.3674 | 0.57459 | 4.2202 | 61.1042 | 0.038391 | -0.08375 | -0.00029713 | 0.038391 | 0.04927 | 0.60736 | -0.74595 | -1.3041 | 0.60736 | 0.61886 | 0.7002 | -0.8002 | -1.6532 | 0.7002 | 0.70012
14 | 0.33 | 0.23 | South/Central | NC | Raleigh-Durham.Intl.AP.723060 | 3 | 4170977 | 53.2204 | 8.865 | 66.3512 | 53.0952 | 13.256 | 955.73 | 0.32916 | 10.54 | -0.043609 | 0.37277 | 12.7196 | -1.5833 | -10.65 | -1.9637 | 0.38038 | -10.7733 | -0.27661 | -19.39 | 0.61616 | -0.89277 | -24.1296 | 0.32916 | 10.54 | -0.043609 | 0.37277 | 12.7196 | 0.4995 | 10.72 | 0.21768 | 0.28182 | 12.7185 | 0.063866 | 3.399 | 0.56617 | 4.2376 | 61.0384 | 0.021022 | -0.10112 | -0.017666 | 0.021022 | 0.031901 | 0.67315 | -0.68017 | -1.2384 | 0.67315 | 0.68464 | 0.81235 | -0.68804 | -1.5411 | 0.81235 | 0.81227 | 0.063866 | 3.399 | 0.56617 | 4.2376 | 61.0384 | 0.021022 | -0.10112 | -0.017666 | 0.021022 | 0.031901 | 0.67315 | -0.68017 | -1.2384 | 0.67315 | 0.68464 | 0.81235 | -0.68804 | -1.5411 | 0.81235 | 0.81227
15 | 0.33 | 0.19 | South/Central | NC | Raleigh-Durham.Intl.AP.723060 | 3 | 4170977 | 54.396 | 8.4422 | 66.9334 | 54.268 | 12.6654 | 951.46 | -0.25304 | 14.81 | -1.2164 | 0.96339 | 19.2124 | -2.1655 | -6.38 | -3.1365 | 0.971 | -4.2805 | -0.85881 | -15.12 | -0.55666 | -0.30215 | -17.6368 | -0.25304 | 14.81 | -1.2164 | 0.96339 | 19.2124 | -0.082698 | 14.99 | -0.95514 | 0.87244 | 19.2113 | 0.063866 | 3.474 | 0.53917 | 4.2748 | 60.7657 | -0.01616 | -0.1383 | -0.054848 | -0.01616 | -0.0052816 | 0.94585 | -0.40746 | -0.96565 | 0.94585 | 0.95735 | 1.227 | -0.27338 | -1.1264 | 1.227 | 1.2269 | 0.063866 | 3.474 | 0.53917 | 4.2748 | 60.7657 | -0.01616 | -0.1383 | -0.054848 | -0.01616 | -0.0052816 | 0.94585 | -0.40746 | -0.96565 | 0.94585 | 0.95735 | 1.227 | -0.27338 | -1.1264 | 1.227 | 1.2269
16 | 0.33 | 0.17 | South/Central | NC | Raleigh-Durham.Intl.AP.723060 | 3 | 4170977 | 55.0099 | 8.2214 | 67.2464 | 54.8804 | 12.3659 | 949.48 | -0.56599 | 16.79 | -1.8289 | 1.2629 | 22.285 | -2.4784 | -4.4 | -3.7489 | 1.2705 | -1.2079 | -1.1718 | -13.14 | -1.1691 | -0.0026747 | -14.5643 | -0.56599 | 16.79 | -1.8289 | 1.2629 | 22.285 | -0.39565 | 16.97 | -1.5676 | 1.1719 | 22.2838 | 0.063866 | 3.5132 | 0.52506 | 4.2947 | 60.6393 | -0.036148 | -0.15829 | -0.074835 | -0.036148 | -0.025269 | 1.0723 | -0.28101 | -0.8392 | 1.0723 | 1.0838 | 1.4232 | -0.077145 | -0.93016 | 1.4232 | 1.4232 | 0.063866 | 3.5132 | 0.52506 | 4.2947 | 60.6393 | -0.036148 | -0.15829 | -0.074835 | -0.036148 | -0.025269 | 1.0723 | -0.28101 | -0.8392 | 1.0723 | 1.0838 | 1.4232 | -0.077145 | -0.93016 | 1.4232 | 1.4232
17 | 0.3 | 0.47 | South/Central | NC | Raleigh-Durham.Intl.AP.723060 | 3 | 4170977 | 47.2541 | 10.8998 | 63.1739 | 47.1427 | 16.0311 | 971.36 | 3.5065 | -5.09 | 5.9088 | -2.4024 | -12.3207 | 1.594 | -26.28 | 3.9888 | -2.3947 | -35.8136 | 2.9007 | -35.02 | 6.5686 | -3.6679 | -49.17 | 3.5065 | -5.09 | 5.9088 | -2.4024 | -12.3207 | 3.6768 | -4.91 | 6.1701 | -2.4933 | -12.3219 | 0.063866 | 3.0179 | 0.69613 | 4.0347 | 62.0367 | 0.22394 | 0.1018 | 0.18526 | 0.22394 | 0.23482 | -0.32508 | -1.6784 | -2.2366 | -0.32508 | -0.31358 | -0.78687 | -2.2873 | -3.1403 | -0.78687 | -0.78695 | 0.063866 | 3.0179 | 0.69613 | 4.0347 | 62.0367 | 0.22394 | 0.1018 | 0.18526 | 0.22394 | 0.23482 | -0.32508 | -1.6784 | -2.2366 | -0.32508 | -0.31358 | -0.78687 | -2.2873 | -3.1403 | -0.78687 | -0.78695
18 | 0.3 | 0.42 | South/Central | NC | Raleigh-Durham.Intl.AP.723060 | 3 | 4170977 | 48.3893 | 10.3074 | 63.525 | 48.2752 | 15.2498 | 960.88 | 3.1554 | 5.39 | 4.7763 | -1.621 | 1.4567 | 1.2429 | -15.8 | 2.8563 | -1.6134 | -22.0362 | 2.5496 | -24.54 | 5.4361 | -2.8865 | -35.3926 | 3.1554 | 5.39 | 4.7763 | -1.621 | 1.4567 | 3.3257 | 5.57 | 5.0376 | -1.7119 | 1.4555 | 0.063866 | 3.0904 | 0.65829 | 4.0571 | 61.3674 | 0.20152 | 0.079379 | 0.16283 | 0.20152 | 0.2124 | 0.34424 | -1.0091 | -1.5673 | 0.34424 | 0.35573 | 0.09303 | -1.4074 | -2.2604 | 0.09303 | 0.092957 | 0.063866 | 3.0904 | 0.65829 | 4.0571 | 61.3674 | 0.20152 | 0.079379 | 0.16283 | 0.20152 | 0.2124 | 0.34424 | -1.0091 | -1.5673 | 0.34424 | 0.35573 | 0.09303 | -1.4074 | -2.2604 | 0.09303 | 0.092957
19 | 0.3 | 0.37 | South/Central | NC | Raleigh-Durham.Intl.AP.723060 | 3 | 4170977 | 49.5047 | 9.8129 | 63.9659 | 49.388 | 14.5778 | 953.39 | 2.7145 | 12.88 | 3.6635 | -0.94902 | 11.5851 | 0.80206 | -8.31 | 1.7435 | -0.94141 | -11.9078 | 2.1087 | -17.05 | 4.3233 | -2.2146 | -25.2641 | 2.7145 | 12.88 | 3.6635 | -0.94902 | 11.5851 | 2.8849 | 13.06 | 3.9248 | -1.04 | 11.584 | 0.063866 | 3.1617 | 0.62671 | 4.0852 | 60.889 | 0.17336 | 0.051224 | 0.13468 | 0.17336 | 0.18424 | 0.82259 | -0.53072 | -1.0889 | 0.82259 | 0.83409 | 0.73989 | -0.7605 | -1.6135 | 0.73989 | 0.73982 | 0.063866 | 3.1617 | 0.62671 | 4.0852 | 60.889 | 0.17336 | 0.051224 | 0.13468 | 0.17336 | 0.18424 | 0.82259 | -0.53072 | -1.0889 | 0.82259 | 0.83409 | 0.73989 | -0.7605 | -1.6135 | 0.73989 | 0.73982
20 | 0.3 | 0.32 | South/Central | NC | Raleigh-Durham.Intl.AP.723060 | 3 | 4170977 | 50.7304 | 9.3199 | 64.5178 | 50.6109 | 13.9069 | 947.26 | 2.1625 | 19.01 | 2.4407 | -0.27813 | 20.3139 | 0.25009 | -2.18 | 0.5206 | -0.27052 | -3.179 | 1.5568 | -10.92 | 3.1004 | -1.5437 | -16.5353 | 2.1625 | 19.01 | 2.4407 | -0.27813 | 20.3139 | 2.3329 | 19.19 | 2.702 | -0.36907 | 20.3128 | 0.063866 | 3.2399 | 0.59522 | 4.1205 | 60.4975 | 0.13811 | 0.015972 | 0.099425 | 0.13811 | 0.14899 | 1.2141 | -0.13923 | -0.69741 | 1.2141 | 1.2256 | 1.2974 | -0.20303 | -1.056 | 1.2974 | 1.2973 | 0.063866 | 3.2399 | 0.59522 | 4.1205 | 60.4975 | 0.13811 | 0.015972 | 0.099425 | 0.13811 | 0.14899 | 1.2141 | -0.13923 | -0.69741 | 1.2141 | 1.2256 | 1.2974 | -0.20303 | -1.056 | 1.2974 | 1.2973
21 | 0.3 | 0.27 | South/Central | NC | Raleigh-Durham.Intl.AP.723060 | 3 | 4170977 | 51.5546 | 9.0276 | 64.9182 | 51.4332 | 13.485 | 943.95 | 1.7621 | 22.32 | 1.6184 | 0.14378 | 25.1438 | -0.15031 | 1.13 | -0.3017 | 0.15139 | 1.6509 | 1.1564 | -7.61 | 2.2781 | -1.1218 | -11.7055 | 1.7621 | 22.32 | 1.6184 | 0.14378 | 25.1438 | 1.9325 | 22.5 | 1.8797 | 0.052831 | 25.1426 | 0.063866 | 3.2926 | 0.57655 | 4.1461 | 60.2861 | 0.11254 | -0.0095997 | 0.073853 | 0.11254 | 0.12342 | 1.4255 | 0.072168 | -0.48602 | 1.4255 | 1.437 | 1.6058 | 0.10543 | -0.74758 | 1.6058 | 1.6058 | 0.063866 | 3.2926 | 0.57655 | 4.1461 | 60.2861 | 0.11254 | -0.0095997 | 0.073853 | 0.11254 | 0.12342 | 1.4255 | 0.072168 | -0.48602 | 1.4255 | 1.437 | 1.6058 | 0.10543 | -0.74758 | 1.6058 | 1.6058
22 | 0.3 | 0.23 | South/Central | NC | Raleigh-Durham.Intl.AP.723060 | 3 | 4170977 | 52.0486 | 8.886 | 65.1803 | 51.926 | 13.2543 | 942.63 | 1.5001 | 23.64 | 1.1256 | 0.37449 | 27.251 | -0.41239 | 2.45 | -0.79449 | 0.3821 | 3.7581 | 0.89429 | -6.29 | 1.7853 | -0.89105 | -9.5983 | 1.5001 | 23.64 | 1.1256 | 0.37449 | 27.251 | 1.6704 | 23.82 | 1.3869 | 0.28354 | 27.2498 | 0.063866 | 3.3241 | 0.56751 | 4.1628 | 60.2018 | 0.095803 | -0.026338 | 0.057115 | 0.095803 | 0.10668 | 1.5098 | 0.15647 | -0.40172 | 1.5098 | 1.5213 | 1.7404 | 0.24001 | -0.613 | 1.7404 | 1.7403 | 0.063866 | 3.3241 | 0.56751 | 4.1628 | 60.2018 | 0.095803 | -0.026338 | 0.057115 | 0.095803 | 0.10668 | 1.5098 | 0.15647 | -0.40172 | 1.5098 | 1.5213 | 1.7404 | 0.24001 | -0.613 | 1.7404 | 1.7403
23 | 0.3 | 0.19 | South/Central | NC | Raleigh-Durham.Intl.AP.723060 | 3 | 4170977 | 53.2242 | 8.4627 | 65.7627 | 53.0989 | 12.6638 | 938.35 | 0.91768 | 27.92 | -0.047338 | 0.96502 | 33.7397 | -0.99477 | 6.73 | -1.9674 | 0.97263 | 10.2468 | 0.31191 | -2.01 | 0.61243 | -0.30052 | -3.1096 | 0.91768 | 27.92 | -0.047338 | 0.96502 | 33.7397 | 1.088 | 28.1 | 0.21395 | 0.87408 | 33.7385 | 0.063866 | 3.3992 | 0.54048 | 4.2 | 59.9285 | 0.058609 | -0.063532 | 0.019921 | 0.058609 | 0.069487 | 1.7831 | 0.42982 | -0.12837 | 1.7831 | 1.7946 | 2.1548 | 0.65442 | -0.1986 | 2.1548 | 2.1547 | 0.063866 | 3.3992 | 0.54048 | 4.2 | 59.9285 | 0.058609 | -0.063532 | 0.019921 | 0.058609 | 0.069487 | 1.7831 | 0.42982 | -0.12837 | 1.7831 | 1.7946 | 2.1548 | 0.65442 | -0.1986 | 2.1548 | 2.1547
24 | 0.3 | 0.17 | South/Central | NC | Raleigh-Durham.Intl.AP.723060 | 3 | 4170977 | 53.8381 | 8.2414 | 66.0746 | 53.7114 | 12.3633 | 936.34 | 0.60577 | 29.93 | -0.65977 | 1.2655 | 36.8493 | -1.3067 | 8.74 | -2.5798 | 1.2732 | 13.3564 | 0 | 0 | 0 | 0 | 0 | 0.60577 | 29.93 | -0.65977 | 1.2655 | 36.8493 | 0.77611 | 30.11 | -0.39849 | 1.1746 | 36.8481 | 0.063866 | 3.4384 | 0.52634 | 4.2199 | 59.8001 | 0.038688 | -0.083453 | 0 | 0.038688 | 0.049567 | 1.9115 | 0.55819 | 0 | 1.9115 | 1.923 | 2.3534 | 0.85301 | 0 | 2.3534 | 2.3533 | 0.063866 | 3.4384 | 0.52634 | 4.2199 | 59.8001 | 0.038688 | -0.083453 | 0 | 0.038688 | 0.049567 | 1.9115 | 0.55819 | 0 | 1.9115 | 1.923 | 2.3534 | 0.85301 | 0 | 2.3534 | 2.3533
25 | 0.28 | 0.47 | South/Central | NC | Raleigh-Durham.Intl.AP.723060 | 3 | 4170977 | 46.7129 | 10.8003 | 62.493 | 46.6028 | 15.8902 | 961.21 | 4.1874 | 5.06 | 6.4488 | -2.2614 | -0.62374 | 2.2749 | -16.13 | 4.5287 | -2.2538 | -24.1166 | 3.5816 | -24.87 | 7.1086 | -3.5269 | -37.473 | 4.1874 | 5.06 | 6.4488 | -2.2614 | -0.62374 | 4.3577 | 5.24 | 6.7101 | -2.3523 | -0.62488 | 0.063866 | 2.9834 | 0.68977 | 3.9912 | 61.3884 | 0.26743 | 0.14529 | 0.22874 | 0.26743 | 0.27831 | 0.32316 | -1.0302 | -1.5883 | 0.32316 | 0.33466 | -0.039835 | -1.5402 | -2.3932 | -0.039835 | -0.039909 | 0.063866 | 2.9834 | 0.68977 | 3.9912 | 61.3884 | 0.26743 | 0.14529 | 0.22874 | 0.26743 | 0.27831 | 0.32316 | -1.0302 | -1.5883 | 0.32316 | 0.33466 | -0.039835 | -1.5402 | -2.3932 | -0.039835 | -0.039909
26 | 0.28 | 0.42 | South/Central | NC | Raleigh-Durham.Intl.AP.723060 | 3 | 4170977 | 47.6579 | 10.3174 | 62.7745 | 47.5456 | 15.2289 | 952.16 | 3.9059 | 14.11 | 5.506 | -1.6001 | 11.2281 | 1.9934 | -7.08 | 3.5859 | -1.5925 | -12.2648 | 3.3001 | -15.82 | 6.1658 | -2.8657 | -25.6212 | 3.9059 | 14.11 | 5.506 | -1.6001 | 11.2281 | 4.0762 | 14.29 | 5.7673 | -1.6911 | 11.2269 | 0.063866 | 3.0437 | 0.65893 | 4.0091 | 60.8104 | 0.24945 | 0.12731 | 0.21076 | 0.24945 | 0.26033 | 0.90115 | -0.45217 | -1.0104 | 0.90115 | 0.91264 | 0.71709 | -0.7833 | -1.6363 | 0.71709 | 0.71702 | 0.063866 | 3.0437 | 0.65893 | 4.0091 | 60.8104 | 0.24945 | 0.12731 | 0.21076 | 0.24945 | 0.26033 | 0.90115 | -0.45217 | -1.0104 | 0.90115 | 0.91264 | 0.71709 | -0.7833 | -1.6363 | 0.71709 | 0.71702
27 | 0.28 | 0.37 | South/Central | NC | Raleigh-Durham.Intl.AP.723060 | 3 | 4170977 | 48.5926 | 9.8937 | 63.1346 | 48.4781 | 14.6565 | 945.59 | 3.5457 | 20.68 | 4.5735 | -1.0278 | 20.0468 | 1.6333 | -0.51 | 2.6534 | -1.0201 | -3.4461 | 2.94 | -9.25 | 5.2333 | -2.2933 | -16.8025 | 3.5457 | 20.68 | 4.5735 | -1.0278 | 20.0468 | 3.7161 | 20.86 | 4.8348 | -1.1187 | 20.0456 | 0.063866 | 3.1034 | 0.63187 | 4.0321 | 60.3908 | 0.22645 | 0.10431 | 0.18776 | 0.22645 | 0.23733 | 1.3207 | -0.032572 | -0.59076 | 1.3207 | 1.3322 | 1.2803 | -0.22009 | -1.0731 | 1.2803 | 1.2802 | 0.063866 | 3.1034 | 0.63187 | 4.0321 | 60.3908 | 0.22645 | 0.10431 | 0.18776 | 0.22645 | 0.23733 | 1.3207 | -0.032572 | -0.59076 | 1.3207 | 1.3322 | 1.2803 | -0.22009 | -1.0731 | 1.2803 | 1.2802
28 | 0.28 | 0.32 | South/Central | NC | Raleigh-Durham.Intl.AP.723060 | 3 | 4170977 | 49.6878 | 9.4599 | 63.6344 | 49.5707 | 14.0637 | 940.26 | 3.0459 | 26.01 | 3.4809 | -0.43494 | 27.6103 | 1.1335 | 4.82 | 1.5608 | -0.42733 | 4.1174 | 2.4402 | -3.92 | 4.1407 | -1.7005 | -9.239 | 3.0459 | 26.01 | 3.4809 | -0.43494 | 27.6103 | 3.2163 | 26.19 | 3.7422 | -0.52589 | 27.6091 | 0.063866 | 3.1733 | 0.60416 | 4.0641 | 60.0504 | 0.19453 | 0.072391 | 0.15584 | 0.19453 | 0.20541 | 1.6611 | 0.30783 | -0.25035 | 1.6611 | 1.6726 | 1.7634 | 0.26296 | -0.59006 | 1.7634 | 1.7633 | 0.063866 | 3.1733 | 0.60416 | 4.0641 | 60.0504 | 0.19453 | 0.072391 | 0.15584 | 0.19453 | 0.20541 | 1.6611 | 0.30783 | -0.25035 | 1.6611 | 1.6726 | 1.7634 | 0.26296 | -0.59006 | 1.7634 | 1.7633
29 | 0.28 | 0.27 | South/Central | NC | Raleigh-Durham.Intl.AP.723060 | 3 | 4170977 | 50.5524 | 9.1483 | 64.0476 | 50.4333 | 13.6142 | 936.6 | 2.6328 | 29.67 | 2.6183 | 0.014549 | 32.9223 | 0.72036 | 8.48 | 0.6982 | 0.022159 | 9.4294 | 2.027 | -0.26 | 3.278 | -1.251 | -3.9269 | 2.6328 | 29.67 | 2.6183 | 0.014549 | 32.9223 | 2.8032 | 29.85 | 2.8796 | -0.076397 | 32.9212 | 0.063866 | 3.2286 | 0.58427 | 4.0904 | 59.8167 | 0.16815 | 0.046006 | 0.12946 | 0.16815 | 0.17903 | 1.8949 | 0.54158 | -0.016605 | 1.8949 | 1.9064 | 2.1026 | 0.60222 | -0.2508 | 2.1026 | 2.1025 | 0.063866 | 3.2286 | 0.58427 | 4.0904 | 59.8167 | 0.16815 | 0.046006 | 0.12946 | 0.16815 | 0.17903 | 1.8949 | 0.54158 | -0.016605 | 1.8949 | 1.9064 | 2.1026 | 0.60222 | -0.2508 | 2.1026 | 2.1025
30 | 0.28 | 0.23 | South/Central | NC | Raleigh-Durham.Intl.AP.723060 | 3 | 4170977 | 51.2474 | 8.9157 | 64.3988 | 51.1266 | 13.2721 | 934.26 | 2.2816 | 32.01 | 1.9249 | 0.35665 | 36.5097 | 0.36913 | 10.82 | 0.0048753 | 0.36426 | 13.0168 | 1.6758 | 2.08 | 2.5847 | -0.90889 | -0.33952 | 2.2816 | 32.01 | 1.9249 | 0.35665 | 36.5097 | 2.4519 | 32.19 | 2.1862 | 0.2657 | 36.5086 | 0.063866 | 3.273 | 0.56941 | 4.1129 | 59.6672 | 0.14572 | 0.023575 | 0.10703 | 0.14572 | 0.15659 | 2.0443 | 0.69103 | 0.13284 | 2.0443 | 2.0558 | 2.3317 | 0.83133 | -0.021683 | 2.3317 | 2.3316 | 0.063866 | 3.273 | 0.56941 | 4.1129 | 59.6672 | 0.14572 | 0.023575 | 0.10703 | 0.14572 | 0.15659 | 2.0443 | 0.69103 | 0.13284 | 2.0443 | 2.0558 | 2.3317 | 0.83133 | -0.021683 | 2.3317 | 2.3316
31 | 0.28 | 0.19 | South/Central | NC | Raleigh-Durham.Intl.AP.723060 | 3 | 4170977 | 52.4124 | 8.4835 | 64.9611 | 52.289 | 12.6722 | 929.55 | 1.7192 | 36.72 | 0.76263 | 0.95661 | 43.465 | -0.19321 | 15.53 | -1.1574 | 0.96422 | 19.9721 | 1.1135 | 6.79 | 1.4224 | -0.30893 | 6.6158 | 1.7192 | 36.72 | 0.76263 | 0.95661 | 43.465 | 1.8896 | 36.9 | 1.0239 | 0.86567 | 43.4639 | 0.063866 | 3.3474 | 0.54181 | 4.1488 | 59.3664 | 0.1098 | -0.01234 | 0.071113 | 0.1098 | 0.12068 | 2.3452 | 0.99184 | 0.43365 | 2.3452 | 2.3566 | 2.7759 | 1.2755 | 0.42252 | 2.7759 | 2.7759 | 0.063866 | 3.3474 | 0.54181 | 4.1488 | 59.3664 | 0.1098 | -0.01234 | 0.071113 | 0.1098 | 0.12068 | 2.3452 | 0.99184 | 0.43365 | 2.3452 | 2.3566 | 2.7759 | 1.2755 | 0.42252 | 2.7759 | 2.7759
32 | 0.28 | 0.17 | South/Central | NC | Raleigh-Durham.Intl.AP.723060 | 3 | 4170977 | 53.0163 | 8.2622 | 65.2634 | 52.8914 | 12.372 | 927.46 | 1.417 | 38.81 | 0.16017 | 1.2568 | 46.6871 | -0.49547 | 17.62 | -1.7599 | 1.2644 | 23.1942 | 0.81122 | 8.88 | 0.81994 | -0.0087175 | 9.8378 | 1.417 | 38.81 | 0.16017 | 1.2568 | 46.6871 | 1.5873 | 38.99 | 0.42145 | 1.1659 | 46.6859 | 0.063866 | 3.3859 | 0.52767 | 4.1681 | 59.233 | 0.090497 | -0.031643 | 0.051809 | 0.090497 | 0.10138 | 2.4786 | 1.1253 | 0.56713 | 2.4786 | 2.4901 | 2.9817 | 1.4813 | 0.6283 | 2.9817 | 2.9816 | 0.063866 | 3.3859 | 0.52767 | 4.1681 | 59.233 | 0.090497 | -0.031643 | 0.051809 | 0.090497 | 0.10138 | 2.4786 | 1.1253 | 0.56713 | 2.4786 | 2.4901 | 2.9817 | 1.4813 | 0.6283 | 2.9817 | 2.9816
33 | 0.27 | 0.47 | South/Central | NC | Raleigh-Durham.Intl.AP.723060 | 3 | 4170977 | 46.3726 | 10.7905 | 62.1331 | 46.2633 | 15.8698 | 956.84 | 4.5473 | 9.43 | 6.7883 | -2.241 | 4.3022 | 2.6348 | -11.76 | 4.8682 | -2.2334 | -19.1907 | 3.9415 | -20.5 | 7.4481 | -3.5066 | -32.547 | 4.5473 | 9.43 | 6.7883 | -2.241 | 4.3022 | 4.7176 | 9.61 | 7.0496 | -2.332 | 4.3011 | 0.063866 | 2.9616 | 0.68914 | 3.9682 | 61.1093 | 0.29041 | 0.16827 | 0.25173 | 0.29041 | 0.30129 | 0.60225 | -0.75106 | -1.3092 | 0.60225 | 0.61375 | 0.27476 | -1.2256 | -2.0786 | 0.27476 | 0.27469 | 0.063866 | 2.9616 | 0.68914 | 3.9682 | 61.1093 | 0.29041 | 0.16827 | 0.25173 | 0.29041 | 0.30129 | 0.60225 | -0.75106 | -1.3092 | 0.60225 | 0.61375 | 0.27476 | -1.2256 | -2.0786 | 0.27476 | 0.27469
34 | 0.27 | 0.42 | South/Central | NC | Raleigh-Durham.Intl.AP.723060 | 3 | 4170977 | 47.2971 | 10.3179 | 62.4041 | 47.1856 | 15.2185 | 947.83 | 4.2762 | 18.44 | 5.866 | -1.5897 | 16.0532 | 2.3638 | -2.75 | 3.9459 | -1.5821 | -7.4397 | 3.6705 | -11.49 | 6.5257 | -2.8553 | -20.796 | 4.2762 | 18.44 | 5.866 | -1.5897 | 16.0532 | 4.4466 | 18.62 | 6.1272 | -1.6807 | 16.0521 | 0.063866 | 3.0207 | 0.65896 | 3.9855 | 60.5339 | 0.2731 | 0.15096 | 0.23442 | 0.2731 | 0.28398 | 1.1777 | -0.17563 | -0.73382 | 1.1777 | 1.1892 | 1.0253 | -0.47514 | -1.3282 | 1.0253 | 1.0252 | 0.063866 | 3.0207 | 0.65896 | 3.9855 | 60.5339 | 0.2731 | 0.15096 | 0.23442 | 0.2731 | 0.28398 | 1.1777 | -0.17563 | -0.73382 | 1.1777 | 1.1892 | 1.0253 | -0.47514 | -1.3282 | 1.0253 | 1.0252
35 | 0.27 | 0.37 | South/Central | NC | Raleigh-Durham.Intl.AP.723060 | 3 | 4170977 | 48.0714 | 9.9842 | 62.7231 | 47.9581 | 14.765 | 943 | 3.9573 | 23.27 | 5.0935 | -1.1362 | 22.6245 | 2.0448 | 2.08 | 3.1734 | -1.1286 | -0.86844 | 3.3515 | -6.66 | 5.7533 | -2.4018 | -14.2248 | 3.9573 | 23.27 | 5.0935 | -1.1362 | 22.6245 | 4.1276 | 23.45 | 5.3548 | -1.2272 | 22.6233 | 0.063866 | 3.0701 | 0.63765 | 4.0059 | 60.2254 | 0.25274 | 0.13059 | 0.21405 | 0.25274 | 0.26361 | 1.4862 | 0.13284 | -0.42535 | 1.4862 | 1.4977 | 1.4449 | -0.055463 | -0.90848 | 1.4449 | 1.4449 | 0.063866 | 3.0701 | 0.63765 | 4.0059 | 60.2254 | 0.25274 | 0.13059 | 0.21405 | 0.25274 | 0.26361 | 1.4862 | 0.13284 | -0.42535 | 1.4862 | 1.4977 | 1.4449 | -0.055463 | -0.90848 | 1.4449 | 1.4449
36 | 0.27 | 0.32 | South/Central | NC | Raleigh-Durham.Intl.AP.723060 | 3 | 4170977 | 49.0757 | 9.5813 | 63.1645 | 48.96 | 14.2045 | 937.61 | 3.5158 | 28.66 | 4.0915 | -0.57573 | 30.1604 | 1.6034 | 7.47 | 2.1715 | -0.56812 | 6.6675 | 2.9101 | -1.27 | 4.7513 | -1.8413 | -6.6888 | 3.5158 | 28.66 | 4.0915 | -0.57573 | 30.1604 | 3.6862 | 28.84 | 4.3528 | -0.66667 | 30.1593 | 0.063866 | 3.1343 | 0.61192 | 4.0341 | 59.8812 | 0.22454 | 0.1024 | 0.18585 | 0.22454 | 0.23542 | 1.8304 | 0.47708 | -0.08111 | 1.8304 | 1.8419 | 1.9262 | 0.42583 | -0.42719 | 1.9262 | 1.9261 | 0.063866 | 3.1343 | 0.61192 | 4.0341 | 59.8812 | 0.22454 | 0.1024 | 0.18585 | 0.22454 | 0.23542 | 1.8304 | 0.47708 | -0.08111 | 1.8304 | 1.8419 | 1.9262 | 0.42583 | -0.42719 | 1.9262 | 1.9261
37 | 0.27 | 0.27 | South/Central | NC | Raleigh-Durham.Intl.AP.723060 | 3 | 4170977 | 50.0312 | 9.219 | 63.6068 | 49.9133 | 13.6935 | 933.15 | 3.0736 | 33.12 | 3.1383 | -0.064713 | 36.5388 | 1.1611 | 11.93 | 1.2182 | -0.057102 | 13.0459 | 2.4678 | 3.19 | 3.798 | -1.3303 | -0.31043 | 3.0736 | 33.12 | 3.1383 | -0.064713 | 36.5388 | 3.2439 | 33.3 | 3.3996 | -0.15566 | 36.5377 | 0.063866 | 3.1953 | 0.58878 | 4.0623 | 59.5964 | 0.1963 | 0.074155 | 0.15761 | 0.1963 | 0.20717 | 2.1152 | 0.76192 | 0.20373 | 2.1152 | 2.1267 | 2.3336 | 0.83319 | -0.019826 | 2.3336 | 2.3335 | 0.063866 | 3.1953 | 0.58878 | 4.0623 | 59.5964 | 0.1963 | 0.074155 | 0.15761 | 0.1963 | 0.20717 | 2.1152 | 0.76192 | 0.20373 | 2.1152 | 2.1267 | 2.3336 | 0.83319 | -0.019826 | 2.3336 | 2.3335
38 | 0.27 | 0.23 | South/Central | NC | Raleigh-Durham.Intl.AP.723060 | 3 | 4170977 | 50.8462 | 8.9258 | 63.9979 | 50.7264 | 13.2715 | 929.76 | 2.6825 | 36.51 | 2.3252 | 0.35725 | 41.485 | 0.77 | 15.32 | 0.40514 | 0.36486 | 17.9921 | 2.0767 | 6.58 | 2.985 | -0.90829 | 4.6357 | 2.6825 | 36.51 | 2.3252 | 0.35725 | 41.485 | 2.8528 | 36.69 | 2.5865 | 0.2663 | 41.4838 | 0.063866 | 3.2473 | 0.57005 | 4.0873 | 59.3799 | 0.17132 | 0.049177 | 0.13263 | 0.17132 | 0.1822 | 2.3317 | 0.97842 | 0.42024 | 2.3317 | 2.3432 | 2.6495 | 1.1491 | 0.29607 | 2.6495 | 2.6494 | 0.063866 | 3.2473 | 0.57005 | 4.0873 | 59.3799 | 0.17132 | 0.049177 | 0.13263 | 0.17132 | 0.1822 | 2.3317 | 0.97842 | 0.42024 | 2.3317 | 2.3432 | 2.6495 | 1.1491 | 0.29607 | 2.6495 | 2.6494
39 | 0.27 | 0.19 | South/Central | NC | Raleigh-Durham.Intl.AP.723060 | 3 | 4170977 | 52.0016 | 8.4936 | 64.5604 | 51.8791 | 12.6812 | 925.24 | 2.12 | 41.03 | 1.1724 | 0.94754 | 48.2144 | 0.20752 | 19.84 | -0.74764 | 0.95515 | 24.7215 | 1.5142 | 11.1 | 1.8322 | -0.318 | 11.3651 | 2.12 | 41.03 | 1.1724 | 0.94754 | 48.2144 | 2.2903 | 41.21 | 1.4337 | 0.8566 | 48.2132 | 0.063866 | 3.3211 | 0.54245 | 4.1232 | 59.0912 | 0.13539 | 0.013253 | 0.096706 | 0.13539 | 0.14627 | 2.6204 | 1.2671 | 0.70891 | 2.6204 | 2.6319 | 3.0792 | 1.5789 | 0.72584 | 3.0792 | 3.0792 | 0.063866 | 3.3211 | 0.54245 | 4.1232 | 59.0912 | 0.13539 | 0.013253 | 0.096706 | 0.13539 | 0.14627 | 2.6204 | 1.2671 | 0.70891 | 2.6204 | 2.6319 | 3.0792 | 1.5789 | 0.72584 | 3.0792 | 3.0792
40 | 0.27 | 0.17 | South/Central | NC | Raleigh-Durham.Intl.AP.723060 | 3 | 4170977 | 52.6055 | 8.2727 | 64.8534 | 52.4816 | 12.3718 | 922.88 | 1.827 | 43.39 | 0.56997 | 1.257 | 51.765 | -0.085495 | 22.2 | -1.3501 | 1.2646 | 28.2721 | 1.2212 | 13.46 | 1.2297 | -0.008548 | 14.9158 | 1.827 | 43.39 | 0.56997 | 1.257 | 51.765 | 1.9973 | 43.57 | 0.83125 | 1.166 | 51.7639 | 0.063866 | 3.3597 | 0.52834 | 4.1419 | 58.9405 | 0.11668 | -0.0054602 | 0.077992 | 0.11668 | 0.12756 | 2.7711 | 1.4178 | 0.85963 | 2.7711 | 2.7826 | 3.306 | 1.8056 | 0.95261 | 3.306 | 3.3059 | 0.063866 | 3.3597 | 0.52834 | 4.1419 | 58.9405 | 0.11668 | -0.0054602 | 0.077992 | 0.11668 | 0.12756 | 2.7711 | 1.4178 | 0.85963 | 2.7711 | 2.7826 | 3.306 | 1.8056 | 0.95261 | 3.306 | 3.3059
41 | 0.26 | 0.47 | South/Central | NC | Raleigh-Durham.Intl.AP.723060 | 3 | 4170977 | 46.0326 | 10.7811 | 61.7737 | 45.924 | 15.8497 | 952.48 | 4.9067 | 13.79 | 7.1276 | -2.2209 | 9.218 | 2.9942 | -7.4 | 5.2075 | -2.2133 | -14.2749 | 4.3009 | -16.14 | 7.7873 | -3.4864 | -27.6313 | 4.9067 | 13.79 | 7.1276 | -2.2209 | 9.218 | 5.077 | 13.97 | 7.3889 | -2.3118 | 9.2168 | 0.063866 | 2.9399 | 0.68854 | 3.9452 | 60.8309 | 0.31337 | 0.19123 | 0.27468 | 0.31337 | 0.32425 | 0.88071 | -0.47261 | -1.0308 | 0.88071 | 0.89221 | 0.58871 | -0.91168 | -1.7647 | 0.58871 | 0.58864 | 0.063866 | 2.9399 | 0.68854 | 3.9452 | 60.8309 | 0.31337 | 0.19123 | 0.27468 | 0.31337 | 0.32425 | 0.88071 | -0.47261 | -1.0308 | 0.88071 | 0.89221 | 0.58871 | -0.91168 | -1.7647 | 0.58871 | 0.58864
42 | 0.26 | 0.42 | South/Central | NC | Raleigh-Durham.Intl.AP.723060 | 3 | 4170977 | 46.9265 | 10.3273 | 62.033 | 46.8159 | 15.2171 | 943.68 | 4.6473 | 22.59 | 6.2357 | -1.5883 | 20.679 | 2.7349 | 1.4 | 4.3156 | -1.5807 | -2.8139 | 4.0416 | -7.34 | 6.8955 | -2.8539 | -16.1702 | 4.6473 | 22.59 | 6.2357 | -1.5883 | 20.679 | 4.8177 | 22.77 | 6.497 | -1.6793 | 20.6779 | 0.063866 | 2.997 | 0.65956 | 3.9618 | 60.2689 | 0.29681 | 0.17467 | 0.25812 | 0.29681 | 0.30769 | 1.4427 | 0.089412 | -0.46877 | 1.4427 | 1.4542 | 1.3207 | -0.17971 | -1.0327 | 1.3207 | 1.3206 | 0.063866 | 2.997 | 0.65956 | 3.9618 | 60.2689 | 0.29681 | 0.17467 | 0.25812 | 0.29681 | 0.30769 | 1.4427 | 0.089412 | -0.46877 | 1.4427 | 1.4542 | 1.3207 | -0.17971 | -1.0327 | 1.3207 | 1.3206
43 | 0.26 | 0.37 | South/Central | NC | Raleigh-Durham.Intl.AP.723060 | 3 | 4170977 | 47.5499 | 10.0743 | 62.3023 | 47.4378 | 14.8645 | 940.16 | 4.3781 | 26.11 | 5.6138 | -1.2358 | 25.5237 | 2.4656 | 4.92 | 3.6937 | -1.2281 | 2.0308 | 3.7723 | -3.82 | 6.2736 | -2.5013 | -11.3256 | 4.3781 | 26.11 | 5.6138 | -1.2358 | 25.5237 | 4.5484 | 26.29 | 5.8751 | -1.3267 | 25.5225 | 0.063866 | 3.0368 | 0.6434 | 3.979 | 60.0441 | 0.27961 | 0.15747 | 0.24092 | 0.27961 | 0.29049 | 1.6675 | 0.31422 | -0.24397 | 1.6675 | 1.679 | 1.6301 | 0.1297 | -0.72332 | 1.6301 | 1.63 | 0.063866 | 3.0368 | 0.6434 | 3.979 | 60.0441 | 0.27961 | 0.15747 | 0.24092 | 0.27961 | 0.29049 | 1.6675 | 0.31422 | -0.24397 | 1.6675 | 1.679 | 1.6301 | 0.1297 | -0.72332 | 1.6301 | 1.63
44 | 0.26 | 0.32 | South/Central | NC | Raleigh-Durham.Intl.AP.723060 | 3 | 4170977 | 48.4143 | 9.7418 | 62.6936 | 48.3001 | 14.3935 | 935.82 | 3.9867 | 30.45 | 4.7514 | -0.7647 | 31.6056 | 2.0743 | 9.26 | 2.8314 | -0.75709 | 8.1127 | 3.381 | 0.52 | 5.4112 | -2.0302 | -5.2437 | 3.9867 | 30.45 | 4.7514 | -0.7647 | 31.6056 | 4.1571 | 30.63 | 5.0127 | -0.85565 | 31.6044 | 0.063866 | 3.092 | 0.62217 | 4.004 | 59.7669 | 0.25462 | 0.13248 | 0.21593 | 0.25462 | 0.26549 | 1.9447 | 0.5914 | 0.03321 | 1.9447 | 1.9562 | 2.0185 | 0.51812 | -0.33489 | 2.0185 | 2.0184 | 0.063866 | 3.092 | 0.62217 | 4.004 | 59.7669 | 0.25462 | 0.13248 | 0.21593 | 0.25462 | 0.26549 | 1.9447 | 0.5914 | 0.03321 | 1.9447 | 1.9562 | 2.0185 | 0.51812 | -0.33489 | 2.0185 | 2.0184
45 | 0.26 | 0.27 | South/Central | NC | Raleigh-Durham.Intl.AP.723060 | 3 | 4170977 | 49.5 | 9.2984 | 63.1645 | 49.3833 | 13.7812 | 929.8 | 3.5159 | 36.47 | 3.6682 | -0.15239 | 39.9795 | 1.6034 | 15.28 | 1.7482 | -0.14478 | 16.4866 | 2.9101 | 6.54 | 4.328 | -1.4179 | 3.1302 | 3.5159 | 36.47 | 3.6682 | -0.15239 | 39.9795 | 3.6862 | 36.65 | 3.9295 | -0.24333 | 39.9783 | 0.063866 | 3.1614 | 0.59385 | 4.0341 | 59.3824 | 0.22454 | 0.1024 | 0.18586 | 0.22454 | 0.23542 | 2.3292 | 0.97587 | 0.41768 | 2.3292 | 2.3407 | 2.5533 | 1.0529 | 0.19991 | 2.5533 | 2.5532 | 0.063866 | 3.1614 | 0.59385 | 4.0341 | 59.3824 | 0.22454 | 0.1024 | 0.18586 | 0.22454 | 0.23542 | 2.3292 | 0.97587 | 0.41768 | 2.3292 | 2.3407 | 2.5533 | 1.0529 | 0.19991 | 2.5533 | 2.5532
46 | 0.26 | 0.23 | South/Central | NC | Raleigh-Durham.Intl.AP.723060 | 3 | 4170977 | 50.4355 | 8.9365 | 63.5978 | 50.3167 | 13.2811 | 925.48 | 3.0826 | 40.79 | 2.7349 | 0.34767 | 46.215 | 1.1701 | 19.6 | 0.81484 | 0.35528 | 22.7221 | 2.4768 | 10.86 | 3.3947 | -0.91787 | 9.3658 | 3.0826 | 40.79 | 2.7349 | 0.34767 | 46.215 | 3.2529 | 40.97 | 2.9962 | 0.25673 | 46.2139 | 0.063866 | 3.2211 | 0.57074 | 4.0617 | 59.1065 | 0.19687 | 0.074731 | 0.15818 | 0.19687 | 0.20775 | 2.6051 | 1.2518 | 0.69358 | 2.6051 | 2.6166 | 2.9516 | 1.4512 | 0.59815 | 2.9516 | 2.9515 | 0.063866 | 3.2211 | 0.57074 | 4.0617 | 59.1065 | 0.19687 | 0.074731 | 0.15818 | 0.19687 | 0.20775 | 2.6051 | 1.2518 | 0.69358 | 2.6051 | 2.6166 | 2.9516 | 1.4512 | 0.59815 | 2.9516 | 2.9515
47 | 0.26 | 0.19 | South/Central | NC | Raleigh-Durham.Intl.AP.723060 | 3 | 4170977 | 51.5819 | 8.5041 | 64.1413 | 51.4604 | 12.6809 | 920.56 | 2.539 | 45.71 | 1.5912 | 0.94787 | 53.4084 | 0.62658 | 24.52 | -0.3289 | 0.95548 | 29.9155 | 1.9333 | 15.78 | 2.2509 | -0.31767 | 16.5591 | 2.539 | 45.71 | 1.5912 | 0.94787 | 53.4084 | 2.7094 | 45.89 | 1.8525 | 0.85692 | 53.4072 | 0.063866 | 3.2943 | 0.54312 | 4.0964 | 58.7923 | 0.16216 | 0.040017 | 0.12347 | 0.16216 | 0.17304 | 2.9193 | 1.566 | 1.0078 | 2.9193 | 2.9308 | 3.411 | 1.9106 | 1.0576 | 3.411 | 3.4109 | 0.063866 | 3.2943 | 0.54312 | 4.0964 | 58.7923 | 0.16216 | 0.040017 | 0.12347 | 0.16216 | 0.17304 | 2.9193 | 1.566 | 1.0078 | 2.9193 | 2.9308 | 3.411 | 1.9106 | 1.0576 | 3.411 | 3.4109
48 | 0.26 | 0.17 | South/Central | NC | Raleigh-Durham.Intl.AP.723060 | 3 | 4170977 | 52.185 | 8.292 | 64.4521 | 52.062 | 12.39 | 918.72 | 2.2283 | 47.55 | 0.98954 | 1.2387 | 56.3087 | 0.31583 | 26.36 | -0.93053 | 1.2464 | 32.8158 | 1.6225 | 17.62 | 1.6493 | -0.026797 | 19.4595 | 2.2283 | 47.55 | 0.98954 | 1.2387 | 56.3087 | 2.3986 | 47.73 | 1.2508 | 1.1478 | 56.3076 | 0.063866 | 3.3328 | 0.52957 | 4.1163 | 58.6748 | 0.14231 | 0.020171 | 0.10362 | 0.14231 | 0.15319 | 3.0368 | 1.6835 | 1.1253 | 3.0368 | 3.0483 | 3.5962 | 2.0958 | 1.2428 | 3.5962 | 3.5961 | 0.063866 | 3.3328 | 0.52957 | 4.1163 | 58.6748 | 0.14231 | 0.020171 | 0.10362 | 0.14231 | 0.15319 | 3.0368 | 1.6835 | 1.1253 | 3.0368 | 3.0483 | 3.5962 | 2.0958 | 1.2428 | 3.5962 | 3.5961
49 | 0.25 | 0.47 | South/Central | NC | Raleigh-Durham.Intl.AP.723060 | 3 | 4170977 | 45.701 | 10.7711 | 61.4221 | 45.5932 | 15.8289 | 948.19 | 5.2582 | 18.08 | 7.4583 | -2.2001 | 14.051 | 3.3458 | -3.11 | 5.5383 | -2.1925 | -9.4419 | 4.6525 | -11.85 | 8.1181 | -3.4656 | -22.7983 | 5.2582 | 18.08 | 7.4583 | -2.2001 | 14.051 | 5.4286 | 18.26 | 7.7196 | -2.291 | 14.0498 | 0.063866 | 2.9187 | 0.68791 | 3.9228 | 60.5569 | 0.33582 | 0.21368 | 0.29713 | 0.33582 | 0.3467 | 1.1547 | -0.19862 | -0.75681 | 1.1547 | 1.1662 | 0.89738 | -0.60301 | -1.456 | 0.89738 | 0.8973 | 0.063866 | 2.9187 | 0.68791 | 3.9228 | 60.5569 | 0.33582 | 0.21368 | 0.29713 | 0.33582 | 0.3467 | 1.1547 | -0.19862 | -0.75681 | 1.1547 | 1.1662 | 0.89738 | -0.60301 | -1.456 | 0.89738 | 0.8973
50 | 0.25 | 0.42 | South/Central | NC | Raleigh-Durham.Intl.AP.723060 | 3 | 4170977 | 46.5461 | 10.3279 | 61.6523 | 46.4363 | 15.2159 | 939.43 | 5.0281 | 26.84 | 6.6153 | -1.5872 | 25.4188 | 3.1157 | 5.65 | 4.6952 | -1.5795 | 1.9259 | 4.4223 | -3.09 | 7.275 | -2.8527 | -11.4305 | 5.0281 | 26.84 | 6.6153 | -1.5872 | 25.4188 | 5.1985 | 27.02 | 6.8766 | -1.6781 | 25.4176 | 0.063866 | 2.9727 | 0.6596 | 3.9375 | 59.9974 | 0.32112 | 0.19898 | 0.28244 | 0.32112 | 0.332 | 1.7142 | 0.36084 | -0.19735 | 1.7142 | 1.7257 | 1.6234 | 0.123 | -0.73002 | 1.6234 | 1.6233 | 0.063866 | 2.9727 | 0.6596 | 3.9375 | 59.9974 | 0.32112 | 0.19898 | 0.28244 | 0.32112 | 0.332 | 1.7142 | 0.36084 | -0.19735 | 1.7142 | 1.7257 | 1.6234 | 0.123 | -0.73002 | 1.6234 | 1.6233
51 | 0.25 | 0.37 | South/Central | NC | Raleigh-Durham.Intl.AP.723060 | 3 | 4170977 | 47.0192 | 10.1658 | 61.8733 | 46.9083 | 14.965 | 937.26 | 4.807 | 29.01 | 6.1433 | -1.3362 | 28.5028 | 2.8946 | 7.82 | 4.2232 | -1.3286 | 5.0099 | 4.2013 | -0.92 | 6.803 | -2.6018 | -8.3464 | 4.807 | 29.01 | 6.1433 | -1.3362 | 28.5028 | 4.9774 | 29.19 | 6.4045 | -1.4272 | 28.5017 | 0.063866 | 3.0029 | 0.64924 | 3.9516 | 59.8588 | 0.30701 | 0.18486 | 0.26832 | 0.30701 | 0.31788 | 1.8527 | 0.49943 | -0.058757 | 1.8527 | 1.8642 | 1.8204 | 0.31996 | -0.53305 | 1.8204 | 1.8203 | 0.063866 | 3.0029 | 0.64924 | 3.9516 | 59.8588 | 0.30701 | 0.18486 | 0.26832 | 0.30701 | 0.31788 | 1.8527 | 0.49943 | -0.058757 | 1.8527 | 1.8642 | 1.8204 | 0.31996 | -0.53305 | 1.8204 | 1.8203
52 | 0.25 | 0.32 | South/Central | NC | Raleigh-Durham.Intl.AP.723060 | 3 | 4170977 | 47.7427 | 9.9119 | 62.2219 | 47.6301 | 14.5918 | 934.22 | 4.4585 | 32.05 | 5.4215 | -0.96301 | 32.8446 | 2.546 | 10.86 | 3.5014 | -0.9554 | 9.3517 | 3.8527 | 2.12 | 6.0813 | -2.2286 | -4.0047 | 4.4585 | 32.05 | 5.4215 | -0.96301 | 32.8446 | 4.6288 | 32.23 | 5.6828 | -1.054 | 32.8434 | 0.063866 | 3.0491 | 0.63303 | 3.9739 | 59.6647 | 0.28474 | 0.1626 | 0.24606 | 0.28474 | 0.29562 | 2.0469 | 0.69358 | 0.1354 | 2.0469 | 2.0584 | 2.0976 | 0.59725 | -0.25576 | 2.0976 | 2.0976 | 0.063866 | 3.0491 | 0.63303 | 3.9739 | 59.6647 | 0.28474 | 0.1626 | 0.24606 | 0.28474 | 0.29562 | 2.0469 | 0.69358 | 0.1354 | 2.0469 | 2.0584 | 2.0976 | 0.59725 | -0.25576 | 2.0976 | 2.0976
53 | 0.25 | 0.27 | South/Central | NC | Raleigh-Durham.Intl.AP.723060 | 3 | 4170977 | 48.9693 | 9.3698 | 62.7151 | 48.8538 | 13.8613 | 926.26 | 3.9652 | 40.01 | 4.1978 | -0.23255 | 43.6818 | 2.0528 | 18.82 | 2.2777 | -0.22494 | 20.1889 | 3.3595 | 10.08 | 4.8576 | -1.4981 | 6.8326 | 3.9652 | 40.01 | 4.1978 | -0.23255 | 43.6818 | 4.1356 | 40.19 | 4.4591 | -0.3235 | 43.6807 | 0.063866 | 3.1275 | 0.59841 | 4.0054 | 59.1563 | 0.25324 | 0.1311 | 0.21455 | 0.25324 | 0.26412 | 2.5553 | 1.202 | 0.64377 | 2.5553 | 2.5668 | 2.7898 | 1.2894 | 0.43637 | 2.7898 | 2.7897 | 0.063866 | 3.1275 | 0.59841 | 4.0054 | 59.1563 | 0.25324 | 0.1311 | 0.21455 | 0.25324 | 0.26412 | 2.5553 | 1.202 | 0.64377 | 2.5553 | 2.5668 | 2.7898 | 1.2894 | 0.43637 | 2.7898 | 2.7897
54 | 0.25 | 0.23 | South/Central | NC | Raleigh-Durham.Intl.AP.723060 | 3 | 4170977 | 50.025 | 8.9465 | 63.1873 | 49.9071 | 13.2802 | 920.89 | 3.4931 | 45.38 | 3.1445 | 0.3486 | 51.3176 | 1.5807 | 24.19 | 1.2244 | 0.35621 | 27.8247 | 2.8873 | 15.45 | 3.8043 | -0.91694 | 14.4683 | 3.4931 | 45.38 | 3.1445 | 0.3486 | 51.3176 | 3.6635 | 45.56 | 3.4058 | 0.25766 | 51.3164 | 0.063866 | 3.1949 | 0.57138 | 4.0355 | 58.8134 | 0.22309 | 0.10095 | 0.1844 | 0.22309 | 0.23397 | 2.8982 | 1.5449 | 0.98673 | 2.8982 | 2.9097 | 3.2774 | 1.777 | 0.92403 | 3.2774 | 3.2774 | 0.063866 | 3.1949 | 0.57138 | 4.0355 | 58.8134 | 0.22309 | 0.10095 | 0.1844 | 0.22309 | 0.23397 | 2.8982 | 1.5449 | 0.98673 | 2.8982 | 2.9097 | 3.2774 | 1.777 | 0.92403 | 3.2774 | 3.2774
55 | 0.25 | 0.19 | South/Central | NC | Raleigh-Durham.Intl.AP.723060 | 3 | 4170977 | 51.1612 | 8.5144 | 63.7307 | 51.0406 | 12.6901 | 916.15 | 2.9496 | 50.12 | 2.0109 | 0.9387 | 58.2777 | 1.0372 | 28.93 | 0.090877 | 0.94631 | 34.7848 | 2.3439 | 20.19 | 2.6707 | -0.32684 | 21.4284 | 2.9496 | 50.12 | 2.0109 | 0.9387 | 58.2777 | 3.12 | 50.3 | 2.2722 | 0.84776 | 58.2765 | 0.063866 | 3.2675 | 0.54378 | 4.0702 | 58.5106 | 0.18838 | 0.066241 | 0.14969 | 0.18838 | 0.19926 | 3.201 | 1.8476 | 1.2895 | 3.201 | 3.2124 | 3.7219 | 2.2216 | 1.3685 | 3.7219 | 3.7219 | 0.063866 | 3.2675 | 0.54378 | 4.0702 | 58.5106 | 0.18838 | 0.066241 | 0.14969 | 0.18838 | 0.19926 | 3.201 | 1.8476 | 1.2895 | 3.201 | 3.2124 | 3.7219 | 2.2216 | 1.3685 | 3.7219 | 3.7219
56 | 0.25 | 0.17 | South/Central | NC | Raleigh-Durham.Intl.AP.723060 | 3 | 4170977 | 51.7643 | 8.3025 | 64.0412 | 51.6423 | 12.3989 | 914.3 | 2.6392 | 51.97 | 1.4093 | 1.2299 | 61.1895 | 0.72676 | 30.78 | -0.51075 | 1.2375 | 37.6966 | 2.0334 | 22.04 | 2.0691 | -0.035638 | 24.3403 | 2.6392 | 51.97 | 1.4093 | 1.2299 | 61.1895 | 2.8096 | 52.15 | 1.6706 | 1.139 | 61.1884 | 0.063866 | 3.306 | 0.53025 | 4.09 | 58.3925 | 0.16856 | 0.046415 | 0.12987 | 0.16856 | 0.17943 | 3.3191 | 1.9658 | 1.4076 | 3.3191 | 3.3306 | 3.9079 | 2.4075 | 1.5545 | 3.9079 | 3.9078 | 0.063866 | 3.306 | 0.53025 | 4.09 | 58.3925 | 0.16856 | 0.046415 | 0.12987 | 0.16856 | 0.17943 | 3.3191 | 1.9658 | 1.4076 | 3.3191 | 3.3306 | 3.9079 | 2.4075 | 1.5545 | 3.9079 | 3.9078
57 | 0.24 | 0.47 | South/Central | NC | Raleigh-Durham.Intl.AP.723060 | 3 | 4170977 | 45.3005 | 10.7911 | 61.0414 | 45.1936 | 15.8478 | 944.32 | 5.639 | 21.95 | 7.858 | -2.219 | 18.325 | 3.7265 | 0.76 | 5.9379 | -2.2114 | -5.1679 | 5.0332 | -7.98 | 8.5177 | -3.4845 | -18.5243 | 5.639 | 21.95 | 7.858 | -2.219 | 18.325 | 5.8093 | 22.13 | 8.1193 | -2.3099 | 18.3238 | 0.063866 | 2.8932 | 0.68918 | 3.8985 | 60.3097 | 0.36014 | 0.238 | 0.32145 | 0.36014 | 0.37102 | 1.4019 | 0.048538 | -0.50965 | 1.4019 | 1.4133 | 1.1703 | -0.33005 | -1.1831 | 1.1703 | 1.1703 | 0.063866 | 2.8932 | 0.68918 | 3.8985 | 60.3097 | 0.36014 | 0.238 | 0.32145 | 0.36014 | 0.37102 | 1.4019 | 0.048538 | -0.50965 | 1.4019 | 1.4133 | 1.1703 | -0.33005 | -1.1831 | 1.1703 | 1.1703
58 | 0.24 | 0.42 | South/Central | NC | Raleigh-Durham.Intl.AP.723060 | 3 | 4170977 | 46.1547 | 10.3473 | 61.271 | 46.0458 | 15.2251 | 935.38 | 5.4094 | 30.89 | 7.0058 | -1.5964 | 29.9245 | 3.497 | 9.7 | 5.0857 | -1.5887 | 6.4316 | 4.8036 | 0.96 | 7.6655 | -2.8619 | -6.9247 | 5.4094 | 30.89 | 7.0058 | -1.5964 | 29.9245 | 5.5797 | 31.07 | 7.2671 | -1.6873 | 29.9234 | 0.063866 | 2.9477 | 0.66084 | 3.9131 | 59.7388 | 0.34548 | 0.22334 | 0.30679 | 0.34548 | 0.35636 | 1.9728 | 0.6195 | 0.061311 | 1.9728 | 1.9843 | 1.9112 | 0.41076 | -0.44225 | 1.9112 | 1.9111 | 0.063866 | 2.9477 | 0.66084 | 3.9131 | 59.7388 | 0.34548 | 0.22334 | 0.30679 | 0.34548 | 0.35636 | 1.9728 | 0.6195 | 0.061311 | 1.9728 | 1.9843 | 1.9112 | 0.41076 | -0.44225 | 1.9112 | 1.9111
59 | 0.24 | 0.37 | South/Central | NC | Raleigh-Durham.Intl.AP.723060 | 3 | 4170977 | 46.6273 | 10.1857 | 61.5011 | 46.5173 | 14.9838 | 933.44 | 5.1793 | 32.83 | 6.5343 | -1.355 | 32.6748 | 3.2668 | 11.64 | 4.6142 | -1.3474 | 9.1819 | 4.5735 | 2.9 | 7.1941 | -2.6205 | -4.1744 | 5.1793 | 32.83 | 6.5343 | -1.355 | 32.6748 | 5.3496 | 33.01 | 6.7956 | -1.4459 | 32.6737 | 0.063866 | 2.9779 | 0.65052 | 3.9278 | 59.6149 | 0.33078 | 0.20864 | 0.29209 | 0.33078 | 0.34166 | 2.0967 | 0.7434 | 0.18521 | 2.0967 | 2.1082 | 2.0868 | 0.58641 | -0.2666 | 2.0868 | 2.0867 | 0.063866 | 2.9779 | 0.65052 | 3.9278 | 59.6149 | 0.33078 | 0.20864 | 0.29209 | 0.33078 | 0.34166 | 2.0967 | 0.7434 | 0.18521 | 2.0967 | 2.1082 | 2.0868 | 0.58641 | -0.2666 | 2.0868 | 2.0867
60 | 0.24 | 0.32 | South/Central | NC | Raleigh-Durham.Intl.AP.723060 | 3 | 4170977 | 47.3421 | 9.9227 | 61.8315 | 47.2305 | 14.6011 | 930.05 | 4.8488 | 36.22 | 5.8211 | -0.97228 | 37.461 | 2.9364 | 15.03 | 3.9011 | -0.96467 | 13.9681 | 4.2431 | 6.29 | 6.4809 | -2.2378 | 0.61174 | 4.8488 | 36.22 | 5.8211 | -0.97228 | 37.461 | 5.0192 | 36.4 | 6.0824 | -1.0632 | 37.4598 | 0.063866 | 3.0235 | 0.63372 | 3.9489 | 59.3984 | 0.30967 | 0.18753 | 0.27099 | 0.30967 | 0.32055 | 2.3132 | 0.9599 | 0.40172 | 2.3132 | 2.3247 | 2.3925 | 0.89208 | 0.039069 | 2.3925 | 2.3924 | 0.063866 | 3.0235 | 0.63372 | 3.9489 | 59.3984 | 0.30967 | 0.18753 | 0.27099 | 0.30967 | 0.32055 | 2.3132 | 0.9599 | 0.40172 | 2.3132 | 2.3247 | 2.3925 | 0.89208 | 0.039069 | 2.3925 | 2.3924
61 | 0.24 | 0.27 | South/Central | NC | Raleigh-Durham.Intl.AP.723060 | 3 | 4170977 | 48.5586 | 9.389 | 62.3142 | 48.4441 | 13.8701 | 921.97 | 4.3662 | 44.3 | 4.6075 | -0.24129 | 48.4416 | 2.4537 | 23.11 | 2.6874 | -0.23368 | 24.9487 | 3.7604 | 14.37 | 5.2673 | -1.5068 | 11.5923 | 4.3662 | 44.3 | 4.6075 | -0.24129 | 48.4416 | 4.5365 | 44.48 | 4.8688 | -0.33224 | 48.4404 | 0.063866 | 3.1012 | 0.59963 | 3.9797 | 58.8823 | 0.27885 | 0.15671 | 0.24016 | 0.27885 | 0.28973 | 2.8293 | 1.4759 | 0.91775 | 2.8293 | 2.8408 | 3.0938 | 1.5934 | 0.74035 | 3.0938 | 3.0937 | 0.063866 | 3.1012 | 0.59963 | 3.9797 | 58.8823 | 0.27885 | 0.15671 | 0.24016 | 0.27885 | 0.28973 | 2.8293 | 1.4759 | 0.91775 | 2.8293 | 2.8408 | 3.0938 | 1.5934 | 0.74035 | 3.0938 | 3.0937
62 | 0.24 | 0.23 | South/Central | NC | Raleigh-Durham.Intl.AP.723060 | 3 | 4170977 | 49.6145 | 8.9571 | 62.7776 | 49.4975 | 13.2801 | 916.33 | 3.9028 | 49.94 | 3.5541 | 0.3487 | 56.3904 | 1.9904 | 28.75 | 1.634 | 0.35631 | 32.8975 | 3.297 | 20.01 | 4.2139 | -0.91684 | 19.5412 | 3.9028 | 49.94 | 3.5541 | 0.3487 | 56.3904 | 4.0732 | 50.12 | 3.8154 | 0.25775 | 56.3893 | 0.063866 | 3.1687 | 0.57205 | 4.0093 | 58.5221 | 0.24926 | 0.12712 | 0.21057 | 0.24926 | 0.26014 | 3.1895 | 1.8361 | 1.278 | 3.1895 | 3.201 | 3.6014 | 2.101 | 1.248 | 3.6014 | 3.6013 | 0.063866 | 3.1687 | 0.57205 | 4.0093 | 58.5221 | 0.24926 | 0.12712 | 0.21057 | 0.24926 | 0.26014 | 3.1895 | 1.8361 | 1.278 | 3.1895 | 3.201 | 3.6014 | 2.101 | 1.248 | 3.6014 | 3.6013
63 | 0.24 | 0.19 | South/Central | NC | Raleigh-Durham.Intl.AP.723060 | 3 | 4170977 | 50.7598 | 8.5249 | 63.3298 | 50.6402 | 12.6897 | 911.66 | 3.3505 | 54.61 | 2.4114 | 0.93913 | 63.2491 | 1.4381 | 33.42 | 0.49134 | 0.94674 | 39.7562 | 2.7448 | 24.68 | 3.0712 | -0.32641 | 26.3998 | 3.3505 | 54.61 | 2.4114 | 0.93913 | 63.2491 | 3.5209 | 54.79 | 2.6727 | 0.84818 | 63.2479 | 0.063866 | 3.2418 | 0.54445 | 4.0446 | 58.2239 | 0.21398 | 0.091844 | 0.1753 | 0.21398 | 0.22486 | 3.4877 | 2.1344 | 1.5762 | 3.4877 | 3.4992 | 4.0395 | 2.5391 | 1.686 | 4.0395 | 4.0394 | 0.063866 | 3.2418 | 0.54445 | 4.0446 | 58.2239 | 0.21398 | 0.091844 | 0.1753 | 0.21398 | 0.22486 | 3.4877 | 2.1344 | 1.5762 | 3.4877 | 3.4992 | 4.0395 | 2.5391 | 1.686 | 4.0395 | 4.0394
64 | 0.24 | 0.17 | South/Central | NC | Raleigh-Durham.Intl.AP.723060 | 3 | 4170977 | 51.3624 | 8.3125 | 63.6399 | 51.2414 | 12.3985 | 909.82 | 3.0405 | 56.45 | 1.8102 | 1.2303 | 66.1654 | 1.1281 | 35.26 | -0.10985 | 1.2379 | 42.6725 | 2.4347 | 26.52 | 2.47 | -0.03524 | 29.3161 | 3.0405 | 56.45 | 1.8102 | 1.2303 | 66.1654 | 3.2109 | 56.63 | 2.0715 | 1.1394 | 66.1642 | 0.063866 | 3.2803 | 0.53088 | 4.0644 | 58.1064 | 0.19418 | 0.072044 | 0.1555 | 0.19418 | 0.20506 | 3.6052 | 2.2519 | 1.6937 | 3.6052 | 3.6167 | 4.2257 | 2.7253 | 1.8723 | 4.2257 | 4.2256 | 0.063866 | 3.2803 | 0.53088 | 4.0644 | 58.1064 | 0.19418 | 0.072044 | 0.1555 | 0.19418 | 0.20506 | 3.6052 | 2.2519 | 1.6937 | 3.6052 | 3.6167 | 4.2257 | 2.7253 | 1.8723 | 4.2257 | 4.2256
65 | 0.22 | 0.47 | South/Central | NC | Raleigh-Durham.Intl.AP.723060 | 3 | 4170977 | 44.4987 | 10.822 | 60.2604 | 44.3936 | 15.8668 | 936.01 | 6.42 | 30.26 | 8.658 | -2.238 | 27.5503 | 4.5075 | 9.07 | 6.7379 | -2.2304 | 4.0574 | 5.8142 | 0.33 | 9.3177 | -3.5035 | -9.299 | 6.42 | 30.26 | 8.658 | -2.238 | 27.5503 | 6.5903 | 30.44 | 8.9193 | -2.3289 | 27.5491 | 0.063866 | 2.8419 | 0.69115 | 3.8486 | 59.779 | 0.41002 | 0.28788 | 0.37133 | 0.41002 | 0.4209 | 1.9326 | 0.57926 | 0.021076 | 1.9326 | 1.9441 | 1.7595 | 0.25913 | -0.59389 | 1.7595 | 1.7594 | 0.063866 | 2.8419 | 0.69115 | 3.8486 | 59.779 | 0.41002 | 0.28788 | 0.37133 | 0.41002 | 0.4209 | 1.9326 | 0.57926 | 0.021076 | 1.9326 | 1.9441 | 1.7595 | 0.25913 | -0.59389 | 1.7595 | 1.7594
66 | 0.22 | 0.42 | South/Central | NC | Raleigh-Durham.Intl.AP.723060 | 3 | 4170977 | 45.3434 | 10.3781 | 60.4805 | 45.2364 | 15.2441 | 926.93 | 6.1999 | 39.34 | 7.8152 | -1.6153 | 39.2676 | 4.2874 | 18.15 | 5.8951 | -1.6077 | 15.7747 | 5.5941 | 9.41 | 8.475 | -2.8809 | 2.4184 | 6.1999 | 39.34 | 7.8152 | -1.6153 | 39.2676 | 6.3702 | 39.52 | 8.0765 | -1.7063 | 39.2665 | 0.063866 | 2.8959 | 0.66281 | 3.8626 | 59.1991 | 0.39596 | 0.27382 | 0.35727 | 0.39596 | 0.40684 | 2.5125 | 1.1592 | 0.60098 | 2.5125 | 2.524 | 2.5079 | 1.0075 | 0.15445 | 2.5079 | 2.5078 | 0.063866 | 2.8959 | 0.66281 | 3.8626 | 59.1991 | 0.39596 | 0.27382 | 0.35727 | 0.39596 | 0.40684 | 2.5125 | 1.1592 | 0.60098 | 2.5125 | 2.524 | 2.5079 | 1.0075 | 0.15445 | 2.5079 | 2.5078
67 | 0.22 | 0.37 | South/Central | NC | Raleigh-Durham.Intl.AP.723060 | 3 | 4170977 | 45.816 | 10.2165 | 60.7107 | 45.7079 | 15.0028 | 925.01 | 5.9697 | 41.26 | 7.3437 | -1.374 | 42.0159 | 4.0572 | 20.07 | 5.4237 | -1.3664 | 18.523 | 5.3639 | 11.33 | 8.0035 | -2.6396 | 5.1667 | 5.9697 | 41.26 | 7.3437 | -1.374 | 42.0159 | 6.14 | 41.44 | 7.605 | -1.465 | 42.0148 | 0.063866 | 2.9261 | 0.65249 | 3.8773 | 59.0765 | 0.38126 | 0.25912 | 0.34257 | 0.38126 | 0.39214 | 2.6351 | 1.2818 | 0.7236 | 2.6351 | 2.6466 | 2.6834 | 1.183 | 0.32997 | 2.6834 | 2.6833 | 0.063866 | 2.9261 | 0.65249 | 3.8773 | 59.0765 | 0.38126 | 0.25912 | 0.34257 | 0.38126 | 0.39214 | 2.6351 | 1.2818 | 0.7236 | 2.6351 | 2.6466 | 2.6834 | 1.183 | 0.32997 | 2.6834 | 2.6833
68 | 0.22 | 0.32 | South/Central | NC | Raleigh-Durham.Intl.AP.723060 | 3 | 4170977 | 46.5201 | 9.9533 | 61.0307 | 46.4103 | 14.6203 | 921.51 | 5.6497 | 44.76 | 6.6413 | -0.99156 | 46.9257 | 3.7372 | 23.57 | 4.7212 | -0.98395 | 23.4328 | 5.0439 | 14.83 | 7.301 | -2.2571 | 10.0765 | 5.6497 | 44.76 | 6.6413 | -0.99156 | 46.9257 | 5.82 | 44.94 | 6.9025 | -1.0825 | 46.9246 | 0.063866 | 2.971 | 0.63567 | 3.8978 | 58.853 | 0.36082 | 0.23868 | 0.32213 | 0.36082 | 0.3717 | 2.8586 | 1.5053 | 0.94713 | 2.8586 | 2.8701 | 2.9969 | 1.4966 | 0.64354 | 2.9969 | 2.9969 | 0.063866 | 2.971 | 0.63567 | 3.8978 | 58.853 | 0.36082 | 0.23868 | 0.32213 | 0.36082 | 0.3717 | 2.8586 | 1.5053 | 0.94713 | 2.8586 | 2.8701 | 2.9969 | 1.4966 | 0.64354 | 2.9969 | 2.9969
69 | 0.22 | 0.27 | South/Central | NC | Raleigh-Durham.Intl.AP.723060 | 3 | 4170977 | 47.7367 | 9.4104 | 61.5037 | 47.6241 | 13.8797 | 913.13 | 5.1767 | 53.14 | 5.4275 | -0.25087 | 58.2501 | 3.2642 | 31.95 | 3.5075 | -0.24326 | 34.7572 | 4.5709 | 23.21 | 6.0873 | -1.5164 | 21.4009 | 5.1767 | 53.14 | 5.4275 | -0.25087 | 58.2501 | 5.347 | 53.32 | 5.6888 | -0.34182 | 58.249 | 0.063866 | 3.0487 | 0.601 | 3.928 | 58.3178 | 0.33061 | 0.20847 | 0.29192 | 0.33061 | 0.34149 | 3.3938 | 2.0405 | 1.4823 | 3.3938 | 3.4053 | 3.7202 | 2.2198 | 1.3668 | 3.7202 | 3.7201 | 0.063866 | 3.0487 | 0.601 | 3.928 | 58.3178 | 0.33061 | 0.20847 | 0.29192 | 0.33061 | 0.34149 | 3.3938 | 2.0405 | 1.4823 | 3.3938 | 3.4053 | 3.7202 | 2.2198 | 1.3668 | 3.7202 | 3.7201
70 | 0.22 | 0.23 | South/Central | NC | Raleigh-Durham.Intl.AP.723060 | 3 | 4170977 | 48.7923 | 8.9774 | 61.9655 | 48.6772 | 13.2883 | 907.43 | 4.7148 | 58.84 | 4.3744 | 0.34049 | 66.2501 | 2.8024 | 37.65 | 2.4543 | 0.3481 | 42.7572 | 4.1091 | 28.91 | 5.0341 | -0.92505 | 29.4008 | 4.7148 | 58.84 | 4.3744 | 0.34049 | 66.2501 | 4.8852 | 59.02 | 4.6356 | 0.24954 | 66.2489 | 0.063866 | 3.1162 | 0.57335 | 3.9575 | 57.9537 | 0.30112 | 0.17898 | 0.26243 | 0.30112 | 0.312 | 3.7579 | 2.4045 | 1.8464 | 3.7579 | 3.7694 | 4.2311 | 2.7307 | 1.8777 | 4.2311 | 4.231 | 0.063866 | 3.1162 | 0.57335 | 3.9575 | 57.9537 | 0.30112 | 0.17898 | 0.26243 | 0.30112 | 0.312 | 3.7579 | 2.4045 | 1.8464 | 3.7579 | 3.7694 | 4.2311 | 2.7307 | 1.8777 | 4.2311 | 4.231
71 | 0.22 | 0.19 | South/Central | NC | Raleigh-Durham.Intl.AP.723060 | 3 | 4170977 | 49.9286 | 8.545 | 62.5085 | 49.8109 | 12.6976 | 902.67 | 4.1718 | 63.6 | 3.2407 | 0.93114 | 73.2286 | 2.2594 | 42.41 | 1.3206 | 0.93875 | 49.7357 | 3.5661 | 33.67 | 3.9005 | -0.3344 | 36.3794 | 4.1718 | 63.6 | 3.2407 | 0.93114 | 73.2286 | 4.3422 | 63.78 | 3.502 | 0.8402 | 73.2275 | 0.063866 | 3.1887 | 0.54573 | 3.9922 | 57.6497 | 0.26644 | 0.1443 | 0.22775 | 0.26644 | 0.27732 | 4.0619 | 2.7085 | 2.1504 | 4.0619 | 4.0734 | 4.6768 | 3.1764 | 2.3234 | 4.6768 | 4.6767 | 0.063866 | 3.1887 | 0.54573 | 3.9922 | 57.6497 | 0.26644 | 0.1443 | 0.22775 | 0.26644 | 0.27732 | 4.0619 | 2.7085 | 2.1504 | 4.0619 | 4.0734 | 4.6768 | 3.1764 | 2.3234 | 4.6768 | 4.6767
72 | 0.22 | 0.17 | South/Central | NC | Raleigh-Durham.Intl.AP.723060 | 3 | 4170977 | 50.5312 | 8.3233 | 62.8003 | 50.412 | 12.3883 | 900.26 | 3.8801 | 66.01 | 2.6396 | 1.2405 | 76.7927 | 1.9676 | 44.82 | 0.71952 | 1.2481 | 53.2998 | 3.2743 | 36.08 | 3.2994 | -0.025047 | 39.9434 | 3.8801 | 66.01 | 2.6396 | 1.2405 | 76.7927 | 4.0504 | 66.19 | 2.9009 | 1.1495 | 76.7915 | 0.063866 | 3.2272 | 0.53158 | 4.0108 | 57.4958 | 0.2478 | 0.12566 | 0.20912 | 0.2478 | 0.25868 | 4.2158 | 2.8625 | 2.3043 | 4.2158 | 4.2273 | 4.9044 | 3.404 | 2.551 | 4.9044 | 4.9044 | 0.063866 | 3.2272 | 0.53158 | 4.0108 | 57.4958 | 0.2478 | 0.12566 | 0.20912 | 0.2478 | 0.25868 | 4.2158 | 2.8625 | 2.3043 | 4.2158 | 4.2273 | 4.9044 | 3.404 | 2.551 | 4.9044 | 4.9044
73 | 0.2 | 0.47 | South/Central | NC | Raleigh-Durham.Intl.AP.723060 | 3 | 4170977 | 43.6874 | 10.8619 | 59.4791 | 43.5842 | 15.8949 | 927.85 | 7.2013 | 38.42 | 9.4674 | -2.2661 | 36.5674 | 5.2888 | 17.23 | 7.5473 | -2.2585 | 13.0745 | 6.5955 | 8.49 | 10.1272 | -3.5317 | -0.28189 | 7.2013 | 38.42 | 9.4674 | -2.2661 | 36.5674 | 7.3716 | 38.6 | 9.7287 | -2.3571 | 36.5662 | 0.063866 | 2.7901 | 0.69371 | 3.7987 | 59.2579 | 0.45992 | 0.33777 | 0.42123 | 0.45992 | 0.47079 | 2.4537 | 1.1004 | 0.54222 | 2.4537 | 2.4652 | 2.3354 | 0.83501 | -0.018003 | 2.3354 | 2.3353 | 0.063866 | 2.7901 | 0.69371 | 3.7987 | 59.2579 | 0.45992 | 0.33777 | 0.42123 | 0.45992 | 0.47079 | 2.4537 | 1.1004 | 0.54222 | 2.4537 | 2.4652 | 2.3354 | 0.83501 | -0.018003 | 2.3354 | 2.3353
74 | 0.2 | 0.42 | South/Central | NC | Raleigh-Durham.Intl.AP.723060 | 3 | 4170977 | 44.5314 | 10.4187 | 59.699 | 44.4262 | 15.2728 | 918.79 | 6.9814 | 47.48 | 8.6254 | -1.644 | 48.2759 | 5.0689 | 26.29 | 6.7053 | -1.6364 | 24.783 | 6.3756 | 17.55 | 9.2851 | -2.9095 | 11.4266 | 6.9814 | 47.48 | 8.6254 | -1.644 | 48.2759 | 7.1517 | 47.66 | 8.8867 | -1.7349 | 48.2747 | 0.063866 | 2.844 | 0.6654 | 3.8127 | 58.6792 | 0.44587 | 0.32373 | 0.40718 | 0.44587 | 0.45675 | 3.0323 | 1.679 | 1.1208 | 3.0323 | 3.0438 | 3.0832 | 1.5828 | 0.72977 | 3.0832 | 3.0831 | 0.063866 | 2.844 | 0.6654 | 3.8127 | 58.6792 | 0.44587 | 0.32373 | 0.40718 | 0.44587 | 0.45675 | 3.0323 | 1.679 | 1.1208 | 3.0323 | 3.0438 | 3.0832 | 1.5828 | 0.72977 | 3.0832 | 3.0831
75 | 0.2 | 0.37 | South/Central | NC | Raleigh-Durham.Intl.AP.723060 | 3 | 4170977 | 45.004 | 10.2565 | 59.9286 | 44.8977 | 15.0309 | 916.84 | 6.7518 | 49.43 | 8.1539 | -1.4021 | 51.0441 | 4.8393 | 28.24 | 6.2338 | -1.3945 | 27.5512 | 6.146 | 19.5 | 8.8137 | -2.6676 | 14.1948 | 6.7518 | 49.43 | 8.1539 | -1.4021 | 51.0441 | 6.9221 | 49.61 | 8.4152 | -1.493 | 51.0429 | 0.063866 | 2.8742 | 0.65504 | 3.8274 | 58.5547 | 0.43121 | 0.30907 | 0.39252 | 0.43121 | 0.44209 | 3.1569 | 1.8036 | 1.2454 | 3.1569 | 3.1684 | 3.26 | 1.7596 | 0.90656 | 3.26 | 3.2599 | 0.063866 | 2.8742 | 0.65504 | 3.8274 | 58.5547 | 0.43121 | 0.30907 | 0.39252 | 0.43121 | 0.44209 | 3.1569 | 1.8036 | 1.2454 | 3.1569 | 3.1684 | 3.26 | 1.7596 | 0.90656 | 3.26 | 3.2599
76 | 0.2 | 0.32 | South/Central | NC | Raleigh-Durham.Intl.AP.723060 | 3 | 4170977 | 45.6883 | 9.9933 | 60.2288 | 45.5804 | 14.6484 | 913.09 | 6.4516 | 53.18 | 7.4712 | -1.0196 | 56.1992 | 4.5391 | 31.99 | 5.5511 | -1.012 | 32.7063 | 5.8458 | 23.25 | 8.1309 | -2.2851 | 19.35 | 6.4516 | 53.18 | 7.4712 | -1.0196 | 56.1992 | 6.6219 | 53.36 | 7.7324 | -1.1106 | 56.1981 | 0.063866 | 2.9179 | 0.63823 | 3.8466 | 58.3152 | 0.41203 | 0.28989 | 0.37335 | 0.41203 | 0.42291 | 3.3964 | 2.0431 | 1.4849 | 3.3964 | 3.4079 | 3.5892 | 2.0888 | 1.2358 | 3.5892 | 3.5891 | 0.063866 | 2.9179 | 0.63823 | 3.8466 | 58.3152 | 0.41203 | 0.28989 | 0.37335 | 0.41203 | 0.42291 | 3.3964 | 2.0431 | 1.4849 | 3.3964 | 3.4079 | 3.5892 | 2.0888 | 1.2358 | 3.5892 | 3.5891
77 | 0.2 | 0.27 | South/Central | NC | Raleigh-Durham.Intl.AP.723060 | 3 | 4170977 | 46.895 | 9.4404 | 60.682 | 46.7843 | 13.8977 | 904.31 | 5.9984 | 61.96 | 6.2673 | -0.26895 | 68.0005 | 4.0859 | 40.77 | 4.3472 | -0.26134 | 44.5076 | 5.3926 | 32.03 | 6.9271 | -1.5345 | 31.1513 | 5.9984 | 61.96 | 6.2673 | -0.26895 | 68.0005 | 6.1687 | 62.14 | 6.5286 | -0.3599 | 67.9994 | 0.063866 | 2.995 | 0.60292 | 3.8755 | 57.7545 | 0.38309 | 0.26095 | 0.3444 | 0.38309 | 0.39397 | 3.9571 | 2.6038 | 2.0456 | 3.9571 | 3.9686 | 4.3429 | 2.8425 | 1.9895 | 4.3429 | 4.3428 | 0.063866 | 2.995 | 0.60292 | 3.8755 | 57.7545 | 0.38309 | 0.26095 | 0.3444 | 0.38309 | 0.39397 | 3.9571 | 2.6038 | 2.0456 | 3.9571 | 3.9686 | 4.3429 | 2.8425 | 1.9895 | 4.3429 | 4.3428
78 | 0.2 | 0.23 | South/Central | NC | Raleigh-Durham.Intl.AP.723060 | 3 | 4170977 | 47.9506 | 9.0072 | 61.1436 | 47.8375 | 13.3061 | 898.58 | 5.5368 | 67.69 | 5.2141 | 0.32264 | 76.0086 | 3.6243 | 46.5 | 3.2941 | 0.33025 | 52.5157 | 4.931 | 37.76 | 5.8739 | -0.9429 | 39.1593 | 5.5368 | 67.69 | 5.2141 | 0.32264 | 76.0086 | 5.7071 | 67.87 | 5.4754 | 0.23169 | 76.0075 | 0.063866 | 3.0624 | 0.57525 | 3.905 | 57.3885 | 0.35361 | 0.23147 | 0.31492 | 0.35361 | 0.36449 | 4.3231 | 2.9698 | 2.4116 | 4.3231 | 4.3346 | 4.8543 | 3.354 | 2.5009 | 4.8543 | 4.8543 | 0.063866 | 3.0624 | 0.57525 | 3.905 | 57.3885 | 0.35361 | 0.23147 | 0.31492 | 0.35361 | 0.36449 | 4.3231 | 2.9698 | 2.4116 | 4.3231 | 4.3346 | 4.8543 | 3.354 | 2.5009 | 4.8543 | 4.8543
79 | 0.2 | 0.19 | South/Central | NC | Raleigh-Durham.Intl.AP.723060 | 3 | 4170977 | 49.0869 | 8.5655 | 61.6773 | 48.971 | 12.7063 | 893.55 | 5.0031 | 72.72 | 4.0806 | 0.92253 | 83.3169 | 3.0906 | 51.53 | 2.1605 | 0.93014 | 59.824 | 4.3973 | 42.79 | 4.7403 | -0.34301 | 46.4677 | 5.0031 | 72.72 | 4.0806 | 0.92253 | 83.3169 | 5.1734 | 72.9 | 4.3418 | 0.83158 | 83.3158 | 0.063866 | 3.135 | 0.54704 | 3.9391 | 57.0673 | 0.31953 | 0.19739 | 0.28084 | 0.31953 | 0.33041 | 4.6443 | 3.291 | 2.7328 | 4.6443 | 4.6558 | 5.3211 | 3.8207 | 2.9677 | 5.3211 | 5.321 | 0.063866 | 3.135 | 0.54704 | 3.9391 | 57.0673 | 0.31953 | 0.19739 | 0.28084 | 0.31953 | 0.33041 | 4.6443 | 3.291 | 2.7328 | 4.6443 | 4.6558 | 5.3211 | 3.8207 | 2.9677 | 5.3211 | 5.321
80 | 0.2 | 0.17 | South/Central | NC | Raleigh-Durham.Intl.AP.723060 | 3 | 4170977 | 49.6899 | 8.3434 | 61.9686 | 49.5726 | 12.3959 | 891.14 | 4.7118 | 75.13 | 3.4789 | 1.2328 | 86.9088 | 2.7993 | 53.94 | 1.5589 | 1.2405 | 63.4159 | 4.106 | 45.2 | 4.1387 | -0.032692 | 50.0596 | 4.7118 | 75.13 | 3.4789 | 1.2328 | 86.9088 | 4.8821 | 75.31 | 3.7402 | 1.1419 | 86.9077 | 0.063866 | 3.1735 | 0.53286 | 3.9577 | 56.9134 | 0.30092 | 0.17878 | 0.26223 | 0.30092 | 0.3118 | 4.7982 | 3.4449 | 2.8867 | 4.7982 | 4.8097 | 5.5505 | 4.0501 | 3.1971 | 5.5505 | 5.5504 | 0.063866 | 3.1735 | 0.53286 | 3.9577 | 56.9134 | 0.30092 | 0.17878 | 0.26223 | 0.30092 | 0.3118 | 4.7982 | 3.4449 | 2.8867 | 4.7982 | 4.8097 | 5.5505 | 4.0501 | 3.1971 | 5.5505 | 5.5504
81 | 0.35 | 0.2 | South/Central | NC | Raleigh-Durham.Intl.AP.723060 | 3 | 4170977 | 54.8662 | 8.5236 | 67.5448 | 54.7371 | 12.8077 | 960.88 | -0.86446 | 5.39 | -1.6855 | 0.82109 | 8.3448 | -2.7769 | -15.8 | -3.6056 | 0.8287 | -15.1481 | -1.4702 | -24.54 | -1.0258 | -0.44445 | -28.5045 | -0.86446 | 5.39 | -1.6855 | 0.82109 | 8.3448 | -0.69412 | 5.57 | -1.4243 | 0.73014 | 8.3436 | 0.063866 | 3.5041 | 0.54436 | 4.3138 | 61.3674 | -0.055209 | -0.17735 | -0.093897 | -0.055209 | -0.044331 | 0.34424 | -1.0091 | -1.5673 | 0.34424 | 0.35573 | 0.53294 | -0.96745 | -1.8205 | 0.53294 | 0.53287 | 0.063866 | 3.5041 | 0.54436 | 4.3138 | 61.3674 | -0.055209 | -0.17735 | -0.093897 | -0.055209 | -0.044331 | 0.34424 | -1.0091 | -1.5673 | 0.34424 | 0.35573 | 0.53294 | -0.96745 | -1.8205 | 0.53294 | 0.53287
82 | 0.35 | 0.25 | South/Central | NC | Raleigh-Durham.Intl.AP.723060 | 3 | 4170977 | 53.4386 | 9.0562 | 66.8507 | 53.3129 | 13.5378 | 966.45 | -0.17034 | -0.18 | -0.26128 | 0.090946 | 0.0011475 | -2.0828 | -21.37 | -2.1814 | 0.098556 | -23.4918 | -0.77611 | -30.11 | 0.39849 | -1.1746 | -36.8481 | -0.17034 | -0.18 | -0.26128 | 0.090946 | 0.0011475 | 0 | 0 | 0 | 0 | 0 | 0.063866 | 3.4129 | 0.57838 | 4.2695 | 61.7231 | -0.010879 | -0.13302 | -0.049567 | -0.010879 | 0 | -0.011496 | -1.3648 | -1.923 | -0.011496 | 0 | 7.3286e-05 | -1.5003 | -2.3533 | 7.3286e-05 | 0 | 0.063866 | 3.4129 | 0.57838 | 4.2695 | 61.7231 | -0.010879 | -0.13302 | -0.049567 | -0.010879 | 0 | -0.011496 | -1.3648 | -1.923 | -0.011496 | 0 | 7.3286e-05 | -1.5003 | -2.3533 | 7.3286e-05 | 0
83 | 0.35 | 0.3 | South/Central | NC | Raleigh-Durham.Intl.AP.723060 | 3 | 4170977 | 53.1767 | 9.0769 | 66.6804 | 53.0516 | 13.6288 | 966.27 | 0 | 0 | 0 | 0 | 0 | -1.9125 | -21.19 | -1.9201 | 0.0076106 | -23.4929 | -0.60577 | -29.93 | 0.65977 | -1.2655 | -36.8493 | 0 | 0 | 0 | 0 | 0 | 0.17034 | 0.18 | 0.26128 | -0.090946 | -0.0011475 | 0.063866 | 3.3962 | 0.5797 | 4.2586 | 61.7116 | 0 | -0.12214 | -0.038688 | 0 | 0.010879 | 0 | -1.3533 | -1.9115 | 0 | 0.011496 | 0 | -1.5004 | -2.3534 | 0 | -7.3286e-05 | 0.063866 | 3.3962 | 0.5797 | 4.2586 | 61.7116 | 0 | -0.12214 | -0.038688 | 0 | 0.010879 | 0 | -1.3533 | -1.9115 | 0 | 0.011496 | 0 | -1.5004 | -2.3534 | 0 | -7.3286e-05
84 | 0.35 | 0.35 | South/Central | NC | Raleigh-Durham.Intl.AP.723060 | 3 | 4170977 | 51.9004 | 9.5514 | 66.0593 | 51.7782 | 14.281 | 971.28 | 0.62112 | -5.01 | 1.2733 | -0.65223 | -7.4401 | -1.2913 | -26.2 | -0.64672 | -0.64462 | -30.933 | 0.015349 | -34.94 | 1.9331 | -1.9178 | -44.2893 | 0.62112 | -5.01 | 1.2733 | -0.65223 | -7.4401 | 0.79146 | -4.83 | 1.5346 | -0.74317 | -7.4412 | 0.063866 | 3.3147 | 0.61001 | 4.2189 | 62.0316 | 0.039668 | -0.082472 | 0.0009803 | 0.039668 | 0.050547 | -0.31997 | -1.6733 | -2.2315 | -0.31997 | -0.30847 | -0.47516 | -1.9756 | -2.8286 | -0.47516 | -0.47524 | 0.063866 | 3.3147 | 0.61001 | 4.2189 | 62.0316 | 0.039668 | -0.082472 | 0.0009803 | 0.039668 | 0.050547 | -0.31997 | -1.6733 | -2.2315 | -0.31997 | -0.30847 | -0.47516 | -1.9756 | -2.8286 | -0.47516 | -0.47524
85 | 0.35 | 0.4 | South/Central | NC | Raleigh-Durham.Intl.AP.723060 | 3 | 4170977 | 50.7353 | 10.0437 | 65.5573 | 50.6159 | 14.9414 | 977.79 | 1.123 | -11.52 | 2.4357 | -1.3126 | -16.5444 | -0.78941 | -32.71 | 0.51559 | -1.305 | -40.0373 | 0.51728 | -41.45 | 3.0954 | -2.5782 | -53.3936 | 1.123 | -11.52 | 2.4357 | -1.3126 | -16.5444 | 1.2934 | -11.34 | 2.6969 | -1.4036 | -16.5455 | 0.063866 | 3.2403 | 0.64145 | 4.1869 | 62.4473 | 0.071724 | -0.050416 | 0.033036 | 0.071724 | 0.082603 | -0.73573 | -2.089 | -2.6472 | -0.73573 | -0.72424 | -1.0566 | -2.557 | -3.41 | -1.0566 | -1.0567 | 0.063866 | 3.2403 | 0.64145 | 4.1869 | 62.4473 | 0.071724 | -0.050416 | 0.033036 | 0.071724 | 0.082603 | -0.73573 | -2.089 | -2.6472 | -0.73573 | -0.72424 | -1.0566 | -2.557 | -3.41 | -1.0566 | -1.0567
86 | 0.33 | 0.2 | South/Central | NC | Raleigh-Durham.Intl.AP.723060 | 3 | 4170977 | 54.0946 | 8.543 | 66.7736 | 53.9673 | 12.8063 | 952.22 | -0.093226 | 14.05 | -0.91576 | 0.82253 | 17.9234 | -2.0057 | -7.14 | -2.8358 | 0.83014 | -5.5695 | -0.699 | -15.88 | -0.25599 | -0.44301 | -18.9258 | -0.093226 | 14.05 | -0.91576 | 0.82253 | 17.9234 | 0.077112 | 14.23 | -0.65448 | 0.73159 | 17.9223 | 0.063866 | 3.4548 | 0.54561 | 4.2645 | 60.8143 | -0.0059539 | -0.12809 | -0.044642 | -0.0059539 | 0.0049248 | 0.89731 | -0.456 | -1.0142 | 0.89731 | 0.90881 | 1.1447 | -0.3557 | -1.2087 | 1.1447 | 1.1446 | 0.063866 | 3.4548 | 0.54561 | 4.2645 | 60.8143 | -0.0059539 | -0.12809 | -0.044642 | -0.0059539 | 0.0049248 | 0.89731 | -0.456 | -1.0142 | 0.89731 | 0.90881 | 1.1447 | -0.3557 | -1.2087 | 1.1447 | 1.1446
87 | 0.33 | 0.25 | South/Central | NC | Raleigh-Durham.Intl.AP.723060 | 3 | 4170977 | 52.6673 | 9.0767 | 66.0899 | 52.5433 | 13.5466 | 958.12 | 0.59049 | 8.15 | 0.50827 | 0.082215 | 9.2149 | -1.322 | -13.04 | -1.4118 | 0.089826 | -14.278 | -0.015285 | -21.78 | 1.168 | -1.1833 | -27.6343 | 0.59049 | 8.15 | 0.50827 | 0.082215 | 9.2149 | 0.76082 | 8.33 | 0.76955 | -0.0087307 | 9.2138 | 0.063866 | 3.3636 | 0.57969 | 4.2209 | 61.1911 | 0.037712 | -0.084429 | -0.00097616 | 0.037712 | 0.048591 | 0.52051 | -0.83281 | -1.391 | 0.52051 | 0.532 | 0.58852 | -0.91187 | -1.7649 | 0.58852 | 0.58845 | 0.063866 | 3.3636 | 0.57969 | 4.2209 | 61.1911 | 0.037712 | -0.084429 | -0.00097616 | 0.037712 | 0.048591 | 0.52051 | -0.83281 | -1.391 | 0.52051 | 0.532 | 0.58852 | -0.91187 | -1.7649 | 0.58852 | 0.58845
88 | 0.33 | 0.3 | South/Central | NC | Raleigh-Durham.Intl.AP.723060 | 3 | 4170977 | 52.4148 | 9.0884 | 65.92 | 52.2915 | 13.6285 | 957.78 | 0.76037 | 8.49 | 0.76012 | 0.00025083 | 9.4165 | -1.1521 | -12.7 | -1.1599 | 0.0078614 | -14.0764 | 0.1546 | -21.44 | 1.4199 | -1.2653 | -27.4328 | 0.76037 | 8.49 | 0.76012 | 0.00025083 | 9.4165 | 0.93071 | 8.67 | 1.0214 | -0.090695 | 9.4153 | 0.063866 | 3.3475 | 0.58044 | 4.21 | 61.1694 | 0.048562 | -0.073579 | 0.0098736 | 0.048562 | 0.05944 | 0.54222 | -0.8111 | -1.3693 | 0.54222 | 0.55372 | 0.60139 | -0.899 | -1.752 | 0.60139 | 0.60132 | 0.063866 | 3.3475 | 0.58044 | 4.21 | 61.1694 | 0.048562 | -0.073579 | 0.0098736 | 0.048562 | 0.05944 | 0.54222 | -0.8111 | -1.3693 | 0.54222 | 0.55372 | 0.60139 | -0.899 | -1.752 | 0.60139 | 0.60132
89 | 0.33 | 0.35 | South/Central | NC | Raleigh-Durham.Intl.AP.723060 | 3 | 4170977 | 51.139 | 9.5805 | 65.3165 | 51.0186 | 14.2979 | 963.32 | 1.3638 | 2.95 | 2.0329 | -0.66909 | 1.3612 | -0.54861 | -18.24 | 0.11287 | -0.66148 | -22.1317 | 0.75807 | -26.98 | 2.6927 | -1.9346 | -35.4881 | 1.3638 | 2.95 | 2.0329 | -0.66909 | 1.3612 | 1.5342 | 3.13 | 2.2942 | -0.76003 | 1.36 | 0.063866 | 3.266 | 0.61187 | 4.1715 | 61.5232 | 0.087103 | -0.035038 | 0.048415 | 0.087103 | 0.097982 | 0.1884 | -1.1649 | -1.7231 | 0.1884 | 0.1999 | 0.086933 | -1.4135 | -2.2665 | 0.086933 | 0.08686 | 0.063866 | 3.266 | 0.61187 | 4.1715 | 61.5232 | 0.087103 | -0.035038 | 0.048415 | 0.087103 | 0.097982 | 0.1884 | -1.1649 | -1.7231 | 0.1884 | 0.1999 | 0.086933 | -1.4135 | -2.2665 | 0.086933 | 0.08686
90 | 0.33 | 0.4 | South/Central | NC | Raleigh-Durham.Intl.AP.723060 | 3 | 4170977 | 49.974 | 10.0651 | 64.8074 | 49.8563 | 14.9511 | 969.63 | 1.873 | -3.36 | 3.1952 | -1.3223 | -7.4866 | -0.039473 | -24.55 | 1.2752 | -1.3147 | -30.9795 | 1.2672 | -33.29 | 3.855 | -2.5878 | -44.3359 | 1.873 | -3.36 | 3.1952 | -1.3223 | -7.4866 | 2.0433 | -3.18 | 3.4565 | -1.4132 | -7.4878 | 0.063866 | 3.1916 | 0.64281 | 4.139 | 61.9262 | 0.11962 | -0.002521 | 0.080932 | 0.11962 | 0.1305 | -0.21459 | -1.5679 | -2.1261 | -0.21459 | -0.20309 | -0.47814 | -1.9785 | -2.8315 | -0.47814 | -0.47821 | 0.063866 | 3.1916 | 0.64281 | 4.139 | 61.9262 | 0.11962 | -0.002521 | 0.080932 | 0.11962 | 0.1305 | -0.21459 | -1.5679 | -2.1261 | -0.21459 | -0.20309 | -0.47814 | -1.9785 | -2.8315 | -0.47814 | -0.47821
91 | 0.3 | 0.2 | South/Central | NC | Raleigh-Durham.Intl.AP.723060 | 3 | 4170977 | 52.9226 | 8.5638 | 65.6024 | 52.798 | 12.8044 | 939.12 | 1.078 | 27.15 | 0.25363 | 0.82438 | 32.4618 | -0.83445 | 5.96 | -1.6664 | 0.83199 | 8.9689 | 0.47223 | -2.78 | 0.9134 | -0.44116 | -4.3874 | 1.078 | 27.15 | 0.25363 | 0.82438 | 32.4618 | 1.2483 | 27.33 | 0.51491 | 0.73343 | 32.4607 | 0.063866 | 3.3799 | 0.54694 | 4.1897 | 59.9776 | 0.068848 | -0.053293 | 0.03016 | 0.068848 | 0.079726 | 1.734 | 0.38064 | -0.17755 | 1.734 | 1.7455 | 2.0732 | 0.57281 | -0.28021 | 2.0732 | 2.0731 | 0.063866 | 3.3799 | 0.54694 | 4.1897 | 59.9776 | 0.068848 | -0.053293 | 0.03016 | 0.068848 | 0.079726 | 1.734 | 0.38064 | -0.17755 | 1.734 | 1.7455 | 2.0732 | 0.57281 | -0.28021 | 2.0732 | 2.0731
92 | 0.3 | 0.25 | South/Central | NC | Raleigh-Durham.Intl.AP.723060 | 3 | 4170977 | 51.4955 | 9.1068 | 64.9283 | 51.3742 | 13.554 | 945.3 | 1.7521 | 20.97 | 1.6774 | 0.074762 | 23.419 | -0.16034 | -0.22 | -0.24271 | 0.082372 | -0.07393 | 1.1463 | -8.96 | 2.3371 | -1.1908 | -13.4303 | 1.7521 | 20.97 | 1.6774 | 0.074762 | 23.419 | 1.9225 | 21.15 | 1.9386 | -0.016184 | 23.4178 | 0.063866 | 3.2888 | 0.58161 | 4.1467 | 60.3723 | 0.1119 | -0.01024 | 0.073212 | 0.1119 | 0.12278 | 1.3393 | -0.01405 | -0.57224 | 1.3393 | 1.3508 | 1.4957 | -0.0047216 | -0.85774 | 1.4957 | 1.4956 | 0.063866 | 3.2888 | 0.58161 | 4.1467 | 60.3723 | 0.1119 | -0.01024 | 0.073212 | 0.1119 | 0.12278 | 1.3393 | -0.01405 | -0.57224 | 1.3393 | 1.3508 | 1.4957 | -0.0047216 | -0.85774 | 1.4957 | 1.4956
93 | 0.3 | 0.3 | South/Central | NC | Raleigh-Durham.Intl.AP.723060 | 3 | 4170977 | 51.2522 | 9.1189 | 64.7679 | 51.1315 | 13.6364 | 945.08 | 1.9125 | 21.19 | 1.9201 | -0.0076106 | 23.4929 | 0 | 0 | 0 | 0 | 0 | 1.3067 | -8.74 | 2.5798 | -1.2732 | -13.3564 | 1.9125 | 21.19 | 1.9201 | -0.0076106 | 23.4929 | 2.0828 | 21.37 | 2.1814 | -0.098556 | 23.4918 | 0.063866 | 3.2733 | 0.58239 | 4.1365 | 60.3583 | 0.12214 | 0 | 0.083453 | 0.12214 | 0.13302 | 1.3533 | 0 | -0.55819 | 1.3533 | 1.3648 | 1.5004 | 0 | -0.85301 | 1.5004 | 1.5003 | 0.063866 | 3.2733 | 0.58239 | 4.1365 | 60.3583 | 0.12214 | 0 | 0.083453 | 0.12214 | 0.13302 | 1.3533 | 0 | -0.55819 | 1.3533 | 1.3648 | 1.5004 | 0 | -0.85301 | 1.5004 | 1.5003
94 | 0.3 | 0.35 | South/Central | NC | Raleigh-Durham.Intl.AP.723060 | 3 | 4170977 | 49.9864 | 9.6117 | 64.1757 | 49.8687 | 14.307 | 950.77 | 2.5047 | 15.5 | 3.1829 | -0.67824 | 15.2685 | 0.59222 | -5.69 | 1.2628 | -0.67063 | -8.2244 | 1.8989 | -14.43 | 3.8427 | -1.9438 | -21.5808 | 2.5047 | 15.5 | 3.1829 | -0.67824 | 15.2685 | 2.675 | 15.68 | 3.4442 | -0.76918 | 15.2673 | 0.063866 | 3.1924 | 0.61386 | 4.0986 | 60.7217 | 0.15996 | 0.037823 | 0.12128 | 0.15996 | 0.17084 | 0.98992 | -0.3634 | -0.92158 | 0.98992 | 1.0014 | 0.97513 | -0.52526 | -1.3783 | 0.97513 | 0.97506 | 0.063866 | 3.1924 | 0.61386 | 4.0986 | 60.7217 | 0.15996 | 0.037823 | 0.12128 | 0.15996 | 0.17084 | 0.98992 | -0.3634 | -0.92158 | 0.98992 | 1.0014 | 0.97513 | -0.52526 | -1.3783 | 0.97513 | 0.97506
95 | 0.3 | 0.4 | South/Central | NC | Raleigh-Durham.Intl.AP.723060 | 3 | 4170977 | 48.8216 | 10.115 | 63.6949 | 48.7066 | 14.9883 | 957.94 | 2.9855 | 8.33 | 4.345 | -1.3596 | 5.417 | 1.073 | -12.86 | 2.425 | -1.3519 | -18.0759 | 2.3797 | -21.6 | 5.0048 | -2.6251 | -31.4323 | 2.9855 | 8.33 | 4.345 | -1.3596 | 5.417 | 3.1558 | 8.51 | 4.6063 | -1.4505 | 5.4158 | 0.063866 | 3.118 | 0.646 | 4.0679 | 61.1796 | 0.19067 | 0.068529 | 0.15198 | 0.19067 | 0.20155 | 0.532 | -0.82131 | -1.3795 | 0.532 | 0.5435 | 0.34596 | -1.1544 | -2.0074 | 0.34596 | 0.34589 | 0.063866 | 3.118 | 0.646 | 4.0679 | 61.1796 | 0.19067 | 0.068529 | 0.15198 | 0.19067 | 0.20155 | 0.532 | -0.82131 | -1.3795 | 0.532 | 0.5435 | 0.34596 | -1.1544 | -2.0074 | 0.34596 | 0.34589
96 | 0.28 | 0.2 | South/Central | NC | Raleigh-Durham.Intl.AP.723060 | 3 | 4170977 | 52.1115 | 8.5845 | 64.8019 | 51.9887 | 12.8132 | 930.35 | 1.8785 | 35.92 | 1.0629 | 0.8156 | 42.1651 | -0.033993 | 14.73 | -0.85721 | 0.82321 | 18.6722 | 1.2727 | 5.99 | 1.7226 | -0.44994 | 5.3159 | 1.8785 | 35.92 | 1.0629 | 0.8156 | 42.1651 | 2.0488 | 36.1 | 1.3241 | 0.72466 | 42.164 | 0.063866 | 3.3281 | 0.54825 | 4.1386 | 59.4175 | 0.11997 | -0.002171 | 0.081282 | 0.11997 | 0.13085 | 2.2941 | 0.94074 | 0.38256 | 2.2941 | 2.3056 | 2.6929 | 1.1925 | 0.3395 | 2.6929 | 2.6928 | 0.063866 | 3.3281 | 0.54825 | 4.1386 | 59.4175 | 0.11997 | -0.002171 | 0.081282 | 0.11997 | 0.13085 | 2.2941 | 0.94074 | 0.38256 | 2.2941 | 2.3056 | 2.6929 | 1.1925 | 0.3395 | 2.6929 | 2.6928
97 | 0.28 | 0.25 | South/Central | NC | Raleigh-Durham.Intl.AP.723060 | 3 | 4170977 | 50.7036 | 9.1273 | 64.1469 | 50.5842 | 13.5627 | 936.75 | 2.5335 | 29.52 | 2.4674 | 0.066088 | 32.8882 | 0.62102 | 8.33 | 0.54732 | 0.073698 | 9.3953 | 1.9277 | -0.41 | 3.1272 | -1.1995 | -3.9611 | 2.5335 | 29.52 | 2.4674 | 0.066088 | 32.8882 | 2.7038 | 29.7 | 2.7287 | -0.024858 | 32.887 | 0.063866 | 3.2382 | 0.58292 | 4.0968 | 59.8263 | 0.1618 | 0.039662 | 0.12311 | 0.1618 | 0.17268 | 1.8853 | 0.532 | -0.026185 | 1.8853 | 1.8968 | 2.1004 | 0.60004 | -0.25298 | 2.1004 | 2.1004 | 0.063866 | 3.2382 | 0.58292 | 4.0968 | 59.8263 | 0.1618 | 0.039662 | 0.12311 | 0.1618 | 0.17268 | 1.8853 | 0.532 | -0.026185 | 1.8853 | 1.8968 | 2.1004 | 0.60004 | -0.25298 | 2.1004 | 2.1004
98 | 0.28 | 0.3 | South/Central | NC | Raleigh-Durham.Intl.AP.723060 | 3 | 4170977 | 50.1803 | 9.2597 | 63.8568 | 50.062 | 13.7947 | 937.82 | 2.8236 | 28.45 | 2.9896 | -0.16595 | 31.0971 | 0.91114 | 7.26 | 1.0695 | -0.15834 | 7.6042 | 2.2178 | -1.48 | 3.6493 | -1.4315 | -5.7522 | 2.8236 | 28.45 | 2.9896 | -0.16595 | 31.0971 | 2.9939 | 28.63 | 3.2508 | -0.2569 | 31.0959 | 0.063866 | 3.2048 | 0.59138 | 4.0783 | 59.8946 | 0.18033 | 0.058191 | 0.14164 | 0.18033 | 0.19121 | 1.817 | 0.46367 | -0.094521 | 1.817 | 1.8285 | 1.986 | 0.48565 | -0.36737 | 1.986 | 1.986 | 0.063866 | 3.2048 | 0.59138 | 4.0783 | 59.8946 | 0.18033 | 0.058191 | 0.14164 | 0.18033 | 0.19121 | 1.817 | 0.46367 | -0.094521 | 1.817 | 1.8285 | 1.986 | 0.48565 | -0.36737 | 1.986 | 1.986
99 | 0.28 | 0.35 | South/Central | NC | Raleigh-Durham.Intl.AP.723060 | 3 | 4170977 | 48.9346 | 9.7622 | 63.2943 | 48.8192 | 14.4751 | 944.02 | 3.386 | 22.25 | 4.2324 | -0.84631 | 22.2784 | 1.4736 | 1.06 | 2.3123 | -0.8387 | -1.2145 | 2.7803 | -7.68 | 4.8921 | -2.1119 | -14.5708 | 3.386 | 22.25 | 4.2324 | -0.84631 | 22.2784 | 3.5564 | 22.43 | 4.4936 | -0.93726 | 22.2773 | 0.063866 | 3.1252 | 0.62347 | 4.0423 | 60.2906 | 0.21625 | 0.094112 | 0.17756 | 0.21625 | 0.22713 | 1.421 | 0.067698 | -0.49049 | 1.421 | 1.4325 | 1.4228 | -0.077564 | -0.93058 | 1.4228 | 1.4228 | 0.063866 | 3.1252 | 0.62347 | 4.0423 | 60.2906 | 0.21625 | 0.094112 | 0.17756 | 0.21625 | 0.22713 | 1.421 | 0.067698 | -0.49049 | 1.421 | 1.4325 | 1.4228 | -0.077564 | -0.93058 | 1.4228 | 1.4228
100 | 0.28 | 0.4 | South/Central | NC | Raleigh-Durham.Intl.AP.723060 | 3 | 4170977 | 48.0295 | 10.1459 | 62.9146 | 47.9163 | 14.9982 | 949.45 | 3.7658 | 16.82 | 5.1353 | -1.3694 | 14.8454 | 1.8534 | -4.37 | 3.2152 | -1.3618 | -8.6475 | 3.16 | -13.11 | 5.795 | -2.635 | -22.0038 | 3.7658 | 16.82 | 5.1353 | -1.3694 | 14.8454 | 3.9361 | 17 | 5.3965 | -1.4604 | 14.8443 | 0.063866 | 3.0674 | 0.64797 | 4.0181 | 60.6374 | 0.24051 | 0.11837 | 0.20182 | 0.24051 | 0.25139 | 1.0742 | -0.27909 | -0.83728 | 1.0742 | 1.0857 | 0.94811 | -0.55228 | -1.4053 | 0.94811 | 0.94804 | 0.063866 | 3.0674 | 0.64797 | 4.0181 | 60.6374 | 0.24051 | 0.11837 | 0.20182 | 0.24051 | 0.25139 | 1.0742 | -0.27909 | -0.83728 | 1.0742 | 1.0857 | 0.94811 | -0.55228 | -1.4053 | 0.94811 | 0.94804
101 | 0.27 | 0.2 | South/Central | NC | Raleigh-Durham.Intl.AP.723060 | 3 | 4170977 | 51.7008 | 8.6038 | 64.4098 | 51.579 | 12.8308 | 926.3 | 2.2705 | 39.97 | 1.4726 | 0.79798 | 46.6092 | 0.35809 | 18.78 | -0.4475 | 0.80559 | 23.1163 | 1.6648 | 10.04 | 2.1323 | -0.46756 | 9.7599 | 2.2705 | 39.97 | 1.4726 | 0.79798 | 46.6092 | 2.4409 | 40.15 | 1.7338 | 0.70704 | 46.608 | 0.063866 | 3.3019 | 0.54949 | 4.1136 | 59.1589 | 0.14501 | 0.02287 | 0.10632 | 0.14501 | 0.15589 | 2.5527 | 1.1994 | 0.64121 | 2.5527 | 2.5642 | 2.9767 | 1.4763 | 0.62332 | 2.9767 | 2.9767 | 0.063866 | 3.3019 | 0.54949 | 4.1136 | 59.1589 | 0.14501 | 0.02287 | 0.10632 | 0.14501 | 0.15589 | 2.5527 | 1.1994 | 0.64121 | 2.5527 | 2.5642 | 2.9767 | 1.4763 | 0.62332 | 2.9767 | 2.9767
102 | 0.27 | 0.25 | South/Central | NC | Raleigh-Durham.Intl.AP.723060 | 3 | 4170977 | 50.3029 | 9.1373 | 63.7468 | 50.1844 | 13.5624 | 932.3 | 2.9336 | 33.97 | 2.8672 | 0.066356 | 37.8462 | 1.0211 | 12.78 | 0.94715 | 0.073966 | 14.3533 | 2.3278 | 4.04 | 3.527 | -1.1992 | 0.99695 | 2.9336 | 33.97 | 2.8672 | 0.066356 | 37.8462 | 3.1039 | 34.15 | 3.1285 | -0.02459 | 37.8451 | 0.063866 | 3.2126 | 0.58356 | 4.0712 | 59.5421 | 0.18735 | 0.065214 | 0.14867 | 0.18735 | 0.19823 | 2.1695 | 0.8162 | 0.25802 | 2.1695 | 2.181 | 2.4171 | 0.91668 | 0.063671 | 2.4171 | 2.417 | 0.063866 | 3.2126 | 0.58356 | 4.0712 | 59.5421 | 0.18735 | 0.065214 | 0.14867 | 0.18735 | 0.19823 | 2.1695 | 0.8162 | 0.25802 | 2.1695 | 2.181 | 2.4171 | 0.91668 | 0.063671 | 2.4171 | 2.417
103 | 0.27 | 0.3 | South/Central | NC | Raleigh-Durham.Intl.AP.723060 | 3 | 4170977 | 49.5981 | 9.3598 | 63.3852 | 49.4812 | 13.904 | 934.54 | 3.2952 | 31.73 | 3.5704 | -0.27521 | 34.3997 | 1.3827 | 10.54 | 1.6503 | -0.2676 | 10.9068 | 2.6894 | 1.8 | 4.2302 | -1.5408 | -2.4495 | 3.2952 | 31.73 | 3.5704 | -0.27521 | 34.3997 | 3.4655 | 31.91 | 3.8317 | -0.36616 | 34.3986 | 0.063866 | 3.1676 | 0.59777 | 4.0481 | 59.6851 | 0.21045 | 0.08831 | 0.17176 | 0.21045 | 0.22133 | 2.0265 | 0.67315 | 0.11496 | 2.0265 | 2.038 | 2.197 | 0.69657 | -0.15644 | 2.197 | 2.1969 | 0.063866 | 3.1676 | 0.59777 | 4.0481 | 59.6851 | 0.21045 | 0.08831 | 0.17176 | 0.21045 | 0.22133 | 2.0265 | 0.67315 | 0.11496 | 2.0265 | 2.038 | 2.197 | 0.69657 | -0.15644 | 2.197 | 2.1969
104 | 0.27 | 0.35 | South/Central | NC | Raleigh-Durham.Intl.AP.723060 | 3 | 4170977 | 48.3223 | 9.9035 | 62.8534 | 48.2084 | 14.645 | 942.23 | 3.827 | 24.04 | 4.8432 | -1.0162 | 23.7947 | 1.9145 | 2.85 | 2.9232 | -1.0086 | 0.30177 | 3.2212 | -5.89 | 5.503 | -2.2818 | -13.0546 | 3.827 | 24.04 | 4.8432 | -1.0162 | 23.7947 | 3.9973 | 24.22 | 5.1045 | -1.1072 | 23.7935 | 0.063866 | 3.0861 | 0.6325 | 4.0142 | 60.1763 | 0.24441 | 0.12227 | 0.20573 | 0.24441 | 0.25529 | 1.5353 | 0.18202 | -0.37617 | 1.5353 | 1.5468 | 1.5197 | 0.019273 | -0.83374 | 1.5197 | 1.5196 | 0.063866 | 3.0861 | 0.6325 | 4.0142 | 60.1763 | 0.24441 | 0.12227 | 0.20573 | 0.24441 | 0.25529 | 1.5353 | 0.18202 | -0.37617 | 1.5353 | 1.5468 | 1.5197 | 0.019273 | -0.83374 | 1.5197 | 1.5196
105 | 0.27 | 0.4 | South/Central | NC | Raleigh-Durham.Intl.AP.723060 | 3 | 4170977 | 47.629 | 10.1565 | 62.5238 | 47.5167 | 15.0071 | 945.27 | 4.1566 | 21 | 5.5349 | -1.3783 | 19.4769 | 2.2441 | -0.19 | 3.6148 | -1.3707 | -4.016 | 3.5508 | -8.93 | 6.1947 | -2.6438 | -17.3723 | 4.1566 | 21 | 5.5349 | -1.3783 | 19.4769 | 4.3269 | 21.18 | 5.7962 | -1.4692 | 19.4758 | 0.063866 | 3.0419 | 0.64865 | 3.9931 | 60.3704 | 0.26546 | 0.14332 | 0.22678 | 0.26546 | 0.27634 | 1.3412 | -0.012134 | -0.57032 | 1.3412 | 1.3527 | 1.2439 | -0.25648 | -1.1095 | 1.2439 | 1.2438 | 0.063866 | 3.0419 | 0.64865 | 3.9931 | 60.3704 | 0.26546 | 0.14332 | 0.22678 | 0.26546 | 0.27634 | 1.3412 | -0.012134 | -0.57032 | 1.3412 | 1.3527 | 1.2439 | -0.25648 | -1.1095 | 1.2439 | 1.2438
106 | 0.26 | 0.2 | South/Central | NC | Raleigh-Durham.Intl.AP.723060 | 3 | 4170977 | 51.2897 | 8.6143 | 63.9999 | 51.1689 | 12.831 | 921.72 | 2.6805 | 44.55 | 1.8827 | 0.79782 | 51.6793 | 0.76806 | 23.36 | -0.037368 | 0.80543 | 28.1864 | 2.0747 | 14.62 | 2.5425 | -0.46772 | 14.8301 | 2.6805 | 44.55 | 1.8827 | 0.79782 | 51.6793 | 2.8509 | 44.73 | 2.144 | 0.70687 | 51.6782 | 0.063866 | 3.2757 | 0.55016 | 4.0874 | 58.8664 | 0.17119 | 0.049053 | 0.13251 | 0.17119 | 0.18207 | 2.8452 | 1.4919 | 0.93372 | 2.8452 | 2.8567 | 3.3005 | 1.8001 | 0.94713 | 3.3005 | 3.3005 | 0.063866 | 3.2757 | 0.55016 | 4.0874 | 58.8664 | 0.17119 | 0.049053 | 0.13251 | 0.17119 | 0.18207 | 2.8452 | 1.4919 | 0.93372 | 2.8452 | 2.8567 | 3.3005 | 1.8001 | 0.94713 | 3.3005 | 3.3005
107 | 0.26 | 0.25 | South/Central | NC | Raleigh-Durham.Intl.AP.723060 | 3 | 4170977 | 49.893 | 9.1481 | 63.3469 | 49.7754 | 13.5715 | 928.01 | 3.3335 | 38.26 | 3.2762 | 0.057314 | 42.5862 | 1.421 | 17.07 | 1.3561 | 0.064925 | 19.0933 | 2.7277 | 8.33 | 3.936 | -1.2082 | 5.7369 | 3.3335 | 38.26 | 3.2762 | 0.057314 | 42.5862 | 3.5038 | 38.44 | 3.5375 | -0.033632 | 42.585 | 0.063866 | 3.1865 | 0.58425 | 4.0457 | 59.2681 | 0.2129 | 0.090756 | 0.17421 | 0.2129 | 0.22378 | 2.4435 | 1.0902 | 0.532 | 2.4435 | 2.455 | 2.7198 | 1.2194 | 0.36639 | 2.7198 | 2.7197 | 0.063866 | 3.1865 | 0.58425 | 4.0457 | 59.2681 | 0.2129 | 0.090756 | 0.17421 | 0.2129 | 0.22378 | 2.4435 | 1.0902 | 0.532 | 2.4435 | 2.455 | 2.7198 | 1.2194 | 0.36639 | 2.7198 | 2.7197
108 | 0.26 | 0.3 | South/Central | NC | Raleigh-Durham.Intl.AP.723060 | 3 | 4170977 | 48.9074 | 9.5297 | 62.8944 | 48.7921 | 14.1023 | 932.73 | 3.786 | 33.54 | 4.2595 | -0.4735 | 35.875 | 1.8735 | 12.35 | 2.3394 | -0.46588 | 12.3821 | 3.1802 | 3.61 | 4.9192 | -1.739 | -0.97421 | 3.786 | 33.54 | 4.2595 | -0.4735 | 35.875 | 3.9563 | 33.72 | 4.5208 | -0.56444 | 35.8739 | 0.063866 | 3.1235 | 0.60862 | 4.0168 | 59.5695 | 0.24179 | 0.11965 | 0.20311 | 0.24179 | 0.25267 | 2.1421 | 0.78874 | 0.23056 | 2.1421 | 2.1536 | 2.2912 | 0.7908 | -0.062218 | 2.2912 | 2.2911 | 0.063866 | 3.1235 | 0.60862 | 4.0168 | 59.5695 | 0.24179 | 0.11965 | 0.20311 | 0.24179 | 0.25267 | 2.1421 | 0.78874 | 0.23056 | 2.1421 | 2.1536 | 2.2912 | 0.7908 | -0.062218 | 2.2912 | 2.2911
109 | 0.26 | 0.35 | South/Central | NC | Raleigh-Durham.Intl.AP.723060 | 3 | 4170977 | 47.7008 | 10.0634 | 62.4215 | 47.5884 | 14.8332 | 940.9 | 4.2589 | 25.37 | 5.4632 | -1.2044 | 24.7765 | 2.3464 | 4.18 | 3.5432 | -1.1968 | 1.2836 | 3.6531 | -4.56 | 6.123 | -2.4699 | -12.0728 | 4.2589 | 25.37 | 5.4632 | -1.2044 | 24.7765 | 4.4292 | 25.55 | 5.7245 | -1.2953 | 24.7753 | 0.063866 | 3.0465 | 0.64271 | 3.9866 | 60.0913 | 0.272 | 0.14986 | 0.23331 | 0.272 | 0.28287 | 1.6203 | 0.26696 | -0.29123 | 1.6203 | 1.6318 | 1.5824 | 0.081975 | -0.77104 | 1.5824 | 1.5823 | 0.063866 | 3.0465 | 0.64271 | 3.9866 | 60.0913 | 0.272 | 0.14986 | 0.23331 | 0.272 | 0.28287 | 1.6203 | 0.26696 | -0.29123 | 1.6203 | 1.6318 | 1.5824 | 0.081975 | -0.77104 | 1.5824 | 1.5823
110 | 0.26 | 0.4 | South/Central | NC | Raleigh-Durham.Intl.AP.723060 | 3 | 4170977 | 47.2185 | 10.1765 | 62.1235 | 47.1072 | 15.0163 | 941 | 4.5569 | 25.27 | 5.9444 | -1.3875 | 24.218 | 2.6444 | 4.08 | 4.0243 | -1.3799 | 0.7251 | 3.9511 | -4.66 | 6.6042 | -2.653 | -12.6313 | 4.5569 | 25.27 | 5.9444 | -1.3875 | 24.218 | 4.7272 | 25.45 | 6.2057 | -1.4784 | 24.2169 | 0.063866 | 3.0156 | 0.64993 | 3.9676 | 60.0977 | 0.29103 | 0.16889 | 0.25234 | 0.29103 | 0.30191 | 1.6139 | 0.26057 | -0.29761 | 1.6139 | 1.6254 | 1.5467 | 0.046309 | -0.8067 | 1.5467 | 1.5466 | 0.063866 | 3.0156 | 0.64993 | 3.9676 | 60.0977 | 0.29103 | 0.16889 | 0.25234 | 0.29103 | 0.30191 | 1.6139 | 0.26057 | -0.29761 | 1.6139 | 1.6254 | 1.5467 | 0.046309 | -0.8067 | 1.5467 | 1.5466
111 | 0.25 | 0.2 | South/Central | NC | Raleigh-Durham.Intl.AP.723060 | 3 | 4170977 | 50.8697 | 8.625 | 63.5899 | 50.7498 | 12.84 | 917.31 | 3.0905 | 48.96 | 2.3017 | 0.78878 | 56.544 | 1.1781 | 27.77 | 0.38167 | 0.79639 | 33.0511 | 2.4847 | 19.03 | 2.9615 | -0.47676 | 19.6948 | 3.0905 | 48.96 | 2.3017 | 0.78878 | 56.544 | 3.2609 | 49.14 | 2.563 | 0.69783 | 56.5429 | 0.063866 | 3.2488 | 0.55084 | 4.0612 | 58.5847 | 0.19738 | 0.075238 | 0.15869 | 0.19738 | 0.20826 | 3.1269 | 1.7736 | 1.2154 | 3.1269 | 3.1384 | 3.6112 | 2.1108 | 1.2578 | 3.6112 | 3.6112 | 0.063866 | 3.2488 | 0.55084 | 4.0612 | 58.5847 | 0.19738 | 0.075238 | 0.15869 | 0.19738 | 0.20826 | 3.1269 | 1.7736 | 1.2154 | 3.1269 | 3.1384 | 3.6112 | 2.1108 | 1.2578 | 3.6112 | 3.6112
112 | 0.25 | 0.25 | South/Central | NC | Raleigh-Durham.Intl.AP.723060 | 3 | 4170977 | 49.4825 | 9.1673 | 62.9457 | 49.3658 | 13.5799 | 923.69 | 3.7347 | 42.58 | 3.6858 | 0.048879 | 47.3556 | 1.8222 | 21.39 | 1.7657 | 0.056489 | 23.8627 | 3.1289 | 12.65 | 4.3456 | -1.2167 | 10.5063 | 3.7347 | 42.58 | 3.6858 | 0.048879 | 47.3556 | 3.905 | 42.76 | 3.9471 | -0.042067 | 47.3544 | 0.063866 | 3.1602 | 0.58548 | 4.0201 | 58.9922 | 0.23852 | 0.11638 | 0.19983 | 0.23852 | 0.2494 | 2.7194 | 1.3661 | 0.8079 | 2.7194 | 2.7309 | 3.0244 | 1.524 | 0.67099 | 3.0244 | 3.0243 | 0.063866 | 3.1602 | 0.58548 | 4.0201 | 58.9922 | 0.23852 | 0.11638 | 0.19983 | 0.23852 | 0.2494 | 2.7194 | 1.3661 | 0.8079 | 2.7194 | 2.7309 | 3.0244 | 1.524 | 0.67099 | 3.0244 | 3.0243
113 | 0.25 | 0.3 | South/Central | NC | Raleigh-Durham.Intl.AP.723060 | 3 | 4170977 | 48.2159 | 9.6911 | 62.3945 | 48.1022 | 14.2923 | 930.61 | 4.2859 | 35.66 | 4.9494 | -0.66347 | 37.6561 | 2.3734 | 14.47 | 3.0293 | -0.65586 | 14.1632 | 3.6801 | 5.73 | 5.6091 | -1.929 | 0.80687 | 4.2859 | 35.66 | 4.9494 | -0.66347 | 37.6561 | 4.4562 | 35.84 | 5.2107 | -0.75442 | 37.655 | 0.063866 | 3.0793 | 0.61893 | 3.9849 | 59.4341 | 0.27372 | 0.15158 | 0.23503 | 0.27372 | 0.2846 | 2.2775 | 0.92414 | 0.36595 | 2.2775 | 2.2889 | 2.4049 | 0.90455 | 0.051531 | 2.4049 | 2.4049 | 0.063866 | 3.0793 | 0.61893 | 3.9849 | 59.4341 | 0.27372 | 0.15158 | 0.23503 | 0.27372 | 0.2846 | 2.2775 | 0.92414 | 0.36595 | 2.2775 | 2.2889 | 2.4049 | 0.90455 | 0.051531 | 2.4049 | 2.4049
114 | 0.25 | 0.35 | South/Central | NC | Raleigh-Durham.Intl.AP.723060 | 3 | 4170977 | 47.0294 | 10.2547 | 61.9817 | 46.9185 | 15.0632 | 940.23 | 4.6987 | 26.04 | 6.1331 | -1.4344 | 24.8857 | 2.7863 | 4.85 | 4.213 | -1.4268 | 1.3928 | 4.0929 | -3.89 | 6.7929 | -2.6999 | -11.9636 | 4.6987 | 26.04 | 6.1331 | -1.4344 | 24.8857 | 4.8691 | 26.22 | 6.3944 | -1.5253 | 24.8846 | 0.063866 | 3.0036 | 0.65492 | 3.9585 | 60.0485 | 0.30009 | 0.17795 | 0.2614 | 0.30009 | 0.31097 | 1.6631 | 0.30975 | -0.24844 | 1.6631 | 1.6746 | 1.5893 | 0.088952 | -0.76406 | 1.5893 | 1.5893 | 0.063866 | 3.0036 | 0.65492 | 3.9585 | 60.0485 | 0.30009 | 0.17795 | 0.2614 | 0.30009 | 0.31097 | 1.6631 | 0.30975 | -0.24844 | 1.6631 | 1.6746 | 1.5893 | 0.088952 | -0.76406 | 1.5893 | 1.5893
115 | 0.25 | 0.4 | South/Central | NC | Raleigh-Durham.Intl.AP.723060 | 3 | 4170977 | 46.8177 | 10.1965 | 61.7425 | 46.7073 | 15.0352 | 937.09 | 4.9379 | 29.18 | 6.3443 | -1.4064 | 28.4941 | 3.0254 | 7.99 | 4.4243 | -1.3988 | 5.0012 | 4.3321 | -0.75 | 7.0041 | -2.672 | -8.3552 | 4.9379 | 29.18 | 6.3443 | -1.4064 | 28.4941 | 5.1082 | 29.36 | 6.6056 | -1.4974 | 28.4929 | 0.063866 | 2.99 | 0.65121 | 3.9432 | 59.848 | 0.31536 | 0.19322 | 0.27667 | 0.31536 | 0.32624 | 1.8636 | 0.51029 | -0.047899 | 1.8636 | 1.8751 | 1.8198 | 0.3194 | -0.53361 | 1.8198 | 1.8197 | 0.063866 | 2.99 | 0.65121 | 3.9432 | 59.848 | 0.31536 | 0.19322 | 0.27667 | 0.31536 | 0.32624 | 1.8636 | 0.51029 | -0.047899 | 1.8636 | 1.8751 | 1.8198 | 0.3194 | -0.53361 | 1.8198 | 1.8197
116 | 0.24 | 0.2 | South/Central | NC | Raleigh-Durham.Intl.AP.723060 | 3 | 4170977 | 50.4681 | 8.635 | 63.1889 | 50.3492 | 12.8397 | 912.85 | 3.4915 | 53.42 | 2.7024 | 0.78908 | 61.5134 | 1.579 | 32.23 | 0.78234 | 0.79669 | 38.0205 | 2.8857 | 23.49 | 3.3622 | -0.47646 | 24.6641 | 3.4915 | 53.42 | 2.7024 | 0.78908 | 61.5134 | 3.6618 | 53.6 | 2.9637 | 0.69813 | 61.5122 | 0.063866 | 3.2232 | 0.55148 | 4.0356 | 58.2999 | 0.22299 | 0.10085 | 0.1843 | 0.22299 | 0.23386 | 3.4117 | 2.0584 | 1.5002 | 3.4117 | 3.4232 | 3.9286 | 2.4282 | 1.5752 | 3.9286 | 3.9285 | 0.063866 | 3.2232 | 0.55148 | 4.0356 | 58.2999 | 0.22299 | 0.10085 | 0.1843 | 0.22299 | 0.23386 | 3.4117 | 2.0584 | 1.5002 | 3.4117 | 3.4232 | 3.9286 | 2.4282 | 1.5752 | 3.9286 | 3.9285
117 | 0.24 | 0.25 | South/Central | NC | Raleigh-Durham.Intl.AP.723060 | 3 | 4170977 | 49.0811 | 9.1779 | 62.5456 | 48.9653 | 13.5802 | 919.22 | 4.1348 | 47.05 | 4.0863 | 0.048543 | 52.3 | 2.2223 | 25.86 | 2.1662 | 0.056154 | 28.8071 | 3.529 | 17.12 | 4.746 | -1.217 | 15.4507 | 4.1348 | 47.05 | 4.0863 | 0.048543 | 52.3 | 4.3051 | 47.23 | 4.3475 | -0.042403 | 52.2988 | 0.063866 | 3.1346 | 0.58615 | 3.9945 | 58.7067 | 0.26407 | 0.14193 | 0.22538 | 0.26407 | 0.27495 | 3.0049 | 1.6516 | 1.0934 | 3.0049 | 3.0164 | 3.3402 | 1.8398 | 0.98677 | 3.3402 | 3.3401 | 0.063866 | 3.1346 | 0.58615 | 3.9945 | 58.7067 | 0.26407 | 0.14193 | 0.22538 | 0.26407 | 0.27495 | 3.0049 | 1.6516 | 1.0934 | 3.0049 | 3.0164 | 3.3402 | 1.8398 | 0.98677 | 3.3402 | 3.3401
118 | 0.24 | 0.3 | South/Central | NC | Raleigh-Durham.Intl.AP.723060 | 3 | 4170977 | 47.8145 | 9.7111 | 62.0124 | 47.7017 | 14.3106 | 926.7 | 4.668 | 39.57 | 5.3498 | -0.68185 | 41.9587 | 2.7555 | 18.38 | 3.4298 | -0.67424 | 18.4658 | 4.0622 | 9.64 | 6.0096 | -1.9474 | 5.1094 | 4.668 | 39.57 | 5.3498 | -0.68185 | 41.9587 | 4.8383 | 39.75 | 5.6111 | -0.7728 | 41.9575 | 0.063866 | 3.0537 | 0.62021 | 3.9605 | 59.1844 | 0.29812 | 0.17598 | 0.25944 | 0.29812 | 0.309 | 2.5272 | 1.1739 | 0.61567 | 2.5272 | 2.5387 | 2.6797 | 1.1793 | 0.32632 | 2.6797 | 2.6797 | 0.063866 | 3.0537 | 0.62021 | 3.9605 | 59.1844 | 0.29812 | 0.17598 | 0.25944 | 0.29812 | 0.309 | 2.5272 | 1.1739 | 0.61567 | 2.5272 | 2.5387 | 2.6797 | 1.1793 | 0.32632 | 2.6797 | 2.6797
119 | 0.24 | 0.35 | South/Central | NC | Raleigh-Durham.Intl.AP.723060 | 3 | 4170977 | 46.6281 | 10.2741 | 61.5903 | 46.5181 | 15.0722 | 936.04 | 5.09 | 30.23 | 6.5335 | -1.4434 | 29.5192 | 3.1776 | 9.04 | 4.6134 | -1.4358 | 6.0263 | 4.4843 | 0.3 | 7.1932 | -2.709 | -7.33 | 5.09 | 30.23 | 6.5335 | -1.4434 | 29.5192 | 5.2604 | 30.41 | 6.7947 | -1.5344 | 29.5181 | 0.063866 | 2.9779 | 0.65616 | 3.9335 | 59.7809 | 0.32508 | 0.20294 | 0.28639 | 0.32508 | 0.33596 | 1.9307 | 0.57735 | 0.01916 | 1.9307 | 1.9422 | 1.8853 | 0.38488 | -0.46814 | 1.8853 | 1.8852 | 0.063866 | 2.9779 | 0.65616 | 3.9335 | 59.7809 | 0.32508 | 0.20294 | 0.28639 | 0.32508 | 0.33596 | 1.9307 | 0.57735 | 0.01916 | 1.9307 | 1.9422 | 1.8853 | 0.38488 | -0.46814 | 1.8853 | 1.8852
120 | 0.24 | 0.4 | South/Central | NC | Raleigh-Durham.Intl.AP.723060 | 3 | 4170977 | 46.4164 | 10.2165 | 61.3513 | 46.3069 | 15.0444 | 932.92 | 5.3291 | 33.35 | 6.7447 | -1.4156 | 33.122 | 3.4166 | 12.16 | 4.8246 | -1.408 | 9.6291 | 4.7233 | 3.42 | 7.4045 | -2.6812 | -3.7273 | 5.3291 | 33.35 | 6.7447 | -1.4156 | 33.122 | 5.4994 | 33.53 | 7.006 | -1.5066 | 33.1208 | 0.063866 | 2.9644 | 0.65248 | 3.9182 | 59.5817 | 0.34034 | 0.2182 | 0.30166 | 0.34034 | 0.35122 | 2.1299 | 0.77661 | 0.21842 | 2.1299 | 2.1414 | 2.1154 | 0.61497 | -0.23805 | 2.1154 | 2.1153 | 0.063866 | 2.9644 | 0.65248 | 3.9182 | 59.5817 | 0.34034 | 0.2182 | 0.30166 | 0.34034 | 0.35122 | 2.1299 | 0.77661 | 0.21842 | 2.1299 | 2.1414 | 2.1154 | 0.61497 | -0.23805 | 2.1154 | 2.1153
121 | 0.22 | 0.2 | South/Central | NC | Raleigh-Durham.Intl.AP.723060 | 3 | 4170977 | 49.6366 | 8.6556 | 62.3675 | 49.5196 | 12.8479 | 903.83 | 4.3129 | 62.44 | 3.532 | 0.78089 | 71.4899 | 2.4004 | 41.25 | 1.6119 | 0.7885 | 47.997 | 3.7071 | 32.51 | 4.1918 | -0.48465 | 34.6406 | 4.3129 | 62.44 | 3.532 | 0.78089 | 71.4899 | 4.4832 | 62.62 | 3.7933 | 0.68995 | 71.4887 | 0.063866 | 3.1701 | 0.5528 | 3.9831 | 57.7238 | 0.27545 | 0.15331 | 0.23676 | 0.27545 | 0.28633 | 3.9878 | 2.6345 | 2.0763 | 3.9878 | 3.9993 | 4.5658 | 3.0654 | 2.2124 | 4.5658 | 4.5657 | 0.063866 | 3.1701 | 0.5528 | 3.9831 | 57.7238 | 0.27545 | 0.15331 | 0.23676 | 0.27545 | 0.28633 | 3.9878 | 2.6345 | 2.0763 | 3.9878 | 3.9993 | 4.5658 | 3.0654 | 2.2124 | 4.5658 | 4.5657
122 | 0.22 | 0.25 | South/Central | NC | Raleigh-Durham.Intl.AP.723060 | 3 | 4170977 | 48.2494 | 9.1988 | 61.7247 | 48.1355 | 13.5892 | 910.24 | 4.9556 | 56.03 | 4.9161 | 0.039574 | 62.251 | 3.0432 | 34.84 | 2.996 | 0.047184 | 38.7581 | 4.3499 | 26.1 | 5.5758 | -1.226 | 25.4017 | 4.9556 | 56.03 | 4.9161 | 0.039574 | 62.251 | 5.126 | 56.21 | 5.1773 | -0.051372 | 62.2498 | 0.063866 | 3.0815 | 0.58749 | 3.9421 | 58.1332 | 0.3165 | 0.19436 | 0.27781 | 0.3165 | 0.32737 | 3.5784 | 2.2251 | 1.6669 | 3.5784 | 3.5899 | 3.9757 | 2.4753 | 1.6223 | 3.9757 | 3.9756 | 0.063866 | 3.0815 | 0.58749 | 3.9421 | 58.1332 | 0.3165 | 0.19436 | 0.27781 | 0.3165 | 0.32737 | 3.5784 | 2.2251 | 1.6669 | 3.5784 | 3.5899 | 3.9757 | 2.4753 | 1.6223 | 3.9757 | 3.9756
123 | 0.22 | 0.3 | South/Central | NC | Raleigh-Durham.Intl.AP.723060 | 3 | 4170977 | 46.9927 | 9.7411 | 61.2106 | 46.8818 | 14.3287 | 918.13 | 5.4698 | 48.14 | 6.1698 | -0.69996 | 51.4625 | 3.5574 | 26.95 | 4.2497 | -0.69235 | 27.9696 | 4.864 | 18.21 | 6.8295 | -1.9655 | 14.6132 | 5.4698 | 48.14 | 6.1698 | -0.69996 | 51.4625 | 5.6401 | 48.32 | 6.4311 | -0.79091 | 51.4613 | 0.063866 | 3.0012 | 0.62212 | 3.9093 | 58.6371 | 0.34933 | 0.22719 | 0.31065 | 0.34933 | 0.36021 | 3.0745 | 1.7212 | 1.163 | 3.0745 | 3.086 | 3.2867 | 1.7863 | 0.93328 | 3.2867 | 3.2866 | 0.063866 | 3.0012 | 0.62212 | 3.9093 | 58.6371 | 0.34933 | 0.22719 | 0.31065 | 0.34933 | 0.36021 | 3.0745 | 1.7212 | 1.163 | 3.0745 | 3.086 | 3.2867 | 1.7863 | 0.93328 | 3.2867 | 3.2866
124 | 0.22 | 0.35 | South/Central | NC | Raleigh-Durham.Intl.AP.723060 | 3 | 4170977 | 45.8068 | 10.3049 | 60.79 | 45.6987 | 15.0913 | 927.51 | 5.8904 | 38.76 | 7.3529 | -1.4625 | 38.9822 | 3.9779 | 17.57 | 5.4328 | -1.4549 | 15.4893 | 5.2846 | 8.83 | 8.0126 | -2.728 | 2.133 | 5.8904 | 38.76 | 7.3529 | -1.4625 | 38.9822 | 6.0607 | 38.94 | 7.6141 | -1.5534 | 38.9811 | 0.063866 | 2.9255 | 0.65813 | 3.8824 | 59.2362 | 0.37619 | 0.25405 | 0.33751 | 0.37619 | 0.38707 | 2.4754 | 1.1221 | 0.56393 | 2.4754 | 2.4869 | 2.4896 | 0.98924 | 0.13622 | 2.4896 | 2.4896 | 0.063866 | 2.9255 | 0.65813 | 3.8824 | 59.2362 | 0.37619 | 0.25405 | 0.33751 | 0.37619 | 0.38707 | 2.4754 | 1.1221 | 0.56393 | 2.4754 | 2.4869 | 2.4896 | 0.98924 | 0.13622 | 2.4896 | 2.4896
125 | 0.22 | 0.4 | South/Central | NC | Raleigh-Durham.Intl.AP.723060 | 3 | 4170977 | 45.6143 | 10.2473 | 60.5705 | 45.5066 | 15.0639 | 924.61 | 6.1099 | 41.66 | 7.545 | -1.4351 | 42.333 | 4.1974 | 20.47 | 5.6249 | -1.4275 | 18.8401 | 5.5041 | 11.73 | 8.2048 | -2.7007 | 5.4838 | 6.1099 | 41.66 | 7.545 | -1.4351 | 42.333 | 6.2802 | 41.84 | 7.8063 | -1.5261 | 42.3319 | 0.063866 | 2.9132 | 0.65445 | 3.8684 | 59.0509 | 0.39021 | 0.26807 | 0.35152 | 0.39021 | 0.40109 | 2.6606 | 1.3073 | 0.74915 | 2.6606 | 2.6721 | 2.7036 | 1.2032 | 0.35022 | 2.7036 | 2.7036 | 0.063866 | 2.9132 | 0.65445 | 3.8684 | 59.0509 | 0.39021 | 0.26807 | 0.35152 | 0.39021 | 0.40109 | 2.6606 | 1.3073 | 0.74915 | 2.6606 | 2.6721 | 2.7036 | 1.2032 | 0.35022 | 2.7036 | 2.7036
126 | 0.2 | 0.2 | South/Central | NC | Raleigh-Durham.Intl.AP.723060 | 3 | 4170977 | 48.7954 | 8.6758 | 61.5361 | 48.6802 | 12.8559 | 894.72 | 5.1443 | 71.55 | 4.3714 | 0.77292 | 81.5942 | 3.2318 | 50.36 | 2.4513 | 0.78053 | 58.1013 | 4.5385 | 41.62 | 5.0311 | -0.49262 | 44.745 | 5.1443 | 71.55 | 4.3714 | 0.77292 | 81.5942 | 5.3146 | 71.73 | 4.6326 | 0.68197 | 81.5931 | 0.063866 | 3.1164 | 0.55409 | 3.9301 | 57.142 | 0.32854 | 0.2064 | 0.28985 | 0.32854 | 0.33942 | 4.5696 | 3.2163 | 2.6581 | 4.5696 | 4.5811 | 5.2111 | 3.7107 | 2.8577 | 5.2111 | 5.211 | 0.063866 | 3.1164 | 0.55409 | 3.9301 | 57.142 | 0.32854 | 0.2064 | 0.28985 | 0.32854 | 0.33942 | 4.5696 | 3.2163 | 2.6581 | 4.5696 | 4.5811 | 5.2111 | 3.7107 | 2.8577 | 5.2111 | 5.211
127 | 0.2 | 0.25 | South/Central | NC | Raleigh-Durham.Intl.AP.723060 | 3 | 4170977 | 47.4172 | 9.2287 | 60.9126 | 47.3053 | 13.6073 | 901.55 | 5.7678 | 64.72 | 5.7463 | 0.021521 | 71.8839 | 3.8553 | 43.53 | 3.8262 | 0.029132 | 48.391 | 5.162 | 34.79 | 6.406 | -1.244 | 35.0346 | 5.7678 | 64.72 | 5.7463 | 0.021521 | 71.8839 | 5.9381 | 64.9 | 6.0076 | -0.069425 | 71.8827 | 0.063866 | 3.0283 | 0.5894 | 3.8902 | 57.5782 | 0.36836 | 0.24622 | 0.32968 | 0.36836 | 0.37924 | 4.1334 | 2.7801 | 2.2219 | 4.1334 | 4.1449 | 4.5909 | 3.0905 | 2.2375 | 4.5909 | 4.5908 | 0.063866 | 3.0283 | 0.5894 | 3.8902 | 57.5782 | 0.36836 | 0.24622 | 0.32968 | 0.36836 | 0.37924 | 4.1334 | 2.7801 | 2.2219 | 4.1334 | 4.1449 | 4.5909 | 3.0905 | 2.2375 | 4.5909 | 4.5908
128 | 0.2 | 0.3 | South/Central | NC | Raleigh-Durham.Intl.AP.723060 | 3 | 4170977 | 46.1607 | 9.7717 | 60.399 | 46.0517 | 14.3473 | 909.45 | 6.2814 | 56.82 | 6.9999 | -0.71847 | 61.0777 | 4.3689 | 35.63 | 5.0798 | -0.71086 | 37.5848 | 5.6756 | 26.89 | 7.6596 | -1.984 | 24.2285 | 6.2814 | 56.82 | 6.9999 | -0.71847 | 61.0777 | 6.4517 | 57 | 7.2612 | -0.80942 | 61.0766 | 0.063866 | 2.9481 | 0.62408 | 3.8574 | 58.0827 | 0.40117 | 0.27903 | 0.36248 | 0.40117 | 0.41205 | 3.6289 | 2.2755 | 1.7174 | 3.6289 | 3.6403 | 3.9008 | 2.4004 | 1.5474 | 3.9008 | 3.9007 | 0.063866 | 2.9481 | 0.62408 | 3.8574 | 58.0827 | 0.40117 | 0.27903 | 0.36248 | 0.40117 | 0.41205 | 3.6289 | 2.2755 | 1.7174 | 3.6289 | 3.6403 | 3.9008 | 2.4004 | 1.5474 | 3.9008 | 3.9007
129 | 0.2 | 0.35 | South/Central | NC | Raleigh-Durham.Intl.AP.723060 | 3 | 4170977 | 44.9848 | 10.3361 | 59.9983 | 44.8786 | 15.1197 | 919.23 | 6.6821 | 47.04 | 8.173 | -1.4909 | 48.1219 | 4.7696 | 25.85 | 6.2529 | -1.4833 | 24.629 | 6.0763 | 17.11 | 8.8328 | -2.7564 | 11.2726 | 6.6821 | 47.04 | 8.173 | -1.4909 | 48.1219 | 6.8524 | 47.22 | 8.4343 | -1.5818 | 48.1207 | 0.063866 | 2.873 | 0.66012 | 3.8318 | 58.7073 | 0.42676 | 0.30462 | 0.38807 | 0.42676 | 0.43764 | 3.0042 | 1.6509 | 1.0927 | 3.0042 | 3.0157 | 3.0733 | 1.5729 | 0.71994 | 3.0733 | 3.0733 | 0.063866 | 2.873 | 0.66012 | 3.8318 | 58.7073 | 0.42676 | 0.30462 | 0.38807 | 0.42676 | 0.43764 | 3.0042 | 1.6509 | 1.0927 | 3.0042 | 3.0157 | 3.0733 | 1.5729 | 0.71994 | 3.0733 | 3.0733
130 | 0.2 | 0.4 | South/Central | NC | Raleigh-Durham.Intl.AP.723060 | 3 | 4170977 | 44.7931 | 10.2876 | 59.7888 | 44.6873 | 15.1015 | 916.61 | 6.8916 | 49.66 | 8.3643 | -1.4727 | 51.1355 | 4.9791 | 28.47 | 6.4442 | -1.4651 | 27.6426 | 6.2858 | 19.73 | 9.0241 | -2.7383 | 14.2863 | 6.8916 | 49.66 | 8.3643 | -1.4727 | 51.1355 | 7.0619 | 49.84 | 8.6256 | -1.5637 | 51.1344 | 0.063866 | 2.8607 | 0.65703 | 3.8185 | 58.54 | 0.44013 | 0.31799 | 0.40145 | 0.44013 | 0.45101 | 3.1716 | 1.8183 | 1.2601 | 3.1716 | 3.1831 | 3.2658 | 1.7654 | 0.9124 | 3.2658 | 3.2657 | 0.063866 | 2.8607 | 0.65703 | 3.8185 | 58.54 | 0.44013 | 0.31799 | 0.40145 | 0.44013 | 0.45101 | 3.1716 | 1.8183 | 1.2601 | 3.1716 | 3.1831 | 3.2658 | 1.7654 | 0.9124 | 3.2658 | 3.2657
Double | Double | Double | South/Central | NC | Raleigh-Durham.Intl.AP.723060 | 3 | 4170977 | 53.3988 | 11.5199 | 70.4094 | 53.2735 | 17.1359 | 1072.24 | -3.729 | -105.97 | -0.2219 | -3.5071 | -127.4933 | -5.6415 | -127.16 | -2.142 | -3.4995 | -150.9862 | -4.3348 | -135.9 | 0.43787 | -4.7727 | -164.3425 | -3.729 | -105.97 | -0.2219 | -3.5071 | -127.4933 | -3.5587 | -105.79 | 0.039381 | -3.5981 | -127.4944 | 0.063866 | 3.4104 | 0.73573 | 4.4968 | 68.4794 | -0.23816 | -0.3603 | -0.27684 | -0.23816 | -0.22728 | -6.7679 | -8.1212 | -8.6794 | -6.7679 | -6.7564 | -8.1425 | -9.6429 | -10.4959 | -8.1425 | -8.1425 | 0.063866 | 3.4104 | 0.73573 | 4.4968 | 68.4794 | -0.23816 | -0.3603 | -0.27684 | -0.23816 | -0.22728 | -6.7679 | -8.1212 | -8.6794 | -6.7679 | -6.7564 | -8.1425 | -9.6429 | -10.4959 | -8.1425 | -8.1425
Single | Single | Single | South/Central | NC | Raleigh-Durham.Intl.AP.723060 | 3 | 4170977 | 61.7393 | 12.7202 | 80.6407 | 61.595 | 19.0457 | 1221.46 | -13.9603 | -255.19 | -8.5434 | -5.4169 | -298.414 | -15.8727 | -276.38 | -10.4635 | -5.4093 | -321.9069 | -14.5661 | -285.12 | -7.8836 | -6.6824 | -335.2632 | -13.9603 | -255.19 | -8.5434 | -5.4169 | -298.414 | -13.79 | -255.01 | -8.2821 | -5.5078 | -298.4151 | 0.063866 | 3.943 | 0.81238 | 5.1502 | 78.0095 | -0.89158 | -1.0137 | -0.93027 | -0.89158 | -0.88071 | -16.2979 | -17.6512 | -18.2094 | -16.2979 | -16.2864 | -19.0584 | -20.5588 | -21.4118 | -19.0584 | -19.0585 | 0.063866 | 3.943 | 0.81238 | 5.1502 | 78.0095 | -0.89158 | -1.0137 | -0.93027 | -0.89158 | -0.88071 | -16.2979 | -17.6512 | -18.2094 | -16.2979 | -16.2864 | -19.0584 | -20.5588 | -21.4118 | -19.0584 | -19.0585
1 | 0.35 | 0.47 | South/Central | CA | Redbluff.AP.725910 | 3 | 947304 | 36.0756 | 9.63 | 49.8096 | 35.8683 | 13.9413 | 1136.82 | -0.094921 | -141.46 | 3.3945 | -3.4894 | -96.1566 | -1.6756 | -153.03 | 1.6396 | -3.3152 | -111.8128 | -0.94611 | -206.68 | 3.9162 | -4.8623 | -144.4925 | -0.094921 | -141.46 | 3.3945 | -3.4894 | -96.1566 | -0.21141 | -158.08 | 3.6584 | -3.8698 | -108.0106 | 0.012939 | 0.46679 | 0.1246 | 0.6445 | 14.7095 | -0.0012282 | -0.021681 | -0.012242 | -0.0012282 | -0.0027355 | -1.8304 | -1.9801 | -2.6743 | -1.8304 | -2.0454 | -1.2442 | -1.4468 | -1.8696 | -1.2442 | -1.3976 | 0.012939 | 0.46679 | 0.1246 | 0.6445 | 14.7095 | -0.0012282 | -0.021681 | -0.012242 | -0.0012282 | -0.0027355 | -1.8304 | -1.9801 | -2.6743 | -1.8304 | -2.0454 | -1.2442 | -1.4468 | -1.8696 | -1.2442 | -1.3976
2 | 0.35 | 0.42 | South/Central | CA | Redbluff.AP.725910 | 3 | 947304 | 36.993 | 8.8109 | 49.5949 | 36.7801 | 12.8148 | 1088.98 | 0.11978 | -93.62 | 2.4827 | -2.3629 | -62.7402 | -1.4609 | -105.19 | 0.72784 | -2.1887 | -78.3964 | -0.73141 | -158.84 | 3.0045 | -3.7359 | -111.0762 | 0.11978 | -93.62 | 2.4827 | -2.3629 | -62.7402 | 0.0032865 | -110.24 | 2.7467 | -2.7434 | -74.5942 | 0.012939 | 0.47866 | 0.11401 | 0.64172 | 14.0905 | 0.0015498 | -0.018903 | -0.0094638 | 0.0015498 | 4.2525e-05 | -1.2114 | -1.3611 | -2.0553 | -1.2114 | -1.4264 | -0.81181 | -1.0144 | -1.4372 | -0.81181 | -0.96519 | 0.012939 | 0.47866 | 0.11401 | 0.64172 | 14.0905 | 0.0015498 | -0.018903 | -0.0094638 | 0.0015498 | 4.2525e-05 | -1.2114 | -1.3611 | -2.0553 | -1.2114 | -1.4264 | -0.81181 | -1.0144 | -1.4372 | -0.81181 | -0.96519
3 | 0.35 | 0.37 | South/Central | CA | Redbluff.AP.725910 | 3 | 947304 | 37.9604 | 8.0633 | 49.5133 | 37.7414 | 11.7719 | 1046.09 | 0.20135 | -50.73 | 1.5214 | -1.32 | -33.3142 | -1.3793 | -62.3 | -0.2335 | -1.1458 | -48.9704 | -0.64984 | -115.95 | 2.0431 | -2.693 | -81.6502 | 0.20135 | -50.73 | 1.5214 | -1.32 | -33.3142 | 0.084859 | -67.35 | 1.7853 | -1.7005 | -45.1682 | 0.012939 | 0.49118 | 0.10433 | 0.64066 | 13.5356 | 0.0026053 | -0.017847 | -0.0084084 | 0.0026053 | 0.001098 | -0.65641 | -0.80611 | -1.5003 | -0.65641 | -0.87145 | -0.43106 | -0.63364 | -1.0565 | -0.43106 | -0.58444 | 0.012939 | 0.49118 | 0.10433 | 0.64066 | 13.5356 | 0.0026053 | -0.017847 | -0.0084084 | 0.0026053 | 0.001098 | -0.65641 | -0.80611 | -1.5003 | -0.65641 | -0.87145 | -0.43106 | -0.63364 | -1.0565 | -0.43106 | -0.58444
4 | 0.35 | 0.32 | South/Central | CA | Redbluff.AP.725910 | 3 | 947304 | 39.0293 | 7.3826 | 49.6384 | 38.8035 | 10.835 | 1009.88 | 0.076221 | -14.52 | 0.45931 | -0.38309 | -9.4389 | -1.5044 | -26.09 | -1.2955 | -0.20889 | -25.0951 | -0.77497 | -79.74 | 0.9811 | -1.7561 | -57.7748 | 0.076221 | -14.52 | 0.45931 | -0.38309 | -9.4389 | -0.04027 | -31.14 | 0.72329 | -0.76356 | -21.2929 | 0.012939 | 0.50501 | 0.095525 | 0.64228 | 13.067 | 0.00098625 | -0.019466 | -0.010027 | 0.00098625 | -0.00052107 | -0.18788 | -0.33758 | -1.0318 | -0.18788 | -0.40293 | -0.12213 | -0.32471 | -0.74756 | -0.12213 | -0.27551 | 0.012939 | 0.50501 | 0.095525 | 0.64228 | 13.067 | 0.00098625 | -0.019466 | -0.010027 | 0.00098625 | -0.00052107 | -0.18788 | -0.33758 | -1.0318 | -0.18788 | -0.40293 | -0.12213 | -0.32471 | -0.74756 | -0.12213 | -0.27551
5 | 0.35 | 0.27 | South/Central | CA | Redbluff.AP.725910 | 3 | 947304 | 39.786 | 6.8949 | 49.7043 | 39.555 | 10.1494 | 983.09 | 0.010327 | 12.27 | -0.29221 | 0.30254 | 8.364 | -1.5703 | 0.7 | -2.0471 | 0.47674 | -7.2921 | -0.84086 | -52.95 | 0.22957 | -1.0704 | -39.9719 | 0.010327 | 12.27 | -0.29221 | 0.30254 | 8.364 | -0.10617 | -4.35 | -0.028237 | -0.077928 | -3.49 | 0.012939 | 0.5148 | 0.089215 | 0.64313 | 12.7204 | 0.00013362 | -0.020319 | -0.01088 | 0.00013362 | -0.0013737 | 0.15876 | 0.0090574 | -0.68513 | 0.15876 | -0.056286 | 0.10822 | -0.094354 | -0.5172 | 0.10822 | -0.045157 | 0.012939 | 0.5148 | 0.089215 | 0.64313 | 12.7204 | 0.00013362 | -0.020319 | -0.01088 | 0.00013362 | -0.0013737 | 0.15876 | 0.0090574 | -0.68513 | 0.15876 | -0.056286 | 0.10822 | -0.094354 | -0.5172 | 0.10822 | -0.045157
6 | 0.35 | 0.23 | South/Central | CA | Redbluff.AP.725910 | 3 | 947304 | 40.2522 | 6.5591 | 49.6826 | 40.0189 | 9.6638 | 963.33 | 0.032059 | 32.03 | -0.75608 | 0.78814 | 21.8558 | -1.5486 | 20.46 | -2.5109 | 0.96234 | 6.1996 | -0.81913 | -33.19 | -0.2343 | -0.58483 | -26.4802 | 0.032059 | 32.03 | -0.75608 | 0.78814 | 21.8558 | -0.084433 | 15.41 | -0.49211 | 0.40768 | 10.0018 | 0.012939 | 0.52083 | 0.084869 | 0.64285 | 12.4647 | 0.00041482 | -0.020038 | -0.010599 | 0.00041482 | -0.0010925 | 0.41444 | 0.26474 | -0.42945 | 0.41444 | 0.19939 | 0.2828 | 0.080218 | -0.34263 | 0.2828 | 0.12941 | 0.012939 | 0.52083 | 0.084869 | 0.64285 | 12.4647 | 0.00041482 | -0.020038 | -0.010599 | 0.00041482 | -0.0010925 | 0.41444 | 0.26474 | -0.42945 | 0.41444 | 0.19939 | 0.2828 | 0.080218 | -0.34263 | 0.2828 | 0.12941
7 | 0.35 | 0.19 | South/Central | CA | Redbluff.AP.725910 | 3 | 947304 | 41.2281 | 6.2877 | 50.3281 | 40.9893 | 9.3388 | 957.81 | -0.61346 | 37.55 | -1.7265 | 1.1131 | 22.3669 | -2.1941 | 25.98 | -3.4814 | 1.2873 | 6.7108 | -1.4646 | -27.67 | -1.2048 | -0.25989 | -25.969 | -0.61346 | 37.55 | -1.7265 | 1.1131 | 22.3669 | -0.72995 | 20.93 | -1.4626 | 0.73262 | 10.5129 | 0.012939 | 0.53346 | 0.081358 | 0.65121 | 12.3933 | -0.0079377 | -0.02839 | -0.018951 | -0.0079377 | -0.009445 | 0.48587 | 0.33616 | -0.35803 | 0.48587 | 0.27082 | 0.28941 | 0.086832 | -0.33602 | 0.28941 | 0.13603 | 0.012939 | 0.53346 | 0.081358 | 0.65121 | 12.3933 | -0.0079377 | -0.02839 | -0.018951 | -0.0079377 | -0.009445 | 0.48587 | 0.33616 | -0.35803 | 0.48587 | 0.27082 | 0.28941 | 0.086832 | -0.33602 | 0.28941 | 0.13603
8 | 0.35 | 0.17 | South/Central | CA | Redbluff.AP.725910 | 3 | 947304 | 41.7529 | 6.1631 | 50.6983 | 41.5112 | 9.1871 | 956.04 | -0.98361 | 39.32 | -2.2484 | 1.2648 | 21.7184 | -2.5643 | 27.75 | -4.0033 | 1.439 | 6.0622 | -1.8348 | -25.9 | -1.7266 | -0.10817 | -26.6175 | -0.98361 | 39.32 | -2.2484 | 1.2648 | 21.7184 | -1.1001 | 22.7 | -1.9844 | 0.88433 | 9.8644 | 0.012939 | 0.54025 | 0.079745 | 0.656 | 12.3704 | -0.012727 | -0.03318 | -0.023741 | -0.012727 | -0.014234 | 0.50877 | 0.35906 | -0.33513 | 0.50877 | 0.29372 | 0.28102 | 0.07844 | -0.34441 | 0.28102 | 0.12764 | 0.012939 | 0.54025 | 0.079745 | 0.656 | 12.3704 | -0.012727 | -0.03318 | -0.023741 | -0.012727 | -0.014234 | 0.50877 | 0.35906 | -0.33513 | 0.50877 | 0.29372 | 0.28102 | 0.07844 | -0.34441 | 0.28102 | 0.12764
9 | 0.33 | 0.47 | South/Central | CA | Redbluff.AP.725910 | 3 | 947304 | 35.4042 | 9.6915 | 49.2181 | 35.2007 | 14.0174 | 1132.95 | 0.49653 | -137.59 | 4.0621 | -3.5655 | -90.597 | -1.0841 | -149.16 | 2.3072 | -3.3913 | -106.2532 | -0.35466 | -202.81 | 4.5838 | -4.9385 | -138.933 | 0.49653 | -137.59 | 4.0621 | -3.5655 | -90.597 | 0.38004 | -154.21 | 4.326 | -3.946 | -102.451 | 0.012939 | 0.4581 | 0.1254 | 0.63684 | 14.6595 | 0.0064247 | -0.014028 | -0.004589 | 0.0064247 | 0.0049174 | -1.7803 | -1.93 | -2.6242 | -1.7803 | -1.9954 | -1.1723 | -1.3748 | -1.7977 | -1.1723 | -1.3256 | 0.012939 | 0.4581 | 0.1254 | 0.63684 | 14.6595 | 0.0064247 | -0.014028 | -0.004589 | 0.0064247 | 0.0049174 | -1.7803 | -1.93 | -2.6242 | -1.7803 | -1.9954 | -1.1723 | -1.3748 | -1.7977 | -1.1723 | -1.3256
10 | 0.33 | 0.42 | South/Central | CA | Redbluff.AP.725910 | 3 | 947304 | 36.3201 | 8.8624 | 48.9834 | 36.1109 | 12.8724 | 1084.12 | 0.73128 | -88.76 | 3.1518 | -2.4206 | -56.4177 | -0.84938 | -100.33 | 1.397 | -2.2464 | -72.0739 | -0.1199 | -153.98 | 3.6736 | -3.7935 | -104.7537 | 0.73128 | -88.76 | 3.1518 | -2.4206 | -56.4177 | 0.61479 | -105.38 | 3.4158 | -2.801 | -68.2717 | 0.012939 | 0.46995 | 0.11467 | 0.63381 | 14.0276 | 0.0094622 | -0.01099 | -0.0015515 | 0.0094622 | 0.0079549 | -1.1485 | -1.2982 | -1.9924 | -1.1485 | -1.3635 | -0.73 | -0.93258 | -1.3554 | -0.73 | -0.88338 | 0.012939 | 0.46995 | 0.11467 | 0.63381 | 14.0276 | 0.0094622 | -0.01099 | -0.0015515 | 0.0094622 | 0.0079549 | -1.1485 | -1.2982 | -1.9924 | -1.1485 | -1.3635 | -0.73 | -0.93258 | -1.3554 | -0.73 | -0.88338
11 | 0.33 | 0.37 | South/Central | CA | Redbluff.AP.725910 | 3 | 947304 | 37.2774 | 8.1248 | 48.9117 | 37.0624 | 11.8494 | 1042.14 | 0.80294 | -46.78 | 2.2004 | -1.3975 | -27.6593 | -0.77772 | -58.35 | 0.44555 | -1.2233 | -43.3155 | -0.04825 | -112 | 2.7222 | -2.7704 | -75.9953 | 0.80294 | -46.78 | 2.2004 | -1.3975 | -27.6593 | 0.68644 | -63.4 | 2.4644 | -1.7779 | -39.5133 | 0.012939 | 0.48234 | 0.10513 | 0.63288 | 13.4845 | 0.010389 | -0.010063 | -0.00062431 | 0.010389 | 0.008882 | -0.6053 | -0.755 | -1.4492 | -0.6053 | -0.82035 | -0.35789 | -0.56047 | -0.98332 | -0.35789 | -0.51127 | 0.012939 | 0.48234 | 0.10513 | 0.63288 | 13.4845 | 0.010389 | -0.010063 | -0.00062431 | 0.010389 | 0.008882 | -0.6053 | -0.755 | -1.4492 | -0.6053 | -0.82035 | -0.35789 | -0.56047 | -0.98332 | -0.35789 | -0.51127
12 | 0.33 | 0.32 | South/Central | CA | Redbluff.AP.725910 | 3 | 947304 | 38.3363 | 7.444 | 49.0169 | 38.1145 | 10.9024 | 1005.29 | 0.69778 | -9.93 | 1.1483 | -0.4505 | -3.2528 | -0.88288 | -21.5 | -0.60658 | -0.2763 | -18.909 | -0.15341 | -75.15 | 1.6701 | -1.8235 | -51.5887 | 0.69778 | -9.93 | 1.1483 | -0.4505 | -3.2528 | 0.58129 | -26.55 | 1.4123 | -0.83097 | -15.1068 | 0.012939 | 0.49604 | 0.09632 | 0.63424 | 13.0076 | 0.0090287 | -0.011424 | -0.0019849 | 0.0090287 | 0.0075214 | -0.12849 | -0.27819 | -0.97238 | -0.12849 | -0.34354 | -0.042088 | -0.24467 | -0.66752 | -0.042088 | -0.19547 | 0.012939 | 0.49604 | 0.09632 | 0.63424 | 13.0076 | 0.0090287 | -0.011424 | -0.0019849 | 0.0090287 | 0.0075214 | -0.12849 | -0.27819 | -0.97238 | -0.12849 | -0.34354 | -0.042088 | -0.24467 | -0.66752 | -0.042088 | -0.19547
13 | 0.33 | 0.27 | South/Central | CA | Redbluff.AP.725910 | 3 | 947304 | 39.0829 | 6.9465 | 49.0644 | 38.8561 | 10.2083 | 977.93 | 0.65029 | 17.43 | 0.40668 | 0.24361 | 15.0184 | -0.93037 | 5.86 | -1.3482 | 0.41781 | -0.63779 | -0.2009 | -47.79 | 0.92846 | -1.1294 | -33.3176 | 0.65029 | 17.43 | 0.40668 | 0.24361 | 15.0184 | 0.5338 | 0.81 | 0.67065 | -0.13685 | 3.1644 | 0.012939 | 0.5057 | 0.089882 | 0.63485 | 12.6536 | 0.0084142 | -0.012038 | -0.0025995 | 0.0084142 | 0.0069069 | 0.22553 | 0.075824 | -0.61836 | 0.22553 | 0.010481 | 0.19433 | -0.0082525 | -0.4311 | 0.19433 | 0.040945 | 0.012939 | 0.5057 | 0.089882 | 0.63485 | 12.6536 | 0.0084142 | -0.012038 | -0.0025995 | 0.0084142 | 0.0069069 | 0.22553 | 0.075824 | -0.61836 | 0.22553 | 0.010481 | 0.19433 | -0.0082525 | -0.4311 | 0.19433 | 0.040945
14 | 0.33 | 0.23 | South/Central | CA | Redbluff.AP.725910 | 3 | 947304 | 39.5495 | 6.5932 | 49.0169 | 39.32 | 9.697 | 956.84 | 0.69773 | 38.52 | -0.057193 | 0.75492 | 29.5413 | -0.88293 | 26.95 | -1.8121 | 0.92912 | 13.8851 | -0.15346 | -26.7 | 0.46459 | -0.61805 | -18.7946 | 0.69773 | 38.52 | -0.057193 | 0.75492 | 29.5413 | 0.58124 | 21.9 | 0.20678 | 0.37446 | 17.6873 | 0.012939 | 0.51174 | 0.085311 | 0.63424 | 12.3807 | 0.0090281 | -0.011424 | -0.0019856 | 0.0090281 | 0.0075208 | 0.49842 | 0.34871 | -0.34548 | 0.49842 | 0.28337 | 0.38224 | 0.17966 | -0.24319 | 0.38224 | 0.22886 | 0.012939 | 0.51174 | 0.085311 | 0.63424 | 12.3807 | 0.0090281 | -0.011424 | -0.0019856 | 0.0090281 | 0.0075208 | 0.49842 | 0.34871 | -0.34548 | 0.49842 | 0.28337 | 0.38224 | 0.17966 | -0.24319 | 0.38224 | 0.22886
15 | 0.33 | 0.19 | South/Central | CA | Redbluff.AP.725910 | 3 | 947304 | 40.5353 | 6.2678 | 49.5953 | 40.3003 | 9.2949 | 947.45 | 0.1194 | 47.91 | -1.0376 | 1.157 | 33.0173 | -1.4613 | 36.34 | -2.7924 | 1.3312 | 17.3611 | -0.73178 | -17.31 | -0.51579 | -0.216 | -15.3187 | 0.1194 | 47.91 | -1.0376 | 1.157 | 33.0173 | 0.0029112 | 31.29 | -0.7736 | 0.77651 | 21.1633 | 0.012939 | 0.52449 | 0.0811 | 0.64172 | 12.2592 | 0.001545 | -0.018907 | -0.0094687 | 0.001545 | 3.7668e-05 | 0.61992 | 0.47021 | -0.22398 | 0.61992 | 0.40487 | 0.42722 | 0.22464 | -0.19821 | 0.42722 | 0.27384 | 0.012939 | 0.52449 | 0.0811 | 0.64172 | 12.2592 | 0.001545 | -0.018907 | -0.0094687 | 0.001545 | 3.7668e-05 | 0.61992 | 0.47021 | -0.22398 | 0.61992 | 0.40487 | 0.42722 | 0.22464 | -0.19821 | 0.42722 | 0.27384
16 | 0.33 | 0.17 | South/Central | CA | Redbluff.AP.725910 | 3 | 947304 | 41.0616 | 6.1446 | 49.9685 | 40.8237 | 9.1447 | 945.77 | -0.2538 | 49.59 | -1.561 | 1.3072 | 32.2878 | -1.8345 | 38.02 | -3.3158 | 1.4814 | 16.6316 | -1.105 | -15.63 | -1.0392 | -0.065809 | -16.0481 | -0.2538 | 49.59 | -1.561 | 1.3072 | 32.2878 | -0.37029 | 32.97 | -1.297 | 0.9267 | 20.4338 | 0.012939 | 0.5313 | 0.079506 | 0.64655 | 12.2375 | -0.0032839 | -0.023736 | -0.014298 | -0.0032839 | -0.0047912 | 0.64165 | 0.49195 | -0.20224 | 0.64165 | 0.42661 | 0.41778 | 0.2152 | -0.20765 | 0.41778 | 0.2644 | 0.012939 | 0.5313 | 0.079506 | 0.64655 | 12.2375 | -0.0032839 | -0.023736 | -0.014298 | -0.0032839 | -0.0047912 | 0.64165 | 0.49195 | -0.20224 | 0.64165 | 0.42661 | 0.41778 | 0.2152 | -0.20765 | 0.41778 | 0.2644
17 | 0.3 | 0.47 | South/Central | CA | Redbluff.AP.725910 | 3 | 947304 | 34.4021 | 9.7746 | 48.3207 | 34.2043 | 14.1164 | 1126.4 | 1.394 | -131.04 | 5.0585 | -3.6645 | -81.7097 | -0.18665 | -142.61 | 3.3037 | -3.4903 | -97.3659 | 0.54282 | -196.26 | 5.5803 | -5.0375 | -130.0456 | 1.394 | -131.04 | 5.0585 | -3.6645 | -81.7097 | 1.2775 | -147.66 | 5.3225 | -4.045 | -93.5637 | 0.012939 | 0.44514 | 0.12648 | 0.62523 | 14.5747 | 0.018037 | -0.0024152 | 0.0070236 | 0.018037 | 0.01653 | -1.6956 | -1.8453 | -2.5394 | -1.6956 | -1.9106 | -1.0573 | -1.2598 | -1.6827 | -1.0573 | -1.2106 | 0.012939 | 0.44514 | 0.12648 | 0.62523 | 14.5747 | 0.018037 | -0.0024152 | 0.0070236 | 0.018037 | 0.01653 | -1.6956 | -1.8453 | -2.5394 | -1.6956 | -1.9106 | -1.0573 | -1.2598 | -1.6827 | -1.0573 | -1.2106
18 | 0.3 | 0.42 | South/Central | CA | Redbluff.AP.725910 | 3 | 947304 | 35.2995 | 8.9439 | 48.0559 | 35.0962 | 12.9597 | 1076.75 | 1.6588 | -81.39 | 4.1666 | -2.5079 | -46.8252 | 0.078104 | -92.96 | 2.4118 | -2.3336 | -62.4814 | 0.80758 | -146.61 | 4.6884 | -3.8808 | -95.1612 | 1.6588 | -81.39 | 4.1666 | -2.5079 | -46.8252 | 1.5423 | -98.01 | 4.4306 | -2.8883 | -58.6792 | 0.012939 | 0.45675 | 0.11573 | 0.6218 | 13.9323 | 0.021463 | 0.0010106 | 0.010449 | 0.021463 | 0.019956 | -1.0531 | -1.2028 | -1.897 | -1.0531 | -1.2682 | -0.60588 | -0.80846 | -1.2313 | -0.60588 | -0.75926 | 0.012939 | 0.45675 | 0.11573 | 0.6218 | 13.9323 | 0.021463 | 0.0010106 | 0.010449 | 0.021463 | 0.019956 | -1.0531 | -1.2028 | -1.897 | -1.0531 | -1.2682 | -0.60588 | -0.80846 | -1.2313 | -0.60588 | -0.75926
19 | 0.3 | 0.37 | South/Central | CA | Redbluff.AP.725910 | 3 | 947304 | 36.2339 | 8.2163 | 47.9797 | 36.0247 | 11.955 | 1035.43 | 1.735 | -40.07 | 3.2381 | -1.5031 | -18.5063 | 0.15432 | -51.64 | 1.4832 | -1.3289 | -34.1625 | 0.88379 | -105.29 | 3.7599 | -2.8761 | -66.8423 | 1.735 | -40.07 | 3.2381 | -1.5031 | -18.5063 | 1.6185 | -56.69 | 3.502 | -1.8836 | -30.3603 | 0.012939 | 0.46884 | 0.10631 | 0.62082 | 13.3976 | 0.022449 | 0.0019968 | 0.011436 | 0.022449 | 0.020942 | -0.51847 | -0.66818 | -1.3624 | -0.51847 | -0.73352 | -0.23946 | -0.44204 | -0.86489 | -0.23946 | -0.39284 | 0.012939 | 0.46884 | 0.10631 | 0.62082 | 13.3976 | 0.022449 | 0.0019968 | 0.011436 | 0.022449 | 0.020942 | -0.51847 | -0.66818 | -1.3624 | -0.51847 | -0.73352 | -0.23946 | -0.44204 | -0.86489 | -0.23946 | -0.39284
20 | 0.3 | 0.32 | South/Central | CA | Redbluff.AP.725910 | 3 | 947304 | 37.2742 | 7.5256 | 48.0664 | 37.0585 | 11.0079 | 998.36 | 1.6483 | -3 | 2.2043 | -0.55597 | 6.1423 | 0.067624 | -14.57 | 0.44939 | -0.38177 | -9.5138 | 0.7971 | -68.22 | 2.726 | -1.9289 | -42.1936 | 1.6483 | -3 | 2.2043 | -0.55597 | 6.1423 | 1.5318 | -19.62 | 2.4682 | -0.93644 | -5.7117 | 0.012939 | 0.4823 | 0.097376 | 0.62194 | 12.918 | 0.021327 | 0.00087501 | 0.010314 | 0.021327 | 0.01982 | -0.038818 | -0.18852 | -0.88271 | -0.038818 | -0.25387 | 0.079477 | -0.1231 | -0.54595 | 0.079477 | -0.073904 | 0.012939 | 0.4823 | 0.097376 | 0.62194 | 12.918 | 0.021327 | 0.00087501 | 0.010314 | 0.021327 | 0.01982 | -0.038818 | -0.18852 | -0.88271 | -0.038818 | -0.25387 | 0.079477 | -0.1231 | -0.54595 | 0.079477 | -0.073904
21 | 0.3 | 0.27 | South/Central | CA | Redbluff.AP.725910 | 3 | 947304 | 38.0108 | 7.028 | 48.0938 | 37.7902 | 10.3036 | 970.36 | 1.6209 | 25 | 1.4726 | 0.1483 | 24.9488 | 0.040206 | 13.43 | -0.28229 | 0.3225 | 9.2926 | 0.76968 | -40.22 | 1.9944 | -1.2247 | -23.3872 | 1.6209 | 25 | 1.4726 | 0.1483 | 24.9488 | 1.5044 | 8.38 | 1.7365 | -0.23217 | 13.0948 | 0.012939 | 0.49183 | 0.090936 | 0.6223 | 12.5557 | 0.020973 | 0.00052023 | 0.009959 | 0.020973 | 0.019465 | 0.32348 | 0.17377 | -0.52041 | 0.32348 | 0.10843 | 0.32282 | 0.12024 | -0.30261 | 0.32282 | 0.16944 | 0.012939 | 0.49183 | 0.090936 | 0.6223 | 12.5557 | 0.020973 | 0.00052023 | 0.009959 | 0.020973 | 0.019465 | 0.32348 | 0.17377 | -0.52041 | 0.32348 | 0.10843 | 0.32282 | 0.12024 | -0.30261 | 0.32282 | 0.16944
22 | 0.3 | 0.23 | South/Central | CA | Redbluff.AP.725910 | 3 | 947304 | 38.4778 | 6.6724 | 48.0455 | 38.2541 | 9.7914 | 949.23 | 1.6692 | 46.13 | 1.0087 | 0.66048 | 39.5069 | 0.088523 | 34.56 | -0.74616 | 0.83469 | 23.8507 | 0.818 | -19.09 | 1.5305 | -0.71248 | -8.8291 | 1.6692 | 46.13 | 1.0087 | 0.66048 | 39.5069 | 1.5527 | 29.51 | 1.2727 | 0.28002 | 27.6528 | 0.012939 | 0.49787 | 0.086336 | 0.62167 | 12.2823 | 0.021598 | 0.0011454 | 0.010584 | 0.021598 | 0.020091 | 0.59689 | 0.44718 | -0.24701 | 0.59689 | 0.38184 | 0.51119 | 0.30861 | -0.11424 | 0.51119 | 0.35781 | 0.012939 | 0.49787 | 0.086336 | 0.62167 | 12.2823 | 0.021598 | 0.0011454 | 0.010584 | 0.021598 | 0.020091 | 0.59689 | 0.44718 | -0.24701 | 0.59689 | 0.38184 | 0.51119 | 0.30861 | -0.11424 | 0.51119 | 0.35781
23 | 0.3 | 0.19 | South/Central | CA | Redbluff.AP.725910 | 3 | 947304 | 39.4918 | 6.2393 | 48.4834 | 39.2627 | 9.2207 | 931.39 | 1.2313 | 63.97 | 8.332e-05 | 1.2312 | 49.3841 | -0.34936 | 52.4 | -1.7548 | 1.4054 | 33.7279 | 0.38011 | -1.25 | 0.52187 | -0.14175 | 1.0481 | 1.2313 | 63.97 | 8.332e-05 | 1.2312 | 49.3841 | 1.1148 | 47.35 | 0.26406 | 0.85075 | 37.53 | 0.012939 | 0.51099 | 0.080731 | 0.62734 | 12.0514 | 0.015932 | -0.0045205 | 0.0049184 | 0.015932 | 0.014425 | 0.82772 | 0.67801 | -0.016174 | 0.82772 | 0.61267 | 0.63899 | 0.43641 | 0.013562 | 0.63899 | 0.48561 | 0.012939 | 0.51099 | 0.080731 | 0.62734 | 12.0514 | 0.015932 | -0.0045205 | 0.0049184 | 0.015932 | 0.014425 | 0.82772 | 0.67801 | -0.016174 | 0.82772 | 0.61267 | 0.63899 | 0.43641 | 0.013562 | 0.63899 | 0.48561
24 | 0.3 | 0.17 | South/Central | CA | Redbluff.AP.725910 | 3 | 947304 | 40.0166 | 6.1146 | 48.8635 | 39.7846 | 9.0789 | 930.14 | 0.85119 | 65.22 | -0.52178 | 1.373 | 48.336 | -0.72947 | 53.65 | -2.2766 | 1.5472 | 32.6798 | 0 | 0 | 0 | 0 | 0 | 0.85119 | 65.22 | -0.52178 | 1.373 | 48.336 | 0.73469 | 48.6 | -0.25781 | 0.99251 | 36.4819 | 0.012939 | 0.51778 | 0.079118 | 0.63225 | 12.0353 | 0.011014 | -0.0094388 | 0 | 0.011014 | 0.0095064 | 0.84389 | 0.69419 | 0 | 0.84389 | 0.62884 | 0.62543 | 0.42285 | 0 | 0.62543 | 0.47205 | 0.012939 | 0.51778 | 0.079118 | 0.63225 | 12.0353 | 0.011014 | -0.0094388 | 0 | 0.011014 | 0.0095064 | 0.84389 | 0.69419 | 0 | 0.84389 | 0.62884 | 0.62543 | 0.42285 | 0 | 0.62543 | 0.47205
25 | 0.28 | 0.47 | South/Central | CA | Redbluff.AP.725910 | 3 | 947304 | 33.882 | 9.713 | 47.7089 | 33.6869 | 14.022 | 1115.41 | 2.0058 | -120.05 | 5.5758 | -3.5701 | -71.2467 | 0.4251 | -131.62 | 3.821 | -3.3959 | -86.9029 | 1.1546 | -185.27 | 6.0976 | -4.943 | -119.5827 | 2.0058 | -120.05 | 5.5758 | -3.5701 | -71.2467 | 1.8893 | -136.67 | 5.8398 | -3.9505 | -83.1007 | 0.012939 | 0.43841 | 0.12568 | 0.61732 | 14.4325 | 0.025953 | 0.0055004 | 0.014939 | 0.025953 | 0.024446 | -1.5534 | -1.7031 | -2.3972 | -1.5534 | -1.7684 | -0.92188 | -1.1245 | -1.5473 | -0.92188 | -1.0753 | 0.012939 | 0.43841 | 0.12568 | 0.61732 | 14.4325 | 0.025953 | 0.0055004 | 0.014939 | 0.025953 | 0.024446 | -1.5534 | -1.7031 | -2.3972 | -1.5534 | -1.7684 | -0.92188 | -1.1245 | -1.5473 | -0.92188 | -1.0753
26 | 0.28 | 0.42 | South/Central | CA | Redbluff.AP.725910 | 3 | 947304 | 34.6465 | 8.9854 | 47.4629 | 34.4469 | 13.016 | 1072.05 | 2.2518 | -76.69 | 4.8159 | -2.5641 | -40.7038 | 0.67114 | -88.26 | 3.061 | -2.3899 | -56.36 | 1.4006 | -141.91 | 5.3377 | -3.9371 | -89.0398 | 2.2518 | -76.69 | 4.8159 | -2.5641 | -40.7038 | 2.1353 | -93.31 | 5.0799 | -2.9446 | -52.5578 | 0.012939 | 0.4483 | 0.11626 | 0.61413 | 13.8715 | 0.029136 | 0.008684 | 0.018123 | 0.029136 | 0.027629 | -0.99231 | -1.142 | -1.8362 | -0.99231 | -1.2074 | -0.52667 | -0.72925 | -1.1521 | -0.52667 | -0.68006 | 0.012939 | 0.4483 | 0.11626 | 0.61413 | 13.8715 | 0.029136 | 0.008684 | 0.018123 | 0.029136 | 0.027629 | -0.99231 | -1.142 | -1.8362 | -0.99231 | -1.2074 | -0.52667 | -0.72925 | -1.1521 | -0.52667 | -0.68006
27 | 0.28 | 0.37 | South/Central | CA | Redbluff.AP.725910 | 3 | 947304 | 35.4228 | 8.3394 | 47.3316 | 35.2182 | 12.1134 | 1034.21 | 2.383 | -38.85 | 4.0445 | -1.6615 | -14.4541 | 0.80238 | -50.42 | 2.2897 | -1.4873 | -30.1103 | 1.5319 | -104.07 | 4.5663 | -3.0345 | -62.7901 | 2.383 | -38.85 | 4.0445 | -1.6615 | -14.4541 | 2.2666 | -55.47 | 4.3085 | -2.042 | -26.3081 | 0.012939 | 0.45834 | 0.1079 | 0.61243 | 13.3818 | 0.030835 | 0.010382 | 0.019821 | 0.030835 | 0.029327 | -0.50269 | -0.65239 | -1.3466 | -0.50269 | -0.71774 | -0.18702 | -0.3896 | -0.81245 | -0.18702 | -0.34041 | 0.012939 | 0.45834 | 0.1079 | 0.61243 | 13.3818 | 0.030835 | 0.010382 | 0.019821 | 0.030835 | 0.029327 | -0.50269 | -0.65239 | -1.3466 | -0.50269 | -0.71774 | -0.18702 | -0.3896 | -0.81245 | -0.18702 | -0.34041
28 | 0.28 | 0.32 | South/Central | CA | Redbluff.AP.725910 | 3 | 947304 | 36.3502 | 7.7086 | 47.3868 | 36.1399 | 11.2469 | 1000 | 2.3278 | -4.64 | 3.1229 | -0.79505 | 8.4062 | 0.74717 | -16.21 | 1.368 | -0.62085 | -7.25 | 1.4766 | -69.86 | 3.6447 | -2.168 | -39.9298 | 2.3278 | -4.64 | 3.1229 | -0.79505 | 8.4062 | 2.2113 | -21.26 | 3.3869 | -1.1755 | -3.4479 | 0.012939 | 0.47034 | 0.099744 | 0.61315 | 12.9392 | 0.03012 | 0.0096678 | 0.019107 | 0.03012 | 0.028613 | -0.060038 | -0.20974 | -0.90393 | -0.060038 | -0.27509 | 0.10877 | -0.09381 | -0.51666 | 0.10877 | -0.044612 | 0.012939 | 0.47034 | 0.099744 | 0.61315 | 12.9392 | 0.03012 | 0.0096678 | 0.019107 | 0.03012 | 0.028613 | -0.060038 | -0.20974 | -0.90393 | -0.060038 | -0.27509 | 0.10877 | -0.09381 | -0.51666 | 0.10877 | -0.044612
29 | 0.28 | 0.27 | South/Central | CA | Redbluff.AP.725910 | 3 | 947304 | 37.1082 | 7.1726 | 47.3857 | 36.8929 | 10.4928 | 969.67 | 2.3289 | 25.69 | 2.3698 | -0.040913 | 28.9374 | 0.74827 | 14.12 | 0.61498 | 0.13329 | 13.2812 | 1.4777 | -39.53 | 2.8916 | -1.4139 | -19.3986 | 2.3289 | 25.69 | 2.3698 | -0.040913 | 28.9374 | 2.2124 | 9.07 | 2.6338 | -0.42138 | 17.0834 | 0.012939 | 0.48015 | 0.092807 | 0.61313 | 12.5468 | 0.030134 | 0.009682 | 0.019121 | 0.030134 | 0.028627 | 0.33241 | 0.1827 | -0.51149 | 0.33241 | 0.11736 | 0.37443 | 0.17185 | -0.251 | 0.37443 | 0.22105 | 0.012939 | 0.48015 | 0.092807 | 0.61313 | 12.5468 | 0.030134 | 0.009682 | 0.019121 | 0.030134 | 0.028627 | 0.33241 | 0.1827 | -0.51149 | 0.33241 | 0.11736 | 0.37443 | 0.17185 | -0.251 | 0.37443 | 0.22105
30 | 0.28 | 0.23 | South/Central | CA | Redbluff.AP.725910 | 3 | 947304 | 37.7452 | 6.7251 | 47.3837 | 37.5254 | 9.8583 | 944.14 | 2.331 | 51.22 | 1.7373 | 0.59363 | 46.2272 | 0.75031 | 39.65 | -0.017517 | 0.76783 | 30.571 | 1.4798 | -14 | 2.2591 | -0.77934 | -2.1088 | 2.331 | 51.22 | 1.7373 | 0.59363 | 46.2272 | 2.2145 | 34.6 | 2.0013 | 0.21317 | 34.3732 | 0.012939 | 0.48839 | 0.087017 | 0.61311 | 12.2164 | 0.030161 | 0.0097085 | 0.019147 | 0.030161 | 0.028654 | 0.66275 | 0.51304 | -0.18115 | 0.66275 | 0.4477 | 0.59814 | 0.39556 | -0.027286 | 0.59814 | 0.44476 | 0.012939 | 0.48839 | 0.087017 | 0.61311 | 12.2164 | 0.030161 | 0.0097085 | 0.019147 | 0.030161 | 0.028654 | 0.66275 | 0.51304 | -0.18115 | 0.66275 | 0.4477 | 0.59814 | 0.39556 | -0.027286 | 0.59814 | 0.44476
31 | 0.28 | 0.19 | South/Central | CA | Redbluff.AP.725910 | 3 | 947304 | 38.769 | 6.2293 | 47.7306 | 38.544 | 9.1866 | 921.19 | 1.9841 | 74.17 | 0.71881 | 1.2653 | 60.0252 | 0.40346 | 62.6 | -1.0361 | 1.4395 | 44.369 | 1.1329 | 8.95 | 1.2406 | -0.10766 | 11.6893 | 1.9841 | 74.17 | 0.71881 | 1.2653 | 60.0252 | 1.8676 | 57.55 | 0.98278 | 0.88484 | 48.1712 | 0.012939 | 0.50164 | 0.080602 | 0.6176 | 11.9195 | 0.025673 | 0.0052204 | 0.014659 | 0.025673 | 0.024166 | 0.9597 | 0.80999 | 0.11581 | 0.9597 | 0.74465 | 0.77668 | 0.5741 | 0.15125 | 0.77668 | 0.6233 | 0.012939 | 0.50164 | 0.080602 | 0.6176 | 11.9195 | 0.025673 | 0.0052204 | 0.014659 | 0.025673 | 0.024166 | 0.9597 | 0.80999 | 0.11581 | 0.9597 | 0.74465 | 0.77668 | 0.5741 | 0.15125 | 0.77668 | 0.6233
32 | 0.28 | 0.17 | South/Central | CA | Redbluff.AP.725910 | 3 | 947304 | 39.2854 | 6.0962 | 48.0939 | 39.0574 | 9.0364 | 919.38 | 1.6208 | 75.98 | 0.20534 | 1.4155 | 59.4222 | 0.040138 | 64.41 | -1.5495 | 1.5897 | 43.766 | 0.76961 | 10.76 | 0.72713 | 0.042486 | 11.0863 | 1.6208 | 75.98 | 0.20534 | 1.4155 | 59.4222 | 1.5043 | 59.36 | 0.46932 | 1.035 | 47.5682 | 0.012939 | 0.50832 | 0.07888 | 0.6223 | 11.896 | 0.020972 | 0.00051935 | 0.0099582 | 0.020972 | 0.019465 | 0.98312 | 0.83341 | 0.13923 | 0.98312 | 0.76807 | 0.76888 | 0.5663 | 0.14345 | 0.76888 | 0.61549 | 0.012939 | 0.50832 | 0.07888 | 0.6223 | 11.896 | 0.020972 | 0.00051935 | 0.0099582 | 0.020972 | 0.019465 | 0.98312 | 0.83341 | 0.13923 | 0.98312 | 0.76807 | 0.76888 | 0.5663 | 0.14345 | 0.76888 | 0.61549
33 | 0.27 | 0.47 | South/Central | CA | Redbluff.AP.725910 | 3 | 947304 | 33.5812 | 9.7215 | 47.4166 | 33.3879 | 14.0287 | 1112.25 | 2.2981 | -116.89 | 5.8749 | -3.5768 | -67.6584 | 0.71743 | -128.46 | 4.1201 | -3.4026 | -83.3146 | 1.4469 | -182.11 | 6.3967 | -4.9498 | -115.9944 | 2.2981 | -116.89 | 5.8749 | -3.5768 | -67.6584 | 2.1816 | -133.51 | 6.1389 | -3.9573 | -79.5125 | 0.012939 | 0.43451 | 0.12579 | 0.61353 | 14.3916 | 0.029735 | 0.009283 | 0.018722 | 0.029735 | 0.028228 | -1.5125 | -1.6622 | -2.3564 | -1.5125 | -1.7275 | -0.87545 | -1.078 | -1.5009 | -0.87545 | -1.0288 | 0.012939 | 0.43451 | 0.12579 | 0.61353 | 14.3916 | 0.029735 | 0.009283 | 0.018722 | 0.029735 | 0.028228 | -1.5125 | -1.6622 | -2.3564 | -1.5125 | -1.7275 | -0.87545 | -1.078 | -1.5009 | -0.87545 | -1.0288
34 | 0.27 | 0.42 | South/Central | CA | Redbluff.AP.725910 | 3 | 947304 | 34.3159 | 9.007 | 47.1552 | 34.118 | 13.0372 | 1069.3 | 2.5594 | -73.94 | 5.1448 | -2.5853 | -37.3113 | 0.97878 | -85.51 | 3.3899 | -2.4111 | -52.9675 | 1.7082 | -139.16 | 5.6665 | -3.9583 | -85.6473 | 2.5594 | -73.94 | 5.1448 | -2.5853 | -37.3113 | 2.4429 | -90.56 | 5.4087 | -2.9658 | -49.1653 | 0.012939 | 0.44402 | 0.11654 | 0.61015 | 13.8359 | 0.033117 | 0.012665 | 0.022103 | 0.033117 | 0.03161 | -0.95672 | -1.1064 | -1.8006 | -0.95672 | -1.1718 | -0.48278 | -0.68536 | -1.1082 | -0.48278 | -0.63616 | 0.012939 | 0.44402 | 0.11654 | 0.61015 | 13.8359 | 0.033117 | 0.012665 | 0.022103 | 0.033117 | 0.03161 | -0.95672 | -1.1064 | -1.8006 | -0.95672 | -1.1718 | -0.48278 | -0.68536 | -1.1082 | -0.48278 | -0.63616
35 | 0.27 | 0.37 | South/Central | CA | Redbluff.AP.725910 | 3 | 947304 | 34.9708 | 8.4493 | 47.0211 | 34.7688 | 12.2523 | 1036.15 | 2.6936 | -40.79 | 4.4939 | -1.8004 | -14.2256 | 1.1129 | -52.36 | 2.7391 | -1.6262 | -29.8818 | 1.8424 | -106.01 | 5.0157 | -3.1733 | -62.5616 | 2.6936 | -40.79 | 4.4939 | -1.8004 | -14.2256 | 2.5771 | -57.41 | 4.7579 | -2.1808 | -26.0796 | 0.012939 | 0.45249 | 0.10933 | 0.60842 | 13.4069 | 0.034853 | 0.0144 | 0.023839 | 0.034853 | 0.033345 | -0.52779 | -0.6775 | -1.3717 | -0.52779 | -0.74284 | -0.18407 | -0.38665 | -0.8095 | -0.18407 | -0.33745 | 0.012939 | 0.45249 | 0.10933 | 0.60842 | 13.4069 | 0.034853 | 0.0144 | 0.023839 | 0.034853 | 0.033345 | -0.52779 | -0.6775 | -1.3717 | -0.52779 | -0.74284 | -0.18407 | -0.38665 | -0.8095 | -0.18407 | -0.33745
36 | 0.27 | 0.32 | South/Central | CA | Redbluff.AP.725910 | 3 | 947304 | 35.8084 | 7.8517 | 47.0281 | 35.6012 | 11.4269 | 1003.03 | 2.6866 | -7.67 | 3.6615 | -0.97498 | 8.1401 | 1.1059 | -19.24 | 1.9067 | -0.80077 | -7.5161 | 1.8354 | -72.89 | 4.1833 | -2.3479 | -40.1959 | 2.6866 | -7.67 | 3.6615 | -0.97498 | 8.1401 | 2.5701 | -24.29 | 3.9255 | -1.3554 | -3.7139 | 0.012939 | 0.46333 | 0.10159 | 0.60851 | 12.9784 | 0.034762 | 0.01431 | 0.023748 | 0.034762 | 0.033255 | -0.099244 | -0.24895 | -0.94314 | -0.099244 | -0.31429 | 0.10533 | -0.097252 | -0.5201 | 0.10533 | -0.048055 | 0.012939 | 0.46333 | 0.10159 | 0.60851 | 12.9784 | 0.034762 | 0.01431 | 0.023748 | 0.034762 | 0.033255 | -0.099244 | -0.24895 | -0.94314 | -0.099244 | -0.31429 | 0.10533 | -0.097252 | -0.5201 | 0.10533 | -0.048055
37 | 0.27 | 0.27 | South/Central | CA | Redbluff.AP.725910 | 3 | 947304 | 36.6363 | 7.2625 | 47.0253 | 36.4237 | 10.6016 | 969.81 | 2.6894 | 25.55 | 2.8391 | -0.14971 | 30.6281 | 1.1087 | 13.98 | 1.0842 | 0.024487 | 14.9719 | 1.8382 | -39.67 | 3.3609 | -1.5227 | -17.7079 | 2.6894 | 25.55 | 2.8391 | -0.14971 | 30.6281 | 2.5729 | 8.93 | 3.103 | -0.53018 | 18.774 | 0.012939 | 0.47404 | 0.093971 | 0.60847 | 12.5486 | 0.034798 | 0.014346 | 0.023784 | 0.034798 | 0.033291 | 0.3306 | 0.18089 | -0.5133 | 0.3306 | 0.11555 | 0.3963 | 0.19372 | -0.22913 | 0.3963 | 0.24292 | 0.012939 | 0.47404 | 0.093971 | 0.60847 | 12.5486 | 0.034798 | 0.014346 | 0.023784 | 0.034798 | 0.033291 | 0.3306 | 0.18089 | -0.5133 | 0.3306 | 0.11555 | 0.3963 | 0.19372 | -0.22913 | 0.3963 | 0.24292
38 | 0.27 | 0.23 | South/Central | CA | Redbluff.AP.725910 | 3 | 947304 | 37.3745 | 6.7549 | 47.0528 | 37.1569 | 9.8959 | 941.77 | 2.6618 | 53.59 | 2.1059 | 0.55596 | 49.4715 | 1.0812 | 42.02 | 0.35101 | 0.73016 | 33.8153 | 1.8106 | -11.63 | 2.6277 | -0.81701 | 1.1355 | 2.6618 | 53.59 | 2.1059 | 0.55596 | 49.4715 | 2.5453 | 36.97 | 2.3698 | 0.1755 | 37.6175 | 0.012939 | 0.4836 | 0.087403 | 0.60883 | 12.1857 | 0.034442 | 0.013989 | 0.023428 | 0.034442 | 0.032935 | 0.69341 | 0.54371 | -0.15048 | 0.69341 | 0.47836 | 0.64012 | 0.43754 | 0.014693 | 0.64012 | 0.48674 | 0.012939 | 0.4836 | 0.087403 | 0.60883 | 12.1857 | 0.034442 | 0.013989 | 0.023428 | 0.034442 | 0.032935 | 0.69341 | 0.54371 | -0.15048 | 0.69341 | 0.47836 | 0.64012 | 0.43754 | 0.014693 | 0.64012 | 0.48674
39 | 0.27 | 0.19 | South/Central | CA | Redbluff.AP.725910 | 3 | 947304 | 38.3985 | 6.2193 | 47.34 | 38.1754 | 9.1645 | 915.71 | 2.3747 | 79.65 | 1.0873 | 1.2874 | 65.6648 | 0.79403 | 68.08 | -0.66753 | 1.4616 | 50.0086 | 1.5235 | 14.43 | 1.6091 | -0.085612 | 17.3288 | 2.3747 | 79.65 | 1.0873 | 1.2874 | 65.6648 | 2.2582 | 63.03 | 1.3513 | 0.90689 | 53.8108 | 0.012939 | 0.49685 | 0.080473 | 0.61254 | 11.8486 | 0.030727 | 0.010274 | 0.019713 | 0.030727 | 0.029219 | 1.0306 | 0.8809 | 0.18671 | 1.0306 | 0.81556 | 0.84965 | 0.64707 | 0.22422 | 0.84965 | 0.69627 | 0.012939 | 0.49685 | 0.080473 | 0.61254 | 11.8486 | 0.030727 | 0.010274 | 0.019713 | 0.030727 | 0.029219 | 1.0306 | 0.8809 | 0.18671 | 1.0306 | 0.81556 | 0.84965 | 0.64707 | 0.22422 | 0.84965 | 0.69627
40 | 0.27 | 0.17 | South/Central | CA | Redbluff.AP.725910 | 3 | 947304 | 38.9133 | 6.0961 | 47.7102 | 38.6874 | 9.0228 | 914.34 | 2.0045 | 81.02 | 0.57539 | 1.4291 | 64.7438 | 0.42381 | 69.45 | -1.1795 | 1.6033 | 49.0876 | 1.1533 | 15.8 | 1.0972 | 0.056119 | 16.4078 | 2.0045 | 81.02 | 0.57539 | 1.4291 | 64.7438 | 1.888 | 64.4 | 0.83936 | 1.0486 | 52.8897 | 0.012939 | 0.50351 | 0.078879 | 0.61733 | 11.8308 | 0.025936 | 0.0054838 | 0.014923 | 0.025936 | 0.024429 | 1.0483 | 0.89863 | 0.20444 | 1.0483 | 0.83328 | 0.83773 | 0.63515 | 0.2123 | 0.83773 | 0.68435 | 0.012939 | 0.50351 | 0.078879 | 0.61733 | 11.8308 | 0.025936 | 0.0054838 | 0.014923 | 0.025936 | 0.024429 | 1.0483 | 0.89863 | 0.20444 | 1.0483 | 0.83328 | 0.83773 | 0.63515 | 0.2123 | 0.83773 | 0.68435
41 | 0.26 | 0.47 | South/Central | CA | Redbluff.AP.725910 | 3 | 947304 | 33.2805 | 9.723 | 47.1173 | 33.0888 | 14.0286 | 1108.73 | 2.5974 | -113.37 | 6.174 | -3.5767 | -63.7925 | 1.0167 | -124.94 | 4.4191 | -3.4025 | -79.4487 | 1.7462 | -178.59 | 6.6958 | -4.9496 | -112.1285 | 2.5974 | -113.37 | 6.174 | -3.5767 | -63.7925 | 2.4809 | -129.99 | 6.438 | -3.9571 | -75.6465 | 0.012939 | 0.43062 | 0.12581 | 0.60966 | 14.3461 | 0.033608 | 0.013155 | 0.022594 | 0.033608 | 0.0321 | -1.4669 | -1.6166 | -2.3108 | -1.4669 | -1.682 | -0.82542 | -1.028 | -1.4509 | -0.82542 | -0.97881 | 0.012939 | 0.43062 | 0.12581 | 0.60966 | 14.3461 | 0.033608 | 0.013155 | 0.022594 | 0.033608 | 0.0321 | -1.4669 | -1.6166 | -2.3108 | -1.4669 | -1.682 | -0.82542 | -1.028 | -1.4509 | -0.82542 | -0.97881
42 | 0.26 | 0.42 | South/Central | CA | Redbluff.AP.725910 | 3 | 947304 | 33.9752 | 9.0354 | 46.8515 | 33.7793 | 13.0723 | 1067.14 | 2.8631 | -71.78 | 5.4835 | -2.6204 | -34.3463 | 1.2825 | -83.35 | 3.7287 | -2.4462 | -50.0025 | 2.012 | -137 | 6.0053 | -3.9933 | -82.6822 | 2.8631 | -71.78 | 5.4835 | -2.6204 | -34.3463 | 2.7467 | -88.4 | 5.7475 | -3.0008 | -46.2003 | 0.012939 | 0.43961 | 0.11691 | 0.60622 | 13.8079 | 0.037047 | 0.016594 | 0.026033 | 0.037047 | 0.035539 | -0.92878 | -1.0785 | -1.7727 | -0.92878 | -1.1438 | -0.44441 | -0.64699 | -1.0698 | -0.44441 | -0.59779 | 0.012939 | 0.43961 | 0.11691 | 0.60622 | 13.8079 | 0.037047 | 0.016594 | 0.026033 | 0.037047 | 0.035539 | -0.92878 | -1.0785 | -1.7727 | -0.92878 | -1.1438 | -0.44441 | -0.64699 | -1.0698 | -0.44441 | -0.59779
43 | 0.26 | 0.37 | South/Central | CA | Redbluff.AP.725910 | 3 | 947304 | 34.5188 | 8.5608 | 46.7206 | 34.3194 | 12.4011 | 1038.62 | 2.9941 | -43.26 | 4.9433 | -1.9492 | -14.3971 | 1.4135 | -54.83 | 3.1885 | -1.775 | -30.0533 | 2.1429 | -108.48 | 5.4651 | -3.3222 | -62.733 | 2.9941 | -43.26 | 4.9433 | -1.9492 | -14.3971 | 2.8776 | -59.88 | 5.2073 | -2.3297 | -26.2511 | 0.012939 | 0.44665 | 0.11077 | 0.60453 | 13.4389 | 0.038741 | 0.018289 | 0.027728 | 0.038741 | 0.037234 | -0.55975 | -0.70946 | -1.4036 | -0.55975 | -0.7748 | -0.18629 | -0.38886 | -0.81171 | -0.18629 | -0.33967 | 0.012939 | 0.44665 | 0.11077 | 0.60453 | 13.4389 | 0.038741 | 0.018289 | 0.027728 | 0.038741 | 0.037234 | -0.55975 | -0.70946 | -1.4036 | -0.55975 | -0.7748 | -0.18629 | -0.38886 | -0.81171 | -0.18629 | -0.33967
44 | 0.26 | 0.32 | South/Central | CA | Redbluff.AP.725910 | 3 | 947304 | 35.2351 | 8.0332 | 46.6963 | 35.0313 | 11.665 | 1008.73 | 3.0184 | -13.37 | 4.2315 | -1.2131 | 5.9441 | 1.4378 | -24.94 | 2.4766 | -1.0389 | -9.7121 | 2.1672 | -78.59 | 4.7533 | -2.586 | -42.3919 | 3.0184 | -13.37 | 4.2315 | -1.2131 | 5.9441 | 2.9019 | -29.99 | 4.4955 | -1.5935 | -5.9099 | 0.012939 | 0.45591 | 0.10394 | 0.60421 | 13.0522 | 0.039056 | 0.018603 | 0.028042 | 0.039056 | 0.037549 | -0.173 | -0.3227 | -1.0169 | -0.173 | -0.38805 | 0.076912 | -0.12567 | -0.54852 | 0.076912 | -0.07647 | 0.012939 | 0.45591 | 0.10394 | 0.60421 | 13.0522 | 0.039056 | 0.018603 | 0.028042 | 0.039056 | 0.037549 | -0.173 | -0.3227 | -1.0169 | -0.173 | -0.38805 | 0.076912 | -0.12567 | -0.54852 | 0.076912 | -0.07647
45 | 0.26 | 0.27 | South/Central | CA | Redbluff.AP.725910 | 3 | 947304 | 36.1743 | 7.344 | 46.6748 | 35.9644 | 10.7104 | 970.08 | 3.0399 | 25.28 | 3.2984 | -0.25847 | 32.1926 | 1.4593 | 13.71 | 1.5435 | -0.084267 | 16.5364 | 2.1887 | -39.94 | 3.8202 | -1.6314 | -16.1434 | 3.0399 | 25.28 | 3.2984 | -0.25847 | 32.1926 | 2.9234 | 8.66 | 3.5624 | -0.63893 | 20.3386 | 0.012939 | 0.46807 | 0.095026 | 0.60393 | 12.5521 | 0.039334 | 0.018882 | 0.02832 | 0.039334 | 0.037827 | 0.3271 | 0.1774 | -0.51679 | 0.3271 | 0.11205 | 0.41655 | 0.21397 | -0.20888 | 0.41655 | 0.26317 | 0.012939 | 0.46807 | 0.095026 | 0.60393 | 12.5521 | 0.039334 | 0.018882 | 0.02832 | 0.039334 | 0.037827 | 0.3271 | 0.1774 | -0.51679 | 0.3271 | 0.11205 | 0.41655 | 0.21397 | -0.20888 | 0.41655 | 0.26317
46 | 0.26 | 0.23 | South/Central | CA | Redbluff.AP.725910 | 3 | 947304 | 37.0038 | 6.7765 | 46.7052 | 36.7884 | 9.9169 | 938.52 | 3.0094 | 56.84 | 2.4744 | 0.53503 | 53.3871 | 1.4288 | 45.27 | 0.71953 | 0.70923 | 37.7309 | 2.1582 | -8.38 | 2.9962 | -0.83794 | 5.0511 | 3.0094 | 56.84 | 2.4744 | 0.53503 | 53.3871 | 2.8929 | 40.22 | 2.7384 | 0.15457 | 41.5331 | 0.012939 | 0.4788 | 0.087682 | 0.60433 | 12.1437 | 0.03894 | 0.018487 | 0.027926 | 0.03894 | 0.037432 | 0.73546 | 0.58576 | -0.10843 | 0.73546 | 0.52041 | 0.69079 | 0.48821 | 0.065358 | 0.69079 | 0.5374 | 0.012939 | 0.4788 | 0.087682 | 0.60433 | 12.1437 | 0.03894 | 0.018487 | 0.027926 | 0.03894 | 0.037432 | 0.73546 | 0.58576 | -0.10843 | 0.73546 | 0.52041 | 0.69079 | 0.48821 | 0.065358 | 0.69079 | 0.5374
47 | 0.26 | 0.19 | South/Central | CA | Redbluff.AP.725910 | 3 | 947304 | 38.0279 | 6.2223 | 46.9639 | 37.8069 | 9.157 | 910.99 | 2.7508 | 84.37 | 1.4559 | 1.2949 | 70.7222 | 1.1701 | 72.8 | -0.29901 | 1.4691 | 55.066 | 1.8996 | 19.15 | 1.9776 | -0.078074 | 22.3863 | 2.7508 | 84.37 | 1.4559 | 1.2949 | 70.7222 | 2.6343 | 67.75 | 1.7198 | 0.91443 | 58.8682 | 0.012939 | 0.49205 | 0.080511 | 0.60768 | 11.7875 | 0.035593 | 0.01514 | 0.024579 | 0.035593 | 0.034085 | 1.0917 | 0.94197 | 0.24779 | 1.0917 | 0.87663 | 0.91509 | 0.71251 | 0.28966 | 0.91509 | 0.76171 | 0.012939 | 0.49205 | 0.080511 | 0.60768 | 11.7875 | 0.035593 | 0.01514 | 0.024579 | 0.035593 | 0.034085 | 1.0917 | 0.94197 | 0.24779 | 1.0917 | 0.87663 | 0.91509 | 0.71251 | 0.28966 | 0.91509 | 0.76171
48 | 0.26 | 0.17 | South/Central | CA | Redbluff.AP.725910 | 3 | 947304 | 38.5427 | 6.0862 | 47.3196 | 38.3189 | 9.0007 | 908.86 | 2.3951 | 86.5 | 0.94391 | 1.4512 | 70.3857 | 0.81445 | 74.93 | -0.81095 | 1.6254 | 54.7295 | 1.5439 | 21.28 | 1.4657 | 0.078229 | 22.0497 | 2.3951 | 86.5 | 0.94391 | 1.4512 | 70.3857 | 2.2786 | 69.88 | 1.2079 | 1.0707 | 58.5317 | 0.012939 | 0.49871 | 0.07875 | 0.61228 | 11.7599 | 0.030991 | 0.010538 | 0.019977 | 0.030991 | 0.029483 | 1.1192 | 0.96953 | 0.27535 | 1.1192 | 0.90419 | 0.91073 | 0.70816 | 0.28531 | 0.91073 | 0.75735 | 0.012939 | 0.49871 | 0.07875 | 0.61228 | 11.7599 | 0.030991 | 0.010538 | 0.019977 | 0.030991 | 0.029483 | 1.1192 | 0.96953 | 0.27535 | 1.1192 | 0.90419 | 0.91073 | 0.70816 | 0.28531 | 0.91073 | 0.75735
49 | 0.25 | 0.47 | South/Central | CA | Redbluff.AP.725910 | 3 | 947304 | 32.9698 | 9.7245 | 46.8066 | 32.7798 | 14.0268 | 1105.03 | 2.9081 | -109.67 | 6.483 | -3.575 | -59.7369 | 1.3274 | -121.24 | 4.7282 | -3.4008 | -75.3931 | 2.0569 | -174.89 | 7.0048 | -4.9479 | -108.0728 | 2.9081 | -109.67 | 6.483 | -3.575 | -59.7369 | 2.7916 | -126.29 | 6.747 | -3.9554 | -71.5909 | 0.012939 | 0.4266 | 0.12583 | 0.60564 | 14.2982 | 0.037628 | 0.017176 | 0.026614 | 0.037628 | 0.036121 | -1.419 | -1.5687 | -2.2629 | -1.419 | -1.6341 | -0.77295 | -0.97553 | -1.3984 | -0.77295 | -0.92633 | 0.012939 | 0.4266 | 0.12583 | 0.60564 | 14.2982 | 0.037628 | 0.017176 | 0.026614 | 0.037628 | 0.036121 | -1.419 | -1.5687 | -2.2629 | -1.419 | -1.6341 | -0.77295 | -0.97553 | -1.3984 | -0.77295 | -0.92633
50 | 0.25 | 0.42 | South/Central | CA | Redbluff.AP.725910 | 3 | 947304 | 33.6445 | 9.057 | 46.5438 | 33.4504 | 13.0934 | 1064.38 | 3.1708 | -69.02 | 5.8124 | -2.6415 | -30.9516 | 1.5902 | -80.59 | 4.0575 | -2.4673 | -46.6078 | 2.3197 | -134.24 | 6.3342 | -4.0145 | -79.2875 | 3.1708 | -69.02 | 5.8124 | -2.6415 | -30.9516 | 3.0543 | -85.64 | 6.0763 | -3.022 | -42.8056 | 0.012939 | 0.43533 | 0.11719 | 0.60224 | 13.7722 | 0.041028 | 0.020576 | 0.030014 | 0.041028 | 0.039521 | -0.89306 | -1.0428 | -1.737 | -0.89306 | -1.1081 | -0.40049 | -0.60307 | -1.0259 | -0.40049 | -0.55387 | 0.012939 | 0.43533 | 0.11719 | 0.60224 | 13.7722 | 0.041028 | 0.020576 | 0.030014 | 0.041028 | 0.039521 | -0.89306 | -1.0428 | -1.737 | -0.89306 | -1.1081 | -0.40049 | -0.60307 | -1.0259 | -0.40049 | -0.55387
51 | 0.25 | 0.37 | South/Central | CA | Redbluff.AP.725910 | 3 | 947304 | 34.0584 | 8.6739 | 46.4132 | 33.8616 | 12.5515 | 1041.07 | 3.3015 | -45.71 | 5.4011 | -2.0996 | -14.5224 | 1.7208 | -57.28 | 3.6463 | -1.9254 | -30.1785 | 2.4503 | -110.93 | 5.9229 | -3.4726 | -62.8583 | 3.3015 | -45.71 | 5.4011 | -2.0996 | -14.5224 | 3.185 | -62.33 | 5.6651 | -2.4801 | -26.3764 | 0.012939 | 0.44069 | 0.11223 | 0.60055 | 13.4706 | 0.042719 | 0.022266 | 0.031705 | 0.042719 | 0.041212 | -0.59145 | -0.74116 | -1.4353 | -0.59145 | -0.8065 | -0.18791 | -0.39049 | -0.81334 | -0.18791 | -0.34129 | 0.012939 | 0.44069 | 0.11223 | 0.60055 | 13.4706 | 0.042719 | 0.022266 | 0.031705 | 0.042719 | 0.041212 | -0.59145 | -0.74116 | -1.4353 | -0.59145 | -0.8065 | -0.18791 | -0.39049 | -0.81334 | -0.18791 | -0.34129
52 | 0.25 | 0.32 | South/Central | CA | Redbluff.AP.725910 | 3 | 947304 | 34.6549 | 8.2147 | 46.3575 | 34.4545 | 11.9031 | 1014.34 | 3.3572 | -18.98 | 4.8083 | -1.4512 | 3.8376 | 1.7765 | -30.55 | 3.0534 | -1.277 | -11.8186 | 2.506 | -84.2 | 5.3301 | -2.8241 | -44.4984 | 3.3572 | -18.98 | 4.8083 | -1.4512 | 3.8376 | 3.2407 | -35.6 | 5.0723 | -1.8316 | -8.0164 | 0.012939 | 0.44841 | 0.10629 | 0.59983 | 13.1247 | 0.043439 | 0.022986 | 0.032425 | 0.043439 | 0.041932 | -0.24559 | -0.39529 | -1.0895 | -0.24559 | -0.46064 | 0.049655 | -0.15292 | -0.57577 | 0.049655 | -0.10373 | 0.012939 | 0.44841 | 0.10629 | 0.59983 | 13.1247 | 0.043439 | 0.022986 | 0.032425 | 0.043439 | 0.041932 | -0.24559 | -0.39529 | -1.0895 | -0.24559 | -0.46064 | 0.049655 | -0.15292 | -0.57577 | 0.049655 | -0.10373
53 | 0.25 | 0.27 | South/Central | CA | Redbluff.AP.725910 | 3 | 947304 | 35.7023 | 7.4356 | 46.3242 | 35.4952 | 10.8291 | 970.75 | 3.3904 | 24.61 | 3.7676 | -0.3772 | 33.485 | 1.8098 | 13.04 | 2.0128 | -0.203 | 17.8289 | 2.5392 | -40.61 | 4.2894 | -1.7502 | -14.8509 | 3.3904 | 24.61 | 3.7676 | -0.3772 | 33.485 | 3.2739 | 7.99 | 4.0316 | -0.75766 | 21.631 | 0.012939 | 0.46196 | 0.09621 | 0.5994 | 12.5607 | 0.043869 | 0.023417 | 0.032856 | 0.043869 | 0.042362 | 0.31843 | 0.16873 | -0.52546 | 0.31843 | 0.10338 | 0.43327 | 0.23069 | -0.19216 | 0.43327 | 0.27989 | 0.012939 | 0.46196 | 0.09621 | 0.5994 | 12.5607 | 0.043869 | 0.023417 | 0.032856 | 0.043869 | 0.042362 | 0.31843 | 0.16873 | -0.52546 | 0.31843 | 0.10338 | 0.43327 | 0.23069 | -0.19216 | 0.43327 | 0.27989
54 | 0.25 | 0.23 | South/Central | CA | Redbluff.AP.725910 | 3 | 947304 | 36.6332 | 6.8065 | 46.3746 | 36.4199 | 9.9547 | 936.16 | 3.3401 | 59.2 | 2.8429 | 0.49719 | 56.6244 | 1.7594 | 47.63 | 1.0881 | 0.67139 | 40.9682 | 2.4889 | -6.02 | 3.3647 | -0.87578 | 8.2885 | 3.3401 | 59.2 | 2.8429 | 0.49719 | 56.6244 | 3.2236 | 42.58 | 3.1069 | 0.11673 | 44.7704 | 0.012939 | 0.474 | 0.08807 | 0.60005 | 12.1132 | 0.043218 | 0.022766 | 0.032205 | 0.043218 | 0.041711 | 0.766 | 0.61629 | -0.077894 | 0.766 | 0.55095 | 0.73267 | 0.5301 | 0.10725 | 0.73267 | 0.57929 | 0.012939 | 0.474 | 0.08807 | 0.60005 | 12.1132 | 0.043218 | 0.022766 | 0.032205 | 0.043218 | 0.041711 | 0.766 | 0.61629 | -0.077894 | 0.766 | 0.55095 | 0.73267 | 0.5301 | 0.10725 | 0.73267 | 0.57929
55 | 0.25 | 0.19 | South/Central | CA | Redbluff.AP.725910 | 3 | 947304 | 37.6543 | 6.2184 | 46.5795 | 37.4354 | 9.1441 | 905.96 | 3.1352 | 89.4 | 1.8274 | 1.3078 | 76.0331 | 1.5545 | 77.83 | 0.072556 | 1.482 | 60.3769 | 2.284 | 24.18 | 2.3492 | -0.065196 | 27.6971 | 3.1352 | 89.4 | 1.8274 | 1.3078 | 76.0331 | 3.0187 | 72.78 | 2.0914 | 0.92731 | 64.1791 | 0.012939 | 0.48722 | 0.080461 | 0.6027 | 11.7224 | 0.040567 | 0.020114 | 0.029553 | 0.040567 | 0.03906 | 1.1568 | 1.0071 | 0.31287 | 1.1568 | 0.94171 | 0.98381 | 0.78123 | 0.35838 | 0.98381 | 0.83043 | 0.012939 | 0.48722 | 0.080461 | 0.6027 | 11.7224 | 0.040567 | 0.020114 | 0.029553 | 0.040567 | 0.03906 | 1.1568 | 1.0071 | 0.31287 | 1.1568 | 0.94171 | 0.98381 | 0.78123 | 0.35838 | 0.98381 | 0.83043
56 | 0.25 | 0.17 | South/Central | CA | Redbluff.AP.725910 | 3 | 947304 | 38.1622 | 6.0778 | 46.9206 | 37.9404 | 8.9802 | 903.35 | 2.7941 | 92.01 | 1.3223 | 1.4717 | 76.0923 | 1.2134 | 80.44 | -0.43251 | 1.6459 | 60.4361 | 1.9429 | 26.79 | 1.8441 | 0.098761 | 27.7563 | 2.7941 | 92.01 | 1.3223 | 1.4717 | 76.0923 | 2.6776 | 75.39 | 1.5863 | 1.0913 | 64.2383 | 0.012939 | 0.49379 | 0.078641 | 0.60711 | 11.6886 | 0.036153 | 0.015701 | 0.025139 | 0.036153 | 0.034646 | 1.1905 | 1.0408 | 0.34664 | 1.1905 | 0.97549 | 0.98457 | 0.78199 | 0.35914 | 0.98457 | 0.83119 | 0.012939 | 0.49379 | 0.078641 | 0.60711 | 11.6886 | 0.036153 | 0.015701 | 0.025139 | 0.036153 | 0.034646 | 1.1905 | 1.0408 | 0.34664 | 1.1905 | 0.97549 | 0.98457 | 0.78199 | 0.35914 | 0.98457 | 0.83119
57 | 0.24 | 0.47 | South/Central | CA | Redbluff.AP.725910 | 3 | 947304 | 32.6276 | 9.763 | 46.5128 | 32.4395 | 14.0734 | 1103.45 | 3.2018 | -108.09 | 6.8233 | -3.6215 | -57.2119 | 1.6212 | -119.66 | 5.0684 | -3.4473 | -72.8681 | 2.3506 | -173.31 | 7.3451 | -4.9944 | -105.5479 | 3.2018 | -108.09 | 6.8233 | -3.6215 | -57.2119 | 3.0853 | -124.71 | 7.0873 | -4.0019 | -69.0659 | 0.012939 | 0.42217 | 0.12633 | 0.60184 | 14.2778 | 0.041429 | 0.020977 | 0.030415 | 0.041429 | 0.039922 | -1.3986 | -1.5483 | -2.2425 | -1.3986 | -1.6136 | -0.74028 | -0.94285 | -1.3657 | -0.74028 | -0.89366 | 0.012939 | 0.42217 | 0.12633 | 0.60184 | 14.2778 | 0.041429 | 0.020977 | 0.030415 | 0.041429 | 0.039922 | -1.3986 | -1.5483 | -2.2425 | -1.3986 | -1.6136 | -0.74028 | -0.94285 | -1.3657 | -0.74028 | -0.89366
58 | 0.24 | 0.42 | South/Central | CA | Redbluff.AP.725910 | 3 | 947304 | 33.2938 | 9.087 | 46.2316 | 33.1017 | 13.1299 | 1062.2 | 3.483 | -66.84 | 6.1611 | -2.678 | -27.9161 | 1.9024 | -78.41 | 4.4062 | -2.5038 | -43.5722 | 2.6318 | -132.06 | 6.6828 | -4.051 | -76.252 | 3.483 | -66.84 | 6.1611 | -2.678 | -27.9161 | 3.3665 | -83.46 | 6.425 | -3.0585 | -39.7701 | 0.012939 | 0.4308 | 0.11758 | 0.5982 | 13.744 | 0.045068 | 0.024615 | 0.034054 | 0.045068 | 0.04356 | -0.86486 | -1.0146 | -1.7088 | -0.86486 | -1.0799 | -0.36121 | -0.56379 | -0.98664 | -0.36121 | -0.51459 | 0.012939 | 0.4308 | 0.11758 | 0.5982 | 13.744 | 0.045068 | 0.024615 | 0.034054 | 0.045068 | 0.04356 | -0.86486 | -1.0146 | -1.7088 | -0.86486 | -1.0799 | -0.36121 | -0.56379 | -0.98664 | -0.36121 | -0.51459
59 | 0.24 | 0.37 | South/Central | CA | Redbluff.AP.725910 | 3 | 947304 | 33.7061 | 8.7139 | 46.1109 | 33.5114 | 12.5995 | 1039.46 | 3.6037 | -44.1 | 5.7513 | -2.1476 | -11.9284 | 2.0231 | -55.67 | 3.9965 | -1.9734 | -27.5846 | 2.7525 | -109.32 | 6.2731 | -3.5206 | -60.2644 | 3.6037 | -44.1 | 5.7513 | -2.1476 | -11.9284 | 3.4872 | -60.72 | 6.0153 | -2.5281 | -23.7824 | 0.012939 | 0.43613 | 0.11275 | 0.59664 | 13.4498 | 0.046629 | 0.026177 | 0.035616 | 0.046629 | 0.045122 | -0.57062 | -0.72033 | -1.4145 | -0.57062 | -0.78567 | -0.15434 | -0.35692 | -0.77977 | -0.15434 | -0.30773 | 0.012939 | 0.43613 | 0.11275 | 0.59664 | 13.4498 | 0.046629 | 0.026177 | 0.035616 | 0.046629 | 0.045122 | -0.57062 | -0.72033 | -1.4145 | -0.57062 | -0.78567 | -0.15434 | -0.35692 | -0.77977 | -0.15434 | -0.30773
60 | 0.24 | 0.32 | South/Central | CA | Redbluff.AP.725910 | 3 | 947304 | 34.2928 | 8.2462 | 46.0368 | 34.0943 | 11.9425 | 1012.17 | 3.6778 | -16.81 | 5.1684 | -1.4906 | 6.9025 | 2.0972 | -28.38 | 3.4136 | -1.3164 | -8.7537 | 2.8267 | -82.03 | 5.6902 | -2.8636 | -41.4334 | 3.6778 | -16.81 | 5.1684 | -1.4906 | 6.9025 | 3.5613 | -33.43 | 5.4324 | -1.8711 | -4.9515 | 0.012939 | 0.44372 | 0.1067 | 0.59568 | 13.0967 | 0.047588 | 0.027136 | 0.036575 | 0.047588 | 0.046081 | -0.21751 | -0.36721 | -1.0614 | -0.21751 | -0.43256 | 0.089313 | -0.11327 | -0.53612 | 0.089313 | -0.064068 | 0.012939 | 0.44372 | 0.1067 | 0.59568 | 13.0967 | 0.047588 | 0.027136 | 0.036575 | 0.047588 | 0.046081 | -0.21751 | -0.36721 | -1.0614 | -0.21751 | -0.43256 | 0.089313 | -0.11327 | -0.53612 | 0.089313 | -0.064068
61 | 0.24 | 0.27 | South/Central | CA | Redbluff.AP.725910 | 3 | 947304 | 35.3317 | 7.4671 | 45.9951 | 35.1266 | 10.8685 | 968.47 | 3.7195 | 26.89 | 4.1361 | -0.41661 | 36.6594 | 2.1389 | 15.32 | 2.3813 | -0.24241 | 21.0032 | 2.8683 | -38.33 | 4.6579 | -1.7896 | -11.6766 | 3.7195 | 26.89 | 4.1361 | -0.41661 | 36.6594 | 3.603 | 10.27 | 4.4001 | -0.79707 | 24.8054 | 0.012939 | 0.45716 | 0.096618 | 0.59514 | 12.5312 | 0.048128 | 0.027675 | 0.037114 | 0.048128 | 0.04662 | 0.34794 | 0.19823 | -0.49596 | 0.34794 | 0.13289 | 0.47434 | 0.27176 | -0.15109 | 0.47434 | 0.32096 | 0.012939 | 0.45716 | 0.096618 | 0.59514 | 12.5312 | 0.048128 | 0.027675 | 0.037114 | 0.048128 | 0.04662 | 0.34794 | 0.19823 | -0.49596 | 0.34794 | 0.13289 | 0.47434 | 0.27176 | -0.15109 | 0.47434 | 0.32096
62 | 0.24 | 0.23 | South/Central | CA | Redbluff.AP.725910 | 3 | 947304 | 36.2609 | 6.8365 | 46.0407 | 36.0498 | 9.9909 | 933.7 | 3.6739 | 61.66 | 3.213 | 0.46097 | 59.9461 | 2.0933 | 50.09 | 1.4581 | 0.63517 | 44.2899 | 2.8227 | -3.56 | 3.7347 | -0.912 | 11.6102 | 3.6739 | 61.66 | 3.213 | 0.46097 | 59.9461 | 3.5574 | 45.04 | 3.4769 | 0.080501 | 48.0921 | 0.012939 | 0.46919 | 0.088458 | 0.59573 | 12.0813 | 0.047538 | 0.027085 | 0.036524 | 0.047538 | 0.04603 | 0.79783 | 0.64812 | -0.046064 | 0.79783 | 0.58278 | 0.77565 | 0.57308 | 0.15023 | 0.77565 | 0.62227 | 0.012939 | 0.46919 | 0.088458 | 0.59573 | 12.0813 | 0.047538 | 0.027085 | 0.036524 | 0.047538 | 0.04603 | 0.79783 | 0.64812 | -0.046064 | 0.79783 | 0.58278 | 0.77565 | 0.57308 | 0.15023 | 0.77565 | 0.62227
63 | 0.24 | 0.19 | South/Central | CA | Redbluff.AP.725910 | 3 | 947304 | 37.2922 | 6.2145 | 46.2064 | 37.0752 | 9.1312 | 901.06 | 3.5082 | 94.3 | 2.1875 | 1.3207 | 81.1984 | 1.9276 | 82.73 | 0.43268 | 1.4949 | 65.5423 | 2.6571 | 29.08 | 2.7093 | -0.052265 | 32.8625 | 3.5082 | 94.3 | 2.1875 | 1.3207 | 81.1984 | 3.3918 | 77.68 | 2.4515 | 0.94024 | 69.3444 | 0.012939 | 0.48253 | 0.080411 | 0.59787 | 11.659 | 0.045394 | 0.024941 | 0.03438 | 0.045394 | 0.043887 | 1.2202 | 1.0705 | 0.37627 | 1.2202 | 1.0051 | 1.0506 | 0.84806 | 0.42521 | 1.0506 | 0.89726 | 0.012939 | 0.48253 | 0.080411 | 0.59787 | 11.659 | 0.045394 | 0.024941 | 0.03438 | 0.045394 | 0.043887 | 1.2202 | 1.0705 | 0.37627 | 1.2202 | 1.0051 | 1.0506 | 0.84806 | 0.42521 | 1.0506 | 0.89726
64 | 0.24 | 0.17 | South/Central | CA | Redbluff.AP.725910 | 3 | 947304 | 37.8016 | 6.0678 | 46.5315 | 37.5818 | 8.9497 | 897.56 | 3.1831 | 97.8 | 1.681 | 1.5022 | 81.9408 | 1.6025 | 86.23 | -0.073908 | 1.6764 | 66.2846 | 2.3319 | 32.58 | 2.2027 | 0.12921 | 33.6048 | 3.1831 | 97.8 | 1.681 | 1.5022 | 81.9408 | 3.0666 | 81.18 | 1.9449 | 1.1217 | 70.0867 | 0.012939 | 0.48912 | 0.078512 | 0.60208 | 11.6137 | 0.041187 | 0.020735 | 0.030174 | 0.041187 | 0.03968 | 1.2655 | 1.1157 | 0.42156 | 1.2655 | 1.0504 | 1.0602 | 0.85767 | 0.43482 | 1.0602 | 0.90687 | 0.012939 | 0.48912 | 0.078512 | 0.60208 | 11.6137 | 0.041187 | 0.020735 | 0.030174 | 0.041187 | 0.03968 | 1.2655 | 1.1157 | 0.42156 | 1.2655 | 1.0504 | 1.0602 | 0.85767 | 0.43482 | 1.0602 | 0.90687
65 | 0.22 | 0.47 | South/Central | CA | Redbluff.AP.725910 | 3 | 947304 | 31.9263 | 9.8261 | 45.8861 | 31.7421 | 14.144 | 1098.95 | 3.8285 | -103.59 | 7.5207 | -3.6921 | -51.0476 | 2.2479 | -115.16 | 5.7658 | -3.5179 | -66.7038 | 2.9774 | -168.81 | 8.0425 | -5.0651 | -99.3835 | 3.8285 | -103.59 | 7.5207 | -3.6921 | -51.0476 | 3.7121 | -120.21 | 7.7846 | -4.0726 | -62.9016 | 0.012939 | 0.4131 | 0.12714 | 0.59373 | 14.2195 | 0.049538 | 0.029086 | 0.038525 | 0.049538 | 0.048031 | -1.3404 | -1.4901 | -2.1843 | -1.3404 | -1.5554 | -0.66051 | -0.86309 | -1.2859 | -0.66051 | -0.8139 | 0.012939 | 0.4131 | 0.12714 | 0.59373 | 14.2195 | 0.049538 | 0.029086 | 0.038525 | 0.049538 | 0.048031 | -1.3404 | -1.4901 | -2.1843 | -1.3404 | -1.5554 | -0.66051 | -0.86309 | -1.2859 | -0.66051 | -0.8139
66 | 0.22 | 0.42 | South/Central | CA | Redbluff.AP.725910 | 3 | 947304 | 32.5811 | 9.15 | 45.5934 | 32.3929 | 13.2005 | 1057.55 | 4.1213 | -62.19 | 6.8699 | -2.7486 | -21.601 | 2.5406 | -73.76 | 5.115 | -2.5744 | -37.2572 | 3.2701 | -127.41 | 7.3916 | -4.1216 | -69.9369 | 4.1213 | -62.19 | 6.8699 | -2.7486 | -21.601 | 4.0048 | -78.81 | 7.1338 | -3.1291 | -33.455 | 0.012939 | 0.42157 | 0.11839 | 0.58994 | 13.6838 | 0.053326 | 0.032873 | 0.042312 | 0.053326 | 0.051819 | -0.80469 | -0.9544 | -1.6486 | -0.80469 | -1.0197 | -0.2795 | -0.48208 | -0.90493 | -0.2795 | -0.43288 | 0.012939 | 0.42157 | 0.11839 | 0.58994 | 13.6838 | 0.053326 | 0.032873 | 0.042312 | 0.053326 | 0.051819 | -0.80469 | -0.9544 | -1.6486 | -0.80469 | -1.0197 | -0.2795 | -0.48208 | -0.90493 | -0.2795 | -0.43288
67 | 0.22 | 0.37 | South/Central | CA | Redbluff.AP.725910 | 3 | 947304 | 32.9849 | 8.7954 | 45.4911 | 32.7942 | 12.6969 | 1036.1 | 4.2236 | -40.74 | 6.4685 | -2.245 | -6.5796 | 2.6429 | -52.31 | 4.7137 | -2.0708 | -22.2357 | 3.3724 | -105.96 | 6.9903 | -3.6179 | -54.9155 | 4.2236 | -40.74 | 6.4685 | -2.245 | -6.5796 | 4.1071 | -57.36 | 6.7325 | -2.6254 | -18.4336 | 0.012939 | 0.4268 | 0.1138 | 0.58862 | 13.4063 | 0.05465 | 0.034197 | 0.043636 | 0.05465 | 0.053142 | -0.52714 | -0.67685 | -1.371 | -0.52714 | -0.74219 | -0.085134 | -0.28771 | -0.71056 | -0.085134 | -0.23852 | 0.012939 | 0.4268 | 0.1138 | 0.58862 | 13.4063 | 0.05465 | 0.034197 | 0.043636 | 0.05465 | 0.053142 | -0.52714 | -0.67685 | -1.371 | -0.52714 | -0.74219 | -0.085134 | -0.28771 | -0.71056 | -0.085134 | -0.23852
68 | 0.22 | 0.32 | South/Central | CA | Redbluff.AP.725910 | 3 | 947304 | 33.56 | 8.3178 | 45.3871 | 33.3657 | 12.0214 | 1007.72 | 4.3275 | -12.36 | 5.8971 | -1.5696 | 13.1376 | 2.7469 | -23.93 | 4.1422 | -1.3954 | -2.5186 | 3.4763 | -77.58 | 6.4189 | -2.9425 | -35.1984 | 4.3275 | -12.36 | 5.8971 | -1.5696 | 13.1376 | 4.211 | -28.98 | 6.1611 | -1.95 | 1.2836 | 0.012939 | 0.43424 | 0.10763 | 0.58727 | 13.0391 | 0.055995 | 0.035542 | 0.044981 | 0.055995 | 0.054487 | -0.15993 | -0.30963 | -1.0038 | -0.15993 | -0.37498 | 0.16999 | -0.032589 | -0.45544 | 0.16999 | 0.016608 | 0.012939 | 0.43424 | 0.10763 | 0.58727 | 13.0391 | 0.055995 | 0.035542 | 0.044981 | 0.055995 | 0.054487 | -0.15993 | -0.30963 | -1.0038 | -0.15993 | -0.37498 | 0.16999 | -0.032589 | -0.45544 | 0.16999 | 0.016608
69 | 0.22 | 0.27 | South/Central | CA | Redbluff.AP.725910 | 3 | 947304 | 34.5888 | 7.5287 | 45.3254 | 34.3881 | 10.9374 | 963.38 | 4.3892 | 31.98 | 4.8747 | -0.48546 | 43.4275 | 2.8086 | 20.41 | 3.1198 | -0.31126 | 27.7713 | 3.5381 | -33.24 | 5.3965 | -1.8584 | -4.9084 | 4.3892 | 31.98 | 4.8747 | -0.48546 | 43.4275 | 4.2727 | 15.36 | 5.1387 | -0.86593 | 31.5735 | 0.012939 | 0.44755 | 0.097415 | 0.58647 | 12.4654 | 0.056793 | 0.036341 | 0.04578 | 0.056793 | 0.055286 | 0.4138 | 0.26409 | -0.4301 | 0.4138 | 0.19875 | 0.56192 | 0.35934 | -0.063511 | 0.56192 | 0.40854 | 0.012939 | 0.44755 | 0.097415 | 0.58647 | 12.4654 | 0.056793 | 0.036341 | 0.04578 | 0.056793 | 0.055286 | 0.4138 | 0.26409 | -0.4301 | 0.4138 | 0.19875 | 0.56192 | 0.35934 | -0.063511 | 0.56192 | 0.40854
70 | 0.22 | 0.23 | South/Central | CA | Redbluff.AP.725910 | 3 | 947304 | 35.5096 | 6.898 | 45.3709 | 35.3029 | 10.0681 | 928.95 | 4.3437 | 66.41 | 3.9599 | 0.3838 | 66.4894 | 2.7631 | 54.84 | 2.2051 | 0.558 | 50.8333 | 3.4925 | 1.19 | 4.4817 | -0.98917 | 18.1535 | 4.3437 | 66.41 | 3.9599 | 0.3838 | 66.4894 | 4.2272 | 49.79 | 4.2239 | 0.0033395 | 54.6354 | 0.012939 | 0.45947 | 0.089254 | 0.58706 | 12.0199 | 0.056204 | 0.035752 | 0.045191 | 0.056204 | 0.054697 | 0.85929 | 0.70959 | 0.015398 | 0.85929 | 0.64424 | 0.86032 | 0.65774 | 0.23489 | 0.86032 | 0.70694 | 0.012939 | 0.45947 | 0.089254 | 0.58706 | 12.0199 | 0.056204 | 0.035752 | 0.045191 | 0.056204 | 0.054697 | 0.85929 | 0.70959 | 0.015398 | 0.85929 | 0.64424 | 0.86032 | 0.65774 | 0.23489 | 0.86032 | 0.70694
71 | 0.22 | 0.19 | South/Central | CA | Redbluff.AP.725910 | 3 | 947304 | 36.5396 | 6.2487 | 45.4909 | 36.3268 | 9.1642 | 893.98 | 4.2238 | 101.38 | 2.936 | 1.2877 | 89.5337 | 2.6431 | 89.81 | 1.1812 | 1.4619 | 73.8775 | 3.3726 | 36.16 | 3.4578 | -0.085238 | 41.1978 | 4.2238 | 101.38 | 2.936 | 1.2877 | 89.5337 | 4.1073 | 84.76 | 3.2 | 0.90727 | 77.6797 | 0.012939 | 0.47279 | 0.080853 | 0.58862 | 11.5674 | 0.054652 | 0.0342 | 0.043638 | 0.054652 | 0.053145 | 1.3118 | 1.1621 | 0.46788 | 1.3118 | 1.0967 | 1.1585 | 0.95592 | 0.53307 | 1.1585 | 1.0051 | 0.012939 | 0.47279 | 0.080853 | 0.58862 | 11.5674 | 0.054652 | 0.0342 | 0.043638 | 0.054652 | 0.053145 | 1.3118 | 1.1621 | 0.46788 | 1.3118 | 1.0967 | 1.1585 | 0.95592 | 0.53307 | 1.1585 | 1.0051
72 | 0.22 | 0.17 | South/Central | CA | Redbluff.AP.725910 | 3 | 947304 | 37.0674 | 6.0562 | 45.7657 | 36.8517 | 8.914 | 887.14 | 3.949 | 108.22 | 2.4111 | 1.5378 | 92.7928 | 2.3683 | 96.65 | 0.65626 | 1.7121 | 77.1366 | 3.0978 | 43 | 2.9329 | 0.16488 | 44.4568 | 3.949 | 108.22 | 2.4111 | 1.5378 | 92.7928 | 3.8325 | 91.6 | 2.6751 | 1.1574 | 80.9388 | 0.012939 | 0.47962 | 0.078362 | 0.59217 | 11.4789 | 0.051096 | 0.030644 | 0.040083 | 0.051096 | 0.049589 | 1.4003 | 1.2506 | 0.55639 | 1.4003 | 1.1852 | 1.2007 | 0.99809 | 0.57524 | 1.2007 | 1.0473 | 0.012939 | 0.47962 | 0.078362 | 0.59217 | 11.4789 | 0.051096 | 0.030644 | 0.040083 | 0.051096 | 0.049589 | 1.4003 | 1.2506 | 0.55639 | 1.4003 | 1.1852 | 1.2007 | 0.99809 | 0.57524 | 1.2007 | 1.0473
73 | 0.2 | 0.47 | South/Central | CA | Redbluff.AP.725910 | 3 | 947304 | 31.215 | 9.8976 | 45.2664 | 31.0348 | 14.2315 | 1095.22 | 4.4483 | -99.86 | 8.228 | -3.7797 | -45.432 | 2.8676 | -111.43 | 6.4731 | -3.6055 | -61.0882 | 3.5971 | -165.08 | 8.7497 | -5.1526 | -93.7679 | 4.4483 | -99.86 | 8.228 | -3.7797 | -45.432 | 4.3318 | -116.48 | 8.4919 | -4.1601 | -57.286 | 0.012939 | 0.4039 | 0.12807 | 0.58571 | 14.1713 | 0.057558 | 0.037105 | 0.046544 | 0.057558 | 0.05605 | -1.2921 | -1.4418 | -2.136 | -1.2921 | -1.5072 | -0.58785 | -0.79043 | -1.2133 | -0.58785 | -0.74123 | 0.012939 | 0.4039 | 0.12807 | 0.58571 | 14.1713 | 0.057558 | 0.037105 | 0.046544 | 0.057558 | 0.05605 | -1.2921 | -1.4418 | -2.136 | -1.2921 | -1.5072 | -0.58785 | -0.79043 | -1.2133 | -0.58785 | -0.74123
74 | 0.2 | 0.42 | South/Central | CA | Redbluff.AP.725910 | 3 | 947304 | 31.8598 | 9.2199 | 44.9621 | 31.6757 | 13.2864 | 1053.61 | 4.7526 | -58.25 | 7.5871 | -2.8345 | -15.7916 | 3.1719 | -69.82 | 5.8322 | -2.6603 | -31.4478 | 3.9014 | -123.47 | 8.1088 | -4.2075 | -64.1276 | 4.7526 | -58.25 | 7.5871 | -2.8345 | -15.7916 | 4.6361 | -74.87 | 7.851 | -3.2149 | -27.6456 | 0.012939 | 0.41224 | 0.1193 | 0.58177 | 13.6329 | 0.061495 | 0.041042 | 0.050481 | 0.061495 | 0.059987 | -0.75371 | -0.90341 | -1.5976 | -0.75371 | -0.96876 | -0.20433 | -0.40691 | -0.82976 | -0.20433 | -0.35771 | 0.012939 | 0.41224 | 0.1193 | 0.58177 | 13.6329 | 0.061495 | 0.041042 | 0.050481 | 0.061495 | 0.059987 | -0.75371 | -0.90341 | -1.5976 | -0.75371 | -0.96876 | -0.20433 | -0.40691 | -0.82976 | -0.20433 | -0.35771
75 | 0.2 | 0.37 | South/Central | CA | Redbluff.AP.725910 | 3 | 947304 | 32.2521 | 8.867 | 44.8499 | 32.0656 | 12.7843 | 1032.11 | 4.8648 | -36.75 | 7.1972 | -2.3324 | -0.68542 | 3.2841 | -48.32 | 5.4423 | -2.1582 | -16.3416 | 4.0136 | -101.97 | 7.719 | -3.7054 | -49.0214 | 4.8648 | -36.75 | 7.1972 | -2.3324 | -0.68542 | 4.7483 | -53.37 | 7.4612 | -2.7129 | -12.5394 | 0.012939 | 0.41732 | 0.11473 | 0.58032 | 13.3547 | 0.062946 | 0.042494 | 0.051932 | 0.062946 | 0.061439 | -0.47552 | -0.62522 | -1.3194 | -0.47552 | -0.69056 | -0.0088688 | -0.21145 | -0.6343 | -0.0088688 | -0.16225 | 0.012939 | 0.41732 | 0.11473 | 0.58032 | 13.3547 | 0.062946 | 0.042494 | 0.051932 | 0.062946 | 0.061439 | -0.47552 | -0.62522 | -1.3194 | -0.47552 | -0.69056 | -0.0088688 | -0.21145 | -0.6343 | -0.0088688 | -0.16225
76 | 0.2 | 0.32 | South/Central | CA | Redbluff.AP.725910 | 3 | 947304 | 32.8187 | 8.3893 | 44.7374 | 32.6286 | 12.1087 | 1003.62 | 4.9773 | -8.26 | 6.6341 | -1.6568 | 19.147 | 3.3966 | -19.83 | 4.8793 | -1.4826 | 3.4908 | 4.1261 | -73.48 | 7.1559 | -3.0298 | -29.189 | 4.9773 | -8.26 | 6.6341 | -1.6568 | 19.147 | 4.8608 | -24.88 | 6.8981 | -2.0373 | 7.293 | 0.012939 | 0.42465 | 0.10855 | 0.57887 | 12.986 | 0.064402 | 0.04395 | 0.053388 | 0.064402 | 0.062895 | -0.10688 | -0.25658 | -0.95077 | -0.10688 | -0.32193 | 0.24775 | 0.045168 | -0.37768 | 0.24775 | 0.094365 | 0.012939 | 0.42465 | 0.10855 | 0.57887 | 12.986 | 0.064402 | 0.04395 | 0.053388 | 0.064402 | 0.062895 | -0.10688 | -0.25658 | -0.95077 | -0.10688 | -0.32193 | 0.24775 | 0.045168 | -0.37768 | 0.24775 | 0.094365
77 | 0.2 | 0.27 | South/Central | CA | Redbluff.AP.725910 | 3 | 947304 | 33.8276 | 7.6002 | 44.6557 | 33.6312 | 11.0245 | 959.04 | 5.059 | 36.32 | 5.6316 | -0.57261 | 49.6985 | 3.4783 | 24.75 | 3.8767 | -0.39841 | 34.0423 | 4.2078 | -28.9 | 6.1534 | -1.9456 | 1.3625 | 5.059 | 36.32 | 5.6316 | -0.57261 | 49.6985 | 4.9425 | 19.7 | 5.8956 | -0.95307 | 37.8444 | 0.012939 | 0.4377 | 0.09834 | 0.57781 | 12.4092 | 0.065459 | 0.045007 | 0.054445 | 0.065459 | 0.063952 | 0.46995 | 0.32025 | -0.37394 | 0.46995 | 0.2549 | 0.64306 | 0.44048 | 0.01763 | 0.64306 | 0.48968 | 0.012939 | 0.4377 | 0.09834 | 0.57781 | 12.4092 | 0.065459 | 0.045007 | 0.054445 | 0.065459 | 0.063952 | 0.46995 | 0.32025 | -0.37394 | 0.46995 | 0.2549 | 0.64306 | 0.44048 | 0.01763 | 0.64306 | 0.48968
78 | 0.2 | 0.23 | South/Central | CA | Redbluff.AP.725910 | 3 | 947304 | 34.7468 | 6.961 | 44.6828 | 34.5445 | 10.1383 | 923.69 | 5.0319 | 71.67 | 4.7183 | 0.31357 | 73.4583 | 3.4512 | 60.1 | 2.9635 | 0.48777 | 57.8021 | 4.1807 | 6.45 | 5.2401 | -1.0594 | 25.1223 | 5.0319 | 71.67 | 4.7183 | 0.31357 | 73.4583 | 4.9154 | 55.05 | 4.9823 | -0.066893 | 61.6043 | 0.012939 | 0.4496 | 0.09007 | 0.57816 | 11.9518 | 0.065109 | 0.044656 | 0.054095 | 0.065109 | 0.063601 | 0.92735 | 0.77765 | 0.083458 | 0.92735 | 0.7123 | 0.95049 | 0.74791 | 0.32506 | 0.95049 | 0.79711 | 0.012939 | 0.4496 | 0.09007 | 0.57816 | 11.9518 | 0.065109 | 0.044656 | 0.054095 | 0.065109 | 0.063601 | 0.92735 | 0.77765 | 0.083458 | 0.92735 | 0.7123 | 0.95049 | 0.74791 | 0.32506 | 0.95049 | 0.79711
79 | 0.2 | 0.19 | South/Central | CA | Redbluff.AP.725910 | 3 | 947304 | 35.7756 | 6.3095 | 44.8074 | 35.5668 | 9.2405 | 889.03 | 4.9073 | 106.33 | 3.6959 | 1.2113 | 96.2753 | 3.3266 | 94.76 | 1.9411 | 1.3855 | 80.6191 | 4.0561 | 41.11 | 4.2177 | -0.16162 | 47.9394 | 4.9073 | 106.33 | 3.6959 | 1.2113 | 96.2753 | 4.7908 | 89.71 | 3.9599 | 0.83088 | 84.4213 | 0.012939 | 0.46291 | 0.08164 | 0.57977 | 11.5033 | 0.063496 | 0.043044 | 0.052483 | 0.063496 | 0.061989 | 1.3758 | 1.2261 | 0.53193 | 1.3758 | 1.1608 | 1.2457 | 1.0431 | 0.6203 | 1.2457 | 1.0923 | 0.012939 | 0.46291 | 0.08164 | 0.57977 | 11.5033 | 0.063496 | 0.043044 | 0.052483 | 0.063496 | 0.061989 | 1.3758 | 1.2261 | 0.53193 | 1.3758 | 1.1608 | 1.2457 | 1.0431 | 0.6203 | 1.2457 | 1.0923
80 | 0.2 | 0.17 | South/Central | CA | Redbluff.AP.725910 | 3 | 947304 | 36.3147 | 6.0438 | 44.9837 | 36.1032 | 8.8805 | 876.61 | 4.731 | 118.75 | 3.1596 | 1.5714 | 103.7956 | 3.1503 | 107.18 | 1.4047 | 1.7456 | 88.1394 | 3.8798 | 53.53 | 3.6814 | 0.19841 | 55.4596 | 4.731 | 118.75 | 3.1596 | 1.5714 | 103.7956 | 4.6145 | 102.13 | 3.4236 | 1.1909 | 91.9416 | 0.012939 | 0.46988 | 0.078202 | 0.58205 | 11.3426 | 0.061215 | 0.040763 | 0.050201 | 0.061215 | 0.059708 | 1.5365 | 1.3868 | 0.69264 | 1.5365 | 1.3215 | 1.343 | 1.1405 | 0.7176 | 1.343 | 1.1897 | 0.012939 | 0.46988 | 0.078202 | 0.58205 | 11.3426 | 0.061215 | 0.040763 | 0.050201 | 0.061215 | 0.059708 | 1.5365 | 1.3868 | 0.69264 | 1.5365 | 1.3215 | 1.343 | 1.1405 | 0.7176 | 1.343 | 1.1897
81 | 0.35 | 0.2 | South/Central | CA | Redbluff.AP.725910 | 3 | 947304 | 40.9756 | 6.3493 | 50.1472 | 40.7383 | 9.4089 | 958.51 | -0.43255 | 36.85 | -1.4755 | 1.043 | 22.7939 | -2.0132 | 25.28 | -3.2304 | 1.2172 | 7.1377 | -1.2837 | -28.37 | -0.95374 | -0.32999 | -25.542 | -0.43255 | 36.85 | -1.4755 | 1.043 | 22.7939 | -0.54904 | 20.23 | -1.2116 | 0.66251 | 10.9399 | 0.012939 | 0.53019 | 0.082155 | 0.64886 | 12.4024 | -0.0055969 | -0.026049 | -0.016611 | -0.0055969 | -0.0071042 | 0.47681 | 0.3271 | -0.36709 | 0.47681 | 0.26176 | 0.29493 | 0.092356 | -0.33049 | 0.29493 | 0.14155 | 0.012939 | 0.53019 | 0.082155 | 0.64886 | 12.4024 | -0.0055969 | -0.026049 | -0.016611 | -0.0055969 | -0.0071042 | 0.47681 | 0.3271 | -0.36709 | 0.47681 | 0.26176 | 0.29493 | 0.092356 | -0.33049 | 0.29493 | 0.14155
82 | 0.35 | 0.25 | South/Central | CA | Redbluff.AP.725910 | 3 | 947304 | 39.7575 | 6.8554 | 49.5982 | 39.5267 | 10.0714 | 978.74 | 0.11649 | 16.62 | -0.26397 | 0.38046 | 11.854 | -1.4642 | 5.05 | -2.0188 | 0.55467 | -3.8022 | -0.73469 | -48.6 | 0.25781 | -0.99251 | -36.4819 | 0.11649 | 16.62 | -0.26397 | 0.38046 | 11.854 | 0 | 0 | 0 | 0 | 0 | 0.012939 | 0.51443 | 0.088703 | 0.64176 | 12.6641 | 0.0015073 | -0.018945 | -0.0095064 | 0.0015073 | 0 | 0.21505 | 0.065343 | -0.62884 | 0.21505 | 0 | 0.15338 | -0.049197 | -0.47205 | 0.15338 | 0 | 0.012939 | 0.51443 | 0.088703 | 0.64176 | 12.6641 | 0.0015073 | -0.018945 | -0.0095064 | 0.0015073 | 0 | 0.21505 | 0.065343 | -0.62884 | 0.21505 | 0 | 0.15338 | -0.049197 | -0.47205 | 0.15338 | 0
83 | 0.35 | 0.3 | South/Central | CA | Redbluff.AP.725910 | 3 | 947304 | 39.4916 | 7.108 | 49.7147 | 39.2628 | 10.4519 | 995.36 | 0 | 0 | 0 | 0 | 0 | -1.5807 | -11.57 | -1.7549 | 0.1742 | -15.6562 | -0.85119 | -65.22 | 0.52178 | -1.373 | -48.336 | 0 | 0 | 0 | 0 | 0 | -0.11649 | -16.62 | 0.26397 | -0.38046 | -11.854 | 0.012939 | 0.51099 | 0.091972 | 0.64327 | 12.8792 | 0 | -0.020452 | -0.011014 | 0 | -0.0015073 | 0 | -0.14971 | -0.84389 | 0 | -0.21505 | 0 | -0.20258 | -0.62543 | 0 | -0.15338 | 0.012939 | 0.51099 | 0.091972 | 0.64327 | 12.8792 | 0 | -0.020452 | -0.011014 | 0 | -0.0015073 | 0 | -0.14971 | -0.84389 | 0 | -0.21505 | 0 | -0.20258 | -0.62543 | 0 | -0.15338
84 | 0.35 | 0.35 | South/Central | CA | Redbluff.AP.725910 | 3 | 947304 | 38.3827 | 7.7887 | 49.551 | 38.161 | 11.39 | 1031.17 | 0.16363 | -35.81 | 1.1017 | -0.93809 | -23.4103 | -1.417 | -47.38 | -0.65313 | -0.76389 | -39.0665 | -0.68755 | -101.03 | 1.6235 | -2.3111 | -71.7463 | 0.16363 | -35.81 | 1.1017 | -0.93809 | -23.4103 | 0.047142 | -52.43 | 1.3657 | -1.3186 | -35.2643 | 0.012939 | 0.49664 | 0.10078 | 0.64115 | 13.3425 | 0.0021173 | -0.018335 | -0.0088964 | 0.0021173 | 0.00060998 | -0.46335 | -0.61306 | -1.3072 | -0.46335 | -0.6784 | -0.30291 | -0.50549 | -0.92834 | -0.30291 | -0.45629 | 0.012939 | 0.49664 | 0.10078 | 0.64115 | 13.3425 | 0.0021173 | -0.018335 | -0.0088964 | 0.0021173 | 0.00060998 | -0.46335 | -0.61306 | -1.3072 | -0.46335 | -0.6784 | -0.30291 | -0.50549 | -0.92834 | -0.30291 | -0.45629
85 | 0.35 | 0.4 | South/Central | CA | Redbluff.AP.725910 | 3 | 947304 | 37.3754 | 8.4978 | 49.5342 | 37.16 | 12.3742 | 1070.55 | 0.18043 | -75.19 | 2.1027 | -1.9223 | -49.9703 | -1.4002 | -86.76 | 0.34788 | -1.7481 | -65.6265 | -0.67076 | -140.41 | 2.6245 | -3.2953 | -98.3063 | 0.18043 | -75.19 | 2.1027 | -1.9223 | -49.9703 | 0.063938 | -91.81 | 2.3667 | -2.3028 | -61.8243 | 0.012939 | 0.48361 | 0.10996 | 0.64093 | 13.8521 | 0.0023346 | -0.018118 | -0.008679 | 0.0023346 | 0.00082731 | -0.9729 | -1.1226 | -1.8168 | -0.9729 | -1.1879 | -0.64658 | -0.84915 | -1.272 | -0.64658 | -0.79996 | 0.012939 | 0.48361 | 0.10996 | 0.64093 | 13.8521 | 0.0023346 | -0.018118 | -0.008679 | 0.0023346 | 0.00082731 | -0.9729 | -1.1226 | -1.8168 | -0.9729 | -1.1879 | -0.64658 | -0.84915 | -1.272 | -0.64658 | -0.79996
86 | 0.33 | 0.2 | South/Central | CA | Redbluff.AP.725910 | 3 | 947304 | 40.2912 | 6.3377 | 49.4312 | 40.0577 | 9.3735 | 948.68 | 0.28347 | 46.68 | -0.79496 | 1.0784 | 32.9974 | -1.2972 | 35.11 | -2.5498 | 1.2526 | 17.3412 | -0.56771 | -18.54 | -0.27317 | -0.29454 | -15.3386 | 0.28347 | 46.68 | -0.79496 | 1.0784 | 32.9974 | 0.16698 | 30.06 | -0.53098 | 0.69796 | 21.1433 | 0.012939 | 0.52134 | 0.082005 | 0.6396 | 12.2752 | 0.0036679 | -0.016785 | -0.0073458 | 0.0036679 | 0.0021606 | 0.604 | 0.4543 | -0.23989 | 0.604 | 0.38895 | 0.42696 | 0.22438 | -0.19847 | 0.42696 | 0.27358 | 0.012939 | 0.52134 | 0.082005 | 0.6396 | 12.2752 | 0.0036679 | -0.016785 | -0.0073458 | 0.0036679 | 0.0021606 | 0.604 | 0.4543 | -0.23989 | 0.604 | 0.38895 | 0.42696 | 0.22438 | -0.19847 | 0.42696 | 0.27358
87 | 0.33 | 0.25 | South/Central | CA | Redbluff.AP.725910 | 3 | 947304 | 39.0548 | 6.9065 | 48.9647 | 38.8279 | 10.1368 | 973.92 | 0.74999 | 21.44 | 0.43492 | 0.31507 | 18.2491 | -0.83067 | 9.87 | -1.3199 | 0.48927 | 2.5929 | -0.1012 | -43.78 | 0.9567 | -1.0579 | -30.0868 | 0.74999 | 21.44 | 0.43492 | 0.31507 | 18.2491 | 0.6335 | 4.82 | 0.69889 | -0.06539 | 6.3951 | 0.012939 | 0.50534 | 0.089364 | 0.63356 | 12.6017 | 0.0097043 | -0.010748 | -0.0013094 | 0.0097043 | 0.008197 | 0.27742 | 0.12771 | -0.56648 | 0.27742 | 0.062367 | 0.23613 | 0.033551 | -0.3893 | 0.23613 | 0.082748 | 0.012939 | 0.50534 | 0.089364 | 0.63356 | 12.6017 | 0.0097043 | -0.010748 | -0.0013094 | 0.0097043 | 0.008197 | 0.27742 | 0.12771 | -0.56648 | 0.27742 | 0.062367 | 0.23613 | 0.033551 | -0.3893 | 0.23613 | 0.082748
88 | 0.33 | 0.3 | South/Central | CA | Redbluff.AP.725910 | 3 | 947304 | 38.7902 | 7.1611 | 49.0862 | 38.5654 | 10.5208 | 990.74 | 0.62845 | 4.62 | 0.69737 | -0.068924 | 6.2338 | -0.95222 | -6.95 | -1.0575 | 0.10528 | -9.4224 | -0.22274 | -60.6 | 1.2192 | -1.4419 | -42.1022 | 0.62845 | 4.62 | 0.69737 | -0.068924 | 6.2338 | 0.51195 | -12 | 0.96134 | -0.44939 | -5.6202 | 0.012939 | 0.50191 | 0.092659 | 0.63514 | 12.8194 | 0.0081316 | -0.012321 | -0.0028821 | 0.0081316 | 0.0066243 | 0.059779 | -0.089927 | -0.78412 | 0.059779 | -0.15527 | 0.08066 | -0.12192 | -0.54477 | 0.08066 | -0.072721 | 0.012939 | 0.50191 | 0.092659 | 0.63514 | 12.8194 | 0.0081316 | -0.012321 | -0.0028821 | 0.0081316 | 0.0066243 | 0.059779 | -0.089927 | -0.78412 | 0.059779 | -0.15527 | 0.08066 | -0.12192 | -0.54477 | 0.08066 | -0.072721
89 | 0.33 | 0.35 | South/Central | CA | Redbluff.AP.725910 | 3 | 947304 | 37.6898 | 7.8502 | 48.938 | 37.4721 | 11.4659 | 1027.02 | 0.77667 | -31.66 | 1.7907 | -1.014 | -17.5663 | -0.804 | -43.23 | 0.035835 | -0.83983 | -33.2225 | -0.074522 | -96.88 | 2.3125 | -2.387 | -65.9023 | 0.77667 | -31.66 | 1.7907 | -1.014 | -17.5663 | 0.66017 | -48.28 | 2.0547 | -1.3945 | -29.4203 | 0.012939 | 0.48768 | 0.10157 | 0.63322 | 13.2888 | 0.010049 | -0.010403 | -0.00096425 | 0.010049 | 0.0085421 | -0.40965 | -0.55936 | -1.2535 | -0.40965 | -0.6247 | -0.22729 | -0.42987 | -0.85272 | -0.22729 | -0.38068 | 0.012939 | 0.48768 | 0.10157 | 0.63322 | 13.2888 | 0.010049 | -0.010403 | -0.00096425 | 0.010049 | 0.0085421 | -0.40965 | -0.55936 | -1.2535 | -0.40965 | -0.6247 | -0.22729 | -0.42987 | -0.85272 | -0.22729 | -0.38068
90 | 0.33 | 0.4 | South/Central | CA | Redbluff.AP.725910 | 3 | 947304 | 36.694 | 8.5494 | 48.9144 | 36.4825 | 12.4319 | 1065.59 | 0.8003 | -70.23 | 2.7803 | -1.98 | -43.5408 | -0.78036 | -81.8 | 1.0254 | -1.8058 | -59.197 | -0.050887 | -135.45 | 3.3021 | -3.3529 | -91.8767 | 0.8003 | -70.23 | 2.7803 | -1.98 | -43.5408 | 0.68381 | -86.85 | 3.0442 | -2.3604 | -55.3948 | 0.012939 | 0.47479 | 0.11062 | 0.63291 | 13.7879 | 0.010355 | -0.010097 | -0.00065843 | 0.010355 | 0.0088479 | -0.90872 | -1.0584 | -1.7526 | -0.90872 | -1.1238 | -0.56338 | -0.76596 | -1.1888 | -0.56338 | -0.71676 | 0.012939 | 0.47479 | 0.11062 | 0.63291 | 13.7879 | 0.010355 | -0.010097 | -0.00065843 | 0.010355 | 0.0088479 | -0.90872 | -1.0584 | -1.7526 | -0.90872 | -1.1238 | -0.56338 | -0.76596 | -1.1888 | -0.56338 | -0.71676
91 | 0.3 | 0.2 | South/Central | CA | Redbluff.AP.725910 | 3 | 947304 | 39.2394 | 6.3092 | 48.3208 | 39.0117 | 9.3092 | 933.06 | 1.3938 | 62.3 | 0.2511 | 1.1427 | 49.0739 | -0.18683 | 50.73 | -1.5038 | 1.3169 | 33.4177 | 0.54264 | -2.92 | 0.77288 | -0.23024 | 0.73796 | 1.3938 | 62.3 | 0.2511 | 1.1427 | 49.0739 | 1.2773 | 45.68 | 0.51507 | 0.76227 | 37.2199 | 0.012939 | 0.50773 | 0.081636 | 0.62523 | 12.073 | 0.018035 | -0.0024174 | 0.0070214 | 0.018035 | 0.016528 | 0.80611 | 0.65641 | -0.037782 | 0.80611 | 0.59106 | 0.63498 | 0.4324 | 0.0095486 | 0.63498 | 0.4816 | 0.012939 | 0.50773 | 0.081636 | 0.62523 | 12.073 | 0.018035 | -0.0024174 | 0.0070214 | 0.018035 | 0.016528 | 0.80611 | 0.65641 | -0.037782 | 0.80611 | 0.59106 | 0.63498 | 0.4324 | 0.0095486 | 0.63498 | 0.4816
92 | 0.3 | 0.25 | South/Central | CA | Redbluff.AP.725910 | 3 | 947304 | 37.9827 | 6.9795 | 47.9871 | 37.762 | 10.2252 | 965.99 | 1.7275 | 29.37 | 1.5008 | 0.22671 | 28.4585 | 0.14686 | 17.8 | -0.25405 | 0.40092 | 12.8023 | 0.87634 | -35.85 | 2.0226 | -1.1463 | -19.8775 | 1.7275 | 29.37 | 1.5008 | 0.22671 | 28.4585 | 1.611 | 12.75 | 1.7648 | -0.15375 | 16.6045 | 0.012939 | 0.49147 | 0.090309 | 0.62092 | 12.4991 | 0.022353 | 0.0019003 | 0.011339 | 0.022353 | 0.020845 | 0.38002 | 0.23032 | -0.46387 | 0.38002 | 0.16497 | 0.36823 | 0.16565 | -0.2572 | 0.36823 | 0.21485 | 0.012939 | 0.49147 | 0.090309 | 0.62092 | 12.4991 | 0.022353 | 0.0019003 | 0.011339 | 0.022353 | 0.020845 | 0.38002 | 0.23032 | -0.46387 | 0.38002 | 0.16497 | 0.36823 | 0.16565 | -0.2572 | 0.36823 | 0.21485
93 | 0.3 | 0.3 | South/Central | CA | Redbluff.AP.725910 | 3 | 947304 | 37.7265 | 7.251 | 48.134 | 37.5079 | 10.6261 | 983.79 | 1.5807 | 11.57 | 1.7549 | -0.1742 | 15.6562 | 0 | 0 | 0 | 0 | 0 | 0.72947 | -53.65 | 2.2766 | -1.5472 | -32.6798 | 1.5807 | 11.57 | 1.7549 | -0.1742 | 15.6562 | 1.4642 | -5.05 | 2.0188 | -0.55467 | 3.8022 | 0.012939 | 0.48815 | 0.093822 | 0.62282 | 12.7295 | 0.020452 | 0 | 0.0094388 | 0.020452 | 0.018945 | 0.14971 | 0 | -0.69419 | 0.14971 | -0.065343 | 0.20258 | 0 | -0.42285 | 0.20258 | 0.049197 | 0.012939 | 0.48815 | 0.093822 | 0.62282 | 12.7295 | 0.020452 | 0 | 0.0094388 | 0.020452 | 0.018945 | 0.14971 | 0 | -0.69419 | 0.14971 | -0.065343 | 0.20258 | 0 | -0.42285 | 0.20258 | 0.049197
94 | 0.3 | 0.35 | South/Central | CA | Redbluff.AP.725910 | 3 | 947304 | 36.6377 | 7.9417 | 48.0074 | 36.426 | 11.5813 | 1020.74 | 1.7073 | -25.38 | 2.8368 | -1.1294 | -8.6981 | 0.12664 | -36.95 | 1.0819 | -0.95525 | -24.3543 | 0.85612 | -90.6 | 3.3585 | -2.5024 | -57.0341 | 1.7073 | -25.38 | 2.8368 | -1.1294 | -8.6981 | 1.5908 | -42 | 3.1007 | -1.5099 | -20.5521 | 0.012939 | 0.47406 | 0.10276 | 0.62118 | 13.2076 | 0.022091 | 0.0016387 | 0.011077 | 0.022091 | 0.020584 | -0.3284 | -0.4781 | -1.1723 | -0.3284 | -0.54345 | -0.11255 | -0.31512 | -0.73797 | -0.11255 | -0.26593 | 0.012939 | 0.47406 | 0.10276 | 0.62118 | 13.2076 | 0.022091 | 0.0016387 | 0.011077 | 0.022091 | 0.020584 | -0.3284 | -0.4781 | -1.1723 | -0.3284 | -0.54345 | -0.11255 | -0.31512 | -0.73797 | -0.11255 | -0.26593
95 | 0.3 | 0.4 | South/Central | CA | Redbluff.AP.725910 | 3 | 947304 | 35.6604 | 8.6408 | 48.0022 | 35.4548 | 12.5474 | 1059.53 | 1.7125 | -64.17 | 3.808 | -2.0955 | -34.9146 | 0.13182 | -75.74 | 2.0531 | -1.9213 | -50.5708 | 0.86129 | -129.39 | 4.3298 | -3.4685 | -83.2506 | 1.7125 | -64.17 | 3.808 | -2.0955 | -34.9146 | 1.596 | -80.79 | 4.072 | -2.476 | -46.7686 | 0.012939 | 0.46142 | 0.11181 | 0.62111 | 13.7095 | 0.022158 | 0.0017056 | 0.011144 | 0.022158 | 0.020651 | -0.83031 | -0.98001 | -1.6742 | -0.83031 | -1.0454 | -0.45177 | -0.65435 | -1.0772 | -0.45177 | -0.60515 | 0.012939 | 0.46142 | 0.11181 | 0.62111 | 13.7095 | 0.022158 | 0.0017056 | 0.011144 | 0.022158 | 0.020651 | -0.83031 | -0.98001 | -1.6742 | -0.83031 | -1.0454 | -0.45177 | -0.65435 | -1.0772 | -0.45177 | -0.60515
96 | 0.28 | 0.2 | South/Central | CA | Redbluff.AP.725910 | 3 | 947304 | 38.5151 | 6.2984 | 47.5603 | 38.2914 | 9.2689 | 922.5 | 2.1543 | 72.86 | 0.97134 | 1.183 | 59.9821 | 0.57367 | 61.29 | -0.78352 | 1.3572 | 44.3259 | 1.3031 | 7.64 | 1.4931 | -0.18998 | 11.6461 | 2.1543 | 72.86 | 0.97134 | 1.183 | 59.9821 | 2.0378 | 56.24 | 1.2353 | 0.80253 | 48.1281 | 0.012939 | 0.49835 | 0.081496 | 0.61539 | 11.9364 | 0.027875 | 0.0074229 | 0.016862 | 0.027875 | 0.026368 | 0.94275 | 0.79304 | 0.098855 | 0.94275 | 0.7277 | 0.77612 | 0.57354 | 0.15069 | 0.77612 | 0.62274 | 0.012939 | 0.49835 | 0.081496 | 0.61539 | 11.9364 | 0.027875 | 0.0074229 | 0.016862 | 0.027875 | 0.026368 | 0.94275 | 0.79304 | 0.098855 | 0.94275 | 0.7277 | 0.77612 | 0.57354 | 0.15069 | 0.77612 | 0.62274
97 | 0.28 | 0.25 | South/Central | CA | Redbluff.AP.725910 | 3 | 947304 | 37.2597 | 7.0395 | 47.3342 | 37.0432 | 10.291 | 960.96 | 2.3805 | 34.4 | 2.2195 | 0.16092 | 35.0934 | 0.79979 | 22.83 | 0.46467 | 0.33512 | 19.4372 | 1.5293 | -30.82 | 2.7413 | -1.212 | -13.2426 | 2.3805 | 34.4 | 2.2195 | 0.16092 | 35.0934 | 2.264 | 17.78 | 2.4835 | -0.21954 | 23.2393 | 0.012939 | 0.48211 | 0.091085 | 0.61247 | 12.4341 | 0.030801 | 0.010349 | 0.019788 | 0.030801 | 0.029294 | 0.44511 | 0.2954 | -0.39879 | 0.44511 | 0.23006 | 0.45408 | 0.2515 | -0.17135 | 0.45408 | 0.3007 | 0.012939 | 0.48211 | 0.091085 | 0.61247 | 12.4341 | 0.030801 | 0.010349 | 0.019788 | 0.030801 | 0.029294 | 0.44511 | 0.2954 | -0.39879 | 0.44511 | 0.23006 | 0.45408 | 0.2515 | -0.17135 | 0.45408 | 0.3007
98 | 0.28 | 0.3 | South/Central | CA | Redbluff.AP.725910 | 3 | 947304 | 36.774 | 7.434 | 47.4246 | 36.561 | 10.8635 | 985.02 | 2.2901 | 10.34 | 2.7017 | -0.41163 | 18.3505 | 0.70943 | -1.23 | 0.94686 | -0.23743 | 2.6943 | 1.4389 | -54.88 | 3.2235 | -1.7846 | -29.9855 | 2.2901 | 10.34 | 2.7017 | -0.41163 | 18.3505 | 2.1736 | -6.28 | 2.9657 | -0.7921 | 6.4964 | 0.012939 | 0.47583 | 0.096191 | 0.61364 | 12.7454 | 0.029632 | 0.0091795 | 0.018618 | 0.029632 | 0.028125 | 0.13379 | -0.015915 | -0.7101 | 0.13379 | -0.081258 | 0.23744 | 0.034862 | -0.38799 | 0.23744 | 0.084059 | 0.012939 | 0.47583 | 0.096191 | 0.61364 | 12.7454 | 0.029632 | 0.0091795 | 0.018618 | 0.029632 | 0.028125 | 0.13379 | -0.015915 | -0.7101 | 0.13379 | -0.081258 | 0.23744 | 0.034862 | -0.38799 | 0.23744 | 0.084059
99 | 0.28 | 0.35 | South/Central | CA | Redbluff.AP.725910 | 3 | 947304 | 35.7153 | 8.1447 | 47.3495 | 35.5089 | 11.8406 | 1023.44 | 2.3651 | -28.08 | 3.7539 | -1.3887 | -7.2634 | 0.78448 | -39.65 | 1.999 | -1.2145 | -22.9196 | 1.514 | -93.3 | 4.2756 | -2.7617 | -55.5994 | 2.3651 | -28.08 | 3.7539 | -1.3887 | -7.2634 | 2.2487 | -44.7 | 4.0178 | -1.7692 | -19.1175 | 0.012939 | 0.46213 | 0.10539 | 0.61266 | 13.2425 | 0.030603 | 0.010151 | 0.019589 | 0.030603 | 0.029096 | -0.36333 | -0.51304 | -1.2072 | -0.36333 | -0.57838 | -0.093983 | -0.29656 | -0.71941 | -0.093983 | -0.24736 | 0.012939 | 0.46213 | 0.10539 | 0.61266 | 13.2425 | 0.030603 | 0.010151 | 0.019589 | 0.030603 | 0.029096 | -0.36333 | -0.51304 | -1.2072 | -0.36333 | -0.57838 | -0.093983 | -0.29656 | -0.71941 | -0.093983 | -0.24736
100 | 0.28 | 0.4 | South/Central | CA | Redbluff.AP.725910 | 3 | 947304 | 34.9491 | 8.7039 | 47.364 | 34.7475 | 12.6165 | 1054.82 | 2.3507 | -59.46 | 4.5153 | -2.1646 | -28.5579 | 0.77006 | -71.03 | 2.7604 | -1.9904 | -44.2141 | 1.4995 | -124.68 | 5.0371 | -3.5376 | -76.8939 | 2.3507 | -59.46 | 4.5153 | -2.1646 | -28.5579 | 2.2342 | -76.08 | 4.7793 | -2.545 | -40.412 | 0.012939 | 0.45221 | 0.11262 | 0.61285 | 13.6485 | 0.030416 | 0.0099639 | 0.019403 | 0.030416 | 0.028909 | -0.76936 | -0.91907 | -1.6133 | -0.76936 | -0.98441 | -0.36952 | -0.5721 | -0.99495 | -0.36952 | -0.5229 | 0.012939 | 0.45221 | 0.11262 | 0.61285 | 13.6485 | 0.030416 | 0.0099639 | 0.019403 | 0.030416 | 0.028909 | -0.76936 | -0.91907 | -1.6133 | -0.76936 | -0.98441 | -0.36952 | -0.5721 | -0.99495 | -0.36952 | -0.5229
101 | 0.27 | 0.2 | South/Central | CA | Redbluff.AP.725910 | 3 | 947304 | 38.153 | 6.2945 | 47.1873 | 37.9313 | 9.256 | 917.6 | 2.5274 | 77.76 | 1.3315 | 1.1959 | 65.146 | 0.94669 | 66.19 | -0.42339 | 1.3701 | 49.4898 | 1.6762 | 12.54 | 1.8533 | -0.17708 | 16.8101 | 2.5274 | 77.76 | 1.3315 | 1.1959 | 65.146 | 2.4109 | 61.14 | 1.5954 | 0.81542 | 53.292 | 0.012939 | 0.49367 | 0.081446 | 0.61057 | 11.873 | 0.032702 | 0.012249 | 0.021688 | 0.032702 | 0.031195 | 1.0062 | 0.85645 | 0.16226 | 1.0062 | 0.7911 | 0.84294 | 0.64036 | 0.21751 | 0.84294 | 0.68956 | 0.012939 | 0.49367 | 0.081446 | 0.61057 | 11.873 | 0.032702 | 0.012249 | 0.021688 | 0.032702 | 0.031195 | 1.0062 | 0.85645 | 0.16226 | 1.0062 | 0.7911 | 0.84294 | 0.64036 | 0.21751 | 0.84294 | 0.68956
102 | 0.27 | 0.25 | South/Central | CA | Redbluff.AP.725910 | 3 | 947304 | 36.8906 | 7.0694 | 47.0049 | 36.6762 | 10.3287 | 958.62 | 2.7097 | 36.74 | 2.5865 | 0.12318 | 38.3152 | 1.1291 | 25.17 | 0.83168 | 0.29738 | 22.659 | 1.8585 | -28.48 | 3.1083 | -1.2498 | -10.0208 | 2.7097 | 36.74 | 2.5865 | 0.12318 | 38.3152 | 2.5932 | 20.12 | 2.8505 | -0.25728 | 26.4612 | 0.012939 | 0.47733 | 0.091473 | 0.60821 | 12.4038 | 0.035062 | 0.014609 | 0.024048 | 0.035062 | 0.033554 | 0.47539 | 0.32568 | -0.36851 | 0.47539 | 0.26034 | 0.49577 | 0.29319 | -0.12966 | 0.49577 | 0.34239 | 0.012939 | 0.47733 | 0.091473 | 0.60821 | 12.4038 | 0.035062 | 0.014609 | 0.024048 | 0.035062 | 0.033554 | 0.47539 | 0.32568 | -0.36851 | 0.47539 | 0.26034 | 0.49577 | 0.29319 | -0.12966 | 0.49577 | 0.34239
103 | 0.27 | 0.3 | South/Central | CA | Redbluff.AP.725910 | 3 | 947304 | 36.2522 | 7.5472 | 47.0558 | 36.0422 | 11.0136 | 986.73 | 2.6589 | 8.63 | 3.2206 | -0.56169 | 19.0263 | 1.0782 | -2.94 | 1.4657 | -0.38749 | 3.3701 | 1.8077 | -56.59 | 3.7423 | -1.9347 | -29.3096 | 2.6589 | 8.63 | 3.2206 | -0.56169 | 19.0263 | 2.5424 | -7.99 | 3.4845 | -0.94216 | 7.1723 | 0.012939 | 0.46907 | 0.097654 | 0.60886 | 12.7675 | 0.034404 | 0.013951 | 0.02339 | 0.034404 | 0.032896 | 0.11167 | -0.038041 | -0.73223 | 0.11167 | -0.10338 | 0.24619 | 0.043607 | -0.37924 | 0.24619 | 0.092804 | 0.012939 | 0.46907 | 0.097654 | 0.60886 | 12.7675 | 0.034404 | 0.013951 | 0.02339 | 0.034404 | 0.032896 | 0.11167 | -0.038041 | -0.73223 | 0.11167 | -0.10338 | 0.24619 | 0.043607 | -0.37924 | 0.24619 | 0.092804
104 | 0.27 | 0.35 | South/Central | CA | Redbluff.AP.725910 | 3 | 947304 | 35.1819 | 8.3078 | 47.0391 | 34.9787 | 12.0605 | 1028.66 | 2.6755 | -33.3 | 4.2841 | -1.6086 | -9.2409 | 1.0949 | -44.87 | 2.5293 | -1.4344 | -24.897 | 1.8243 | -98.52 | 4.8059 | -2.9816 | -57.5768 | 2.6755 | -33.3 | 4.2841 | -1.6086 | -9.2409 | 2.559 | -49.92 | 4.5481 | -1.9891 | -21.0949 | 0.012939 | 0.45523 | 0.1075 | 0.60865 | 13.31 | 0.034619 | 0.014167 | 0.023605 | 0.034619 | 0.033112 | -0.43088 | -0.58058 | -1.2748 | -0.43088 | -0.64592 | -0.11957 | -0.32215 | -0.745 | -0.11957 | -0.27295 | 0.012939 | 0.45523 | 0.1075 | 0.60865 | 13.31 | 0.034619 | 0.014167 | 0.023605 | 0.034619 | 0.033112 | -0.43088 | -0.58058 | -1.2748 | -0.43088 | -0.64592 | -0.11957 | -0.32215 | -0.745 | -0.11957 | -0.27295
105 | 0.27 | 0.4 | South/Central | CA | Redbluff.AP.725910 | 3 | 947304 | 34.5984 | 8.7339 | 47.0533 | 34.3988 | 12.6545 | 1052.7 | 2.6614 | -57.34 | 4.864 | -2.2026 | -25.5829 | 1.0807 | -68.91 | 3.1091 | -2.0284 | -41.2391 | 1.8102 | -122.56 | 5.3858 | -3.5756 | -73.9188 | 2.6614 | -57.34 | 4.864 | -2.2026 | -25.5829 | 2.5449 | -73.96 | 5.128 | -2.583 | -37.4369 | 0.012939 | 0.44768 | 0.11301 | 0.60883 | 13.6211 | 0.034436 | 0.013984 | 0.023423 | 0.034436 | 0.032929 | -0.74193 | -0.89164 | -1.5858 | -0.74193 | -0.95698 | -0.33102 | -0.5336 | -0.95645 | -0.33102 | -0.4844 | 0.012939 | 0.44768 | 0.11301 | 0.60883 | 13.6211 | 0.034436 | 0.013984 | 0.023423 | 0.034436 | 0.032929 | -0.74193 | -0.89164 | -1.5858 | -0.74193 | -0.95698 | -0.33102 | -0.5336 | -0.95645 | -0.33102 | -0.4844
106 | 0.26 | 0.2 | South/Central | CA | Redbluff.AP.725910 | 3 | 947304 | 37.7809 | 6.3075 | 46.8296 | 37.5613 | 9.2683 | 913.89 | 2.8851 | 81.47 | 1.7015 | 1.1836 | 69.4261 | 1.3044 | 69.9 | -0.053352 | 1.3578 | 53.7699 | 2.0339 | 16.25 | 2.2233 | -0.18942 | 21.0901 | 2.8851 | 81.47 | 1.7015 | 1.1836 | 69.4261 | 2.7686 | 64.85 | 1.9655 | 0.80309 | 57.5721 | 0.012939 | 0.48885 | 0.081613 | 0.60594 | 11.825 | 0.03733 | 0.016878 | 0.026317 | 0.03733 | 0.035823 | 1.0542 | 0.90445 | 0.21026 | 1.0542 | 0.83911 | 0.89832 | 0.69574 | 0.27289 | 0.89832 | 0.74494 | 0.012939 | 0.48885 | 0.081613 | 0.60594 | 11.825 | 0.03733 | 0.016878 | 0.026317 | 0.03733 | 0.035823 | 1.0542 | 0.90445 | 0.21026 | 1.0542 | 0.83911 | 0.89832 | 0.69574 | 0.27289 | 0.89832 | 0.74494
107 | 0.26 | 0.25 | South/Central | CA | Redbluff.AP.725910 | 3 | 947304 | 36.5284 | 7.091 | 46.6743 | 36.3161 | 10.3582 | 955.92 | 3.0404 | 39.44 | 2.9467 | 0.093711 | 41.7799 | 1.4597 | 27.87 | 1.1918 | 0.26791 | 26.1237 | 2.1892 | -25.78 | 3.4684 | -1.2793 | -6.5561 | 3.0404 | 39.44 | 2.9467 | 0.093711 | 41.7799 | 2.9239 | 22.82 | 3.2106 | -0.28675 | 29.9259 | 0.012939 | 0.47265 | 0.091752 | 0.60393 | 12.3688 | 0.03934 | 0.018888 | 0.028326 | 0.03934 | 0.037833 | 0.51032 | 0.36062 | -0.33357 | 0.51032 | 0.29527 | 0.5406 | 0.33802 | -0.08483 | 0.5406 | 0.38722 | 0.012939 | 0.47265 | 0.091752 | 0.60393 | 12.3688 | 0.03934 | 0.018888 | 0.028326 | 0.03934 | 0.037833 | 0.51032 | 0.36062 | -0.33357 | 0.51032 | 0.29527 | 0.5406 | 0.33802 | -0.08483 | 0.5406 | 0.38722
108 | 0.26 | 0.3 | South/Central | CA | Redbluff.AP.725910 | 3 | 947304 | 35.659 | 7.7202 | 46.6871 | 35.4524 | 11.2346 | 991.31 | 3.0276 | 4.05 | 3.8103 | -0.78275 | 17.7697 | 1.4469 | -7.52 | 2.0555 | -0.60855 | 2.1135 | 2.1764 | -61.17 | 4.3321 | -2.1557 | -30.5662 | 3.0276 | 4.05 | 3.8103 | -0.78275 | 17.7697 | 2.9111 | -12.57 | 4.0743 | -1.1632 | 5.9157 | 0.012939 | 0.4614 | 0.099893 | 0.60409 | 12.8268 | 0.039174 | 0.018722 | 0.028161 | 0.039174 | 0.037667 | 0.052404 | -0.097303 | -0.79149 | 0.052404 | -0.16265 | 0.22993 | 0.027348 | -0.3955 | 0.22993 | 0.076545 | 0.012939 | 0.4614 | 0.099893 | 0.60409 | 12.8268 | 0.039174 | 0.018722 | 0.028161 | 0.039174 | 0.037667 | 0.052404 | -0.097303 | -0.79149 | 0.052404 | -0.16265 | 0.22993 | 0.027348 | -0.3955 | 0.22993 | 0.076545
109 | 0.26 | 0.35 | South/Central | CA | Redbluff.AP.725910 | 3 | 947304 | 34.6401 | 8.4809 | 46.722 | 34.44 | 12.282 | 1033.86 | 2.9927 | -38.5 | 4.8228 | -1.8301 | -11.1735 | 1.4121 | -50.07 | 3.0679 | -1.6559 | -26.8297 | 2.1415 | -103.72 | 5.3446 | -3.203 | -59.5095 | 2.9927 | -38.5 | 4.8228 | -1.8301 | -11.1735 | 2.8762 | -55.12 | 5.0868 | -2.2105 | -23.0275 | 0.012939 | 0.44822 | 0.10974 | 0.60454 | 13.3773 | 0.038723 | 0.018271 | 0.02771 | 0.038723 | 0.037216 | -0.49816 | -0.64787 | -1.3421 | -0.49816 | -0.71321 | -0.14458 | -0.34715 | -0.77 | -0.14458 | -0.29796 | 0.012939 | 0.44822 | 0.10974 | 0.60454 | 13.3773 | 0.038723 | 0.018271 | 0.02771 | 0.038723 | 0.037216 | -0.49816 | -0.64787 | -1.3421 | -0.49816 | -0.71321 | -0.14458 | -0.34715 | -0.77 | -0.14458 | -0.29796
110 | 0.26 | 0.4 | South/Central | CA | Redbluff.AP.725910 | 3 | 947304 | 34.2378 | 8.7739 | 46.7426 | 34.0402 | 12.7024 | 1050.98 | 2.9721 | -55.62 | 5.2226 | -2.2505 | -22.8779 | 1.3914 | -67.19 | 3.4677 | -2.0763 | -38.5341 | 2.1209 | -120.84 | 5.7444 | -3.6235 | -71.2139 | 2.9721 | -55.62 | 5.2226 | -2.2505 | -22.8779 | 2.8556 | -72.24 | 5.4866 | -2.631 | -34.7319 | 0.012939 | 0.44301 | 0.11353 | 0.60481 | 13.5988 | 0.038456 | 0.018004 | 0.027443 | 0.038456 | 0.036949 | -0.71968 | -0.86938 | -1.5636 | -0.71968 | -0.93473 | -0.29602 | -0.4986 | -0.92145 | -0.29602 | -0.4494 | 0.012939 | 0.44301 | 0.11353 | 0.60481 | 13.5988 | 0.038456 | 0.018004 | 0.027443 | 0.038456 | 0.036949 | -0.71968 | -0.86938 | -1.5636 | -0.71968 | -0.93473 | -0.29602 | -0.4986 | -0.92145 | -0.29602 | -0.4494
111 | 0.25 | 0.2 | South/Central | CA | Redbluff.AP.725910 | 3 | 947304 | 37.4004 | 6.3288 | 46.4803 | 37.1828 | 9.2974 | 910.97 | 3.2344 | 84.39 | 2.08 | 1.1545 | 73.1426 | 1.6538 | 72.82 | 0.32509 | 1.3287 | 57.4864 | 2.3832 | 19.17 | 2.6017 | -0.2185 | 24.8066 | 3.2344 | 84.39 | 2.08 | 1.1545 | 73.1426 | 3.1179 | 67.77 | 2.3439 | 0.774 | 61.2885 | 0.012939 | 0.48393 | 0.081889 | 0.60142 | 11.7872 | 0.041851 | 0.021398 | 0.030837 | 0.041851 | 0.040343 | 1.0919 | 0.94223 | 0.24804 | 1.0919 | 0.87689 | 0.94641 | 0.74383 | 0.32098 | 0.94641 | 0.79302 | 0.012939 | 0.48393 | 0.081889 | 0.60142 | 11.7872 | 0.041851 | 0.021398 | 0.030837 | 0.041851 | 0.040343 | 1.0919 | 0.94223 | 0.24804 | 1.0919 | 0.87689 | 0.94641 | 0.74383 | 0.32098 | 0.94641 | 0.79302
112 | 0.25 | 0.25 | South/Central | CA | Redbluff.AP.725910 | 3 | 947304 | 36.1577 | 7.1211 | 46.3352 | 35.9476 | 10.3876 | 953.12 | 3.3794 | 42.24 | 3.3152 | 0.064257 | 45.3536 | 1.7988 | 30.67 | 1.5603 | 0.23846 | 29.6974 | 2.5283 | -22.98 | 3.837 | -1.3087 | -2.9824 | 3.3794 | 42.24 | 3.3152 | 0.064257 | 45.3536 | 3.2629 | 25.62 | 3.5792 | -0.31621 | 33.4996 | 0.012939 | 0.46785 | 0.092141 | 0.59954 | 12.3326 | 0.043727 | 0.023275 | 0.032714 | 0.043727 | 0.04222 | 0.54655 | 0.39685 | -0.29734 | 0.54655 | 0.3315 | 0.58684 | 0.38426 | -0.038589 | 0.58684 | 0.43346 | 0.012939 | 0.46785 | 0.092141 | 0.59954 | 12.3326 | 0.043727 | 0.023275 | 0.032714 | 0.043727 | 0.04222 | 0.54655 | 0.39685 | -0.29734 | 0.54655 | 0.3315 | 0.58684 | 0.38426 | -0.038589 | 0.58684 | 0.43346
113 | 0.25 | 0.3 | South/Central | CA | Redbluff.AP.725910 | 3 | 947304 | 35.0573 | 7.9017 | 46.3269 | 34.8543 | 11.4726 | 996.67 | 3.3878 | -1.31 | 4.4085 | -1.0207 | 15.9439 | 1.8071 | -12.88 | 2.6536 | -0.84651 | 0.28775 | 2.5366 | -66.53 | 4.9303 | -2.3937 | -32.392 | 3.3878 | -1.31 | 4.4085 | -1.0207 | 15.9439 | 3.2713 | -17.93 | 4.6725 | -1.4012 | 4.0899 | 0.012939 | 0.45361 | 0.10224 | 0.59943 | 12.8961 | 0.043835 | 0.023383 | 0.032822 | 0.043835 | 0.042328 | -0.01695 | -0.16666 | -0.86084 | -0.01695 | -0.232 | 0.2063 | 0.0037233 | -0.41913 | 0.2063 | 0.05292 | 0.012939 | 0.45361 | 0.10224 | 0.59943 | 12.8961 | 0.043835 | 0.023383 | 0.032822 | 0.043835 | 0.042328 | -0.01695 | -0.16666 | -0.86084 | -0.01695 | -0.232 | 0.2063 | 0.0037233 | -0.41913 | 0.2063 | 0.05292
114 | 0.25 | 0.35 | South/Central | CA | Redbluff.AP.725910 | 3 | 947304 | 34.0684 | 8.7108 | 46.4601 | 33.8716 | 12.5886 | 1043.13 | 3.2546 | -47.77 | 5.3912 | -2.1367 | -16.1359 | 1.6739 | -59.34 | 3.6363 | -1.9625 | -31.7921 | 2.4034 | -112.99 | 5.913 | -3.5096 | -64.4719 | 3.2546 | -47.77 | 5.3912 | -2.1367 | -16.1359 | 3.1381 | -64.39 | 5.6552 | -2.5171 | -27.99 | 0.012939 | 0.44082 | 0.11271 | 0.60116 | 13.4973 | 0.042111 | 0.021659 | 0.031098 | 0.042111 | 0.040604 | -0.61811 | -0.76781 | -1.462 | -0.61811 | -0.83315 | -0.20879 | -0.41136 | -0.83421 | -0.20879 | -0.36217 | 0.012939 | 0.44082 | 0.11271 | 0.60116 | 13.4973 | 0.042111 | 0.021659 | 0.031098 | 0.042111 | 0.040604 | -0.61811 | -0.76781 | -1.462 | -0.61811 | -0.83315 | -0.20879 | -0.41136 | -0.83421 | -0.20879 | -0.36217
115 | 0.25 | 0.4 | South/Central | CA | Redbluff.AP.725910 | 3 | 947304 | 33.8772 | 8.8054 | 46.4234 | 33.6816 | 12.7419 | 1048.83 | 3.2912 | -53.47 | 5.5812 | -2.29 | -19.8337 | 1.7106 | -65.04 | 3.8263 | -2.1158 | -35.4899 | 2.44 | -118.69 | 6.103 | -3.6629 | -68.1697 | 3.2912 | -53.47 | 5.5812 | -2.29 | -19.8337 | 3.1747 | -70.09 | 5.8452 | -2.6704 | -31.6877 | 0.012939 | 0.43834 | 0.11394 | 0.60068 | 13.571 | 0.042586 | 0.022133 | 0.031572 | 0.042586 | 0.041078 | -0.69186 | -0.84157 | -1.5358 | -0.69186 | -0.90691 | -0.25663 | -0.45921 | -0.88206 | -0.25663 | -0.41001 | 0.012939 | 0.43834 | 0.11394 | 0.60068 | 13.571 | 0.042586 | 0.022133 | 0.031572 | 0.042586 | 0.041078 | -0.69186 | -0.84157 | -1.5358 | -0.69186 | -0.90691 | -0.25663 | -0.45921 | -0.88206 | -0.25663 | -0.41001
116 | 0.24 | 0.2 | South/Central | CA | Redbluff.AP.725910 | 3 | 947304 | 37.0284 | 6.36 | 46.1408 | 36.8128 | 9.3281 | 908.21 | 3.5738 | 87.15 | 2.45 | 1.1238 | 76.6889 | 1.9932 | 75.58 | 0.69513 | 1.298 | 61.0327 | 2.7226 | 21.93 | 2.9718 | -0.24913 | 28.3529 | 3.5738 | 87.15 | 2.45 | 1.1238 | 76.6889 | 3.4573 | 70.53 | 2.714 | 0.74338 | 64.8349 | 0.012939 | 0.47912 | 0.082293 | 0.59703 | 11.7515 | 0.046243 | 0.02579 | 0.035229 | 0.046243 | 0.044735 | 1.1277 | 0.97794 | 0.28376 | 1.1277 | 0.9126 | 0.99229 | 0.78971 | 0.36686 | 0.99229 | 0.83891 | 0.012939 | 0.47912 | 0.082293 | 0.59703 | 11.7515 | 0.046243 | 0.02579 | 0.035229 | 0.046243 | 0.044735 | 1.1277 | 0.97794 | 0.28376 | 1.1277 | 0.9126 | 0.99229 | 0.78971 | 0.36686 | 0.99229 | 0.83891
117 | 0.24 | 0.25 | South/Central | CA | Redbluff.AP.725910 | 3 | 947304 | 35.7855 | 7.1526 | 46.0046 | 35.5775 | 10.427 | 950.82 | 3.7101 | 44.54 | 3.6852 | 0.024868 | 48.5484 | 2.1294 | 32.97 | 1.9304 | 0.19907 | 32.8923 | 2.8589 | -20.68 | 4.207 | -1.3481 | 0.21249 | 3.7101 | 44.54 | 3.6852 | 0.024868 | 48.5484 | 3.5936 | 27.92 | 3.9492 | -0.3556 | 36.6944 | 0.012939 | 0.46304 | 0.092549 | 0.59526 | 12.3028 | 0.048006 | 0.027553 | 0.036992 | 0.048006 | 0.046498 | 0.57631 | 0.42661 | -0.26758 | 0.57631 | 0.36126 | 0.62818 | 0.4256 | 0.0027495 | 0.62818 | 0.4748 | 0.012939 | 0.46304 | 0.092549 | 0.59526 | 12.3028 | 0.048006 | 0.027553 | 0.036992 | 0.048006 | 0.046498 | 0.57631 | 0.42661 | -0.26758 | 0.57631 | 0.36126 | 0.62818 | 0.4256 | 0.0027495 | 0.62818 | 0.4748
118 | 0.24 | 0.3 | South/Central | CA | Redbluff.AP.725910 | 3 | 947304 | 34.6951 | 7.9332 | 46.0062 | 34.4941 | 11.512 | 994.49 | 3.7085 | 0.87 | 4.7686 | -1.0601 | 19.0092 | 2.1278 | -10.7 | 3.0138 | -0.88594 | 3.353 | 2.8573 | -64.35 | 5.2904 | -2.4331 | -29.3268 | 3.7085 | 0.87 | 4.7686 | -1.0601 | 19.0092 | 3.592 | -15.75 | 5.0326 | -1.4406 | 7.1551 | 0.012939 | 0.44893 | 0.10265 | 0.59528 | 12.8679 | 0.047985 | 0.027532 | 0.036971 | 0.047985 | 0.046478 | 0.011257 | -0.13845 | -0.83264 | 0.011257 | -0.20379 | 0.24596 | 0.043385 | -0.37947 | 0.24596 | 0.092582 | 0.012939 | 0.44893 | 0.10265 | 0.59528 | 12.8679 | 0.047985 | 0.027532 | 0.036971 | 0.047985 | 0.046478 | 0.011257 | -0.13845 | -0.83264 | 0.011257 | -0.20379 | 0.24596 | 0.043385 | -0.37947 | 0.24596 | 0.092582
119 | 0.24 | 0.35 | South/Central | CA | Redbluff.AP.725910 | 3 | 947304 | 33.7077 | 8.7424 | 46.1394 | 33.513 | 12.6265 | 1040.9 | 3.5752 | -45.54 | 5.7498 | -2.1746 | -13.0304 | 1.9946 | -57.11 | 3.995 | -2.0004 | -28.6866 | 2.724 | -110.76 | 6.2716 | -3.5476 | -61.3664 | 3.5752 | -45.54 | 5.7498 | -2.1746 | -13.0304 | 3.4587 | -62.16 | 6.0138 | -2.5551 | -24.8844 | 0.012939 | 0.43615 | 0.11312 | 0.59701 | 13.4684 | 0.04626 | 0.025808 | 0.035247 | 0.04626 | 0.044753 | -0.58925 | -0.73896 | -1.4331 | -0.58925 | -0.8043 | -0.1686 | -0.37118 | -0.79403 | -0.1686 | -0.32198 | 0.012939 | 0.43615 | 0.11312 | 0.59701 | 13.4684 | 0.04626 | 0.025808 | 0.035247 | 0.04626 | 0.044753 | -0.58925 | -0.73896 | -1.4331 | -0.58925 | -0.8043 | -0.1686 | -0.37118 | -0.79403 | -0.1686 | -0.32198
120 | 0.24 | 0.4 | South/Central | CA | Redbluff.AP.725910 | 3 | 947304 | 33.525 | 8.837 | 46.1044 | 33.3314 | 12.773 | 1046.35 | 3.6103 | -50.99 | 5.9314 | -2.3211 | -16.5632 | 2.0296 | -62.56 | 4.1765 | -2.1469 | -32.2194 | 2.7591 | -116.21 | 6.4532 | -3.6941 | -64.8992 | 3.6103 | -50.99 | 5.9314 | -2.3211 | -16.5632 | 3.4938 | -67.61 | 6.1954 | -2.7016 | -28.4172 | 0.012939 | 0.43379 | 0.11434 | 0.59655 | 13.5389 | 0.046714 | 0.026262 | 0.035701 | 0.046714 | 0.045207 | -0.65977 | -0.80948 | -1.5037 | -0.65977 | -0.87482 | -0.21431 | -0.41689 | -0.83974 | -0.21431 | -0.3677 | 0.012939 | 0.43379 | 0.11434 | 0.59655 | 13.5389 | 0.046714 | 0.026262 | 0.035701 | 0.046714 | 0.045207 | -0.65977 | -0.80948 | -1.5037 | -0.65977 | -0.87482 | -0.21431 | -0.41689 | -0.83974 | -0.21431 | -0.3677
121 | 0.22 | 0.2 | South/Central | CA | Redbluff.AP.725910 | 3 | 947304 | 36.2758 | 6.4109 | 45.4589 | 36.0643 | 9.3946 | 902.88 | 4.2557 | 92.48 | 3.1985 | 1.0573 | 83.6765 | 2.6751 | 80.91 | 1.4436 | 1.2315 | 68.0203 | 3.4046 | 27.26 | 3.7203 | -0.3157 | 35.3405 | 4.2557 | 92.48 | 3.1985 | 1.0573 | 83.6765 | 4.1393 | 75.86 | 3.4624 | 0.6768 | 71.8225 | 0.012939 | 0.46938 | 0.082952 | 0.5882 | 11.6825 | 0.055066 | 0.034613 | 0.044052 | 0.055066 | 0.053559 | 1.1966 | 1.0469 | 0.35272 | 1.1966 | 0.98157 | 1.0827 | 0.88013 | 0.45728 | 1.0827 | 0.92933 | 0.012939 | 0.46938 | 0.082952 | 0.5882 | 11.6825 | 0.055066 | 0.034613 | 0.044052 | 0.055066 | 0.053559 | 1.1966 | 1.0469 | 0.35272 | 1.1966 | 0.98157 | 1.0827 | 0.88013 | 0.45728 | 1.0827 | 0.92933
122 | 0.22 | 0.25 | South/Central | CA | Redbluff.AP.725910 | 3 | 947304 | 35.0343 | 7.2141 | 45.3348 | 34.8306 | 10.5042 | 946.07 | 4.3799 | 49.29 | 4.4322 | -0.052291 | 55.0918 | 2.7992 | 37.72 | 2.6773 | 0.12191 | 39.4357 | 3.5287 | -15.93 | 4.954 | -1.4253 | 6.7559 | 4.3799 | 49.29 | 4.4322 | -0.052291 | 55.0918 | 4.2634 | 32.67 | 4.6962 | -0.43276 | 43.2378 | 0.012939 | 0.45332 | 0.093345 | 0.5866 | 12.2414 | 0.056672 | 0.03622 | 0.045659 | 0.056672 | 0.055165 | 0.63777 | 0.48807 | -0.20612 | 0.63777 | 0.42272 | 0.71284 | 0.51027 | 0.087416 | 0.71284 | 0.55946 | 0.012939 | 0.45332 | 0.093345 | 0.5866 | 12.2414 | 0.056672 | 0.03622 | 0.045659 | 0.056672 | 0.055165 | 0.63777 | 0.48807 | -0.20612 | 0.63777 | 0.42272 | 0.71284 | 0.51027 | 0.087416 | 0.71284 | 0.55946
123 | 0.22 | 0.3 | South/Central | CA | Redbluff.AP.725910 | 3 | 947304 | 33.9538 | 8.0048 | 45.3564 | 33.7571 | 11.5993 | 990.38 | 4.3583 | 4.98 | 5.5057 | -1.1474 | 25.0187 | 2.7776 | -6.59 | 3.7508 | -0.97322 | 9.3625 | 3.5071 | -60.24 | 6.0275 | -2.5204 | -23.3173 | 4.3583 | 4.98 | 5.5057 | -1.1474 | 25.0187 | 4.2418 | -11.64 | 5.7697 | -1.5279 | 13.1647 | 0.012939 | 0.43934 | 0.10358 | 0.58688 | 12.8147 | 0.056392 | 0.03594 | 0.045379 | 0.056392 | 0.054885 | 0.064437 | -0.085269 | -0.77946 | 0.064437 | -0.15061 | 0.32372 | 0.12114 | -0.30171 | 0.32372 | 0.17034 | 0.012939 | 0.43934 | 0.10358 | 0.58688 | 12.8147 | 0.056392 | 0.03594 | 0.045379 | 0.056392 | 0.054885 | 0.064437 | -0.085269 | -0.77946 | 0.064437 | -0.15061 | 0.32372 | 0.12114 | -0.30171 | 0.32372 | 0.17034
124 | 0.22 | 0.35 | South/Central | CA | Redbluff.AP.725910 | 3 | 947304 | 32.9865 | 8.8139 | 45.5096 | 32.7958 | 12.7139 | 1037.02 | 4.205 | -41.66 | 6.467 | -2.262 | -7.2811 | 2.6244 | -53.23 | 4.7122 | -2.0878 | -22.9373 | 3.3539 | -106.88 | 6.9888 | -3.635 | -55.6171 | 4.205 | -41.66 | 6.467 | -2.262 | -7.2811 | 4.0885 | -58.28 | 6.731 | -2.6424 | -19.1351 | 0.012939 | 0.42682 | 0.11404 | 0.58886 | 13.4182 | 0.05441 | 0.033957 | 0.043396 | 0.05441 | 0.052903 | -0.53905 | -0.68875 | -1.3829 | -0.53905 | -0.7541 | -0.094212 | -0.29679 | -0.71964 | -0.094212 | -0.24759 | 0.012939 | 0.42682 | 0.11404 | 0.58886 | 13.4182 | 0.05441 | 0.033957 | 0.043396 | 0.05441 | 0.052903 | -0.53905 | -0.68875 | -1.3829 | -0.53905 | -0.7541 | -0.094212 | -0.29679 | -0.71964 | -0.094212 | -0.24759
125 | 0.22 | 0.4 | South/Central | CA | Redbluff.AP.725910 | 3 | 947304 | 32.8038 | 8.9085 | 45.4746 | 32.6142 | 12.8604 | 1042.48 | 4.2401 | -47.12 | 6.6486 | -2.4086 | -10.8169 | 2.6594 | -58.69 | 4.8937 | -2.2343 | -26.4731 | 3.3889 | -112.34 | 7.1704 | -3.7815 | -59.1529 | 4.2401 | -47.12 | 6.6486 | -2.4086 | -10.8169 | 4.1236 | -63.74 | 6.9126 | -2.789 | -22.6709 | 0.012939 | 0.42445 | 0.11527 | 0.58841 | 13.4889 | 0.054863 | 0.03441 | 0.043849 | 0.054863 | 0.053356 | -0.60969 | -0.7594 | -1.4536 | -0.60969 | -0.82474 | -0.13996 | -0.34254 | -0.76539 | -0.13996 | -0.29334 | 0.012939 | 0.42445 | 0.11527 | 0.58841 | 13.4889 | 0.054863 | 0.03441 | 0.043849 | 0.054863 | 0.053356 | -0.60969 | -0.7594 | -1.4536 | -0.60969 | -0.82474 | -0.13996 | -0.34254 | -0.76539 | -0.13996 | -0.29334
126 | 0.2 | 0.2 | South/Central | CA | Redbluff.AP.725910 | 3 | 947304 | 35.5132 | 6.472 | 44.7771 | 35.3059 | 9.4712 | 897.96 | 4.9376 | 97.4 | 3.9569 | 0.98073 | 90.3925 | 3.357 | 85.83 | 2.202 | 1.1549 | 74.7363 | 4.0864 | 32.18 | 4.4787 | -0.39224 | 42.0565 | 4.9376 | 97.4 | 3.9569 | 0.98073 | 90.3925 | 4.8211 | 80.78 | 4.2209 | 0.60027 | 78.5384 | 0.012939 | 0.45951 | 0.083742 | 0.57938 | 11.6189 | 0.063889 | 0.043436 | 0.052875 | 0.063889 | 0.062381 | 1.2603 | 1.1106 | 0.41638 | 1.2603 | 1.0452 | 1.1696 | 0.96703 | 0.54418 | 1.1696 | 1.0162 | 0.012939 | 0.45951 | 0.083742 | 0.57938 | 11.6189 | 0.063889 | 0.043436 | 0.052875 | 0.063889 | 0.062381 | 1.2603 | 1.1106 | 0.41638 | 1.2603 | 1.0452 | 1.1696 | 0.96703 | 0.54418 | 1.1696 | 1.0162
127 | 0.2 | 0.25 | South/Central | CA | Redbluff.AP.725910 | 3 | 947304 | 34.2814 | 7.284 | 44.6718 | 34.0821 | 10.5897 | 941.72 | 5.0429 | 53.64 | 5.1807 | -0.13782 | 61.3191 | 3.4622 | 42.07 | 3.4258 | 0.036379 | 45.6629 | 4.1917 | -11.58 | 5.7025 | -1.5108 | 12.9831 | 5.0429 | 53.64 | 5.1807 | -0.13782 | 61.3191 | 4.9264 | 37.02 | 5.4446 | -0.51829 | 49.4651 | 0.012939 | 0.44357 | 0.09425 | 0.57802 | 12.1851 | 0.06525 | 0.044798 | 0.054237 | 0.06525 | 0.063743 | 0.69406 | 0.54435 | -0.14984 | 0.69406 | 0.47901 | 0.79342 | 0.59084 | 0.16799 | 0.79342 | 0.64004 | 0.012939 | 0.44357 | 0.09425 | 0.57802 | 12.1851 | 0.06525 | 0.044798 | 0.054237 | 0.06525 | 0.063743 | 0.69406 | 0.54435 | -0.14984 | 0.69406 | 0.47901 | 0.79342 | 0.59084 | 0.16799 | 0.79342 | 0.64004
128 | 0.2 | 0.3 | South/Central | CA | Redbluff.AP.725910 | 3 | 947304 | 33.2026 | 8.0747 | 44.6867 | 33.0101 | 11.6766 | 985.64 | 5.0279 | 9.72 | 6.2526 | -1.2247 | 31.5569 | 3.4473 | -1.85 | 4.4978 | -1.0505 | 15.9007 | 4.1768 | -55.5 | 6.7744 | -2.5977 | -16.779 | 5.0279 | 9.72 | 6.2526 | -1.2247 | 31.5569 | 4.9114 | -6.9 | 6.5166 | -1.6052 | 19.7029 | 0.012939 | 0.42962 | 0.10448 | 0.57821 | 12.7534 | 0.065057 | 0.044605 | 0.054044 | 0.065057 | 0.06355 | 0.12577 | -0.023938 | -0.71813 | 0.12577 | -0.08928 | 0.40832 | 0.20574 | -0.21711 | 0.40832 | 0.25494 | 0.012939 | 0.42962 | 0.10448 | 0.57821 | 12.7534 | 0.065057 | 0.044605 | 0.054044 | 0.065057 | 0.06355 | 0.12577 | -0.023938 | -0.71813 | 0.12577 | -0.08928 | 0.40832 | 0.20574 | -0.21711 | 0.40832 | 0.25494
129 | 0.2 | 0.35 | South/Central | CA | Redbluff.AP.725910 | 3 | 947304 | 32.2537 | 8.8854 | 44.8599 | 32.0671 | 12.7928 | 1032.59 | 4.8548 | -37.23 | 7.1957 | -2.3409 | -1.0452 | 3.2741 | -48.8 | 5.4408 | -2.1667 | -16.7014 | 4.0036 | -102.45 | 7.7175 | -3.7139 | -49.3812 | 4.8548 | -37.23 | 7.1957 | -2.3409 | -1.0452 | 4.7383 | -53.85 | 7.4596 | -2.7214 | -12.8992 | 0.012939 | 0.41734 | 0.11497 | 0.58045 | 13.3609 | 0.062817 | 0.042364 | 0.051803 | 0.062817 | 0.061309 | -0.48173 | -0.63143 | -1.3256 | -0.48173 | -0.69678 | -0.013524 | -0.2161 | -0.63895 | -0.013524 | -0.16691 | 0.012939 | 0.41734 | 0.11497 | 0.58045 | 13.3609 | 0.062817 | 0.042364 | 0.051803 | 0.062817 | 0.061309 | -0.48173 | -0.63143 | -1.3256 | -0.48173 | -0.69678 | -0.013524 | -0.2161 | -0.63895 | -0.013524 | -0.16691
130 | 0.2 | 0.4 | South/Central | CA | Redbluff.AP.725910 | 3 | 947304 | 32.0825 | 8.98 | 44.8448 | 31.897 | 12.9478 | 1038.61 | 4.8699 | -43.25 | 7.3658 | -2.496 | -5.0683 | 3.2892 | -54.82 | 5.6109 | -2.3217 | -20.7244 | 4.0187 | -108.47 | 7.8876 | -3.8689 | -53.4042 | 4.8699 | -43.25 | 7.3658 | -2.496 | -5.0683 | 4.7534 | -59.87 | 7.6298 | -2.8764 | -16.9223 | 0.012939 | 0.41512 | 0.11619 | 0.58026 | 13.4388 | 0.063012 | 0.04256 | 0.051998 | 0.063012 | 0.061505 | -0.55962 | -0.70933 | -1.4035 | -0.55962 | -0.77467 | -0.065579 | -0.26816 | -0.69101 | -0.065579 | -0.21896 | 0.012939 | 0.41512 | 0.11619 | 0.58026 | 13.4388 | 0.063012 | 0.04256 | 0.051998 | 0.063012 | 0.061505 | -0.55962 | -0.70933 | -1.4035 | -0.55962 | -0.77467 | -0.065579 | -0.26816 | -0.69101 | -0.065579 | -0.21896
Double | Double | Double | South/Central | CA | Redbluff.AP.725910 | 3 | 947304 | 40.1054 | 10.4631 | 55.0841 | 39.8763 | 15.2078 | 1249.69 | -5.3695 | -254.33 | -0.61354 | -4.7559 | -198.6726 | -6.9501 | -265.9 | -2.3684 | -4.5817 | -214.3288 | -6.2207 | -319.55 | -0.091759 | -6.1289 | -247.0086 | -5.3695 | -254.33 | -0.61354 | -4.7559 | -198.6726 | -5.486 | -270.95 | -0.34957 | -5.1364 | -210.5266 | 0.012939 | 0.51893 | 0.13538 | 0.71274 | 16.17 | -0.069477 | -0.089929 | -0.08049 | -0.069477 | -0.070984 | -3.2908 | -3.4405 | -4.1347 | -3.2908 | -3.5059 | -2.5707 | -2.7732 | -3.1961 | -2.5707 | -2.724 | 0.012939 | 0.51893 | 0.13538 | 0.71274 | 16.17 | -0.069477 | -0.089929 | -0.08049 | -0.069477 | -0.070984 | -3.2908 | -3.4405 | -4.1347 | -3.2908 | -3.5059 | -2.5707 | -2.7732 | -3.1961 | -2.5707 | -2.724
Single | Single | Single | South/Central | CA | Redbluff.AP.725910 | 3 | 947304 | 51.4173 | 12.4793 | 69.444 | 51.1266 | 18.3174 | 1543.63 | -19.7293 | -548.27 | -11.8638 | -7.8655 | -468.5592 | -21.31 | -559.84 | -13.6187 | -7.6913 | -484.2154 | -20.5805 | -613.49 | -11.3421 | -9.2385 | -516.8951 | -19.7293 | -548.27 | -11.8638 | -7.8655 | -468.5592 | -19.8458 | -564.89 | -11.5999 | -8.246 | -480.4132 | 0.012939 | 0.6653 | 0.16147 | 0.89855 | 19.9733 | -0.25528 | -0.27573 | -0.2663 | -0.25528 | -0.25679 | -7.0942 | -7.2439 | -7.9381 | -7.0942 | -7.3092 | -6.0628 | -6.2654 | -6.6882 | -6.0628 | -6.2162 | 0.012939 | 0.6653 | 0.16147 | 0.89855 | 19.9733 | -0.25528 | -0.27573 | -0.2663 | -0.25528 | -0.25679 | -7.0942 | -7.2439 | -7.9381 | -7.0942 | -7.3092 | -6.0628 | -6.2654 | -6.6882 | -6.0628 | -6.2162
1 | 0.35 | 0.47 | South/Central | CA | Sacramento.Metro.AP.724839 | 3 | 6831885 | 36.5913 | 10.578 | 52.9158 | 36.3799 | 16.5359 | 1279.01 | 0.1855 | -113.94 | 3.0671 | -2.8816 | -76.0037 | -1.4977 | -134.27 | 1.4015 | -2.8993 | -98.2023 | -0.80544 | -187.3 | 3.6095 | -4.415 | -130.5068 | 0.1855 | -113.94 | 3.0671 | -2.8816 | -76.0037 | 0.37492 | -114.63 | 3.3281 | -2.9531 | -75.5054 | 0.093317 | 3.4146 | 0.9871 | 4.9379 | 119.3528 | 0.017311 | -0.13976 | -0.075161 | 0.017311 | 0.034986 | -10.6325 | -12.5296 | -17.4782 | -10.6325 | -10.6969 | -7.0924 | -9.1639 | -12.1784 | -7.0924 | -7.0459 | 0.093317 | 3.4146 | 0.9871 | 4.9379 | 119.3528 | 0.017311 | -0.13976 | -0.075161 | 0.017311 | 0.034986 | -10.6325 | -12.5296 | -17.4782 | -10.6325 | -10.6969 | -7.0924 | -9.1639 | -12.1784 | -7.0924 | -7.0459
2 | 0.35 | 0.42 | South/Central | CA | Sacramento.Metro.AP.724839 | 3 | 6831885 | 37.4267 | 9.8619 | 52.8038 | 37.2108 | 15.593 | 1239.72 | 0.29754 | -74.65 | 2.2363 | -1.9387 | -48.9054 | -1.3857 | -94.98 | 0.57066 | -1.9563 | -71.1039 | -0.69341 | -148.01 | 2.7787 | -3.4721 | -103.4085 | 0.29754 | -74.65 | 2.2363 | -1.9387 | -48.9054 | 0.48695 | -75.34 | 2.4972 | -2.0102 | -48.4071 | 0.093317 | 3.4925 | 0.92028 | 4.9275 | 115.6864 | 0.027765 | -0.12931 | -0.064706 | 0.027765 | 0.045441 | -6.9661 | -8.8632 | -13.8118 | -6.9661 | -7.0305 | -4.5637 | -6.6352 | -9.6497 | -4.5637 | -4.5172 | 0.093317 | 3.4925 | 0.92028 | 4.9275 | 115.6864 | 0.027765 | -0.12931 | -0.064706 | 0.027765 | 0.045441 | -6.9661 | -8.8632 | -13.8118 | -6.9661 | -7.0305 | -4.5637 | -6.6352 | -9.6497 | -4.5637 | -4.5172
3 | 0.35 | 0.37 | South/Central | CA | Sacramento.Metro.AP.724839 | 3 | 6831885 | 38.2837 | 9.2528 | 52.8401 | 38.063 | 14.7771 | 1207.28 | 0.2612 | -42.21 | 1.384 | -1.1228 | -27.1771 | -1.422 | -62.54 | -0.28157 | -1.1405 | -49.3756 | -0.72975 | -115.57 | 1.9264 | -2.6562 | -81.6802 | 0.2612 | -42.21 | 1.384 | -1.1228 | -27.1771 | 0.45061 | -42.9 | 1.645 | -1.1943 | -26.6788 | 0.093317 | 3.5725 | 0.86344 | 4.9309 | 112.6592 | 0.024374 | -0.1327 | -0.068097 | 0.024374 | 0.04205 | -3.9389 | -5.836 | -10.7846 | -3.9389 | -4.0033 | -2.5361 | -4.6076 | -7.6221 | -2.5361 | -2.4896 | 0.093317 | 3.5725 | 0.86344 | 4.9309 | 112.6592 | 0.024374 | -0.1327 | -0.068097 | 0.024374 | 0.04205 | -3.9389 | -5.836 | -10.7846 | -3.9389 | -4.0033 | -2.5361 | -4.6076 | -7.6221 | -2.5361 | -2.4896
4 | 0.35 | 0.32 | South/Central | CA | Sacramento.Metro.AP.724839 | 3 | 6831885 | 39.2618 | 8.6482 | 53.0024 | 39.0358 | 13.9665 | 1176.51 | 0.098971 | -11.44 | 0.41124 | -0.31227 | -7.2185 | -1.5843 | -31.77 | -1.2544 | -0.3299 | -29.417 | -0.89198 | -84.8 | 0.95366 | -1.8456 | -61.7216 | 0.098971 | -11.44 | 0.41124 | -0.31227 | -7.2185 | 0.28838 | -12.13 | 0.67217 | -0.38379 | -6.7202 | 0.093317 | 3.6638 | 0.80702 | 4.946 | 109.7878 | 0.0092356 | -0.14784 | -0.083236 | 0.0092356 | 0.026911 | -1.0675 | -2.9647 | -7.9132 | -1.0675 | -1.1319 | -0.6736 | -2.7451 | -5.7596 | -0.6736 | -0.62711 | 0.093317 | 3.6638 | 0.80702 | 4.946 | 109.7878 | 0.0092356 | -0.14784 | -0.083236 | 0.0092356 | 0.026911 | -1.0675 | -2.9647 | -7.9132 | -1.0675 | -1.1319 | -0.6736 | -2.7451 | -5.7596 | -0.6736 | -0.62711
5 | 0.35 | 0.27 | South/Central | CA | Sacramento.Metro.AP.724839 | 3 | 6831885 | 39.9676 | 8.2922 | 53.2107 | 39.7378 | 13.4729 | 1159.03 | -0.10934 | 6.04 | -0.29069 | 0.18135 | 3.5231 | -1.7926 | -14.29 | -1.9563 | 0.16372 | -18.6755 | -1.1003 | -67.32 | 0.25173 | -1.352 | -50.98 | -0.10934 | 6.04 | -0.29069 | 0.18135 | 3.5231 | 0.080076 | 5.35 | -0.029757 | 0.10983 | 4.0213 | 0.093317 | 3.7296 | 0.7738 | 4.9654 | 108.1566 | -0.010203 | -0.16728 | -0.10267 | -0.010203 | 0.0074724 | 0.56363 | -1.3335 | -6.2821 | 0.56363 | 0.49924 | 0.32876 | -1.7427 | -4.7573 | 0.32876 | 0.37526 | 0.093317 | 3.7296 | 0.7738 | 4.9654 | 108.1566 | -0.010203 | -0.16728 | -0.10267 | -0.010203 | 0.0074724 | 0.56363 | -1.3335 | -6.2821 | 0.56363 | 0.49924 | 0.32876 | -1.7427 | -4.7573 | 0.32876 | 0.37526
6 | 0.35 | 0.23 | South/Central | CA | Sacramento.Metro.AP.724839 | 3 | 6831885 | 40.3925 | 8.1376 | 53.3911 | 40.1604 | 13.2307 | 1151.36 | -0.28979 | 13.71 | -0.71337 | 0.42357 | 7.7844 | -1.973 | -6.62 | -2.379 | 0.40594 | -14.4141 | -1.2807 | -59.65 | -0.17094 | -1.1098 | -46.7187 | -0.28979 | 13.71 | -0.71337 | 0.42357 | 7.7844 | -0.10038 | 13.02 | -0.45243 | 0.35205 | 8.2827 | 0.093317 | 3.7693 | 0.75937 | 4.9823 | 107.4409 | -0.027043 | -0.18412 | -0.11951 | -0.027043 | -0.0093672 | 1.2794 | -0.61776 | -5.5663 | 1.2794 | 1.215 | 0.72641 | -1.3451 | -4.3596 | 0.72641 | 0.77291 | 0.093317 | 3.7693 | 0.75937 | 4.9823 | 107.4409 | -0.027043 | -0.18412 | -0.11951 | -0.027043 | -0.0093672 | 1.2794 | -0.61776 | -5.5663 | 1.2794 | 1.215 | 0.72641 | -1.3451 | -4.3596 | 0.72641 | 0.77291
7 | 0.35 | 0.19 | South/Central | CA | Sacramento.Metro.AP.724839 | 3 | 6831885 | 41.3891 | 7.62 | 53.6802 | 41.1515 | 12.5287 | 1126.44 | -0.57886 | 38.63 | -1.7045 | 1.1256 | 23.1539 | -2.2621 | 18.3 | -3.3701 | 1.108 | 0.95537 | -1.5698 | -34.73 | -1.162 | -0.40777 | -31.3492 | -0.57886 | 38.63 | -1.7045 | 1.1256 | 23.1539 | -0.38945 | 37.94 | -1.4435 | 1.0541 | 23.6522 | 0.093317 | 3.8623 | 0.71107 | 5.0092 | 105.1155 | -0.054018 | -0.21109 | -0.14649 | -0.054018 | -0.036342 | 3.6048 | 1.7077 | -3.2409 | 3.6048 | 3.5404 | 2.1606 | 0.089152 | -2.9254 | 2.1606 | 2.2071 | 0.093317 | 3.8623 | 0.71107 | 5.0092 | 105.1155 | -0.054018 | -0.21109 | -0.14649 | -0.054018 | -0.036342 | 3.6048 | 1.7077 | -3.2409 | 3.6048 | 3.5404 | 2.1606 | 0.089152 | -2.9254 | 2.1606 | 2.2071
8 | 0.35 | 0.17 | South/Central | CA | Sacramento.Metro.AP.724839 | 3 | 6831885 | 41.9254 | 7.3585 | 53.8635 | 41.6848 | 12.1787 | 1114.45 | -0.76222 | 50.62 | -2.2378 | 1.4756 | 30.3088 | -2.4454 | 30.29 | -3.9034 | 1.4579 | 8.1103 | -1.7532 | -22.74 | -1.6953 | -0.057816 | -24.1943 | -0.76222 | 50.62 | -2.2378 | 1.4756 | 30.3088 | -0.5728 | 49.93 | -1.9768 | 1.404 | 30.8071 | 0.093317 | 3.9123 | 0.68667 | 5.0264 | 103.9966 | -0.071127 | -0.2282 | -0.1636 | -0.071127 | -0.053452 | 4.7237 | 2.8266 | -2.122 | 4.7237 | 4.6593 | 2.8283 | 0.75682 | -2.2577 | 2.8283 | 2.8748 | 0.093317 | 3.9123 | 0.68667 | 5.0264 | 103.9966 | -0.071127 | -0.2282 | -0.1636 | -0.071127 | -0.053452 | 4.7237 | 2.8266 | -2.122 | 4.7237 | 4.6593 | 2.8283 | 0.75682 | -2.2577 | 2.8283 | 2.8748
9 | 0.33 | 0.47 | South/Central | CA | Sacramento.Metro.AP.724839 | 3 | 6831885 | 35.9599 | 10.6095 | 52.3044 | 35.752 | 16.5524 | 1272.56 | 0.79697 | -107.49 | 3.6951 | -2.8981 | -68.562 | -0.88625 | -127.82 | 2.0295 | -2.9157 | -90.7605 | -0.19398 | -180.85 | 4.2375 | -4.4315 | -123.0651 | 0.79697 | -107.49 | 3.6951 | -2.8981 | -68.562 | 0.98638 | -108.18 | 3.956 | -2.9696 | -68.0637 | 0.093317 | 3.3557 | 0.99004 | 4.8809 | 118.7509 | 0.07437 | -0.082702 | -0.018101 | 0.07437 | 0.092046 | -10.0306 | -11.9277 | -16.8763 | -10.0306 | -10.095 | -6.398 | -8.4695 | -11.484 | -6.398 | -6.3515 | 0.093317 | 3.3557 | 0.99004 | 4.8809 | 118.7509 | 0.07437 | -0.082702 | -0.018101 | 0.07437 | 0.092046 | -10.0306 | -11.9277 | -16.8763 | -10.0306 | -10.095 | -6.398 | -8.4695 | -11.484 | -6.398 | -6.3515
10 | 0.33 | 0.42 | South/Central | CA | Sacramento.Metro.AP.724839 | 3 | 6831885 | 36.7854 | 9.8919 | 52.1708 | 36.573 | 15.5979 | 1232.54 | 0.93048 | -67.47 | 2.8741 | -1.9436 | -40.872 | -0.75274 | -87.8 | 1.2085 | -1.9613 | -63.0706 | -0.060465 | -140.83 | 3.4165 | -3.477 | -95.3751 | 0.93048 | -67.47 | 2.8741 | -1.9436 | -40.872 | 1.1199 | -68.16 | 3.135 | -2.0151 | -40.3738 | 0.093317 | 3.4327 | 0.92308 | 4.8684 | 115.0163 | 0.086829 | -0.070243 | -0.0056424 | 0.086829 | 0.1045 | -6.2961 | -8.1932 | -13.1418 | -6.2961 | -6.3605 | -3.814 | -5.8855 | -8.9001 | -3.814 | -3.7675 | 0.093317 | 3.4327 | 0.92308 | 4.8684 | 115.0163 | 0.086829 | -0.070243 | -0.0056424 | 0.086829 | 0.1045 | -6.2961 | -8.1932 | -13.1418 | -6.2961 | -6.3605 | -3.814 | -5.8855 | -8.9001 | -3.814 | -3.7675
11 | 0.33 | 0.37 | South/Central | CA | Sacramento.Metro.AP.724839 | 3 | 6831885 | 37.6339 | 9.2743 | 52.1919 | 37.4168 | 14.7751 | 1199.64 | 0.90944 | -34.57 | 2.0303 | -1.1208 | -18.7585 | -0.77378 | -54.9 | 0.36468 | -1.1385 | -40.9571 | -0.081502 | -107.93 | 2.5727 | -2.6542 | -73.2616 | 0.90944 | -34.57 | 2.0303 | -1.1208 | -18.7585 | 1.0989 | -35.26 | 2.2912 | -1.1923 | -18.2602 | 0.093317 | 3.5119 | 0.86545 | 4.8704 | 111.9462 | 0.084866 | -0.072206 | -0.0076055 | 0.084866 | 0.10254 | -3.226 | -5.1231 | -10.0717 | -3.226 | -3.2903 | -1.7505 | -3.822 | -6.8365 | -1.7505 | -1.704 | 0.093317 | 3.5119 | 0.86545 | 4.8704 | 111.9462 | 0.084866 | -0.072206 | -0.0076055 | 0.084866 | 0.10254 | -3.226 | -5.1231 | -10.0717 | -3.226 | -3.2903 | -1.7505 | -3.822 | -6.8365 | -1.7505 | -1.704
12 | 0.33 | 0.32 | South/Central | CA | Sacramento.Metro.AP.724839 | 3 | 6831885 | 38.6005 | 8.6682 | 52.3411 | 38.3781 | 13.9629 | 1168.65 | 0.76026 | -3.58 | 1.0689 | -0.30867 | 1.412 | -0.92296 | -23.91 | -0.59666 | -0.3263 | -20.7865 | -0.23069 | -76.94 | 1.6114 | -1.842 | -53.0911 | 0.76026 | -3.58 | 1.0689 | -0.30867 | 1.412 | 0.94967 | -4.27 | 1.3299 | -0.38019 | 1.9103 | 0.093317 | 3.6021 | 0.80889 | 4.8843 | 109.0543 | 0.070945 | -0.086128 | -0.021527 | 0.070945 | 0.08862 | -0.33407 | -2.2312 | -7.1798 | -0.33407 | -0.39846 | 0.13176 | -1.9397 | -4.9543 | 0.13176 | 0.17826 | 0.093317 | 3.6021 | 0.80889 | 4.8843 | 109.0543 | 0.070945 | -0.086128 | -0.021527 | 0.070945 | 0.08862 | -0.33407 | -2.2312 | -7.1798 | -0.33407 | -0.39846 | 0.13176 | -1.9397 | -4.9543 | 0.13176 | 0.17826
13 | 0.33 | 0.27 | South/Central | CA | Sacramento.Metro.AP.724839 | 3 | 6831885 | 39.2963 | 8.3121 | 52.5309 | 39.0701 | 13.4608 | 1150.63 | 0.57043 | 14.44 | 0.37692 | 0.19351 | 12.6249 | -1.1128 | -5.89 | -1.2887 | 0.17588 | -9.5737 | -0.42052 | -58.92 | 0.91934 | -1.3399 | -41.8783 | 0.57043 | 14.44 | 0.37692 | 0.19351 | 12.6249 | 0.75984 | 13.75 | 0.63786 | 0.12199 | 13.1231 | 0.093317 | 3.667 | 0.77566 | 4.902 | 107.3728 | 0.05323 | -0.10384 | -0.039241 | 0.05323 | 0.070906 | 1.3475 | -0.54963 | -5.4982 | 1.3475 | 1.2831 | 1.1781 | -0.89338 | -3.9079 | 1.1781 | 1.2246 | 0.093317 | 3.667 | 0.77566 | 4.902 | 107.3728 | 0.05323 | -0.10384 | -0.039241 | 0.05323 | 0.070906 | 1.3475 | -0.54963 | -5.4982 | 1.3475 | 1.2831 | 1.1781 | -0.89338 | -3.9079 | 1.1781 | 1.2246
14 | 0.33 | 0.23 | South/Central | CA | Sacramento.Metro.AP.724839 | 3 | 6831885 | 39.7213 | 8.1491 | 52.7099 | 39.4928 | 13.2171 | 1142.89 | 0.39143 | 22.18 | -0.045754 | 0.43719 | 16.9448 | -1.2918 | 1.85 | -1.7113 | 0.41955 | -5.2538 | -0.59951 | -51.18 | 0.49667 | -1.0962 | -37.5583 | 0.39143 | 22.18 | -0.045754 | 0.43719 | 16.9448 | 0.58085 | 21.49 | 0.21518 | 0.36567 | 17.4431 | 0.093317 | 3.7067 | 0.76045 | 4.9187 | 106.6505 | 0.036527 | -0.12055 | -0.055945 | 0.036527 | 0.054202 | 2.0698 | 0.17264 | -4.7759 | 2.0698 | 2.0054 | 1.5812 | -0.49026 | -3.5048 | 1.5812 | 1.6277 | 0.093317 | 3.7067 | 0.76045 | 4.9187 | 106.6505 | 0.036527 | -0.12055 | -0.055945 | 0.036527 | 0.054202 | 2.0698 | 0.17264 | -4.7759 | 2.0698 | 2.0054 | 1.5812 | -0.49026 | -3.5048 | 1.5812 | 1.6277
15 | 0.33 | 0.19 | South/Central | CA | Sacramento.Metro.AP.724839 | 3 | 6831885 | 40.7094 | 7.6231 | 52.9821 | 40.4755 | 12.5066 | 1117.41 | 0.11921 | 47.66 | -1.0285 | 1.1477 | 32.7616 | -1.564 | 27.33 | -2.694 | 1.13 | 10.5631 | -0.87173 | -25.7 | -0.48603 | -0.3857 | -21.7415 | 0.11921 | 47.66 | -1.0285 | 1.1477 | 32.7616 | 0.30863 | 46.97 | -0.76752 | 1.0761 | 33.2599 | 0.093317 | 3.7989 | 0.71136 | 4.9441 | 104.2728 | 0.011125 | -0.14595 | -0.081347 | 0.011125 | 0.0288 | 4.4475 | 2.5503 | -2.3982 | 4.4475 | 4.3831 | 3.0572 | 0.98571 | -2.0288 | 3.0572 | 3.1037 | 0.093317 | 3.7989 | 0.71136 | 4.9441 | 104.2728 | 0.011125 | -0.14595 | -0.081347 | 0.011125 | 0.0288 | 4.4475 | 2.5503 | -2.3982 | 4.4475 | 4.3831 | 3.0572 | 0.98571 | -2.0288 | 3.0572 | 3.1037
16 | 0.33 | 0.17 | South/Central | CA | Sacramento.Metro.AP.724839 | 3 | 6831885 | 41.2526 | 7.36 | 53.1707 | 41.0157 | 12.155 | 1105.43 | -0.069401 | 59.64 | -1.5686 | 1.4992 | 39.8927 | -1.7526 | 39.31 | -3.2342 | 1.4816 | 17.6942 | -1.0603 | -13.72 | -1.0262 | -0.034131 | -14.6104 | -0.069401 | 59.64 | -1.5686 | 1.4992 | 39.8927 | 0.12001 | 58.95 | -1.3077 | 1.4277 | 40.391 | 0.093317 | 3.8495 | 0.68681 | 4.9617 | 103.1549 | -0.0064762 | -0.16355 | -0.098948 | -0.0064762 | 0.011199 | 5.5654 | 3.6683 | -1.2803 | 5.5654 | 5.501 | 3.7227 | 1.6512 | -1.3634 | 3.7227 | 3.7691 | 0.093317 | 3.8495 | 0.68681 | 4.9617 | 103.1549 | -0.0064762 | -0.16355 | -0.098948 | -0.0064762 | 0.011199 | 5.5654 | 3.6683 | -1.2803 | 5.5654 | 5.501 | 3.7227 | 1.6512 | -1.3634 | 3.7227 | 3.7691
17 | 0.3 | 0.47 | South/Central | CA | Sacramento.Metro.AP.724839 | 3 | 6831885 | 34.9963 | 10.6511 | 51.3539 | 34.7937 | 16.5602 | 1261.79 | 1.7474 | -96.72 | 4.6534 | -2.9059 | -56.5108 | 0.064224 | -117.05 | 2.9878 | -2.9235 | -78.7093 | 0.7565 | -170.08 | 5.1958 | -4.4393 | -111.0139 | 1.7474 | -96.72 | 4.6534 | -2.9059 | -56.5108 | 1.9369 | -97.41 | 4.9143 | -2.9774 | -56.0125 | 0.093317 | 3.2657 | 0.99392 | 4.7922 | 117.7458 | 0.16307 | 0.0059931 | 0.070594 | 0.16307 | 0.18074 | -9.0256 | -10.9227 | -15.8713 | -9.0256 | -9.09 | -5.2734 | -7.3449 | -10.3594 | -5.2734 | -5.2269 | 0.093317 | 3.2657 | 0.99392 | 4.7922 | 117.7458 | 0.16307 | 0.0059931 | 0.070594 | 0.16307 | 0.18074 | -9.0256 | -10.9227 | -15.8713 | -9.0256 | -9.09 | -5.2734 | -7.3449 | -10.3594 | -5.2734 | -5.2269
18 | 0.3 | 0.42 | South/Central | CA | Sacramento.Metro.AP.724839 | 3 | 6831885 | 35.8034 | 9.9234 | 51.1919 | 35.5963 | 15.5956 | 1221.04 | 1.9094 | -55.97 | 3.8507 | -1.9413 | -28.1785 | 0.22617 | -76.3 | 2.1851 | -1.959 | -50.3771 | 0.91845 | -129.33 | 4.3931 | -3.4747 | -82.6816 | 1.9094 | -55.97 | 3.8507 | -1.9413 | -28.1785 | 2.0988 | -56.66 | 4.1117 | -2.0128 | -27.6802 | 0.093317 | 3.3411 | 0.92602 | 4.7771 | 113.9432 | 0.17818 | 0.021106 | 0.085707 | 0.17818 | 0.19585 | -5.2229 | -7.1201 | -12.0686 | -5.2229 | -5.2873 | -2.6295 | -4.701 | -7.7156 | -2.6295 | -2.583 | 0.093317 | 3.3411 | 0.92602 | 4.7771 | 113.9432 | 0.17818 | 0.021106 | 0.085707 | 0.17818 | 0.19585 | -5.2229 | -7.1201 | -12.0686 | -5.2229 | -5.2873 | -2.6295 | -4.701 | -7.7156 | -2.6295 | -2.583
19 | 0.3 | 0.37 | South/Central | CA | Sacramento.Metro.AP.724839 | 3 | 6831885 | 36.6404 | 9.3158 | 51.2099 | 36.4287 | 14.7811 | 1188.43 | 1.8915 | -23.36 | 3.0183 | -1.1269 | -6.2517 | 0.20824 | -43.69 | 1.3527 | -1.1445 | -28.4502 | 0.90052 | -96.72 | 3.5608 | -2.6602 | -60.7548 | 1.8915 | -23.36 | 3.0183 | -1.1269 | -6.2517 | 2.0809 | -24.05 | 3.2793 | -1.1984 | -5.7534 | 0.093317 | 3.4192 | 0.86931 | 4.7787 | 110.9001 | 0.1765 | 0.019432 | 0.084033 | 0.1765 | 0.19418 | -2.1799 | -4.077 | -9.0256 | -2.1799 | -2.2443 | -0.58339 | -2.6549 | -5.6694 | -0.58339 | -0.53689 | 0.093317 | 3.4192 | 0.86931 | 4.7787 | 110.9001 | 0.1765 | 0.019432 | 0.084033 | 0.1765 | 0.19418 | -2.1799 | -4.077 | -9.0256 | -2.1799 | -2.2443 | -0.58339 | -2.6549 | -5.6694 | -0.58339 | -0.53689
20 | 0.3 | 0.32 | South/Central | CA | Sacramento.Metro.AP.724839 | 3 | 6831885 | 37.5971 | 8.6998 | 51.3391 | 37.3802 | 13.9589 | 1156.81 | 1.7622 | 8.26 | 2.0669 | -0.30468 | 14.4492 | 0.079006 | -12.07 | 0.40132 | -0.32231 | -7.7494 | 0.77128 | -65.1 | 2.6093 | -1.838 | -40.054 | 1.7622 | 8.26 | 2.0669 | -0.30468 | 14.4492 | 1.9516 | 7.57 | 2.3278 | -0.3762 | 14.9474 | 0.093317 | 3.5084 | 0.81183 | 4.7908 | 107.9495 | 0.16445 | 0.0073726 | 0.071973 | 0.16445 | 0.18212 | 0.77079 | -1.1263 | -6.0749 | 0.77079 | 0.70641 | 1.3483 | -0.72315 | -3.7377 | 1.3483 | 1.3948 | 0.093317 | 3.5084 | 0.81183 | 4.7908 | 107.9495 | 0.16445 | 0.0073726 | 0.071973 | 0.16445 | 0.18212 | 0.77079 | -1.1263 | -6.0749 | 0.77079 | 0.70641 | 1.3483 | -0.72315 | -3.7377 | 1.3483 | 1.3948
21 | 0.3 | 0.27 | South/Central | CA | Sacramento.Metro.AP.724839 | 3 | 6831885 | 38.273 | 8.3436 | 51.509 | 38.0523 | 13.4567 | 1138.55 | 1.5923 | 26.52 | 1.3947 | 0.19759 | 25.9216 | -0.090895 | 6.19 | -0.27085 | 0.17996 | 3.7231 | 0.60138 | -46.84 | 1.9372 | -1.3358 | -28.5815 | 1.5923 | 26.52 | 1.3947 | 0.19759 | 25.9216 | 1.7817 | 25.83 | 1.6557 | 0.12607 | 26.4199 | 0.093317 | 3.5715 | 0.7786 | 4.8066 | 106.2455 | 0.14859 | -0.008482 | 0.056119 | 0.14859 | 0.16627 | 2.4748 | 0.57763 | -4.3709 | 2.4748 | 2.4104 | 2.4189 | 0.34742 | -2.6671 | 2.4189 | 2.4654 | 0.093317 | 3.5715 | 0.7786 | 4.8066 | 106.2455 | 0.14859 | -0.008482 | 0.056119 | 0.14859 | 0.16627 | 2.4748 | 0.57763 | -4.3709 | 2.4748 | 2.4104 | 2.4189 | 0.34742 | -2.6671 | 2.4189 | 2.4654
22 | 0.3 | 0.23 | South/Central | CA | Sacramento.Metro.AP.724839 | 3 | 6831885 | 38.7063 | 8.1707 | 51.678 | 38.4834 | 13.1946 | 1129.95 | 1.4234 | 35.12 | 0.96366 | 0.45971 | 30.8729 | -0.25985 | 14.79 | -0.70193 | 0.44208 | 8.6743 | 0.43243 | -38.24 | 1.5061 | -1.0737 | -23.6303 | 1.4234 | 35.12 | 0.96366 | 0.45971 | 30.8729 | 1.6128 | 34.43 | 1.2246 | 0.38819 | 31.3711 | 0.093317 | 3.6119 | 0.76246 | 4.8224 | 105.443 | 0.13282 | -0.024248 | 0.040353 | 0.13282 | 0.1505 | 3.2773 | 1.3802 | -3.5684 | 3.2773 | 3.2129 | 2.8809 | 0.80946 | -2.2051 | 2.8809 | 2.9274 | 0.093317 | 3.6119 | 0.76246 | 4.8224 | 105.443 | 0.13282 | -0.024248 | 0.040353 | 0.13282 | 0.1505 | 3.2773 | 1.3802 | -3.5684 | 3.2773 | 3.2129 | 2.8809 | 0.80946 | -2.2051 | 2.8809 | 2.9274
23 | 0.3 | 0.19 | South/Central | CA | Sacramento.Metro.AP.724839 | 3 | 6831885 | 39.686 | 7.643 | 51.9485 | 39.4577 | 12.4908 | 1104.74 | 1.1528 | 60.33 | -0.010637 | 1.1635 | 46.5285 | -0.53039 | 40 | -1.6762 | 1.1458 | 24.33 | 0.16189 | -13.03 | 0.53179 | -0.3699 | -7.9746 | 1.1528 | 60.33 | -0.010637 | 1.1635 | 46.5285 | 1.3422 | 59.64 | 0.2503 | 1.092 | 47.0268 | 0.093317 | 3.7034 | 0.71322 | 4.8477 | 103.0905 | 0.10758 | -0.049494 | 0.015107 | 0.10758 | 0.12525 | 5.6298 | 3.7327 | -1.2159 | 5.6298 | 5.5654 | 4.3419 | 2.2704 | -0.74416 | 4.3419 | 4.3884 | 0.093317 | 3.7034 | 0.71322 | 4.8477 | 103.0905 | 0.10758 | -0.049494 | 0.015107 | 0.10758 | 0.12525 | 5.6298 | 3.7327 | -1.2159 | 5.6298 | 5.5654 | 4.3419 | 2.2704 | -0.74416 | 4.3419 | 4.3884
24 | 0.3 | 0.17 | South/Central | CA | Sacramento.Metro.AP.724839 | 3 | 6831885 | 40.2207 | 7.37 | 52.1104 | 39.9895 | 12.1209 | 1091.71 | 0.99095 | 73.36 | -0.54242 | 1.5334 | 54.5031 | -0.69228 | 53.03 | -2.208 | 1.5157 | 32.3046 | 0 | 0 | 0 | 0 | 0 | 0.99095 | 73.36 | -0.54242 | 1.5334 | 54.5031 | 1.1804 | 72.67 | -0.28149 | 1.4618 | 55.0014 | 0.093317 | 3.7533 | 0.68775 | 4.8628 | 101.8746 | 0.092472 | -0.064601 | 0 | 0.092472 | 0.11015 | 6.8457 | 4.9486 | 0 | 6.8457 | 6.7813 | 5.086 | 3.0145 | 0 | 5.086 | 5.1325 | 0.093317 | 3.7533 | 0.68775 | 4.8628 | 101.8746 | 0.092472 | -0.064601 | 0 | 0.092472 | 0.11015 | 6.8457 | 4.9486 | 0 | 6.8457 | 6.7813 | 5.086 | 3.0145 | 0 | 5.086 | 5.1325
25 | 0.28 | 0.47 | South/Central | CA | Sacramento.Metro.AP.724839 | 3 | 6831885 | 34.5062 | 10.5111 | 50.6537 | 34.3061 | 16.3475 | 1245.06 | 2.4476 | -79.99 | 5.1409 | -2.6933 | -41.6911 | 0.76441 | -100.32 | 3.4753 | -2.7109 | -63.8897 | 1.4567 | -153.35 | 5.6833 | -4.2266 | -96.1943 | 2.4476 | -79.99 | 5.1409 | -2.6933 | -41.6911 | 2.637 | -80.68 | 5.4018 | -2.7648 | -41.1929 | 0.093317 | 3.22 | 0.98086 | 4.7268 | 116.1847 | 0.2284 | 0.071332 | 0.13593 | 0.2284 | 0.24608 | -7.4644 | -9.3615 | -14.3101 | -7.4644 | -7.5288 | -3.8905 | -5.962 | -8.9765 | -3.8905 | -3.844 | 0.093317 | 3.22 | 0.98086 | 4.7268 | 116.1847 | 0.2284 | 0.071332 | 0.13593 | 0.2284 | 0.24608 | -7.4644 | -9.3615 | -14.3101 | -7.4644 | -7.5288 | -3.8905 | -5.962 | -8.9765 | -3.8905 | -3.844
26 | 0.28 | 0.42 | South/Central | CA | Sacramento.Metro.AP.724839 | 3 | 6831885 | 35.182 | 9.9249 | 50.542 | 34.9783 | 15.5637 | 1212.19 | 2.5593 | -47.12 | 4.4687 | -1.9095 | -18.9258 | 0.87606 | -67.45 | 2.8032 | -1.9271 | -41.1243 | 1.5683 | -120.48 | 5.0112 | -3.4428 | -73.4289 | 2.5593 | -47.12 | 4.4687 | -1.9095 | -18.9258 | 2.7487 | -47.81 | 4.7297 | -1.981 | -18.4275 | 0.093317 | 3.2831 | 0.92616 | 4.7164 | 113.1173 | 0.23882 | 0.081751 | 0.14635 | 0.23882 | 0.2565 | -4.3971 | -6.2942 | -11.2428 | -4.3971 | -4.4615 | -1.7661 | -3.8376 | -6.8521 | -1.7661 | -1.7196 | 0.093317 | 3.2831 | 0.92616 | 4.7164 | 113.1173 | 0.23882 | 0.081751 | 0.14635 | 0.23882 | 0.2565 | -4.3971 | -6.2942 | -11.2428 | -4.3971 | -4.4615 | -1.7661 | -3.8376 | -6.8521 | -1.7661 | -1.7196
27 | 0.28 | 0.37 | South/Central | CA | Sacramento.Metro.AP.724839 | 3 | 6831885 | 35.8878 | 9.4088 | 50.5503 | 35.6802 | 14.8701 | 1184.32 | 2.551 | -19.25 | 3.7668 | -1.2158 | -0.16079 | 0.8678 | -39.58 | 2.1012 | -1.2334 | -22.3593 | 1.5601 | -92.61 | 4.3092 | -2.7492 | -54.6639 | 2.551 | -19.25 | 3.7668 | -1.2158 | -0.16079 | 2.7404 | -19.94 | 4.0277 | -1.2873 | 0.33749 | 0.093317 | 3.3489 | 0.878 | 4.7172 | 110.5166 | 0.23805 | 0.08098 | 0.14558 | 0.23805 | 0.25573 | -1.7963 | -3.6935 | -8.642 | -1.7963 | -1.8607 | -0.015004 | -2.0865 | -5.101 | -0.015004 | 0.031493 | 0.093317 | 3.3489 | 0.878 | 4.7172 | 110.5166 | 0.23805 | 0.08098 | 0.14558 | 0.23805 | 0.25573 | -1.7963 | -3.6935 | -8.642 | -1.7963 | -1.8607 | -0.015004 | -2.0865 | -5.101 | -0.015004 | 0.031493
28 | 0.28 | 0.32 | South/Central | CA | Sacramento.Metro.AP.724839 | 3 | 6831885 | 36.7348 | 8.8612 | 50.6582 | 36.5226 | 14.1357 | 1155.99 | 2.4431 | 9.08 | 2.9245 | -0.4814 | 18.4268 | 0.75988 | -11.25 | 1.2589 | -0.49903 | -3.7717 | 1.4522 | -64.28 | 3.4669 | -2.0148 | -36.0763 | 2.4431 | 9.08 | 2.9245 | -0.4814 | 18.4268 | 2.6325 | 8.39 | 3.1854 | -0.55292 | 18.9251 | 0.093317 | 3.428 | 0.8269 | 4.7272 | 107.873 | 0.22798 | 0.07091 | 0.13551 | 0.22798 | 0.24566 | 0.84731 | -1.0498 | -5.9984 | 0.84731 | 0.78293 | 1.7195 | -0.35196 | -3.3665 | 1.7195 | 1.766 | 0.093317 | 3.428 | 0.8269 | 4.7272 | 107.873 | 0.22798 | 0.07091 | 0.13551 | 0.22798 | 0.24566 | 0.84731 | -1.0498 | -5.9984 | 0.84731 | 0.78293 | 1.7195 | -0.35196 | -3.3665 | 1.7195 | 1.766
29 | 0.28 | 0.27 | South/Central | CA | Sacramento.Metro.AP.724839 | 3 | 6831885 | 37.4206 | 8.4851 | 50.8081 | 37.2046 | 13.6034 | 1136.29 | 2.2933 | 28.78 | 2.2424 | 0.05084 | 30.9733 | 0.61003 | 8.45 | 0.57682 | 0.033208 | 8.7748 | 1.3023 | -44.58 | 2.7848 | -1.4825 | -23.5298 | 2.2933 | 28.78 | 2.2424 | 0.05084 | 30.9733 | 2.4827 | 28.09 | 2.5033 | -0.020679 | 31.4716 | 0.093317 | 3.492 | 0.7918 | 4.7412 | 106.0346 | 0.214 | 0.056926 | 0.12153 | 0.214 | 0.23167 | 2.6856 | 0.78852 | -4.1601 | 2.6856 | 2.6213 | 2.8903 | 0.81883 | -2.1957 | 2.8903 | 2.9368 | 0.093317 | 3.492 | 0.7918 | 4.7412 | 106.0346 | 0.214 | 0.056926 | 0.12153 | 0.214 | 0.23167 | 2.6856 | 0.78852 | -4.1601 | 2.6856 | 2.6213 | 2.8903 | 0.81883 | -2.1957 | 2.8903 | 2.9368
30 | 0.28 | 0.23 | South/Central | CA | Sacramento.Metro.AP.724839 | 3 | 6831885 | 38.0051 | 8.1907 | 50.9767 | 37.786 | 13.1907 | 1121.63 | 2.1246 | 43.44 | 1.661 | 0.46358 | 40.0263 | 0.44139 | 23.11 | -0.0045588 | 0.44595 | 17.8277 | 1.1337 | -29.92 | 2.2035 | -1.0698 | -14.4768 | 2.1246 | 43.44 | 1.661 | 0.46358 | 40.0263 | 2.314 | 42.75 | 1.922 | 0.39206 | 40.5245 | 0.093317 | 3.5465 | 0.76432 | 4.757 | 104.6666 | 0.19826 | 0.041189 | 0.10579 | 0.19826 | 0.21594 | 4.0537 | 2.1565 | -2.792 | 4.0537 | 3.9893 | 3.7351 | 1.6636 | -1.3509 | 3.7351 | 3.7816 | 0.093317 | 3.5465 | 0.76432 | 4.757 | 104.6666 | 0.19826 | 0.041189 | 0.10579 | 0.19826 | 0.21594 | 4.0537 | 2.1565 | -2.792 | 4.0537 | 3.9893 | 3.7351 | 1.6636 | -1.3509 | 3.7351 | 3.7816
31 | 0.28 | 0.19 | South/Central | CA | Sacramento.Metro.AP.724839 | 3 | 6831885 | 38.9733 | 7.663 | 51.2358 | 38.7489 | 12.4869 | 1096.27 | 1.8655 | 68.8 | 0.69817 | 1.1674 | 55.83 | 0.1823 | 48.47 | -0.96742 | 1.1497 | 33.6315 | 0.87458 | -4.56 | 1.2406 | -0.36602 | 1.3269 | 1.8655 | 68.8 | 0.69817 | 1.1674 | 55.83 | 2.0549 | 68.11 | 0.9591 | 1.0958 | 56.3283 | 0.093317 | 3.6369 | 0.71509 | 4.7811 | 102.3001 | 0.17408 | 0.017012 | 0.081612 | 0.17408 | 0.19176 | 6.4202 | 4.5231 | -0.42552 | 6.4202 | 6.3558 | 5.2099 | 3.1384 | 0.12382 | 5.2099 | 5.2564 | 0.093317 | 3.6369 | 0.71509 | 4.7811 | 102.3001 | 0.17408 | 0.017012 | 0.081612 | 0.17408 | 0.19176 | 6.4202 | 4.5231 | -0.42552 | 6.4202 | 6.3558 | 5.2099 | 3.1384 | 0.12382 | 5.2099 | 5.2564
32 | 0.28 | 0.17 | South/Central | CA | Sacramento.Metro.AP.724839 | 3 | 6831885 | 39.4981 | 7.3916 | 51.3892 | 39.2708 | 12.1185 | 1083.2 | 1.7121 | 81.87 | 0.1763 | 1.5358 | 63.8735 | 0.028858 | 61.54 | -1.4893 | 1.5181 | 41.6749 | 0.72113 | 8.51 | 0.71873 | 0.0024068 | 9.3704 | 1.7121 | 81.87 | 0.1763 | 1.5358 | 63.8735 | 1.9015 | 81.18 | 0.43724 | 1.4643 | 64.3718 | 0.093317 | 3.6858 | 0.68976 | 4.7955 | 101.0804 | 0.15977 | 0.0026929 | 0.067294 | 0.15977 | 0.17744 | 7.6398 | 5.7427 | 0.79412 | 7.6398 | 7.5754 | 5.9605 | 3.889 | 0.87441 | 5.9605 | 6.0069 | 0.093317 | 3.6858 | 0.68976 | 4.7955 | 101.0804 | 0.15977 | 0.0026929 | 0.067294 | 0.15977 | 0.17744 | 7.6398 | 5.7427 | 0.79412 | 7.6398 | 7.5754 | 5.9605 | 3.889 | 0.87441 | 5.9605 | 6.0069
33 | 0.27 | 0.47 | South/Central | CA | Sacramento.Metro.AP.724839 | 3 | 6831885 | 34.2154 | 10.501 | 50.3329 | 34.017 | 16.3159 | 1240.04 | 2.7684 | -74.97 | 5.4301 | -2.6617 | -36.6913 | 1.0852 | -95.3 | 3.7645 | -2.6793 | -58.8898 | 1.7775 | -148.33 | 5.9725 | -4.195 | -91.1944 | 2.7684 | -74.97 | 5.4301 | -2.6617 | -36.6913 | 2.9578 | -75.66 | 5.691 | -2.7332 | -36.193 | 0.093317 | 3.1929 | 0.97992 | 4.6969 | 115.7162 | 0.25834 | 0.10127 | 0.16587 | 0.25834 | 0.27602 | -6.9959 | -8.8931 | -13.8416 | -6.9959 | -7.0603 | -3.4239 | -5.4954 | -8.5099 | -3.4239 | -3.3774 | 0.093317 | 3.1929 | 0.97992 | 4.6969 | 115.7162 | 0.25834 | 0.10127 | 0.16587 | 0.25834 | 0.27602 | -6.9959 | -8.8931 | -13.8416 | -6.9959 | -7.0603 | -3.4239 | -5.4954 | -8.5099 | -3.4239 | -3.3774
34 | 0.27 | 0.42 | South/Central | CA | Sacramento.Metro.AP.724839 | 3 | 6831885 | 34.8713 | 9.9249 | 50.2113 | 34.6693 | 15.542 | 1207.44 | 2.89 | -42.37 | 4.7778 | -1.8878 | -14.0681 | 1.2068 | -62.7 | 3.1122 | -1.9054 | -36.2667 | 1.8991 | -115.73 | 5.3202 | -3.4211 | -68.5713 | 2.89 | -42.37 | 4.7778 | -1.8878 | -14.0681 | 3.0794 | -43.06 | 5.0387 | -1.9593 | -13.5699 | 0.093317 | 3.2541 | 0.92616 | 4.6855 | 112.6741 | 0.26968 | 0.11261 | 0.17721 | 0.26968 | 0.28736 | -3.9538 | -5.8509 | -10.7995 | -3.9538 | -4.0182 | -1.3128 | -3.3843 | -6.3988 | -1.3128 | -1.2663 | 0.093317 | 3.2541 | 0.92616 | 4.6855 | 112.6741 | 0.26968 | 0.11261 | 0.17721 | 0.26968 | 0.28736 | -3.9538 | -5.8509 | -10.7995 | -3.9538 | -4.0182 | -1.3128 | -3.3843 | -6.3988 | -1.3128 | -1.2663
35 | 0.27 | 0.37 | South/Central | CA | Sacramento.Metro.AP.724839 | 3 | 6831885 | 35.4659 | 9.5188 | 50.2583 | 35.2606 | 14.9977 | 1186.06 | 2.843 | -20.99 | 4.1865 | -1.3435 | 0.13298 | 1.1598 | -41.32 | 2.5209 | -1.3611 | -22.0656 | 1.852 | -94.35 | 4.7289 | -2.8768 | -54.3701 | 2.843 | -20.99 | 4.1865 | -1.3435 | 0.13298 | 3.0324 | -21.68 | 4.4474 | -1.415 | 0.63126 | 0.093317 | 3.3096 | 0.88826 | 4.6899 | 110.679 | 0.2653 | 0.10822 | 0.17283 | 0.2653 | 0.28297 | -1.9587 | -3.8558 | -8.8044 | -1.9587 | -2.0231 | 0.012409 | -2.0591 | -5.0736 | 0.012409 | 0.058907 | 0.093317 | 3.3096 | 0.88826 | 4.6899 | 110.679 | 0.2653 | 0.10822 | 0.17283 | 0.2653 | 0.28297 | -1.9587 | -3.8558 | -8.8044 | -1.9587 | -2.0231 | 0.012409 | -2.0591 | -5.0736 | 0.012409 | 0.058907
36 | 0.27 | 0.32 | South/Central | CA | Sacramento.Metro.AP.724839 | 3 | 6831885 | 36.2215 | 9.0143 | 50.328 | 36.0121 | 14.3159 | 1159.4 | 2.7733 | 5.67 | 3.4349 | -0.66164 | 17.7836 | 1.0901 | -14.66 | 1.7693 | -0.67927 | -4.415 | 1.7823 | -67.69 | 3.9774 | -2.195 | -36.7196 | 2.7733 | 5.67 | 3.4349 | -0.66164 | 17.7836 | 2.9627 | 4.98 | 3.6959 | -0.73316 | 18.2818 | 0.093317 | 3.3801 | 0.84118 | 4.6964 | 108.1912 | 0.25879 | 0.10172 | 0.16632 | 0.25879 | 0.27647 | 0.5291 | -1.368 | -6.3166 | 0.5291 | 0.46472 | 1.6595 | -0.41199 | -3.4265 | 1.6595 | 1.706 | 0.093317 | 3.3801 | 0.84118 | 4.6964 | 108.1912 | 0.25879 | 0.10172 | 0.16632 | 0.25879 | 0.27647 | 0.5291 | -1.368 | -6.3166 | 0.5291 | 0.46472 | 1.6595 | -0.41199 | -3.4265 | 1.6595 | 1.706
37 | 0.27 | 0.27 | South/Central | CA | Sacramento.Metro.AP.724839 | 3 | 6831885 | 36.9787 | 8.5751 | 50.4661 | 36.7652 | 13.701 | 1136.23 | 2.6352 | 28.84 | 2.6819 | -0.046687 | 32.7322 | 0.95198 | 8.51 | 1.0163 | -0.064319 | 10.5336 | 1.6443 | -44.52 | 3.2243 | -1.5801 | -21.7709 | 2.6352 | 28.84 | 2.6819 | -0.046687 | 32.7322 | 2.8246 | 28.15 | 2.9428 | -0.11821 | 33.2305 | 0.093317 | 3.4507 | 0.8002 | 4.7093 | 106.029 | 0.24591 | 0.088835 | 0.15344 | 0.24591 | 0.26358 | 2.6912 | 0.79412 | -4.1545 | 2.6912 | 2.6269 | 3.0545 | 0.98296 | -2.0316 | 3.0545 | 3.101 | 0.093317 | 3.4507 | 0.8002 | 4.7093 | 106.029 | 0.24591 | 0.088835 | 0.15344 | 0.24591 | 0.26358 | 2.6912 | 0.79412 | -4.1545 | 2.6912 | 2.6269 | 3.0545 | 0.98296 | -2.0316 | 3.0545 | 3.101
38 | 0.27 | 0.23 | South/Central | CA | Sacramento.Metro.AP.724839 | 3 | 6831885 | 37.6461 | 8.2021 | 50.6192 | 37.4289 | 13.1902 | 1117.44 | 2.4822 | 47.63 | 2.0181 | 0.46406 | 44.6531 | 0.79895 | 27.3 | 0.35253 | 0.44643 | 22.4545 | 1.4912 | -25.73 | 2.5605 | -1.0693 | -9.85 | 2.4822 | 47.63 | 2.0181 | 0.46406 | 44.6531 | 2.6716 | 46.94 | 2.279 | 0.39254 | 45.1514 | 0.093317 | 3.513 | 0.76539 | 4.7236 | 104.2756 | 0.23163 | 0.074556 | 0.13916 | 0.23163 | 0.2493 | 4.4447 | 2.5475 | -2.401 | 4.4447 | 4.3803 | 4.1669 | 2.0954 | -0.91917 | 4.1669 | 4.2134 | 0.093317 | 3.513 | 0.76539 | 4.7236 | 104.2756 | 0.23163 | 0.074556 | 0.13916 | 0.23163 | 0.2493 | 4.4447 | 2.5475 | -2.401 | 4.4447 | 4.3803 | 4.1669 | 2.0954 | -0.91917 | 4.1669 | 4.2134
39 | 0.27 | 0.19 | South/Central | CA | Sacramento.Metro.AP.724839 | 3 | 6831885 | 38.6043 | 7.673 | 50.8653 | 38.3819 | 12.4834 | 1091.82 | 2.236 | 73.25 | 1.0652 | 1.1709 | 60.7059 | 0.5528 | 52.92 | -0.60042 | 1.1532 | 38.5074 | 1.2451 | -0.11 | 1.6076 | -0.36252 | 6.2028 | 2.236 | 73.25 | 1.0652 | 1.1709 | 60.7059 | 2.4254 | 72.56 | 1.3261 | 1.0993 | 61.2042 | 0.093317 | 3.6024 | 0.71602 | 4.7466 | 101.8848 | 0.20866 | 0.051586 | 0.11619 | 0.20866 | 0.22633 | 6.8354 | 4.9383 | -0.010265 | 6.8354 | 6.771 | 5.6649 | 3.5934 | 0.57882 | 5.6649 | 5.7114 | 0.093317 | 3.6024 | 0.71602 | 4.7466 | 101.8848 | 0.20866 | 0.051586 | 0.11619 | 0.20866 | 0.22633 | 6.8354 | 4.9383 | -0.010265 | 6.8354 | 6.771 | 5.6649 | 3.5934 | 0.57882 | 5.6649 | 5.7114
40 | 0.27 | 0.17 | South/Central | CA | Sacramento.Metro.AP.724839 | 3 | 6831885 | 39.1291 | 7.4016 | 51.0202 | 38.9038 | 12.1165 | 1078.83 | 2.0811 | 86.24 | 0.54331 | 1.5378 | 68.6894 | 0.39786 | 65.91 | -1.1223 | 1.5201 | 46.4908 | 1.0901 | 12.88 | 1.0857 | 0.0044109 | 14.1862 | 2.0811 | 86.24 | 0.54331 | 1.5378 | 68.6894 | 2.2705 | 85.55 | 0.80424 | 1.4663 | 69.1876 | 0.093317 | 3.6514 | 0.69069 | 4.761 | 100.6727 | 0.1942 | 0.037127 | 0.10173 | 0.1942 | 0.21188 | 8.0476 | 6.1505 | 1.2019 | 8.0476 | 7.9832 | 6.4099 | 4.3384 | 1.3238 | 6.4099 | 6.4563 | 0.093317 | 3.6514 | 0.69069 | 4.761 | 100.6727 | 0.1942 | 0.037127 | 0.10173 | 0.1942 | 0.21188 | 8.0476 | 6.1505 | 1.2019 | 8.0476 | 7.9832 | 6.4099 | 4.3384 | 1.3238 | 6.4099 | 6.4563
41 | 0.26 | 0.47 | South/Central | CA | Sacramento.Metro.AP.724839 | 3 | 6831885 | 33.9162 | 10.481 | 50.0021 | 33.7194 | 16.2827 | 1234.85 | 3.0992 | -69.78 | 5.7277 | -2.6285 | -31.5205 | 1.416 | -90.11 | 4.0621 | -2.6461 | -53.7191 | 2.1082 | -143.14 | 6.2701 | -4.1618 | -86.0236 | 3.0992 | -69.78 | 5.7277 | -2.6285 | -31.5205 | 3.2886 | -70.47 | 5.9886 | -2.7 | -31.0222 | 0.093317 | 3.1649 | 0.97805 | 4.666 | 115.2319 | 0.28921 | 0.13213 | 0.19673 | 0.28921 | 0.30688 | -6.5116 | -8.4088 | -13.3573 | -6.5116 | -6.576 | -2.9414 | -5.0129 | -8.0274 | -2.9414 | -2.8949 | 0.093317 | 3.1649 | 0.97805 | 4.666 | 115.2319 | 0.28921 | 0.13213 | 0.19673 | 0.28921 | 0.30688 | -6.5116 | -8.4088 | -13.3573 | -6.5116 | -6.576 | -2.9414 | -5.0129 | -8.0274 | -2.9414 | -2.8949
42 | 0.26 | 0.42 | South/Central | CA | Sacramento.Metro.AP.724839 | 3 | 6831885 | 34.5507 | 9.925 | 49.8707 | 34.3504 | 15.5203 | 1202.6 | 3.2307 | -37.53 | 5.0967 | -1.866 | -9.0815 | 1.5474 | -57.86 | 3.4311 | -1.8837 | -31.28 | 2.2397 | -110.89 | 5.6391 | -3.3994 | -63.5846 | 3.2307 | -37.53 | 5.0967 | -1.866 | -9.0815 | 3.4201 | -38.22 | 5.3576 | -1.9375 | -8.5832 | 0.093317 | 3.2241 | 0.92616 | 4.6538 | 112.2224 | 0.30147 | 0.1444 | 0.209 | 0.30147 | 0.31915 | -3.5022 | -5.3993 | -10.3479 | -3.5022 | -3.5666 | -0.84745 | -2.9189 | -5.9335 | -0.84745 | -0.80096 | 0.093317 | 3.2241 | 0.92616 | 4.6538 | 112.2224 | 0.30147 | 0.1444 | 0.209 | 0.30147 | 0.31915 | -3.5022 | -5.3993 | -10.3479 | -3.5022 | -3.5666 | -0.84745 | -2.9189 | -5.9335 | -0.84745 | -0.80096
43 | 0.26 | 0.37 | South/Central | CA | Sacramento.Metro.AP.724839 | 3 | 6831885 | 35.034 | 9.6304 | 49.9495 | 34.8311 | 15.1184 | 1187.32 | 3.1518 | -22.25 | 4.616 | -1.4642 | 0.83446 | 1.4686 | -42.58 | 2.9504 | -1.4818 | -21.3641 | 2.1609 | -95.61 | 5.1584 | -2.9975 | -53.6687 | 3.1518 | -22.25 | 4.616 | -1.4642 | 0.83446 | 3.3413 | -22.94 | 4.8769 | -1.5357 | 1.3327 | 0.093317 | 3.2693 | 0.89867 | 4.6611 | 110.7966 | 0.29412 | 0.13705 | 0.20165 | 0.29412 | 0.31179 | -2.0763 | -3.9734 | -8.922 | -2.0763 | -2.1407 | 0.077869 | -1.9936 | -5.0082 | 0.077869 | 0.12437 | 0.093317 | 3.2693 | 0.89867 | 4.6611 | 110.7966 | 0.29412 | 0.13705 | 0.20165 | 0.29412 | 0.31179 | -2.0763 | -3.9734 | -8.922 | -2.0763 | -2.1407 | 0.077869 | -1.9936 | -5.0082 | 0.077869 | 0.12437
44 | 0.26 | 0.32 | South/Central | CA | Sacramento.Metro.AP.724839 | 3 | 6831885 | 35.6799 | 9.2143 | 50.0264 | 35.4735 | 14.553 | 1165.43 | 3.0749 | -0.36 | 3.9736 | -0.8987 | 15.2259 | 1.3917 | -20.69 | 2.308 | -0.91633 | -6.9726 | 2.084 | -73.72 | 4.516 | -2.4321 | -39.2772 | 3.0749 | -0.36 | 3.9736 | -0.8987 | 15.2259 | 3.2643 | -1.05 | 4.2345 | -0.97022 | 15.7242 | 0.093317 | 3.3295 | 0.85985 | 4.6683 | 108.7539 | 0.28694 | 0.12987 | 0.19447 | 0.28694 | 0.30461 | -0.033594 | -1.9307 | -6.8793 | -0.033594 | -0.097982 | 1.4208 | -0.65066 | -3.6652 | 1.4208 | 1.4673 | 0.093317 | 3.3295 | 0.85985 | 4.6683 | 108.7539 | 0.28694 | 0.12987 | 0.19447 | 0.28694 | 0.30461 | -0.033594 | -1.9307 | -6.8793 | -0.033594 | -0.097982 | 1.4208 | -0.65066 | -3.6652 | 1.4208 | 1.4673
45 | 0.26 | 0.27 | South/Central | CA | Sacramento.Metro.AP.724839 | 3 | 6831885 | 36.5284 | 8.6667 | 50.1258 | 36.3173 | 13.8085 | 1136.6 | 2.9756 | 28.47 | 3.1298 | -0.1542 | 34.1988 | 1.2923 | 8.14 | 1.4642 | -0.17184 | 12.0002 | 1.9846 | -44.89 | 3.6722 | -1.6876 | -20.3044 | 2.9756 | 28.47 | 3.1298 | -0.1542 | 34.1988 | 3.165 | 27.78 | 3.3907 | -0.22572 | 34.697 | 0.093317 | 3.4087 | 0.80874 | 4.6776 | 106.0636 | 0.27767 | 0.1206 | 0.1852 | 0.27767 | 0.29534 | 2.6567 | 0.7596 | -4.189 | 2.6567 | 2.5923 | 3.1913 | 1.1198 | -1.8947 | 3.1913 | 3.2378 | 0.093317 | 3.4087 | 0.80874 | 4.6776 | 106.0636 | 0.27767 | 0.1206 | 0.1852 | 0.27767 | 0.29534 | 2.6567 | 0.7596 | -4.189 | 2.6567 | 2.5923 | 3.1913 | 1.1198 | -1.8947 | 3.1913 | 3.2378
46 | 0.26 | 0.23 | South/Central | CA | Sacramento.Metro.AP.724839 | 3 | 6831885 | 37.2856 | 8.2121 | 50.2586 | 37.0703 | 13.1883 | 1113.16 | 2.8427 | 51.91 | 2.3767 | 0.466 | 49.358 | 1.1595 | 31.58 | 0.71113 | 0.44837 | 27.1594 | 1.8518 | -21.45 | 2.9191 | -1.0674 | -5.1452 | 2.8427 | 51.91 | 2.3767 | 0.466 | 49.358 | 3.0321 | 51.22 | 2.6377 | 0.39448 | 49.8562 | 0.093317 | 3.4794 | 0.76633 | 4.69 | 103.8762 | 0.26527 | 0.1082 | 0.1728 | 0.26527 | 0.28295 | 4.8441 | 2.9469 | -2.0016 | 4.8441 | 4.7797 | 4.6059 | 2.5344 | -0.48013 | 4.6059 | 4.6524 | 0.093317 | 3.4794 | 0.76633 | 4.69 | 103.8762 | 0.26527 | 0.1082 | 0.1728 | 0.26527 | 0.28295 | 4.8441 | 2.9469 | -2.0016 | 4.8441 | 4.7797 | 4.6059 | 2.5344 | -0.48013 | 4.6059 | 4.6524
47 | 0.26 | 0.19 | South/Central | CA | Sacramento.Metro.AP.724839 | 3 | 6831885 | 38.2422 | 7.6845 | 50.4962 | 38.0218 | 12.4745 | 1087.16 | 2.6051 | 77.91 | 1.4253 | 1.1798 | 65.7109 | 0.92186 | 57.58 | -0.24029 | 1.1622 | 43.5124 | 1.6141 | 4.55 | 1.9677 | -0.35358 | 11.2078 | 2.6051 | 77.91 | 1.4253 | 1.1798 | 65.7109 | 2.7945 | 77.22 | 1.6862 | 1.1083 | 66.2092 | 0.093317 | 3.5686 | 0.71709 | 4.7121 | 101.45 | 0.2431 | 0.086025 | 0.15063 | 0.2431 | 0.26077 | 7.2703 | 5.3732 | 0.42459 | 7.2703 | 7.2059 | 6.1319 | 4.0604 | 1.0459 | 6.1319 | 6.1784 | 0.093317 | 3.5686 | 0.71709 | 4.7121 | 101.45 | 0.2431 | 0.086025 | 0.15063 | 0.2431 | 0.26077 | 7.2703 | 5.3732 | 0.42459 | 7.2703 | 7.2059 | 6.1319 | 4.0604 | 1.0459 | 6.1319 | 6.1784
48 | 0.26 | 0.17 | South/Central | CA | Sacramento.Metro.AP.724839 | 3 | 6831885 | 38.7669 | 7.42 | 50.6665 | 38.5436 | 12.1228 | 1074.96 | 2.4349 | 90.11 | 0.90343 | 1.5314 | 73.0815 | 0.75164 | 69.78 | -0.76216 | 1.5138 | 50.883 | 1.4439 | 16.75 | 1.4459 | -0.0019356 | 18.5784 | 2.4349 | 90.11 | 0.90343 | 1.5314 | 73.0815 | 2.6243 | 89.42 | 1.1644 | 1.4599 | 73.5798 | 0.093317 | 3.6176 | 0.69241 | 4.728 | 100.3115 | 0.22721 | 0.070141 | 0.13474 | 0.22721 | 0.24489 | 8.4088 | 6.5116 | 1.5631 | 8.4088 | 8.3444 | 6.8197 | 4.7482 | 1.7337 | 6.8197 | 6.8662 | 0.093317 | 3.6176 | 0.69241 | 4.728 | 100.3115 | 0.22721 | 0.070141 | 0.13474 | 0.22721 | 0.24489 | 8.4088 | 6.5116 | 1.5631 | 8.4088 | 8.3444 | 6.8197 | 4.7482 | 1.7337 | 6.8197 | 6.8662
49 | 0.25 | 0.47 | South/Central | CA | Sacramento.Metro.AP.724839 | 3 | 6831885 | 33.6155 | 10.471 | 49.6729 | 33.4203 | 16.2526 | 1229.81 | 3.4284 | -64.74 | 6.0267 | -2.5983 | -26.4531 | 1.7452 | -85.07 | 4.3612 | -2.616 | -48.6517 | 2.4375 | -138.1 | 6.5692 | -4.1317 | -80.9562 | 3.4284 | -64.74 | 6.0267 | -2.5983 | -26.4531 | 3.6178 | -65.43 | 6.2877 | -2.6699 | -25.9548 | 0.093317 | 3.1369 | 0.97712 | 4.6353 | 114.7616 | 0.31993 | 0.16285 | 0.22746 | 0.31993 | 0.3376 | -6.0413 | -7.9384 | -12.887 | -6.0413 | -6.1057 | -2.4685 | -4.54 | -7.5546 | -2.4685 | -2.422 | 0.093317 | 3.1369 | 0.97712 | 4.6353 | 114.7616 | 0.31993 | 0.16285 | 0.22746 | 0.31993 | 0.3376 | -6.0413 | -7.9384 | -12.887 | -6.0413 | -6.1057 | -2.4685 | -4.54 | -7.5546 | -2.4685 | -2.422
50 | 0.25 | 0.42 | South/Central | CA | Sacramento.Metro.AP.724839 | 3 | 6831885 | 34.23 | 9.9265 | 49.5415 | 34.0315 | 15.51 | 1198.35 | 3.5598 | -33.28 | 5.4156 | -1.8558 | -4.5549 | 1.8766 | -53.61 | 3.75 | -1.8734 | -26.7535 | 2.5689 | -106.64 | 5.958 | -3.3891 | -59.058 | 3.5598 | -33.28 | 5.4156 | -1.8558 | -4.5549 | 3.7493 | -33.97 | 5.6765 | -1.9273 | -4.0567 | 0.093317 | 3.1942 | 0.9263 | 4.623 | 111.8258 | 0.33219 | 0.17512 | 0.23972 | 0.33219 | 0.34987 | -3.1056 | -5.0027 | -9.9513 | -3.1056 | -3.17 | -0.42505 | -2.4965 | -5.5111 | -0.42505 | -0.37855 | 0.093317 | 3.1942 | 0.9263 | 4.623 | 111.8258 | 0.33219 | 0.17512 | 0.23972 | 0.33219 | 0.34987 | -3.1056 | -5.0027 | -9.9513 | -3.1056 | -3.17 | -0.42505 | -2.4965 | -5.5111 | -0.42505 | -0.37855
51 | 0.25 | 0.37 | South/Central | CA | Sacramento.Metro.AP.724839 | 3 | 6831885 | 34.6036 | 9.7419 | 49.6491 | 34.403 | 15.2461 | 1188.97 | 3.4522 | -23.9 | 5.044 | -1.5918 | 1.2382 | 1.769 | -44.23 | 3.3785 | -1.6094 | -20.9604 | 2.4613 | -97.26 | 5.5865 | -3.1252 | -53.2649 | 3.4522 | -23.9 | 5.044 | -1.5918 | 1.2382 | 3.6417 | -24.59 | 5.305 | -1.6633 | 1.7365 | 0.093317 | 3.2291 | 0.90908 | 4.6331 | 110.9505 | 0.32215 | 0.16508 | 0.22968 | 0.32215 | 0.33983 | -2.2303 | -4.1274 | -9.076 | -2.2303 | -2.2947 | 0.11554 | -1.9559 | -4.9705 | 0.11554 | 0.16204 | 0.093317 | 3.2291 | 0.90908 | 4.6331 | 110.9505 | 0.32215 | 0.16508 | 0.22968 | 0.32215 | 0.33983 | -2.2303 | -4.1274 | -9.076 | -2.2303 | -2.2947 | 0.11554 | -1.9559 | -4.9705 | 0.11554 | 0.16204
52 | 0.25 | 0.32 | South/Central | CA | Sacramento.Metro.AP.724839 | 3 | 6831885 | 35.1383 | 9.4258 | 49.7363 | 34.9348 | 14.8015 | 1172.07 | 3.365 | -7 | 4.5123 | -1.1472 | 12.2079 | 1.6818 | -27.33 | 2.8467 | -1.1649 | -9.9907 | 2.3741 | -80.36 | 5.0547 | -2.6806 | -42.2952 | 3.365 | -7 | 4.5123 | -1.1472 | 12.2079 | 3.5544 | -7.69 | 4.7732 | -1.2188 | 12.7062 | 0.093317 | 3.279 | 0.87959 | 4.6412 | 109.3735 | 0.31401 | 0.15694 | 0.22154 | 0.31401 | 0.33169 | -0.65322 | -2.5503 | -7.4989 | -0.65322 | -0.7176 | 1.1392 | -0.93229 | -3.9468 | 1.1392 | 1.1857 | 0.093317 | 3.279 | 0.87959 | 4.6412 | 109.3735 | 0.31401 | 0.15694 | 0.22154 | 0.31401 | 0.33169 | -0.65322 | -2.5503 | -7.4989 | -0.65322 | -0.7176 | 1.1392 | -0.93229 | -3.9468 | 1.1392 | 1.1857
53 | 0.25 | 0.27 | South/Central | CA | Sacramento.Metro.AP.724839 | 3 | 6831885 | 36.0865 | 8.7582 | 49.7854 | 35.8778 | 13.9076 | 1136.62 | 3.3159 | 28.45 | 3.5692 | -0.25333 | 35.8934 | 1.6327 | 8.12 | 1.9036 | -0.27096 | 13.6949 | 2.325 | -44.91 | 4.1117 | -1.7867 | -18.6097 | 3.3159 | 28.45 | 3.5692 | -0.25333 | 35.8934 | 3.5053 | 27.76 | 3.8302 | -0.32485 | 36.3917 | 0.093317 | 3.3675 | 0.81729 | 4.6458 | 106.0654 | 0.30943 | 0.15236 | 0.21696 | 0.30943 | 0.3271 | 2.6549 | 0.75773 | -4.1908 | 2.6549 | 2.5905 | 3.3494 | 1.278 | -1.7366 | 3.3494 | 3.3959 | 0.093317 | 3.3675 | 0.81729 | 4.6458 | 106.0654 | 0.30943 | 0.15236 | 0.21696 | 0.30943 | 0.3271 | 2.6549 | 0.75773 | -4.1908 | 2.6549 | 2.5905 | 3.3494 | 1.278 | -1.7366 | 3.3494 | 3.3959
54 | 0.25 | 0.23 | South/Central | CA | Sacramento.Metro.AP.724839 | 3 | 6831885 | 36.9334 | 8.2221 | 49.9064 | 36.7201 | 13.1863 | 1108.97 | 3.1949 | 56.1 | 2.7269 | 0.46797 | 53.9558 | 1.5117 | 35.77 | 1.0613 | 0.45034 | 31.7572 | 2.2039 | -17.26 | 3.2693 | -1.0654 | -0.54734 | 3.1949 | 56.1 | 2.7269 | 0.46797 | 53.9558 | 3.3843 | 55.41 | 2.9879 | 0.39645 | 54.4541 | 0.093317 | 3.4465 | 0.76726 | 4.6571 | 103.4852 | 0.29814 | 0.14106 | 0.20566 | 0.29814 | 0.31581 | 5.2351 | 3.3379 | -1.6106 | 5.2351 | 5.1707 | 5.035 | 2.9635 | -0.051076 | 5.035 | 5.0815 | 0.093317 | 3.4465 | 0.76726 | 4.6571 | 103.4852 | 0.29814 | 0.14106 | 0.20566 | 0.29814 | 0.31581 | 5.2351 | 3.3379 | -1.6106 | 5.2351 | 5.1707 | 5.035 | 2.9635 | -0.051076 | 5.035 | 5.0815
55 | 0.25 | 0.19 | South/Central | CA | Sacramento.Metro.AP.724839 | 3 | 6831885 | 37.8801 | 7.6946 | 50.1342 | 37.6616 | 12.4725 | 1082.86 | 2.9672 | 82.21 | 1.7854 | 1.1817 | 70.4362 | 1.2839 | 61.88 | 0.11983 | 1.1641 | 48.2376 | 1.9762 | 8.85 | 2.3278 | -0.35163 | 15.9331 | 2.9672 | 82.21 | 1.7854 | 1.1817 | 70.4362 | 3.1566 | 81.52 | 2.0464 | 1.1102 | 70.9345 | 0.093317 | 3.5348 | 0.71803 | 4.6783 | 101.0487 | 0.27689 | 0.11981 | 0.18441 | 0.27689 | 0.29456 | 7.6716 | 5.7744 | 0.82585 | 7.6716 | 7.6072 | 6.5729 | 4.5014 | 1.4868 | 6.5729 | 6.6194 | 0.093317 | 3.5348 | 0.71803 | 4.6783 | 101.0487 | 0.27689 | 0.11981 | 0.18441 | 0.27689 | 0.29456 | 7.6716 | 5.7744 | 0.82585 | 7.6716 | 7.6072 | 6.5729 | 4.5014 | 1.4868 | 6.5729 | 6.6194
56 | 0.25 | 0.17 | South/Central | CA | Sacramento.Metro.AP.724839 | 3 | 6831885 | 38.3949 | 7.4315 | 50.2959 | 38.1736 | 12.1223 | 1070.63 | 2.8054 | 94.44 | 1.2735 | 1.5319 | 77.8761 | 1.1222 | 74.11 | -0.39212 | 1.5143 | 55.6775 | 1.8145 | 21.08 | 1.8159 | -0.0014416 | 23.3729 | 2.8054 | 94.44 | 1.2735 | 1.5319 | 77.8761 | 2.9948 | 93.75 | 1.5344 | 1.4604 | 78.3743 | 0.093317 | 3.5829 | 0.69348 | 4.6934 | 99.9075 | 0.26179 | 0.10472 | 0.16932 | 0.26179 | 0.27947 | 8.8128 | 6.9157 | 1.9671 | 8.8128 | 8.7484 | 7.2671 | 5.1956 | 2.1811 | 7.2671 | 7.3136 | 0.093317 | 3.5829 | 0.69348 | 4.6934 | 99.9075 | 0.26179 | 0.10472 | 0.16932 | 0.26179 | 0.27947 | 8.8128 | 6.9157 | 1.9671 | 8.8128 | 8.7484 | 7.2671 | 5.1956 | 2.1811 | 7.2671 | 7.3136
57 | 0.24 | 0.47 | South/Central | CA | Sacramento.Metro.AP.724839 | 3 | 6831885 | 33.2749 | 10.4909 | 49.3423 | 33.0816 | 16.2607 | 1226.28 | 3.759 | -61.21 | 6.3655 | -2.6065 | -22.408 | 2.0758 | -81.54 | 4.6999 | -2.6241 | -44.6066 | 2.7681 | -134.57 | 6.9079 | -4.1398 | -76.9111 | 3.759 | -61.21 | 6.3655 | -2.6065 | -22.408 | 3.9485 | -61.9 | 6.6264 | -2.678 | -21.9097 | 0.093317 | 3.1051 | 0.97898 | 4.6045 | 114.4322 | 0.35078 | 0.19371 | 0.25831 | 0.35078 | 0.36846 | -5.7119 | -7.609 | -12.5576 | -5.7119 | -5.7763 | -2.091 | -4.1625 | -7.1771 | -2.091 | -2.0445 | 0.093317 | 3.1051 | 0.97898 | 4.6045 | 114.4322 | 0.35078 | 0.19371 | 0.25831 | 0.35078 | 0.36846 | -5.7119 | -7.609 | -12.5576 | -5.7119 | -5.7763 | -2.091 | -4.1625 | -7.1771 | -2.091 | -2.0445
58 | 0.24 | 0.42 | South/Central | CA | Sacramento.Metro.AP.724839 | 3 | 6831885 | 33.8894 | 9.9464 | 49.2108 | 33.6927 | 15.5181 | 1194.83 | 3.8905 | -29.76 | 5.7544 | -1.8639 | -0.50839 | 2.2073 | -50.09 | 4.0888 | -1.8815 | -22.7069 | 2.8996 | -103.12 | 6.2968 | -3.3972 | -55.0115 | 3.8905 | -29.76 | 5.7544 | -1.8639 | -0.50839 | 4.0799 | -30.45 | 6.0153 | -1.9354 | -0.010114 | 0.093317 | 3.1624 | 0.92817 | 4.5922 | 111.4974 | 0.36305 | 0.20598 | 0.27058 | 0.36305 | 0.38072 | -2.7771 | -4.6742 | -9.6228 | -2.7771 | -2.8415 | -0.047441 | -2.1189 | -5.1335 | -0.047441 | -0.00094382 | 0.093317 | 3.1624 | 0.92817 | 4.5922 | 111.4974 | 0.36305 | 0.20598 | 0.27058 | 0.36305 | 0.38072 | -2.7771 | -4.6742 | -9.6228 | -2.7771 | -2.8415 | -0.047441 | -2.1189 | -5.1335 | -0.047441 | -0.00094382
59 | 0.24 | 0.37 | South/Central | CA | Sacramento.Metro.AP.724839 | 3 | 6831885 | 34.2615 | 9.7619 | 49.3185 | 34.0627 | 15.2557 | 1185.5 | 3.7829 | -20.43 | 5.3843 | -1.6015 | 5.2419 | 2.0997 | -40.76 | 3.7187 | -1.6191 | -16.9566 | 2.7919 | -93.79 | 5.9268 | -3.1348 | -49.2612 | 3.7829 | -20.43 | 5.3843 | -1.6015 | 5.2419 | 3.9723 | -21.12 | 5.6453 | -1.673 | 5.7402 | 0.093317 | 3.1972 | 0.91095 | 4.6022 | 110.6267 | 0.353 | 0.19593 | 0.26053 | 0.353 | 0.37068 | -1.9065 | -3.8036 | -8.7522 | -1.9065 | -1.9708 | 0.48916 | -1.5823 | -4.5969 | 0.48916 | 0.53565 | 0.093317 | 3.1972 | 0.91095 | 4.6022 | 110.6267 | 0.353 | 0.19593 | 0.26053 | 0.353 | 0.37068 | -1.9065 | -3.8036 | -8.7522 | -1.9065 | -1.9708 | 0.48916 | -1.5823 | -4.5969 | 0.48916 | 0.53565
60 | 0.24 | 0.32 | South/Central | CA | Sacramento.Metro.AP.724839 | 3 | 6831885 | 34.7877 | 9.4458 | 49.3956 | 34.5861 | 14.8095 | 1168.42 | 3.7057 | -3.35 | 4.8609 | -1.1552 | 16.3863 | 2.0225 | -23.68 | 3.1954 | -1.1729 | -5.8122 | 2.7148 | -76.71 | 5.4034 | -2.6886 | -38.1168 | 3.7057 | -3.35 | 4.8609 | -1.1552 | 16.3863 | 3.8951 | -4.04 | 5.1219 | -1.2267 | 16.8846 | 0.093317 | 3.2463 | 0.88145 | 4.6094 | 109.0329 | 0.3458 | 0.18873 | 0.25333 | 0.3458 | 0.36348 | -0.31261 | -2.2097 | -7.1583 | -0.31261 | -0.377 | 1.5291 | -0.54238 | -3.5569 | 1.5291 | 1.5756 | 0.093317 | 3.2463 | 0.88145 | 4.6094 | 109.0329 | 0.3458 | 0.18873 | 0.25333 | 0.3458 | 0.36348 | -0.31261 | -2.2097 | -7.1583 | -0.31261 | -0.377 | 1.5291 | -0.54238 | -3.5569 | 1.5291 | 1.5756
61 | 0.24 | 0.27 | South/Central | CA | Sacramento.Metro.AP.724839 | 3 | 6831885 | 35.7259 | 8.7698 | 49.4265 | 35.5192 | 13.9073 | 1132.42 | 3.6749 | 32.65 | 3.9278 | -0.25299 | 40.5344 | 1.9916 | 12.32 | 2.2623 | -0.27062 | 18.3358 | 2.6839 | -40.71 | 4.4703 | -1.7864 | -13.9688 | 3.6749 | 32.65 | 3.9278 | -0.25299 | 40.5344 | 3.8643 | 31.96 | 4.1888 | -0.32451 | 41.0326 | 0.093317 | 3.3338 | 0.81837 | 4.6123 | 105.6735 | 0.34292 | 0.18585 | 0.25045 | 0.34292 | 0.3606 | 3.0468 | 1.1497 | -3.7989 | 3.0468 | 2.9824 | 3.7825 | 1.711 | -1.3035 | 3.7825 | 3.829 | 0.093317 | 3.3338 | 0.81837 | 4.6123 | 105.6735 | 0.34292 | 0.18585 | 0.25045 | 0.34292 | 0.3606 | 3.0468 | 1.1497 | -3.7989 | 3.0468 | 2.9824 | 3.7825 | 1.711 | -1.3035 | 3.7825 | 3.829
62 | 0.24 | 0.23 | South/Central | CA | Sacramento.Metro.AP.724839 | 3 | 6831885 | 36.5729 | 8.2321 | 49.5459 | 36.3615 | 13.1844 | 1104.69 | 3.5554 | 60.38 | 3.0855 | 0.46992 | 58.6609 | 1.8722 | 40.05 | 1.4199 | 0.45228 | 36.4624 | 2.5645 | -12.98 | 3.6279 | -1.0635 | 4.1578 | 3.5554 | 60.38 | 3.0855 | 0.46992 | 58.6609 | 3.7449 | 59.69 | 3.3465 | 0.3984 | 59.1592 | 0.093317 | 3.4129 | 0.76819 | 4.6234 | 103.0858 | 0.33178 | 0.17471 | 0.23931 | 0.33178 | 0.34946 | 5.6345 | 3.7373 | -1.2112 | 5.6345 | 5.5701 | 5.474 | 3.4025 | 0.38799 | 5.474 | 5.5205 | 0.093317 | 3.4129 | 0.76819 | 4.6234 | 103.0858 | 0.33178 | 0.17471 | 0.23931 | 0.33178 | 0.34946 | 5.6345 | 3.7373 | -1.2112 | 5.6345 | 5.5701 | 5.474 | 3.4025 | 0.38799 | 5.474 | 5.5205
63 | 0.24 | 0.19 | South/Central | CA | Sacramento.Metro.AP.724839 | 3 | 6831885 | 37.5195 | 7.7045 | 49.7735 | 37.303 | 12.4705 | 1078.57 | 3.3278 | 86.5 | 2.144 | 1.1838 | 75.1446 | 1.6446 | 66.17 | 0.47843 | 1.1661 | 52.9461 | 2.3368 | 13.14 | 2.6864 | -0.3496 | 20.6415 | 3.3278 | 86.5 | 2.144 | 1.1838 | 75.1446 | 3.5172 | 85.81 | 2.405 | 1.1123 | 75.6429 | 0.093317 | 3.5012 | 0.71896 | 4.6447 | 100.6484 | 0.31054 | 0.15347 | 0.21807 | 0.31054 | 0.32821 | 8.0719 | 6.1748 | 1.2262 | 8.0719 | 8.0075 | 7.0122 | 4.9407 | 1.9262 | 7.0122 | 7.0587 | 0.093317 | 3.5012 | 0.71896 | 4.6447 | 100.6484 | 0.31054 | 0.15347 | 0.21807 | 0.31054 | 0.32821 | 8.0719 | 6.1748 | 1.2262 | 8.0719 | 8.0075 | 7.0122 | 4.9407 | 1.9262 | 7.0122 | 7.0587
64 | 0.24 | 0.17 | South/Central | CA | Sacramento.Metro.AP.724839 | 3 | 6831885 | 38.0343 | 7.433 | 49.9254 | 37.815 | 12.1104 | 1065.82 | 3.176 | 99.25 | 1.6321 | 1.5439 | 82.9834 | 1.4928 | 78.92 | -0.033514 | 1.5263 | 60.7848 | 2.185 | 25.89 | 2.1745 | 0.01053 | 28.4802 | 3.176 | 99.25 | 1.6321 | 1.5439 | 82.9834 | 3.3654 | 98.56 | 1.893 | 1.4724 | 83.4816 | 0.093317 | 3.5492 | 0.69362 | 4.6589 | 99.4586 | 0.29637 | 0.1393 | 0.2039 | 0.29637 | 0.31405 | 9.2617 | 7.3645 | 2.416 | 9.2617 | 9.1973 | 7.7437 | 5.6722 | 2.6577 | 7.7437 | 7.7902 | 0.093317 | 3.5492 | 0.69362 | 4.6589 | 99.4586 | 0.29637 | 0.1393 | 0.2039 | 0.29637 | 0.31405 | 9.2617 | 7.3645 | 2.416 | 9.2617 | 9.1973 | 7.7437 | 5.6722 | 2.6577 | 7.7437 | 7.7902
65 | 0.22 | 0.47 | South/Central | CA | Sacramento.Metro.AP.724839 | 3 | 6831885 | 32.5936 | 10.5241 | 48.6826 | 32.404 | 16.2786 | 1219.3 | 4.4187 | -54.23 | 7.043 | -2.6243 | -14.3813 | 2.7355 | -74.56 | 5.3775 | -2.6419 | -36.5798 | 3.4278 | -127.59 | 7.5855 | -4.1577 | -68.8844 | 4.4187 | -54.23 | 7.043 | -2.6243 | -14.3813 | 4.6081 | -54.92 | 7.304 | -2.6958 | -13.883 | 0.093317 | 3.0415 | 0.98207 | 4.5429 | 113.7808 | 0.41234 | 0.25527 | 0.31987 | 0.41234 | 0.43002 | -5.0606 | -6.9577 | -11.9063 | -5.0606 | -5.1249 | -1.342 | -3.4135 | -6.428 | -1.342 | -1.2955 | 0.093317 | 3.0415 | 0.98207 | 4.5429 | 113.7808 | 0.41234 | 0.25527 | 0.31987 | 0.41234 | 0.43002 | -5.0606 | -6.9577 | -11.9063 | -5.0606 | -5.1249 | -1.342 | -3.4135 | -6.428 | -1.342 | -1.2955
66 | 0.22 | 0.42 | South/Central | CA | Sacramento.Metro.AP.724839 | 3 | 6831885 | 33.1981 | 9.978 | 48.5312 | 33.0052 | 15.5259 | 1187.22 | 4.5702 | -22.15 | 6.4418 | -1.8717 | 8.0489 | 2.8869 | -42.48 | 4.7762 | -1.8893 | -14.1497 | 3.5792 | -95.51 | 6.9842 | -3.405 | -46.4543 | 4.5702 | -22.15 | 6.4418 | -1.8717 | 8.0489 | 4.7596 | -22.84 | 6.7028 | -1.9432 | 8.5471 | 0.093317 | 3.0979 | 0.93111 | 4.5288 | 110.7872 | 0.42647 | 0.2694 | 0.334 | 0.42647 | 0.44415 | -2.067 | -3.9641 | -8.9127 | -2.067 | -2.1313 | 0.75109 | -1.3204 | -4.3349 | 0.75109 | 0.79759 | 0.093317 | 3.0979 | 0.93111 | 4.5288 | 110.7872 | 0.42647 | 0.2694 | 0.334 | 0.42647 | 0.44415 | -2.067 | -3.9641 | -8.9127 | -2.067 | -2.1313 | 0.75109 | -1.3204 | -4.3349 | 0.75109 | 0.79759
67 | 0.22 | 0.37 | South/Central | CA | Sacramento.Metro.AP.724839 | 3 | 6831885 | 33.5702 | 9.795 | 48.6402 | 33.3753 | 15.2649 | 1177.96 | 4.4611 | -12.89 | 6.0718 | -1.6107 | 13.7422 | 2.7779 | -33.22 | 4.4062 | -1.6283 | -8.4564 | 3.4702 | -86.25 | 6.6142 | -3.144 | -40.7609 | 4.4611 | -12.89 | 6.0718 | -1.6107 | 13.7422 | 4.6505 | -13.58 | 6.3327 | -1.6822 | 14.2404 | 0.093317 | 3.1327 | 0.91403 | 4.5389 | 109.9231 | 0.41629 | 0.25922 | 0.32382 | 0.41629 | 0.43397 | -1.2028 | -3.1 | -8.0485 | -1.2028 | -1.2672 | 1.2824 | -0.78912 | -3.8037 | 1.2824 | 1.3289 | 0.093317 | 3.1327 | 0.91403 | 4.5389 | 109.9231 | 0.41629 | 0.25922 | 0.32382 | 0.41629 | 0.43397 | -1.2028 | -3.1 | -8.0485 | -1.2028 | -1.2672 | 1.2824 | -0.78912 | -3.8037 | 1.2824 | 1.3289
68 | 0.22 | 0.32 | South/Central | CA | Sacramento.Metro.AP.724839 | 3 | 6831885 | 34.0865 | 9.4773 | 48.7059 | 33.8887 | 14.8172 | 1160.68 | 4.3954 | 4.39 | 5.5583 | -1.1629 | 25.0769 | 2.7122 | -15.94 | 3.8927 | -1.1805 | 2.8784 | 3.4045 | -68.97 | 6.1007 | -2.6963 | -29.4262 | 4.3954 | 4.39 | 5.5583 | -1.1629 | 25.0769 | 4.5848 | 3.7 | 5.8192 | -1.2344 | 25.5752 | 0.093317 | 3.1808 | 0.88439 | 4.5451 | 108.3106 | 0.41016 | 0.25309 | 0.31769 | 0.41016 | 0.42784 | 0.40966 | -1.4875 | -6.436 | 0.40966 | 0.34527 | 2.3401 | 0.2686 | -2.746 | 2.3401 | 2.3866 | 0.093317 | 3.1808 | 0.88439 | 4.5451 | 108.3106 | 0.41016 | 0.25309 | 0.31769 | 0.41016 | 0.42784 | 0.40966 | -1.4875 | -6.436 | 0.40966 | 0.34527 | 2.3401 | 0.2686 | -2.746 | 2.3401 | 2.3866
69 | 0.22 | 0.27 | South/Central | CA | Sacramento.Metro.AP.724839 | 3 | 6831885 | 35.0132 | 8.7997 | 48.7152 | 34.8104 | 13.9048 | 1124.04 | 4.3861 | 41.03 | 4.6366 | -0.25054 | 49.7784 | 2.7029 | 20.7 | 2.9711 | -0.26817 | 27.5798 | 3.3952 | -32.33 | 5.1791 | -1.7839 | -4.7248 | 4.3861 | 41.03 | 4.6366 | -0.25054 | 49.7784 | 4.5755 | 40.34 | 4.8976 | -0.32206 | 50.2766 | 0.093317 | 3.2673 | 0.82116 | 4.5459 | 104.8915 | 0.4093 | 0.25222 | 0.31682 | 0.4093 | 0.42697 | 3.8288 | 1.9317 | -3.0169 | 3.8288 | 3.7644 | 4.6451 | 2.5737 | -0.4409 | 4.6451 | 4.6916 | 0.093317 | 3.2673 | 0.82116 | 4.5459 | 104.8915 | 0.4093 | 0.25222 | 0.31682 | 0.4093 | 0.42697 | 3.8288 | 1.9317 | -3.0169 | 3.8288 | 3.7644 | 4.6451 | 2.5737 | -0.4409 | 4.6451 | 4.6916
70 | 0.22 | 0.23 | South/Central | CA | Sacramento.Metro.AP.724839 | 3 | 6831885 | 35.8517 | 8.2537 | 48.8247 | 35.6443 | 13.1804 | 1096.13 | 4.2766 | 68.94 | 3.8027 | 0.47385 | 68.0729 | 2.5934 | 48.61 | 2.1371 | 0.45622 | 45.8743 | 3.2856 | -4.42 | 4.3452 | -1.0595 | 13.5698 | 4.2766 | 68.94 | 3.8027 | 0.47385 | 68.0729 | 4.466 | 68.25 | 4.0637 | 0.40233 | 68.5712 | 0.093317 | 3.3456 | 0.7702 | 4.5562 | 102.287 | 0.39908 | 0.242 | 0.3066 | 0.39908 | 0.41675 | 6.4332 | 4.5361 | -0.41246 | 6.4332 | 6.3689 | 6.3523 | 4.2808 | 1.2663 | 6.3523 | 6.3988 | 0.093317 | 3.3456 | 0.7702 | 4.5562 | 102.287 | 0.39908 | 0.242 | 0.3066 | 0.39908 | 0.41675 | 6.4332 | 4.5361 | -0.41246 | 6.4332 | 6.3689 | 6.3523 | 4.2808 | 1.2663 | 6.3523 | 6.3988
71 | 0.22 | 0.19 | South/Central | CA | Sacramento.Metro.AP.724839 | 3 | 6831885 | 36.79 | 7.716 | 49.0355 | 36.5774 | 12.4581 | 1069.47 | 4.0658 | 95.6 | 2.8696 | 1.1962 | 85.0062 | 2.3826 | 75.27 | 1.204 | 1.1786 | 62.8076 | 3.0749 | 22.24 | 3.4121 | -0.33716 | 30.503 | 4.0658 | 95.6 | 2.8696 | 1.1962 | 85.0062 | 4.2553 | 94.91 | 3.1306 | 1.1247 | 85.5044 | 0.093317 | 3.4331 | 0.72003 | 4.5758 | 99.7992 | 0.37941 | 0.22234 | 0.28694 | 0.37941 | 0.39709 | 8.9211 | 7.0239 | 2.0754 | 8.9211 | 8.8567 | 7.9325 | 5.861 | 2.8464 | 7.9325 | 7.979 | 0.093317 | 3.4331 | 0.72003 | 4.5758 | 99.7992 | 0.37941 | 0.22234 | 0.28694 | 0.37941 | 0.39709 | 8.9211 | 7.0239 | 2.0754 | 8.9211 | 8.8567 | 7.9325 | 5.861 | 2.8464 | 7.9325 | 7.979
72 | 0.22 | 0.17 | South/Central | CA | Sacramento.Metro.AP.724839 | 3 | 6831885 | 37.3033 | 7.443 | 49.1758 | 37.0879 | 12.088 | 1056.19 | 3.9255 | 108.88 | 2.3592 | 1.5663 | 93.2634 | 2.2423 | 88.55 | 0.69361 | 1.5487 | 71.0649 | 2.9345 | 35.52 | 2.9016 | 0.032915 | 38.7603 | 3.9255 | 108.88 | 2.3592 | 1.5663 | 93.2634 | 4.1149 | 108.19 | 2.6201 | 1.4948 | 93.7617 | 0.093317 | 3.481 | 0.69456 | 4.5889 | 98.56 | 0.36631 | 0.20924 | 0.27384 | 0.36631 | 0.38399 | 10.1603 | 8.2632 | 3.3146 | 10.1603 | 10.0959 | 8.703 | 6.6315 | 3.617 | 8.703 | 8.7495 | 0.093317 | 3.481 | 0.69456 | 4.5889 | 98.56 | 0.36631 | 0.20924 | 0.27384 | 0.36631 | 0.38399 | 10.1603 | 8.2632 | 3.3146 | 10.1603 | 10.0959 | 8.703 | 6.6315 | 3.617 | 8.703 | 8.7495
73 | 0.2 | 0.47 | South/Central | CA | Sacramento.Metro.AP.724839 | 3 | 6831885 | 31.9108 | 10.5641 | 48.0198 | 31.725 | 16.2948 | 1212.23 | 5.0816 | -47.16 | 7.7221 | -2.6405 | -6.2699 | 3.3983 | -67.49 | 6.0565 | -2.6582 | -28.4685 | 4.0906 | -120.52 | 8.2645 | -4.1739 | -60.773 | 5.0816 | -47.16 | 7.7221 | -2.6405 | -6.2699 | 5.271 | -47.85 | 7.983 | -2.712 | -5.7716 | 0.093317 | 2.9778 | 0.9858 | 4.481 | 113.1211 | 0.47419 | 0.31712 | 0.38172 | 0.47419 | 0.49187 | -4.4008 | -6.2979 | -11.2465 | -4.4008 | -4.4652 | -0.58509 | -2.6566 | -5.6711 | -0.58509 | -0.53859 | 0.093317 | 2.9778 | 0.9858 | 4.481 | 113.1211 | 0.47419 | 0.31712 | 0.38172 | 0.47419 | 0.49187 | -4.4008 | -6.2979 | -11.2465 | -4.4008 | -4.4652 | -0.58509 | -2.6566 | -5.6711 | -0.58509 | -0.53859
74 | 0.2 | 0.42 | South/Central | CA | Sacramento.Metro.AP.724839 | 3 | 6831885 | 32.5054 | 10.0195 | 47.8599 | 32.3163 | 15.5436 | 1180.1 | 5.2415 | -15.03 | 7.1308 | -1.8893 | 16.23 | 3.5582 | -35.36 | 5.4652 | -1.907 | -5.9686 | 4.2505 | -88.39 | 7.6732 | -3.4227 | -38.2731 | 5.2415 | -15.03 | 7.1308 | -1.8893 | 16.23 | 5.4309 | -15.72 | 7.3917 | -1.9609 | 16.7283 | 0.093317 | 3.0333 | 0.93498 | 4.4661 | 110.1228 | 0.48911 | 0.33204 | 0.39664 | 0.48911 | 0.50679 | -1.4025 | -3.2997 | -8.2482 | -1.4025 | -1.4669 | 1.5145 | -0.55696 | -3.5715 | 1.5145 | 1.561 | 0.093317 | 3.0333 | 0.93498 | 4.4661 | 110.1228 | 0.48911 | 0.33204 | 0.39664 | 0.48911 | 0.50679 | -1.4025 | -3.2997 | -8.2482 | -1.4025 | -1.4669 | 1.5145 | -0.55696 | -3.5715 | 1.5145 | 1.561
75 | 0.2 | 0.37 | South/Central | CA | Sacramento.Metro.AP.724839 | 3 | 6831885 | 32.859 | 9.8349 | 47.9574 | 32.668 | 15.2894 | 1170.99 | 5.1439 | -5.92 | 6.7791 | -1.6352 | 21.8869 | 3.4607 | -26.25 | 5.1135 | -1.6528 | -0.3117 | 4.153 | -79.28 | 7.3215 | -3.1685 | -32.6163 | 5.1439 | -5.92 | 6.7791 | -1.6352 | 21.8869 | 5.3333 | -6.61 | 7.04 | -1.7067 | 22.3851 | 0.093317 | 3.0663 | 0.91776 | 4.4752 | 109.2727 | 0.48001 | 0.32294 | 0.38754 | 0.48001 | 0.49769 | -0.55243 | -2.4496 | -7.3981 | -0.55243 | -0.61682 | 2.0424 | -0.029086 | -3.0436 | 2.0424 | 2.0889 | 0.093317 | 3.0663 | 0.91776 | 4.4752 | 109.2727 | 0.48001 | 0.32294 | 0.38754 | 0.48001 | 0.49769 | -0.55243 | -2.4496 | -7.3981 | -0.55243 | -0.61682 | 2.0424 | -0.029086 | -3.0436 | 2.0424 | 2.0889
76 | 0.2 | 0.32 | South/Central | CA | Sacramento.Metro.AP.724839 | 3 | 6831885 | 33.3738 | 9.5088 | 48.0047 | 33.1799 | 14.8248 | 1152.81 | 5.0966 | 12.26 | 6.2671 | -1.1705 | 33.9173 | 3.4134 | -8.07 | 4.6015 | -1.1881 | 11.7188 | 4.1057 | -61.1 | 6.8095 | -2.7039 | -20.5858 | 5.0966 | 12.26 | 6.2671 | -1.1705 | 33.9173 | 5.286 | 11.57 | 6.5281 | -1.242 | 34.4156 | 0.093317 | 3.1143 | 0.88733 | 4.4796 | 107.5762 | 0.4756 | 0.31853 | 0.38313 | 0.4756 | 0.49327 | 1.1441 | -0.75306 | -5.7016 | 1.1441 | 1.0797 | 3.165 | 1.0936 | -1.921 | 3.165 | 3.2115 | 0.093317 | 3.1143 | 0.88733 | 4.4796 | 107.5762 | 0.4756 | 0.31853 | 0.38313 | 0.4756 | 0.49327 | 1.1441 | -0.75306 | -5.7016 | 1.1441 | 1.0797 | 3.165 | 1.0936 | -1.921 | 3.165 | 3.2115
77 | 0.2 | 0.27 | South/Central | CA | Sacramento.Metro.AP.724839 | 3 | 6831885 | 34.2921 | 8.8212 | 47.9956 | 34.0932 | 13.9024 | 1115.55 | 5.1057 | 49.52 | 5.3539 | -0.24812 | 59.1298 | 3.4225 | 29.19 | 3.6883 | -0.26575 | 36.9312 | 4.1148 | -23.84 | 5.8963 | -1.7815 | 4.6266 | 5.1057 | 49.52 | 5.3539 | -0.24812 | 59.1298 | 5.2952 | 48.83 | 5.6148 | -0.31964 | 59.628 | 0.093317 | 3.2 | 0.82317 | 4.4788 | 104.0992 | 0.47645 | 0.31938 | 0.38398 | 0.47645 | 0.49413 | 4.621 | 2.7239 | -2.2247 | 4.621 | 4.5566 | 5.5178 | 3.4463 | 0.43174 | 5.5178 | 5.5643 | 0.093317 | 3.2 | 0.82317 | 4.4788 | 104.0992 | 0.47645 | 0.31938 | 0.38398 | 0.47645 | 0.49413 | 4.621 | 2.7239 | -2.2247 | 4.621 | 4.5566 | 5.5178 | 3.4463 | 0.43174 | 5.5178 | 5.5643
78 | 0.2 | 0.23 | South/Central | CA | Sacramento.Metro.AP.724839 | 3 | 6831885 | 35.1191 | 8.2752 | 48.0852 | 34.9157 | 13.1695 | 1087.07 | 5.0162 | 78 | 4.5314 | 0.48478 | 77.9133 | 3.3329 | 57.67 | 2.8658 | 0.46715 | 55.7147 | 4.0252 | 4.64 | 5.0738 | -1.0486 | 23.4101 | 5.0162 | 78 | 4.5314 | 0.48478 | 77.9133 | 5.2056 | 77.31 | 4.7923 | 0.41326 | 78.4115 | 0.093317 | 3.2772 | 0.77221 | 4.4871 | 101.4416 | 0.46809 | 0.31102 | 0.37562 | 0.46809 | 0.48577 | 7.2787 | 5.3816 | 0.43299 | 7.2787 | 7.2143 | 7.2706 | 5.1991 | 2.1846 | 7.2706 | 7.3171 | 0.093317 | 3.2772 | 0.77221 | 4.4871 | 101.4416 | 0.46809 | 0.31102 | 0.37562 | 0.46809 | 0.48577 | 7.2787 | 5.3816 | 0.43299 | 7.2787 | 7.2143 | 7.2706 | 5.1991 | 2.1846 | 7.2706 | 7.3171
79 | 0.2 | 0.19 | South/Central | CA | Sacramento.Metro.AP.724839 | 3 | 6831885 | 36.0573 | 7.7276 | 48.2844 | 35.8488 | 12.4356 | 1059.81 | 4.817 | 105.26 | 3.5983 | 1.2187 | 95.3093 | 3.1337 | 84.93 | 1.9327 | 1.2011 | 73.1108 | 3.826 | 31.9 | 4.1407 | -0.31469 | 40.8062 | 4.817 | 105.26 | 3.5983 | 1.2187 | 95.3093 | 5.0064 | 104.57 | 3.8592 | 1.1472 | 95.8076 | 0.093317 | 3.3647 | 0.72111 | 4.5057 | 98.8978 | 0.4495 | 0.29243 | 0.35703 | 0.4495 | 0.46718 | 9.8225 | 7.9254 | 2.9768 | 9.8225 | 9.7581 | 8.8939 | 6.8224 | 3.8079 | 8.8939 | 8.9404 | 0.093317 | 3.3647 | 0.72111 | 4.5057 | 98.8978 | 0.4495 | 0.29243 | 0.35703 | 0.4495 | 0.46718 | 9.8225 | 7.9254 | 2.9768 | 9.8225 | 9.7581 | 8.8939 | 6.8224 | 3.8079 | 8.8939 | 8.9404
80 | 0.2 | 0.17 | South/Central | CA | Sacramento.Metro.AP.724839 | 3 | 6831885 | 36.5706 | 7.463 | 48.443 | 36.3592 | 12.0838 | 1047.48 | 4.6583 | 117.59 | 3.0878 | 1.5705 | 102.8329 | 2.9751 | 97.26 | 1.4223 | 1.5528 | 80.6343 | 3.6674 | 44.23 | 3.6303 | 0.037095 | 48.3298 | 4.6583 | 117.59 | 3.0878 | 1.5705 | 102.8329 | 4.8477 | 116.9 | 3.3488 | 1.4989 | 103.3311 | 0.093317 | 3.4126 | 0.69642 | 4.5205 | 97.7472 | 0.4347 | 0.27763 | 0.34223 | 0.4347 | 0.45237 | 10.9731 | 9.076 | 4.1274 | 10.9731 | 10.9087 | 9.596 | 7.5245 | 4.51 | 9.596 | 9.6425 | 0.093317 | 3.4126 | 0.69642 | 4.5205 | 97.7472 | 0.4347 | 0.27763 | 0.34223 | 0.4347 | 0.45237 | 10.9731 | 9.076 | 4.1274 | 10.9731 | 10.9087 | 9.596 | 7.5245 | 4.51 | 9.596 | 9.6425
81 | 0.35 | 0.2 | South/Central | CA | Sacramento.Metro.AP.724839 | 3 | 6831885 | 41.1283 | 7.7431 | 53.5909 | 40.8921 | 12.6988 | 1132.25 | -0.4896 | 32.82 | -1.4451 | 0.95545 | 19.6766 | -2.1728 | 12.49 | -3.1106 | 0.93782 | -2.5219 | -1.4805 | -40.54 | -0.90263 | -0.57792 | -34.8265 | -0.4896 | 32.82 | -1.4451 | 0.95545 | 19.6766 | -0.30019 | 32.13 | -1.1841 | 0.88393 | 20.1749 | 0.093317 | 3.8379 | 0.72256 | 5.0009 | 105.6576 | -0.045688 | -0.20276 | -0.13816 | -0.045688 | -0.028012 | 3.0626 | 1.1655 | -3.7831 | 3.0626 | 2.9983 | 1.8362 | -0.23534 | -3.2499 | 1.8362 | 1.8827 | 0.093317 | 3.8379 | 0.72256 | 5.0009 | 105.6576 | -0.045688 | -0.20276 | -0.13816 | -0.045688 | -0.028012 | 3.0626 | 1.1655 | -3.7831 | 3.0626 | 2.9983 | 1.8362 | -0.23534 | -3.2499 | 1.8362 | 1.8827
82 | 0.35 | 0.25 | South/Central | CA | Sacramento.Metro.AP.724839 | 3 | 6831885 | 39.9376 | 8.4007 | 53.2907 | 39.708 | 13.5827 | 1164.38 | -0.18941 | 0.69 | -0.26093 | 0.07152 | -0.49828 | -1.8726 | -19.64 | -1.9265 | 0.053888 | -22.6968 | -1.1804 | -72.67 | 0.28149 | -1.4618 | -55.0014 | -0.18941 | 0.69 | -0.26093 | 0.07152 | -0.49828 | 0 | 0 | 0 | 0 | 0 | 0.093317 | 3.7268 | 0.78392 | 4.9729 | 108.6559 | -0.017675 | -0.17475 | -0.11015 | -0.017675 | 0 | 0.064388 | -1.8327 | -6.7813 | 0.064388 | 0 | -0.046497 | -2.118 | -5.1325 | -0.046497 | 0 | 0.093317 | 3.7268 | 0.78392 | 4.9729 | 108.6559 | -0.017675 | -0.17475 | -0.11015 | -0.017675 | 0 | 0.064388 | -1.8327 | -6.7813 | 0.064388 | 0 | -0.046497 | -2.118 | -5.1325 | -0.046497 | 0
83 | 0.35 | 0.3 | South/Central | CA | Sacramento.Metro.AP.724839 | 3 | 6831885 | 39.6753 | 8.4137 | 53.1013 | 39.4471 | 13.6543 | 1165.07 | 0 | 0 | 0 | 0 | 0 | -1.6832 | -20.33 | -1.6656 | -0.017632 | -22.1986 | -0.99095 | -73.36 | 0.54242 | -1.5334 | -54.5031 | 0 | 0 | 0 | 0 | 0 | 0.18941 | -0.69 | 0.26093 | -0.07152 | 0.49828 | 0.093317 | 3.7024 | 0.78513 | 4.9552 | 108.7203 | 0 | -0.15707 | -0.092472 | 0 | 0.017675 | 0 | -1.8971 | -6.8457 | 0 | -0.064388 | 0 | -2.0715 | -5.086 | 0 | 0.046497 | 0.093317 | 3.7024 | 0.78513 | 4.9552 | 108.7203 | 0 | -0.15707 | -0.092472 | 0 | 0.017675 | 0 | -1.8971 | -6.8457 | 0 | -0.064388 | 0 | -2.0715 | -5.086 | 0 | 0.046497
84 | 0.35 | 0.35 | South/Central | CA | Sacramento.Metro.AP.724839 | 3 | 6831885 | 38.6657 | 9.0112 | 52.8992 | 38.443 | 14.4562 | 1195.03 | 0.20217 | -29.96 | 1.0041 | -0.80189 | -19.2076 | -1.4811 | -50.29 | -0.66153 | -0.81952 | -41.4061 | -0.78878 | -103.32 | 1.5465 | -2.3353 | -73.7107 | 0.20217 | -29.96 | 1.0041 | -0.80189 | -19.2076 | 0.39158 | -30.65 | 1.265 | -0.87341 | -18.7093 | 0.093317 | 3.6081 | 0.8409 | 4.9364 | 111.516 | 0.018866 | -0.13821 | -0.073606 | 0.018866 | 0.036541 | -2.7958 | -4.6929 | -9.6415 | -2.7958 | -2.8602 | -1.7924 | -3.8639 | -6.8784 | -1.7924 | -1.7459 | 0.093317 | 3.6081 | 0.8409 | 4.9364 | 111.516 | 0.018866 | -0.13821 | -0.073606 | 0.018866 | 0.036541 | -2.7958 | -4.6929 | -9.6415 | -2.7958 | -2.8602 | -1.7924 | -3.8639 | -6.8784 | -1.7924 | -1.7459
85 | 0.35 | 0.4 | South/Central | CA | Sacramento.Metro.AP.724839 | 3 | 6831885 | 37.7589 | 9.6089 | 52.793 | 37.5412 | 15.2518 | 1225.85 | 0.30836 | -60.78 | 1.9059 | -1.5975 | -39.4833 | -1.3749 | -81.11 | 0.24029 | -1.6152 | -61.6818 | -0.68258 | -134.14 | 2.4483 | -3.1309 | -93.9864 | 0.30836 | -60.78 | 1.9059 | -1.5975 | -39.4833 | 0.49778 | -61.47 | 2.1668 | -1.669 | -38.985 | 0.093317 | 3.5235 | 0.89667 | 4.9265 | 114.3921 | 0.028775 | -0.1283 | -0.063696 | 0.028775 | 0.046451 | -5.6718 | -7.5689 | -12.5175 | -5.6718 | -5.7362 | -3.6844 | -5.7559 | -8.7705 | -3.6844 | -3.6379 | 0.093317 | 3.5235 | 0.89667 | 4.9265 | 114.3921 | 0.028775 | -0.1283 | -0.063696 | 0.028775 | 0.046451 | -5.6718 | -7.5689 | -12.5175 | -5.6718 | -5.7362 | -3.6844 | -5.7559 | -8.7705 | -3.6844 | -3.6379
86 | 0.33 | 0.2 | South/Central | CA | Sacramento.Metro.AP.724839 | 3 | 6831885 | 40.457 | 7.7546 | 52.9112 | 40.2245 | 12.6867 | 1123.85 | 0.19017 | 41.22 | -0.77744 | 0.96761 | 28.7785 | -1.4931 | 20.89 | -2.443 | 0.94998 | 6.5799 | -0.80078 | -32.14 | -0.23502 | -0.56576 | -25.7246 | 0.19017 | 41.22 | -0.77744 | 0.96761 | 28.7785 | 0.37958 | 40.53 | -0.51651 | 0.89609 | 29.2768 | 0.093317 | 3.7753 | 0.72363 | 4.9375 | 104.8738 | 0.017746 | -0.13933 | -0.074726 | 0.017746 | 0.035421 | 3.8465 | 1.9494 | -2.9992 | 3.8465 | 3.7821 | 2.6855 | 0.61402 | -2.4005 | 2.6855 | 2.732 | 0.093317 | 3.7753 | 0.72363 | 4.9375 | 104.8738 | 0.017746 | -0.13933 | -0.074726 | 0.017746 | 0.035421 | 3.8465 | 1.9494 | -2.9992 | 3.8465 | 3.7821 | 2.6855 | 0.61402 | -2.4005 | 2.6855 | 2.732
87 | 0.33 | 0.25 | South/Central | CA | Sacramento.Metro.AP.724839 | 3 | 6831885 | 39.2679 | 8.4122 | 52.611 | 39.0419 | 13.5691 | 1155.92 | 0.49032 | 9.15 | 0.40516 | 0.085157 | 8.6434 | -1.1929 | -11.18 | -1.2604 | 0.067525 | -13.5552 | -0.50063 | -64.21 | 0.94758 | -1.4482 | -45.8597 | 0.49032 | 9.15 | 0.40516 | 0.085157 | 8.6434 | 0.67973 | 8.46 | 0.66609 | 0.013637 | 9.1417 | 0.093317 | 3.6643 | 0.785 | 4.9095 | 107.8664 | 0.045755 | -0.11132 | -0.046717 | 0.045755 | 0.06343 | 0.85385 | -1.0433 | -5.9919 | 0.85385 | 0.78946 | 0.80657 | -1.2649 | -4.2795 | 0.80657 | 0.85307 | 0.093317 | 3.6643 | 0.785 | 4.9095 | 107.8664 | 0.045755 | -0.11132 | -0.046717 | 0.045755 | 0.06343 | 0.85385 | -1.0433 | -5.9919 | 0.85385 | 0.78946 | 0.80657 | -1.2649 | -4.2795 | 0.80657 | 0.85307
88 | 0.33 | 0.3 | South/Central | CA | Sacramento.Metro.AP.724839 | 3 | 6831885 | 39.014 | 8.4352 | 52.44 | 38.7894 | 13.6506 | 1157.22 | 0.66134 | 7.85 | 0.65769 | 0.0036499 | 8.6327 | -1.0219 | -12.48 | -1.0079 | -0.013982 | -13.5658 | -0.3296 | -65.51 | 1.2001 | -1.5297 | -45.8704 | 0.66134 | 7.85 | 0.65769 | 0.0036499 | 8.6327 | 0.85076 | 7.16 | 0.91863 | -0.06787 | 9.131 | 0.093317 | 3.6406 | 0.78714 | 4.8935 | 107.9877 | 0.061714 | -0.095358 | -0.030757 | 0.061714 | 0.07939 | 0.73253 | -1.1646 | -6.1132 | 0.73253 | 0.66815 | 0.80557 | -1.2659 | -4.2805 | 0.80557 | 0.85207 | 0.093317 | 3.6406 | 0.78714 | 4.8935 | 107.9877 | 0.061714 | -0.095358 | -0.030757 | 0.061714 | 0.07939 | 0.73253 | -1.1646 | -6.1132 | 0.73253 | 0.66815 | 0.80557 | -1.2659 | -4.2805 | 0.80557 | 0.85207
89 | 0.33 | 0.35 | South/Central | CA | Sacramento.Metro.AP.724839 | 3 | 6831885 | 38.0144 | 9.0328 | 52.2493 | 37.7952 | 14.4541 | 1187.38 | 0.85199 | -22.31 | 1.6518 | -0.79984 | -10.7671 | -0.83123 | -42.64 | -0.01376 | -0.81747 | -32.9657 | -0.13896 | -95.67 | 2.1943 | -2.3332 | -65.2703 | 0.85199 | -22.31 | 1.6518 | -0.79984 | -10.7671 | 1.0414 | -23 | 1.9128 | -0.87136 | -10.2689 | 0.093317 | 3.5474 | 0.84291 | 4.8757 | 110.8022 | 0.079505 | -0.077568 | -0.012967 | 0.079505 | 0.09718 | -2.0819 | -3.979 | -8.9276 | -2.0819 | -2.1463 | -1.0048 | -3.0762 | -6.0908 | -1.0048 | -0.95826 | 0.093317 | 3.5474 | 0.84291 | 4.8757 | 110.8022 | 0.079505 | -0.077568 | -0.012967 | 0.079505 | 0.09718 | -2.0819 | -3.979 | -8.9276 | -2.0819 | -2.1463 | -1.0048 | -3.0762 | -6.0908 | -1.0048 | -0.95826
90 | 0.33 | 0.4 | South/Central | CA | Sacramento.Metro.AP.724839 | 3 | 6831885 | 37.1092 | 9.6388 | 52.1531 | 36.8949 | 15.2582 | 1218.65 | 0.94819 | -53.58 | 2.5521 | -1.604 | -31.4025 | -0.73504 | -73.91 | 0.88655 | -1.6216 | -53.6011 | -0.042761 | -126.94 | 3.0946 | -3.1373 | -85.9056 | 0.94819 | -53.58 | 2.5521 | -1.604 | -31.4025 | 1.1376 | -54.27 | 2.8131 | -1.6755 | -30.9042 | 0.093317 | 3.4629 | 0.89946 | 4.8667 | 113.7202 | 0.088481 | -0.068591 | -0.0039903 | 0.088481 | 0.10616 | -4.9999 | -6.897 | -11.8456 | -4.9999 | -5.0643 | -2.9304 | -5.0019 | -8.0164 | -2.9304 | -2.8839 | 0.093317 | 3.4629 | 0.89946 | 4.8667 | 113.7202 | 0.088481 | -0.068591 | -0.0039903 | 0.088481 | 0.10616 | -4.9999 | -6.897 | -11.8456 | -4.9999 | -5.0643 | -2.9304 | -5.0019 | -8.0164 | -2.9304 | -2.8839
91 | 0.3 | 0.2 | South/Central | CA | Sacramento.Metro.AP.724839 | 3 | 6831885 | 39.4336 | 7.7746 | 51.8692 | 39.2067 | 12.6625 | 1110.73 | 1.2322 | 54.34 | 0.24038 | 0.99179 | 42.8815 | -0.45105 | 34.01 | -1.4252 | 0.97416 | 20.683 | 0.24122 | -19.02 | 0.7828 | -0.54158 | -11.6216 | 1.2322 | 54.34 | 0.24038 | 0.99179 | 42.8815 | 1.4216 | 53.65 | 0.50131 | 0.92027 | 43.3798 | 0.093317 | 3.6798 | 0.72549 | 4.8402 | 103.6495 | 0.11498 | -0.042091 | 0.02251 | 0.11498 | 0.13266 | 5.0708 | 3.1737 | -1.7749 | 5.0708 | 5.0064 | 4.0016 | 1.9301 | -1.0845 | 4.0016 | 4.0481 | 0.093317 | 3.6798 | 0.72549 | 4.8402 | 103.6495 | 0.11498 | -0.042091 | 0.02251 | 0.11498 | 0.13266 | 5.0708 | 3.1737 | -1.7749 | 5.0708 | 5.0064 | 4.0016 | 1.9301 | -1.0845 | 4.0016 | 4.0481
92 | 0.3 | 0.25 | South/Central | CA | Sacramento.Metro.AP.724839 | 3 | 6831885 | 38.2529 | 8.4437 | 51.5975 | 38.0325 | 13.565 | 1143.94 | 1.5039 | 21.13 | 1.4146 | 0.089291 | 21.8339 | -0.17935 | 0.8 | -0.25101 | 0.07166 | -0.36467 | 0.51292 | -52.23 | 1.957 | -1.4441 | -32.6692 | 1.5039 | 21.13 | 1.4146 | 0.089291 | 21.8339 | 1.6933 | 20.44 | 1.6755 | 0.017772 | 22.3322 | 0.093317 | 3.5696 | 0.78793 | 4.8149 | 106.7485 | 0.14034 | -0.016737 | 0.047864 | 0.14034 | 0.15801 | 1.9718 | 0.074653 | -4.8739 | 1.9718 | 1.9074 | 2.0375 | -0.03403 | -3.0486 | 2.0375 | 2.084 | 0.093317 | 3.5696 | 0.78793 | 4.8149 | 106.7485 | 0.14034 | -0.016737 | 0.047864 | 0.14034 | 0.15801 | 1.9718 | 0.074653 | -4.8739 | 1.9718 | 1.9074 | 2.0375 | -0.03403 | -3.0486 | 2.0375 | 2.084
93 | 0.3 | 0.3 | South/Central | CA | Sacramento.Metro.AP.724839 | 3 | 6831885 | 38.0006 | 8.4567 | 51.4181 | 37.7815 | 13.6366 | 1144.74 | 1.6832 | 20.33 | 1.6656 | 0.017632 | 22.1986 | 0 | 0 | 0 | 0 | 0 | 0.69228 | -53.03 | 2.208 | -1.5157 | -32.3046 | 1.6832 | 20.33 | 1.6656 | 0.017632 | 22.1986 | 1.8726 | 19.64 | 1.9265 | -0.053888 | 22.6968 | 0.093317 | 3.5461 | 0.78915 | 4.7982 | 106.8231 | 0.15707 | 0 | 0.064601 | 0.15707 | 0.17475 | 1.8971 | 0 | -4.9486 | 1.8971 | 1.8327 | 2.0715 | 0 | -3.0145 | 2.0715 | 2.118 | 0.093317 | 3.5461 | 0.78915 | 4.7982 | 106.8231 | 0.15707 | 0 | 0.064601 | 0.15707 | 0.17475 | 1.8971 | 0 | -4.9486 | 1.8971 | 1.8327 | 2.0715 | 0 | -3.0145 | 2.0715 | 2.118
94 | 0.3 | 0.35 | South/Central | CA | Sacramento.Metro.AP.724839 | 3 | 6831885 | 37.0125 | 9.0644 | 51.249 | 36.7988 | 14.4503 | 1175.56 | 1.8523 | -10.49 | 2.6483 | -0.79599 | 2.2449 | 0.16908 | -30.82 | 0.9827 | -0.81362 | -19.9536 | 0.86136 | -83.85 | 3.1907 | -2.3294 | -52.2582 | 1.8523 | -10.49 | 2.6483 | -0.79599 | 2.2449 | 2.0417 | -11.18 | 2.9092 | -0.86751 | 2.7432 | 0.093317 | 3.4539 | 0.84586 | 4.7824 | 109.6992 | 0.17285 | 0.015778 | 0.080379 | 0.17285 | 0.19053 | -0.97889 | -2.876 | -7.8246 | -0.97889 | -1.0433 | 0.20949 | -1.862 | -4.8766 | 0.20949 | 0.25599 | 0.093317 | 3.4539 | 0.84586 | 4.7824 | 109.6992 | 0.17285 | 0.015778 | 0.080379 | 0.17285 | 0.19053 | -0.97889 | -2.876 | -7.8246 | -0.97889 | -1.0433 | 0.20949 | -1.862 | -4.8766 | 0.20949 | 0.25599
95 | 0.3 | 0.4 | South/Central | CA | Sacramento.Metro.AP.724839 | 3 | 6831885 | 36.1256 | 9.6804 | 51.1896 | 35.9168 | 15.2728 | 1208 | 1.9118 | -42.93 | 3.5303 | -1.6185 | -19.3656 | 0.22854 | -63.26 | 1.8647 | -1.6361 | -41.5641 | 0.92082 | -116.29 | 4.0727 | -3.1519 | -73.8687 | 1.9118 | -42.93 | 3.5303 | -1.6185 | -19.3656 | 2.1012 | -43.62 | 3.7912 | -1.69 | -18.8673 | 0.093317 | 3.3711 | 0.90334 | 4.7768 | 112.7264 | 0.1784 | 0.021327 | 0.085927 | 0.1784 | 0.19607 | -4.0061 | -5.9032 | -10.8518 | -4.0061 | -4.0705 | -1.8071 | -3.8786 | -6.8932 | -1.8071 | -1.7606 | 0.093317 | 3.3711 | 0.90334 | 4.7768 | 112.7264 | 0.1784 | 0.021327 | 0.085927 | 0.1784 | 0.19607 | -4.0061 | -5.9032 | -10.8518 | -4.0061 | -4.0705 | -1.8071 | -3.8786 | -6.8932 | -1.8071 | -1.7606
96 | 0.28 | 0.2 | South/Central | CA | Sacramento.Metro.AP.724839 | 3 | 6831885 | 38.7209 | 7.7946 | 51.155 | 38.4979 | 12.6571 | 1102.2 | 1.9464 | 62.87 | 0.94918 | 0.99718 | 52.2436 | 0.26315 | 42.54 | -0.71641 | 0.97955 | 30.045 | 0.95542 | -10.49 | 1.4916 | -0.53619 | -2.2595 | 1.9464 | 62.87 | 0.94918 | 0.99718 | 52.2436 | 2.1358 | 62.18 | 1.2101 | 0.92566 | 52.7419 | 0.093317 | 3.6133 | 0.72736 | 4.7736 | 102.8535 | 0.18163 | 0.024556 | 0.089157 | 0.18163 | 0.1993 | 5.8668 | 3.9697 | -0.97889 | 5.8668 | 5.8024 | 4.8752 | 2.8037 | -0.21085 | 4.8752 | 4.9217 | 0.093317 | 3.6133 | 0.72736 | 4.7736 | 102.8535 | 0.18163 | 0.024556 | 0.089157 | 0.18163 | 0.1993 | 5.8668 | 3.9697 | -0.97889 | 5.8668 | 5.8024 | 4.8752 | 2.8037 | -0.21085 | 4.8752 | 4.9217
97 | 0.28 | 0.25 | South/Central | CA | Sacramento.Metro.AP.724839 | 3 | 6831885 | 37.5533 | 8.4636 | 50.8978 | 37.3366 | 13.5612 | 1135.63 | 2.2035 | 29.44 | 2.1104 | 0.0931 | 30.9653 | 0.5203 | 9.11 | 0.44484 | 0.075469 | 8.7668 | 1.2126 | -43.92 | 2.6528 | -1.4403 | -23.5378 | 2.2035 | 29.44 | 2.1104 | 0.0931 | 30.9653 | 2.3929 | 28.75 | 2.3714 | 0.021581 | 31.4636 | 0.093317 | 3.5043 | 0.7898 | 4.7496 | 105.973 | 0.20563 | 0.048553 | 0.11315 | 0.20563 | 0.2233 | 2.7472 | 0.85011 | -4.0985 | 2.7472 | 2.6828 | 2.8896 | 0.81808 | -2.1965 | 2.8896 | 2.9361 | 0.093317 | 3.5043 | 0.7898 | 4.7496 | 105.973 | 0.20563 | 0.048553 | 0.11315 | 0.20563 | 0.2233 | 2.7472 | 0.85011 | -4.0985 | 2.7472 | 2.6828 | 2.8896 | 0.81808 | -2.1965 | 2.8896 | 2.9361
98 | 0.28 | 0.3 | South/Central | CA | Sacramento.Metro.AP.724839 | 3 | 6831885 | 37.1084 | 8.6182 | 50.6989 | 36.8941 | 13.8048 | 1143.13 | 2.4024 | 21.94 | 2.5529 | -0.15055 | 26.9026 | 0.71917 | 1.61 | 0.88735 | -0.16818 | 4.704 | 1.4114 | -51.42 | 3.0954 | -1.6839 | -27.6006 | 2.4024 | 21.94 | 2.5529 | -0.15055 | 26.9026 | 2.5918 | 21.25 | 2.8139 | -0.22207 | 27.4008 | 0.093317 | 3.4628 | 0.80422 | 4.731 | 106.6729 | 0.22418 | 0.06711 | 0.13171 | 0.22418 | 0.24186 | 2.0474 | 0.15024 | -4.7983 | 2.0474 | 1.983 | 2.5105 | 0.43896 | -2.5756 | 2.5105 | 2.557 | 0.093317 | 3.4628 | 0.80422 | 4.731 | 106.6729 | 0.22418 | 0.06711 | 0.13171 | 0.22418 | 0.24186 | 2.0474 | 0.15024 | -4.7983 | 2.0474 | 1.983 | 2.5105 | 0.43896 | -2.5756 | 2.5105 | 2.557
99 | 0.28 | 0.35 | South/Central | CA | Sacramento.Metro.AP.724839 | 3 | 6831885 | 36.1602 | 9.2458 | 50.5997 | 35.9511 | 14.6486 | 1175.97 | 2.5016 | -10.9 | 3.496 | -0.99431 | 5.2279 | 0.81843 | -31.23 | 1.8304 | -1.0119 | -16.9707 | 1.5107 | -84.26 | 4.0384 | -2.5277 | -49.2753 | 2.5016 | -10.9 | 3.496 | -0.99431 | 5.2279 | 2.6911 | -11.59 | 3.7569 | -1.0658 | 5.7261 | 0.093317 | 3.3743 | 0.86279 | 4.7218 | 109.7374 | 0.23345 | 0.076373 | 0.14097 | 0.23345 | 0.25112 | -1.0172 | -2.9143 | -7.8628 | -1.0172 | -1.0815 | 0.48785 | -1.5836 | -4.5982 | 0.48785 | 0.53434 | 0.093317 | 3.3743 | 0.86279 | 4.7218 | 109.7374 | 0.23345 | 0.076373 | 0.14097 | 0.23345 | 0.25112 | -1.0172 | -2.9143 | -7.8628 | -1.0172 | -1.0815 | 0.48785 | -1.5836 | -4.5982 | 0.48785 | 0.53434
100 | 0.28 | 0.4 | South/Central | CA | Sacramento.Metro.AP.724839 | 3 | 6831885 | 35.4544 | 9.7119 | 50.5214 | 35.2492 | 15.2722 | 1200.19 | 2.5799 | -35.12 | 4.1979 | -1.6179 | -10.7284 | 0.89672 | -55.45 | 2.5323 | -1.6356 | -32.927 | 1.589 | -108.48 | 4.7403 | -3.1513 | -65.2315 | 2.5799 | -35.12 | 4.1979 | -1.6179 | -10.7284 | 2.7694 | -35.81 | 4.4588 | -1.6895 | -10.2301 | 0.093317 | 3.3085 | 0.90628 | 4.7145 | 111.9975 | 0.24075 | 0.083679 | 0.14828 | 0.24075 | 0.25843 | -3.2773 | -5.1744 | -10.123 | -3.2773 | -3.3417 | -1.0011 | -3.0726 | -6.0872 | -1.0011 | -0.95464 | 0.093317 | 3.3085 | 0.90628 | 4.7145 | 111.9975 | 0.24075 | 0.083679 | 0.14828 | 0.24075 | 0.25843 | -3.2773 | -5.1744 | -10.123 | -3.2773 | -3.3417 | -1.0011 | -3.0726 | -6.0872 | -1.0011 | -0.95464
101 | 0.27 | 0.2 | South/Central | CA | Sacramento.Metro.AP.724839 | 3 | 6831885 | 38.3603 | 7.806 | 50.7958 | 38.1393 | 12.6566 | 1097.99 | 2.3055 | 67.08 | 1.3078 | 0.9977 | 56.8913 | 0.62226 | 46.75 | -0.3578 | 0.98007 | 34.6928 | 1.3145 | -6.28 | 1.8502 | -0.53567 | 2.3882 | 2.3055 | 67.08 | 1.3078 | 0.9977 | 56.8913 | 2.4949 | 66.39 | 1.5687 | 0.92618 | 57.3896 | 0.093317 | 3.5797 | 0.72843 | 4.7401 | 102.4606 | 0.21514 | 0.058067 | 0.12267 | 0.21514 | 0.23282 | 6.2597 | 4.3625 | -0.58603 | 6.2597 | 6.1953 | 5.3089 | 3.2374 | 0.22286 | 5.3089 | 5.3554 | 0.093317 | 3.5797 | 0.72843 | 4.7401 | 102.4606 | 0.21514 | 0.058067 | 0.12267 | 0.21514 | 0.23282 | 6.2597 | 4.3625 | -0.58603 | 6.2597 | 6.1953 | 5.3089 | 3.2374 | 0.22286 | 5.3089 | 5.3554
102 | 0.27 | 0.25 | South/Central | CA | Sacramento.Metro.AP.724839 | 3 | 6831885 | 37.2027 | 8.4736 | 50.5471 | 36.988 | 13.5591 | 1131.46 | 2.5543 | 33.61 | 2.4591 | 0.095141 | 35.5463 | 0.87103 | 13.28 | 0.79352 | 0.077509 | 13.3477 | 1.5633 | -39.75 | 3.0015 | -1.4382 | -18.9568 | 2.5543 | 33.61 | 2.4591 | 0.095141 | 35.5463 | 2.7437 | 32.92 | 2.72 | 0.023621 | 36.0446 | 0.093317 | 3.4716 | 0.79073 | 4.7169 | 105.5839 | 0.23835 | 0.081281 | 0.14588 | 0.23835 | 0.25603 | 3.1364 | 1.2392 | -3.7093 | 3.1364 | 3.072 | 3.3171 | 1.2456 | -1.769 | 3.3171 | 3.3636 | 0.093317 | 3.4716 | 0.79073 | 4.7169 | 105.5839 | 0.23835 | 0.081281 | 0.14588 | 0.23835 | 0.25603 | 3.1364 | 1.2392 | -3.7093 | 3.1364 | 3.072 | 3.3171 | 1.2456 | -1.769 | 3.3171 | 3.3636
103 | 0.27 | 0.3 | South/Central | CA | Sacramento.Metro.AP.724839 | 3 | 6831885 | 36.6251 | 8.7398 | 50.3571 | 36.4135 | 13.9437 | 1144.74 | 2.7442 | 20.33 | 3.0336 | -0.2894 | 27.5355 | 1.061 | 0 | 1.368 | -0.30703 | 5.337 | 1.7533 | -53.03 | 3.576 | -1.8228 | -26.9676 | 2.7442 | 20.33 | 3.0336 | -0.2894 | 27.5355 | 2.9336 | 19.64 | 3.2945 | -0.36092 | 28.0338 | 0.093317 | 3.4177 | 0.81557 | 4.6992 | 106.8231 | 0.25608 | 0.099008 | 0.16361 | 0.25608 | 0.27376 | 1.8971 | 0 | -4.9486 | 1.8971 | 1.8327 | 2.5695 | 0.49803 | -2.5165 | 2.5695 | 2.616 | 0.093317 | 3.4177 | 0.81557 | 4.6992 | 106.8231 | 0.25608 | 0.099008 | 0.16361 | 0.25608 | 0.27376 | 1.8971 | 0 | -4.9486 | 1.8971 | 1.8327 | 2.5695 | 0.49803 | -2.5165 | 2.5695 | 2.616
104 | 0.27 | 0.35 | South/Central | CA | Sacramento.Metro.AP.724839 | 3 | 6831885 | 35.6569 | 9.4273 | 50.3163 | 35.4506 | 14.8657 | 1181.41 | 2.785 | -16.34 | 3.9965 | -1.2114 | 2.9771 | 1.1018 | -36.67 | 2.3309 | -1.2291 | -19.2214 | 1.7941 | -89.7 | 4.5389 | -2.7448 | -51.526 | 2.785 | -16.34 | 3.9965 | -1.2114 | 2.9771 | 2.9744 | -17.03 | 4.2574 | -1.283 | 3.4754 | 0.093317 | 3.3274 | 0.87972 | 4.6953 | 110.2451 | 0.25989 | 0.10282 | 0.16742 | 0.25989 | 0.27756 | -1.5248 | -3.4219 | -8.3705 | -1.5248 | -1.5892 | 0.27781 | -1.7937 | -4.8082 | 0.27781 | 0.32431 | 0.093317 | 3.3274 | 0.87972 | 4.6953 | 110.2451 | 0.25989 | 0.10282 | 0.16742 | 0.25989 | 0.27756 | -1.5248 | -3.4219 | -8.3705 | -1.5248 | -1.5892 | 0.27781 | -1.7937 | -4.8082 | 0.27781 | 0.32431
105 | 0.27 | 0.4 | South/Central | CA | Sacramento.Metro.AP.724839 | 3 | 6831885 | 35.1138 | 9.7319 | 50.1907 | 34.9104 | 15.2803 | 1196.67 | 2.9106 | -31.6 | 4.5367 | -1.6261 | -6.6833 | 1.2274 | -51.93 | 2.8711 | -1.6437 | -28.8819 | 1.9196 | -104.96 | 5.0791 | -3.1594 | -61.1864 | 2.9106 | -31.6 | 4.5367 | -1.6261 | -6.6833 | 3.1 | -32.29 | 4.7976 | -1.6976 | -6.185 | 0.093317 | 3.2767 | 0.90815 | 4.6836 | 111.6691 | 0.27161 | 0.11453 | 0.17913 | 0.27161 | 0.28928 | -2.9488 | -4.8459 | -9.7945 | -2.9488 | -3.0132 | -0.62366 | -2.6952 | -5.7097 | -0.62366 | -0.57717 | 0.093317 | 3.2767 | 0.90815 | 4.6836 | 111.6691 | 0.27161 | 0.11453 | 0.17913 | 0.27161 | 0.28928 | -2.9488 | -4.8459 | -9.7945 | -2.9488 | -3.0132 | -0.62366 | -2.6952 | -5.7097 | -0.62366 | -0.57717
106 | 0.26 | 0.2 | South/Central | CA | Sacramento.Metro.AP.724839 | 3 | 6831885 | 37.9913 | 7.816 | 50.4268 | 37.7723 | 12.6546 | 1093.61 | 2.6745 | 71.46 | 1.6748 | 0.99969 | 61.7067 | 0.99126 | 51.13 | 0.0092009 | 0.98206 | 39.5081 | 1.6835 | -1.9 | 2.2172 | -0.53368 | 7.2036 | 2.6745 | 71.46 | 1.6748 | 0.99969 | 61.7067 | 2.8639 | 70.77 | 1.9357 | 0.92817 | 62.2049 | 0.093317 | 3.5452 | 0.72936 | 4.7057 | 102.0519 | 0.24957 | 0.092501 | 0.1571 | 0.24957 | 0.26725 | 6.6684 | 4.7713 | -0.1773 | 6.6684 | 6.604 | 5.7583 | 3.6868 | 0.67221 | 5.7583 | 5.8047 | 0.093317 | 3.5452 | 0.72936 | 4.7057 | 102.0519 | 0.24957 | 0.092501 | 0.1571 | 0.24957 | 0.26725 | 6.6684 | 4.7713 | -0.1773 | 6.6684 | 6.604 | 5.7583 | 3.6868 | 0.67221 | 5.7583 | 5.8047
107 | 0.26 | 0.25 | South/Central | CA | Sacramento.Metro.AP.724839 | 3 | 6831885 | 36.8506 | 8.4836 | 50.1865 | 36.6377 | 13.5488 | 1126.84 | 2.9148 | 38.23 | 2.8093 | 0.10547 | 40.4792 | 1.2316 | 17.9 | 1.1437 | 0.087834 | 18.2806 | 1.9238 | -35.13 | 3.3517 | -1.4279 | -14.024 | 2.9148 | 38.23 | 2.8093 | 0.10547 | 40.4792 | 3.1042 | 37.54 | 3.0702 | 0.033947 | 40.9774 | 0.093317 | 3.4388 | 0.79166 | 4.6832 | 105.1528 | 0.272 | 0.11492 | 0.17953 | 0.272 | 0.28967 | 3.5675 | 1.6704 | -3.2782 | 3.5675 | 3.5031 | 3.7774 | 1.7059 | -1.3087 | 3.7774 | 3.8239 | 0.093317 | 3.4388 | 0.79166 | 4.6832 | 105.1528 | 0.272 | 0.11492 | 0.17953 | 0.272 | 0.28967 | 3.5675 | 1.6704 | -3.2782 | 3.5675 | 3.5031 | 3.7774 | 1.7059 | -1.3087 | 3.7774 | 3.8239
108 | 0.26 | 0.3 | South/Central | CA | Sacramento.Metro.AP.724839 | 3 | 6831885 | 36.0635 | 8.9413 | 50.037 | 35.8549 | 14.1821 | 1150.61 | 3.0643 | 14.46 | 3.5921 | -0.52779 | 25.1806 | 1.3811 | -5.87 | 1.9265 | -0.54542 | 2.982 | 2.0734 | -58.9 | 4.1345 | -2.0612 | -29.3226 | 3.0643 | 14.46 | 3.5921 | -0.52779 | 25.1806 | 3.2537 | 13.77 | 3.853 | -0.59931 | 25.6788 | 0.093317 | 3.3653 | 0.83437 | 4.6693 | 107.3709 | 0.28595 | 0.12888 | 0.19348 | 0.28595 | 0.30363 | 1.3494 | -0.54777 | -5.4963 | 1.3494 | 1.285 | 2.3498 | 0.27827 | -2.7363 | 2.3498 | 2.3963 | 0.093317 | 3.3653 | 0.83437 | 4.6693 | 107.3709 | 0.28595 | 0.12888 | 0.19348 | 0.28595 | 0.30363 | 1.3494 | -0.54777 | -5.4963 | 1.3494 | 1.285 | 2.3498 | 0.27827 | -2.7363 | 2.3498 | 2.3963
109 | 0.26 | 0.35 | South/Central | CA | Sacramento.Metro.AP.724839 | 3 | 6831885 | 35.1467 | 9.6188 | 50.0377 | 34.9432 | 15.0945 | 1187.39 | 3.0636 | -22.32 | 4.5039 | -1.4402 | 0.34773 | 1.3804 | -42.65 | 2.8383 | -1.4579 | -21.8508 | 2.0727 | -95.68 | 5.0463 | -2.9736 | -54.1554 | 3.0636 | -22.32 | 4.5039 | -1.4402 | 0.34773 | 3.253 | -23.01 | 4.7648 | -1.5117 | 0.846 | 0.093317 | 3.2798 | 0.8976 | 4.6693 | 110.8031 | 0.28589 | 0.12882 | 0.19342 | 0.28589 | 0.30356 | -2.0828 | -3.9799 | -8.9285 | -2.0828 | -2.1472 | 0.032449 | -2.039 | -5.0536 | 0.032449 | 0.078946 | 0.093317 | 3.2798 | 0.8976 | 4.6693 | 110.8031 | 0.28589 | 0.12882 | 0.19342 | 0.28589 | 0.30356 | -2.0828 | -3.9799 | -8.9285 | -2.0828 | -2.1472 | 0.032449 | -2.039 | -5.0536 | 0.032449 | 0.078946
110 | 0.26 | 0.4 | South/Central | CA | Sacramento.Metro.AP.724839 | 3 | 6831885 | 34.7731 | 9.7434 | 49.8517 | 34.5716 | 15.28 | 1192.71 | 3.2497 | -27.64 | 4.8754 | -1.6258 | -2.2992 | 1.5664 | -47.97 | 3.2098 | -1.6434 | -24.4978 | 2.2587 | -101 | 5.4178 | -3.1591 | -56.8024 | 3.2497 | -27.64 | 4.8754 | -1.6258 | -2.2992 | 3.4391 | -28.33 | 5.1364 | -1.6973 | -1.801 | 0.093317 | 3.2449 | 0.90922 | 4.652 | 111.2995 | 0.30325 | 0.14618 | 0.21078 | 0.30325 | 0.32092 | -2.5793 | -4.4764 | -9.425 | -2.5793 | -2.6437 | -0.21456 | -2.286 | -5.3006 | -0.21456 | -0.16806 | 0.093317 | 3.2449 | 0.90922 | 4.652 | 111.2995 | 0.30325 | 0.14618 | 0.21078 | 0.30325 | 0.32092 | -2.5793 | -4.4764 | -9.425 | -2.5793 | -2.6437 | -0.21456 | -2.286 | -5.3006 | -0.21456 | -0.16806
111 | 0.25 | 0.2 | South/Central | CA | Sacramento.Metro.AP.724839 | 3 | 6831885 | 37.6293 | 7.826 | 50.0648 | 37.4121 | 12.6526 | 1089.31 | 3.0366 | 75.76 | 2.0349 | 1.0016 | 66.4319 | 1.3533 | 55.43 | 0.36932 | 0.98401 | 44.2334 | 2.0456 | 2.4 | 2.5773 | -0.53172 | 11.9288 | 3.0366 | 75.76 | 2.0349 | 1.0016 | 66.4319 | 3.226 | 75.07 | 2.2958 | 0.93013 | 66.9302 | 0.093317 | 3.5114 | 0.7303 | 4.6719 | 101.6506 | 0.28336 | 0.12629 | 0.19089 | 0.28336 | 0.30104 | 7.0697 | 5.1725 | 0.22396 | 7.0697 | 7.0053 | 6.1992 | 4.1277 | 1.1132 | 6.1992 | 6.2457 | 0.093317 | 3.5114 | 0.7303 | 4.6719 | 101.6506 | 0.28336 | 0.12629 | 0.19089 | 0.28336 | 0.30104 | 7.0697 | 5.1725 | 0.22396 | 7.0697 | 7.0053 | 6.1992 | 4.1277 | 1.1132 | 6.1992 | 6.2457
112 | 0.25 | 0.25 | South/Central | CA | Sacramento.Metro.AP.724839 | 3 | 6831885 | 36.49 | 8.4951 | 49.826 | 36.2791 | 13.5469 | 1122.56 | 3.2753 | 42.51 | 3.1679 | 0.1074 | 45.1836 | 1.5921 | 22.18 | 1.5023 | 0.089763 | 22.9851 | 2.2844 | -30.85 | 3.7103 | -1.426 | -9.3195 | 3.2753 | 42.51 | 3.1679 | 0.1074 | 45.1836 | 3.4647 | 41.82 | 3.4289 | 0.035876 | 45.6819 | 0.093317 | 3.4051 | 0.79274 | 4.6496 | 104.7534 | 0.30564 | 0.14857 | 0.21317 | 0.30564 | 0.32332 | 3.9669 | 2.0698 | -2.8788 | 3.9669 | 3.9025 | 4.2164 | 2.1449 | -0.86966 | 4.2164 | 4.2629 | 0.093317 | 3.4051 | 0.79274 | 4.6496 | 104.7534 | 0.30564 | 0.14857 | 0.21317 | 0.30564 | 0.32332 | 3.9669 | 2.0698 | -2.8788 | 3.9669 | 3.9025 | 4.2164 | 2.1449 | -0.86966 | 4.2164 | 4.2629
113 | 0.25 | 0.3 | South/Central | CA | Sacramento.Metro.AP.724839 | 3 | 6831885 | 35.5019 | 9.1628 | 49.7469 | 35.2964 | 14.4505 | 1158.04 | 3.3544 | 7.03 | 4.1506 | -0.79621 | 21.6208 | 1.6712 | -13.3 | 2.485 | -0.81384 | -0.57775 | 2.3635 | -66.33 | 4.693 | -2.3296 | -32.8823 | 3.3544 | 7.03 | 4.1506 | -0.79621 | 21.6208 | 3.5438 | 6.34 | 4.4116 | -0.86773 | 22.1191 | 0.093317 | 3.3129 | 0.85504 | 4.6422 | 108.0643 | 0.31302 | 0.15595 | 0.22055 | 0.31302 | 0.3307 | 0.65602 | -1.2411 | -6.1897 | 0.65602 | 0.59163 | 2.0176 | -0.053914 | -3.0685 | 2.0176 | 2.0641 | 0.093317 | 3.3129 | 0.85504 | 4.6422 | 108.0643 | 0.31302 | 0.15595 | 0.22055 | 0.31302 | 0.3307 | 0.65602 | -1.2411 | -6.1897 | 0.65602 | 0.59163 | 2.0176 | -0.053914 | -3.0685 | 2.0176 | 2.0641
114 | 0.25 | 0.35 | South/Central | CA | Sacramento.Metro.AP.724839 | 3 | 6831885 | 34.6036 | 9.8604 | 49.796 | 34.403 | 15.3929 | 1196.6 | 3.3054 | -31.53 | 5.044 | -1.7387 | -4.6527 | 1.6221 | -51.86 | 3.3785 | -1.7563 | -26.8512 | 2.3144 | -104.89 | 5.5865 | -3.272 | -59.1558 | 3.3054 | -31.53 | 5.044 | -1.7387 | -4.6527 | 3.4948 | -32.22 | 5.305 | -1.8102 | -4.1544 | 0.093317 | 3.2291 | 0.92014 | 4.6468 | 111.6625 | 0.30845 | 0.15137 | 0.21597 | 0.30845 | 0.32612 | -2.9423 | -4.8394 | -9.788 | -2.9423 | -3.0067 | -0.43417 | -2.5057 | -5.5202 | -0.43417 | -0.38767 | 0.093317 | 3.2291 | 0.92014 | 4.6468 | 111.6625 | 0.30845 | 0.15137 | 0.21597 | 0.30845 | 0.32612 | -2.9423 | -4.8394 | -9.788 | -2.9423 | -3.0067 | -0.43417 | -2.5057 | -5.5202 | -0.43417 | -0.38767
115 | 0.25 | 0.4 | South/Central | CA | Sacramento.Metro.AP.724839 | 3 | 6831885 | 34.4325 | 9.7634 | 49.521 | 34.2329 | 15.2882 | 1189.18 | 3.5803 | -24.11 | 5.2142 | -1.6339 | 1.7453 | 1.8971 | -44.44 | 3.5486 | -1.6515 | -20.4532 | 2.5893 | -97.47 | 5.7566 | -3.1673 | -52.7578 | 3.5803 | -24.11 | 5.2142 | -1.6339 | 1.7453 | 3.7697 | -24.8 | 5.4751 | -1.7054 | 2.2436 | 0.093317 | 3.2131 | 0.91109 | 4.6211 | 110.9701 | 0.3341 | 0.17703 | 0.24163 | 0.3341 | 0.35178 | -2.2499 | -4.147 | -9.0956 | -2.2499 | -2.3142 | 0.16287 | -1.9086 | -4.9232 | 0.16287 | 0.20936 | 0.093317 | 3.2131 | 0.91109 | 4.6211 | 110.9701 | 0.3341 | 0.17703 | 0.24163 | 0.3341 | 0.35178 | -2.2499 | -4.147 | -9.0956 | -2.2499 | -2.3142 | 0.16287 | -1.9086 | -4.9232 | 0.16287 | 0.20936
116 | 0.24 | 0.2 | South/Central | CA | Sacramento.Metro.AP.724839 | 3 | 6831885 | 37.2687 | 7.836 | 49.7042 | 37.0535 | 12.6506 | 1085.03 | 3.3972 | 80.04 | 2.3935 | 1.0036 | 71.1393 | 1.7139 | 59.71 | 0.72793 | 0.98601 | 48.9407 | 2.4062 | 6.68 | 2.9359 | -0.52972 | 16.6362 | 3.3972 | 80.04 | 2.3935 | 1.0036 | 71.1393 | 3.5866 | 79.35 | 2.6545 | 0.93213 | 71.6376 | 0.093317 | 3.4778 | 0.73123 | 4.6382 | 101.2512 | 0.31701 | 0.15994 | 0.22454 | 0.31701 | 0.33469 | 7.4691 | 5.5719 | 0.62335 | 7.4691 | 7.4047 | 6.6385 | 4.567 | 1.5524 | 6.6385 | 6.685 | 0.093317 | 3.4778 | 0.73123 | 4.6382 | 101.2512 | 0.31701 | 0.15994 | 0.22454 | 0.31701 | 0.33469 | 7.4691 | 5.5719 | 0.62335 | 7.4691 | 7.4047 | 6.6385 | 4.567 | 1.5524 | 6.6385 | 6.685
117 | 0.24 | 0.25 | South/Central | CA | Sacramento.Metro.AP.724839 | 3 | 6831885 | 36.1394 | 8.5051 | 49.4754 | 35.9305 | 13.5449 | 1118.41 | 3.6259 | 46.66 | 3.5166 | 0.10933 | 49.7604 | 1.9427 | 26.33 | 1.851 | 0.091699 | 27.5618 | 2.635 | -26.7 | 4.059 | -1.424 | -4.7427 | 3.6259 | 46.66 | 3.5166 | 0.10933 | 49.7604 | 3.8153 | 45.97 | 3.7775 | 0.037811 | 50.2587 | 0.093317 | 3.3724 | 0.79367 | 4.6169 | 104.3661 | 0.33836 | 0.18129 | 0.24589 | 0.33836 | 0.35603 | 4.3541 | 2.457 | -2.4916 | 4.3541 | 4.2898 | 4.6435 | 2.572 | -0.44257 | 4.6435 | 4.69 | 0.093317 | 3.3724 | 0.79367 | 4.6169 | 104.3661 | 0.33836 | 0.18129 | 0.24589 | 0.33836 | 0.35603 | 4.3541 | 2.457 | -2.4916 | 4.3541 | 4.2898 | 4.6435 | 2.572 | -0.44257 | 4.6435 | 4.69
118 | 0.24 | 0.3 | South/Central | CA | Sacramento.Metro.AP.724839 | 3 | 6831885 | 35.1513 | 9.1728 | 49.3963 | 34.9478 | 14.4486 | 1153.88 | 3.705 | 11.19 | 4.4993 | -0.79429 | 26.1969 | 2.0218 | -9.14 | 2.8337 | -0.81192 | 3.9984 | 2.7141 | -62.17 | 5.0417 | -2.3277 | -28.3062 | 3.705 | 11.19 | 4.4993 | -0.79429 | 26.1969 | 3.8944 | 10.5 | 4.7602 | -0.86581 | 26.6952 | 0.093317 | 3.2802 | 0.85597 | 4.6095 | 107.6761 | 0.34574 | 0.18867 | 0.25327 | 0.34574 | 0.36341 | 1.0442 | -0.85291 | -5.8015 | 1.0442 | 0.97982 | 2.4446 | 0.37312 | -2.6414 | 2.4446 | 2.4911 | 0.093317 | 3.2802 | 0.85597 | 4.6095 | 107.6761 | 0.34574 | 0.18867 | 0.25327 | 0.34574 | 0.36341 | 1.0442 | -0.85291 | -5.8015 | 1.0442 | 0.97982 | 2.4446 | 0.37312 | -2.6414 | 2.4446 | 2.4911
119 | 0.24 | 0.35 | South/Central | CA | Sacramento.Metro.AP.724839 | 3 | 6831885 | 34.2545 | 9.8804 | 49.4569 | 34.0559 | 15.401 | 1192.97 | 3.6444 | -27.9 | 5.3912 | -1.7468 | -0.49762 | 1.9612 | -48.23 | 3.7256 | -1.7644 | -22.6962 | 2.6535 | -101.26 | 5.9336 | -3.2801 | -55.0007 | 3.6444 | -27.9 | 5.3912 | -1.7468 | -0.49762 | 3.8339 | -28.59 | 5.6521 | -1.8183 | 0.00065337 | 0.093317 | 3.1965 | 0.922 | 4.6151 | 111.3238 | 0.34009 | 0.18301 | 0.24762 | 0.34009 | 0.35776 | -2.6035 | -4.5007 | -9.4492 | -2.6035 | -2.6679 | -0.046436 | -2.1179 | -5.1325 | -0.046436 | 6.097e-05 | 0.093317 | 3.1965 | 0.922 | 4.6151 | 111.3238 | 0.34009 | 0.18301 | 0.24762 | 0.34009 | 0.35776 | -2.6035 | -4.5007 | -9.4492 | -2.6035 | -2.6679 | -0.046436 | -2.1179 | -5.1325 | -0.046436 | 6.097e-05
120 | 0.24 | 0.4 | South/Central | CA | Sacramento.Metro.AP.724839 | 3 | 6831885 | 34.0904 | 9.7834 | 49.1889 | 33.8926 | 15.2963 | 1185.62 | 3.9124 | -20.55 | 5.5545 | -1.642 | 5.81 | 2.2292 | -40.88 | 3.8889 | -1.6597 | -16.3886 | 2.9215 | -93.91 | 6.0969 | -3.1754 | -48.6931 | 3.9124 | -20.55 | 5.5545 | -1.642 | 5.81 | 4.1019 | -21.24 | 5.8154 | -1.7135 | 6.3083 | 0.093317 | 3.1812 | 0.91296 | 4.5901 | 110.6379 | 0.3651 | 0.20802 | 0.27262 | 0.3651 | 0.38277 | -1.9177 | -3.8148 | -8.7634 | -1.9177 | -1.982 | 0.54217 | -1.5293 | -4.5439 | 0.54217 | 0.58867 | 0.093317 | 3.1812 | 0.91296 | 4.5901 | 110.6379 | 0.3651 | 0.20802 | 0.27262 | 0.3651 | 0.38277 | -1.9177 | -3.8148 | -8.7634 | -1.9177 | -1.982 | 0.54217 | -1.5293 | -4.5439 | 0.54217 | 0.58867
121 | 0.22 | 0.2 | South/Central | CA | Sacramento.Metro.AP.724839 | 3 | 6831885 | 36.5476 | 7.8491 | 48.976 | 36.3363 | 12.6397 | 1076.1 | 4.1253 | 88.97 | 3.1107 | 1.0146 | 80.8326 | 2.4421 | 68.64 | 1.4451 | 0.99696 | 58.634 | 3.1344 | 15.61 | 3.6531 | -0.51878 | 26.3294 | 4.1253 | 88.97 | 3.1107 | 1.0146 | 80.8326 | 4.3147 | 88.28 | 3.3717 | 0.94307 | 81.3308 | 0.093317 | 3.4105 | 0.73245 | 4.5703 | 100.4179 | 0.38496 | 0.22789 | 0.29249 | 0.38496 | 0.40264 | 8.3024 | 6.4052 | 1.4567 | 8.3024 | 8.238 | 7.543 | 5.4715 | 2.457 | 7.543 | 7.5895 | 0.093317 | 3.4105 | 0.73245 | 4.5703 | 100.4179 | 0.38496 | 0.22789 | 0.29249 | 0.38496 | 0.40264 | 8.3024 | 6.4052 | 1.4567 | 8.3024 | 8.238 | 7.543 | 5.4715 | 2.457 | 7.543 | 7.5895
122 | 0.22 | 0.25 | South/Central | CA | Sacramento.Metro.AP.724839 | 3 | 6831885 | 35.4267 | 8.5267 | 48.7642 | 35.2217 | 13.5425 | 1110.01 | 4.3371 | 55.06 | 4.2254 | 0.11173 | 59.0025 | 2.6539 | 34.73 | 2.5598 | 0.0941 | 36.804 | 3.3462 | -18.3 | 4.7678 | -1.4216 | 4.4994 | 4.3371 | 55.06 | 4.2254 | 0.11173 | 59.0025 | 4.5266 | 54.37 | 4.4863 | 0.040212 | 59.5008 | 0.093317 | 3.3059 | 0.79568 | 4.5505 | 103.5823 | 0.40473 | 0.24765 | 0.31226 | 0.40473 | 0.4224 | 5.138 | 3.2409 | -1.7077 | 5.138 | 5.0736 | 5.5059 | 3.4344 | 0.41987 | 5.5059 | 5.5524 | 0.093317 | 3.3059 | 0.79568 | 4.5505 | 103.5823 | 0.40473 | 0.24765 | 0.31226 | 0.40473 | 0.4224 | 5.138 | 3.2409 | -1.7077 | 5.138 | 5.0736 | 5.5059 | 3.4344 | 0.41987 | 5.5059 | 5.5524
123 | 0.22 | 0.3 | South/Central | CA | Sacramento.Metro.AP.724839 | 3 | 6831885 | 34.4485 | 9.2043 | 48.705 | 34.2489 | 14.4561 | 1146.13 | 4.3964 | 18.94 | 5.1982 | -0.80184 | 34.912 | 2.7131 | -1.39 | 3.5326 | -0.81947 | 12.7134 | 3.4054 | -54.42 | 5.7406 | -2.3352 | -19.5911 | 4.3964 | 18.94 | 5.1982 | -0.80184 | 34.912 | 4.5858 | 18.25 | 5.4591 | -0.87336 | 35.4103 | 0.093317 | 3.2146 | 0.85891 | 4.545 | 106.9529 | 0.41025 | 0.25318 | 0.31778 | 0.41025 | 0.42793 | 1.7674 | -0.12971 | -5.0783 | 1.7674 | 1.703 | 3.2579 | 1.1864 | -1.8282 | 3.2579 | 3.3044 | 0.093317 | 3.2146 | 0.85891 | 4.545 | 106.9529 | 0.41025 | 0.25318 | 0.31778 | 0.41025 | 0.42793 | 1.7674 | -0.12971 | -5.0783 | 1.7674 | 1.703 | 3.2579 | 1.1864 | -1.8282 | 3.2579 | 3.3044
124 | 0.22 | 0.35 | South/Central | CA | Sacramento.Metro.AP.724839 | 3 | 6831885 | 33.5618 | 9.9119 | 48.7757 | 33.3669 | 15.4088 | 1185.34 | 4.3257 | -20.27 | 6.0802 | -1.7545 | 8.0811 | 2.6424 | -40.6 | 4.4146 | -1.7722 | -14.1175 | 3.3347 | -93.63 | 6.6226 | -3.2879 | -46.422 | 4.3257 | -20.27 | 6.0802 | -1.7545 | 8.0811 | 4.5151 | -20.96 | 6.3411 | -1.826 | 8.5794 | 0.093317 | 3.1319 | 0.92495 | 4.5516 | 110.6118 | 0.40366 | 0.24658 | 0.31118 | 0.40366 | 0.42133 | -1.8915 | -3.7887 | -8.7372 | -1.8915 | -1.9559 | 0.7541 | -1.3174 | -4.3319 | 0.7541 | 0.8006 | 0.093317 | 3.1319 | 0.92495 | 4.5516 | 110.6118 | 0.40366 | 0.24658 | 0.31118 | 0.40366 | 0.42133 | -1.8915 | -3.7887 | -8.7372 | -1.8915 | -1.9559 | 0.7541 | -1.3174 | -4.3319 | 0.7541 | 0.8006
125 | 0.22 | 0.4 | South/Central | CA | Sacramento.Metro.AP.724839 | 3 | 6831885 | 33.3992 | 9.8165 | 48.5192 | 33.2051 | 15.314 | 1178.54 | 4.5822 | -13.47 | 6.2419 | -1.6598 | 13.9691 | 2.8989 | -33.8 | 4.5763 | -1.6774 | -8.2294 | 3.5912 | -86.83 | 6.7843 | -3.1931 | -40.534 | 4.5822 | -13.47 | 6.2419 | -1.6598 | 13.9691 | 4.7716 | -14.16 | 6.5029 | -1.7313 | 14.4674 | 0.093317 | 3.1167 | 0.91604 | 4.5276 | 109.9772 | 0.42759 | 0.27052 | 0.33512 | 0.42759 | 0.44527 | -1.257 | -3.1541 | -8.1027 | -1.257 | -1.3214 | 1.3036 | -0.76794 | -3.7825 | 1.3036 | 1.35 | 0.093317 | 3.1167 | 0.91604 | 4.5276 | 109.9772 | 0.42759 | 0.27052 | 0.33512 | 0.42759 | 0.44527 | -1.257 | -3.1541 | -8.1027 | -1.257 | -1.3214 | 1.3036 | -0.76794 | -3.7825 | 1.3036 | 1.35
126 | 0.2 | 0.2 | South/Central | CA | Sacramento.Metro.AP.724839 | 3 | 6831885 | 35.8149 | 7.8691 | 48.2334 | 35.6077 | 12.6257 | 1066.88 | 4.8679 | 98.19 | 3.8394 | 1.0285 | 90.7932 | 3.1847 | 77.86 | 2.1738 | 1.0109 | 68.5947 | 3.877 | 24.83 | 4.3818 | -0.50484 | 36.2901 | 4.8679 | 98.19 | 3.8394 | 1.0285 | 90.7932 | 5.0573 | 97.5 | 4.1003 | 0.95701 | 91.2915 | 0.093317 | 3.3421 | 0.73431 | 4.501 | 99.5575 | 0.45426 | 0.29718 | 0.36178 | 0.45426 | 0.47193 | 9.1627 | 7.2656 | 2.317 | 9.1627 | 9.0984 | 8.4725 | 6.401 | 3.3865 | 8.4725 | 8.519 | 0.093317 | 3.3421 | 0.73431 | 4.501 | 99.5575 | 0.45426 | 0.29718 | 0.36178 | 0.45426 | 0.47193 | 9.1627 | 7.2656 | 2.317 | 9.1627 | 9.0984 | 8.4725 | 6.401 | 3.3865 | 8.4725 | 8.519
127 | 0.2 | 0.25 | South/Central | CA | Sacramento.Metro.AP.724839 | 3 | 6831885 | 34.6956 | 8.5482 | 48.0346 | 34.4945 | 13.5401 | 1101.42 | 5.0667 | 63.65 | 4.9525 | 0.11418 | 68.4829 | 3.3835 | 43.32 | 3.2869 | 0.096547 | 46.2844 | 4.0758 | -9.71 | 5.495 | -1.4192 | 13.9798 | 5.0667 | 63.65 | 4.9525 | 0.11418 | 68.4829 | 5.2561 | 62.96 | 5.2135 | 0.042659 | 68.9812 | 0.093317 | 3.2377 | 0.79769 | 4.4824 | 102.7807 | 0.47281 | 0.31574 | 0.38034 | 0.47281 | 0.49048 | 5.9396 | 4.0425 | -0.9061 | 5.9396 | 5.8752 | 6.3906 | 4.3191 | 1.3045 | 6.3906 | 6.4371 | 0.093317 | 3.2377 | 0.79769 | 4.4824 | 102.7807 | 0.47281 | 0.31574 | 0.38034 | 0.47281 | 0.49048 | 5.9396 | 4.0425 | -0.9061 | 5.9396 | 5.8752 | 6.3906 | 4.3191 | 1.3045 | 6.3906 | 6.4371
128 | 0.2 | 0.3 | South/Central | CA | Sacramento.Metro.AP.724839 | 3 | 6831885 | 33.7259 | 9.2358 | 47.9922 | 33.5301 | 14.4621 | 1138.06 | 5.1091 | 27.01 | 5.9169 | -0.80784 | 43.9452 | 3.4259 | 6.68 | 4.2513 | -0.82547 | 21.7467 | 4.1181 | -46.35 | 6.4593 | -2.3412 | -10.5579 | 5.1091 | 27.01 | 5.9169 | -0.80784 | 43.9452 | 5.2985 | 26.32 | 6.1779 | -0.87936 | 44.4435 | 0.093317 | 3.1472 | 0.86185 | 4.4785 | 106.1998 | 0.47676 | 0.31969 | 0.38429 | 0.47676 | 0.49444 | 2.5205 | 0.62335 | -4.3252 | 2.5205 | 2.4561 | 4.1008 | 2.0293 | -0.98523 | 4.1008 | 4.1473 | 0.093317 | 3.1472 | 0.86185 | 4.4785 | 106.1998 | 0.47676 | 0.31969 | 0.38429 | 0.47676 | 0.49444 | 2.5205 | 0.62335 | -4.3252 | 2.5205 | 2.4561 | 4.1008 | 2.0293 | -0.98523 | 4.1008 | 4.1473
129 | 0.2 | 0.35 | South/Central | CA | Sacramento.Metro.AP.724839 | 3 | 6831885 | 32.8506 | 9.9534 | 48.0859 | 32.6596 | 15.4263 | 1177.99 | 5.0154 | -12.92 | 6.7875 | -1.772 | 16.5046 | 3.3322 | -33.25 | 5.1219 | -1.7897 | -5.694 | 4.0245 | -86.28 | 7.3299 | -3.3054 | -37.9985 | 5.0154 | -12.92 | 6.7875 | -1.772 | 16.5046 | 5.2048 | -13.61 | 7.0484 | -1.8436 | 17.0029 | 0.093317 | 3.0655 | 0.92881 | 4.4872 | 109.9259 | 0.46802 | 0.31095 | 0.37555 | 0.46802 | 0.4857 | -1.2056 | -3.1028 | -8.0513 | -1.2056 | -1.27 | 1.5401 | -0.53134 | -3.5459 | 1.5401 | 1.5866 | 0.093317 | 3.0655 | 0.92881 | 4.4872 | 109.9259 | 0.46802 | 0.31095 | 0.37555 | 0.46802 | 0.4857 | -1.2056 | -3.1028 | -8.0513 | -1.2056 | -1.27 | 1.5401 | -0.53134 | -3.5459 | 1.5401 | 1.5866
130 | 0.2 | 0.4 | South/Central | CA | Sacramento.Metro.AP.724839 | 3 | 6831885 | 32.7079 | 9.8564 | 47.8493 | 32.5177 | 15.3316 | 1171.44 | 5.252 | -6.37 | 6.9294 | -1.6774 | 22.1326 | 3.5688 | -26.7 | 5.2638 | -1.695 | -0.065932 | 4.2611 | -79.73 | 7.4718 | -3.2107 | -32.3705 | 5.252 | -6.37 | 6.9294 | -1.6774 | 22.1326 | 5.4414 | -7.06 | 7.1903 | -1.7489 | 22.6309 | 0.093317 | 3.0522 | 0.91977 | 4.4651 | 109.3147 | 0.4901 | 0.33303 | 0.39763 | 0.4901 | 0.50777 | -0.59443 | -2.4916 | -7.4401 | -0.59443 | -0.65881 | 2.0653 | -0.0061526 | -3.0207 | 2.0653 | 2.1118 | 0.093317 | 3.0522 | 0.91977 | 4.4651 | 109.3147 | 0.4901 | 0.33303 | 0.39763 | 0.4901 | 0.50777 | -0.59443 | -2.4916 | -7.4401 | -0.59443 | -0.65881 | 2.0653 | -0.0061526 | -3.0207 | 2.0653 | 2.1118
Double | Double | Double | South/Central | CA | Sacramento.Metro.AP.724839 | 3 | 6831885 | 40.4386 | 11.4511 | 58.2061 | 40.2063 | 17.9997 | 1399.62 | -5.1048 | -234.55 | -0.75929 | -4.3455 | -184.0901 | -6.788 | -254.88 | -2.4249 | -4.3631 | -206.2887 | -6.0957 | -307.91 | -0.21687 | -5.8788 | -238.5933 | -5.1048 | -234.55 | -0.75929 | -4.3455 | -184.0901 | -4.9153 | -235.24 | -0.49835 | -4.417 | -183.5919 | 0.093317 | 3.7736 | 1.0686 | 5.4316 | 130.6077 | -0.47636 | -0.63343 | -0.56883 | -0.47636 | -0.45868 | -21.8874 | -23.7845 | -28.7331 | -21.8874 | -21.9518 | -17.1787 | -19.2501 | -22.2647 | -17.1787 | -17.1322 | 0.093317 | 3.7736 | 1.0686 | 5.4316 | 130.6077 | -0.47636 | -0.63343 | -0.56883 | -0.47636 | -0.45868 | -21.8874 | -23.7845 | -28.7331 | -21.8874 | -21.9518 | -17.1787 | -19.2501 | -22.2647 | -17.1787 | -17.1322
Single | Single | Single | South/Central | CA | Sacramento.Metro.AP.724839 | 3 | 6831885 | 50.7084 | 13.7773 | 72.218 | 50.4205 | 21.7975 | 1715.63 | -19.1167 | -550.56 | -10.9735 | -8.1432 | -468.21 | -20.7999 | -570.89 | -12.639 | -8.1609 | -490.4085 | -20.1076 | -623.92 | -10.431 | -9.6766 | -522.7131 | -19.1167 | -550.56 | -10.9735 | -8.1432 | -468.21 | -18.9273 | -551.25 | -10.7125 | -8.2148 | -467.7117 | 0.093317 | 4.7319 | 1.2857 | 6.7391 | 160.0966 | -1.7839 | -1.941 | -1.8764 | -1.7839 | -1.7662 | -51.3763 | -53.2735 | -58.222 | -51.3763 | -51.4407 | -43.6917 | -45.7632 | -48.7778 | -43.6917 | -43.6452 | 0.093317 | 4.7319 | 1.2857 | 6.7391 | 160.0966 | -1.7839 | -1.941 | -1.8764 | -1.7839 | -1.7662 | -51.3763 | -53.2735 | -58.222 | -51.3763 | -51.4407 | -43.6917 | -45.7632 | -48.7778 | -43.6917 | -43.6452
1 | 0.35 | 0.47 | South/Central | UT | Saint.George.AWOS.724754 | 3 | 142354 | 31.9916 | 18.7927 | 58.8091 | 31.7389 | 27.0703 | 984.18 | 0.077243 | -72.68 | 3.467 | -3.3898 | -91.2251 | -1.4612 | -85.26 | 2.0343 | -3.4955 | -113.9525 | -0.78492 | -119.61 | 4.504 | -5.289 | -154.0194 | 0.077243 | -72.68 | 3.467 | -3.3898 | -91.2251 | 0.23211 | -73.65 | 3.7164 | -3.4843 | -91.7978 | 0.0019444 | 0.062205 | 0.036541 | 0.11435 | 1.9136 | 0.00015019 | -0.0028411 | -0.0015262 | 0.00015019 | 0.00045131 | -0.14132 | -0.16578 | -0.23257 | -0.14132 | -0.14321 | -0.17738 | -0.22157 | -0.29948 | -0.17738 | -0.17849 | 0.0019444 | 0.062205 | 0.036541 | 0.11435 | 1.9136 | 0.00015019 | -0.0028411 | -0.0015262 | 0.00015019 | 0.00045131 | -0.14132 | -0.16578 | -0.23257 | -0.14132 | -0.14321 | -0.17738 | -0.22157 | -0.29948 | -0.17738 | -0.17849
2 | 0.35 | 0.42 | South/Central | UT | Saint.George.AWOS.724754 | 3 | 142354 | 32.9182 | 17.9239 | 58.6112 | 32.6581 | 25.9531 | 958.77 | 0.27518 | -47.27 | 2.5478 | -2.2726 | -58.2785 | -1.2632 | -59.85 | 1.1151 | -2.3784 | -81.0059 | -0.58699 | -94.2 | 3.5848 | -4.1718 | -121.0728 | 0.27518 | -47.27 | 2.5478 | -2.2726 | -58.2785 | 0.43005 | -48.24 | 2.7972 | -2.3671 | -58.8513 | 0.0019444 | 0.064006 | 0.034851 | 0.11396 | 1.8642 | 0.00053506 | -0.0024562 | -0.0011413 | 0.00053506 | 0.00083619 | -0.091912 | -0.11637 | -0.18316 | -0.091912 | -0.093798 | -0.11332 | -0.15751 | -0.23542 | -0.11332 | -0.11443 | 0.0019444 | 0.064006 | 0.034851 | 0.11396 | 1.8642 | 0.00053506 | -0.0024562 | -0.0011413 | 0.00053506 | 0.00083619 | -0.091912 | -0.11637 | -0.18316 | -0.091912 | -0.093798 | -0.11332 | -0.15751 | -0.23542 | -0.11332 | -0.11443
3 | 0.35 | 0.37 | South/Central | UT | Saint.George.AWOS.724754 | 3 | 142354 | 33.8996 | 17.1715 | 58.6296 | 33.6317 | 24.9979 | 938.29 | 0.2568 | -26.79 | 1.5742 | -1.3174 | -32.5268 | -1.2816 | -39.37 | 0.14151 | -1.4231 | -55.2542 | -0.60537 | -73.72 | 2.6112 | -3.2166 | -95.3211 | 0.2568 | -26.79 | 1.5742 | -1.3174 | -32.5268 | 0.41167 | -27.76 | 1.8235 | -1.4119 | -33.0995 | 0.0019444 | 0.065915 | 0.033388 | 0.114 | 1.8244 | 0.00049933 | -0.002492 | -0.0011771 | 0.00049933 | 0.00080045 | -0.052091 | -0.076551 | -0.14334 | -0.052091 | -0.053977 | -0.063245 | -0.10744 | -0.18534 | -0.063245 | -0.064359 | 0.0019444 | 0.065915 | 0.033388 | 0.114 | 1.8244 | 0.00049933 | -0.002492 | -0.0011771 | 0.00049933 | 0.00080045 | -0.052091 | -0.076551 | -0.14334 | -0.052091 | -0.053977 | -0.063245 | -0.10744 | -0.18534 | -0.063245 | -0.064359
4 | 0.35 | 0.32 | South/Central | UT | Saint.George.AWOS.724754 | 3 | 142354 | 35.0107 | 16.4291 | 58.788 | 34.7341 | 24.0539 | 918.93 | 0.098404 | -7.43 | 0.47181 | -0.3734 | -8.8891 | -1.44 | -20.01 | -0.96086 | -0.47915 | -31.6165 | -0.76376 | -54.36 | 1.5088 | -2.2726 | -71.6833 | 0.098404 | -7.43 | 0.47181 | -0.3734 | -8.8891 | 0.25327 | -8.4 | 0.72117 | -0.4679 | -9.4618 | 0.0019444 | 0.068075 | 0.031945 | 0.11431 | 1.7868 | 0.00019134 | -0.0028 | -0.0014851 | 0.00019134 | 0.00049246 | -0.014447 | -0.038908 | -0.1057 | -0.014447 | -0.016333 | -0.017284 | -0.061475 | -0.13938 | -0.017284 | -0.018398 | 0.0019444 | 0.068075 | 0.031945 | 0.11431 | 1.7868 | 0.00019134 | -0.0028 | -0.0014851 | 0.00019134 | 0.00049246 | -0.014447 | -0.038908 | -0.1057 | -0.014447 | -0.016333 | -0.017284 | -0.061475 | -0.13938 | -0.017284 | -0.018398
5 | 0.35 | 0.27 | South/Central | UT | Saint.George.AWOS.724754 | 3 | 142354 | 35.787 | 15.9766 | 58.9662 | 35.5044 | 23.4618 | 907.31 | -0.079788 | 4.19 | -0.29849 | 0.2187 | 4.9204 | -1.6182 | -8.39 | -1.7312 | 0.11295 | -17.807 | -0.94196 | -42.74 | 0.73855 | -1.6805 | -57.8739 | -0.079788 | 4.19 | -0.29849 | 0.2187 | 4.9204 | 0.075078 | 3.22 | -0.049119 | 0.1242 | 4.3476 | 0.0019444 | 0.069585 | 0.031065 | 0.11465 | 1.7642 | -0.00015514 | -0.0031465 | -0.0018315 | -0.00015514 | 0.00014598 | 0.0081471 | -0.016314 | -0.083104 | 0.0081471 | 0.006261 | 0.0095672 | -0.034624 | -0.11253 | 0.0095672 | 0.0084536 | 0.0019444 | 0.069585 | 0.031065 | 0.11465 | 1.7642 | -0.00015514 | -0.0031465 | -0.0018315 | -0.00015514 | 0.00014598 | 0.0081471 | -0.016314 | -0.083104 | 0.0081471 | 0.006261 | 0.0095672 | -0.034624 | -0.11253 | 0.0095672 | 0.0084536
6 | 0.35 | 0.23 | South/Central | UT | Saint.George.AWOS.724754 | 3 | 142354 | 36.2533 | 15.7649 | 59.1403 | 35.9669 | 23.1734 | 902.25 | -0.25396 | 9.25 | -0.76108 | 0.50712 | 10.52 | -1.7924 | -3.33 | -2.1937 | 0.40138 | -12.2074 | -1.1161 | -37.68 | 0.27595 | -1.3921 | -52.2743 | -0.25396 | 9.25 | -0.76108 | 0.50712 | 10.52 | -0.099089 | 8.28 | -0.51171 | 0.41262 | 9.9473 | 0.0019444 | 0.070491 | 0.030653 | 0.11499 | 1.7543 | -0.00049379 | -0.0034851 | -0.0021702 | -0.00049379 | -0.00019267 | 0.017986 | -0.0064749 | -0.073265 | 0.017986 | 0.0161 | 0.020455 | -0.023736 | -0.10164 | 0.020455 | 0.019342 | 0.0019444 | 0.070491 | 0.030653 | 0.11499 | 1.7543 | -0.00049379 | -0.0034851 | -0.0021702 | -0.00049379 | -0.00019267 | 0.017986 | -0.0064749 | -0.073265 | 0.017986 | 0.0161 | 0.020455 | -0.023736 | -0.10164 | 0.020455 | 0.019342
7 | 0.35 | 0.19 | South/Central | UT | Saint.George.AWOS.724754 | 3 | 142354 | 37.3851 | 15.117 | 59.4389 | 37.0899 | 22.349 | 886.35 | -0.55251 | 25.15 | -1.884 | 1.3315 | 29.0954 | -2.0909 | 12.57 | -3.3167 | 1.2257 | 6.368 | -1.4147 | -21.78 | -0.84698 | -0.56771 | -33.6988 | -0.55251 | 25.15 | -1.884 | 1.3315 | 29.0954 | -0.39765 | 24.18 | -1.6346 | 1.237 | 28.5227 | 0.0019444 | 0.072692 | 0.029394 | 0.11557 | 1.7234 | -0.0010743 | -0.0040656 | -0.0027507 | -0.0010743 | -0.00077319 | 0.048902 | 0.024441 | -0.042349 | 0.048902 | 0.047016 | 0.056573 | 0.012382 | -0.065524 | 0.056573 | 0.05546 | 0.0019444 | 0.072692 | 0.029394 | 0.11557 | 1.7234 | -0.0010743 | -0.0040656 | -0.0027507 | -0.0010743 | -0.00077319 | 0.048902 | 0.024441 | -0.042349 | 0.048902 | 0.047016 | 0.056573 | 0.012382 | -0.065524 | 0.056573 | 0.05546
8 | 0.35 | 0.17 | South/Central | UT | Saint.George.AWOS.724754 | 3 | 142354 | 38.0004 | 14.786 | 59.6233 | 37.7003 | 21.9229 | 878.3 | -0.73687 | 33.2 | -2.4944 | 1.7576 | 38.3084 | -2.2753 | 20.62 | -3.9271 | 1.6518 | 15.581 | -1.599 | -13.73 | -1.4574 | -0.14163 | -24.4858 | -0.73687 | 33.2 | -2.4944 | 1.7576 | 38.3084 | -0.58201 | 32.23 | -2.2451 | 1.6631 | 37.7357 | 0.0019444 | 0.073888 | 0.02875 | 0.11593 | 1.7078 | -0.0014328 | -0.0044241 | -0.0031092 | -0.0014328 | -0.0011317 | 0.064554 | 0.040094 | -0.026697 | 0.064554 | 0.062668 | 0.074487 | 0.030296 | -0.04761 | 0.074487 | 0.073374 | 0.0019444 | 0.073888 | 0.02875 | 0.11593 | 1.7078 | -0.0014328 | -0.0044241 | -0.0031092 | -0.0014328 | -0.0011317 | 0.064554 | 0.040094 | -0.026697 | 0.064554 | 0.062668 | 0.074487 | 0.030296 | -0.04761 | 0.074487 | 0.073374
9 | 0.33 | 0.47 | South/Central | UT | Saint.George.AWOS.724754 | 3 | 142354 | 31.4528 | 18.7977 | 58.2497 | 31.2041 | 27.0456 | 979.88 | 0.63669 | -68.38 | 4.0017 | -3.365 | -83.334 | -0.90173 | -80.96 | 2.5691 | -3.4708 | -106.0614 | -0.22548 | -115.31 | 5.0388 | -5.2642 | -146.1283 | 0.63669 | -68.38 | 4.0017 | -3.365 | -83.334 | 0.79156 | -69.35 | 4.2511 | -3.4595 | -83.9068 | 0.0019444 | 0.061157 | 0.03655 | 0.11326 | 1.9053 | 0.001238 | -0.0017533 | -0.00043842 | 0.001238 | 0.0015391 | -0.13296 | -0.15742 | -0.22421 | -0.13296 | -0.13484 | -0.16204 | -0.20623 | -0.28413 | -0.16204 | -0.16315 | 0.0019444 | 0.061157 | 0.03655 | 0.11326 | 1.9053 | 0.001238 | -0.0017533 | -0.00043842 | 0.001238 | 0.0015391 | -0.13296 | -0.15742 | -0.22421 | -0.13296 | -0.13484 | -0.16204 | -0.20623 | -0.28413 | -0.16204 | -0.16315
10 | 0.33 | 0.42 | South/Central | UT | Saint.George.AWOS.724754 | 3 | 142354 | 32.3689 | 17.9245 | 58.038 | 32.113 | 25.925 | 954.32 | 0.84835 | -42.82 | 3.0928 | -2.2445 | -50.117 | -0.69006 | -55.4 | 1.6602 | -2.3502 | -72.8444 | -0.013815 | -89.75 | 4.1299 | -4.1437 | -112.9113 | 0.84835 | -42.82 | 3.0928 | -2.2445 | -50.117 | 1.0032 | -43.79 | 3.3422 | -2.339 | -50.6897 | 0.0019444 | 0.062938 | 0.034853 | 0.11285 | 1.8556 | 0.0016495 | -0.0013418 | -2.6862e-05 | 0.0016495 | 0.0019507 | -0.08326 | -0.10772 | -0.17451 | -0.08326 | -0.085146 | -0.097448 | -0.14164 | -0.21955 | -0.097448 | -0.098562 | 0.0019444 | 0.062938 | 0.034853 | 0.11285 | 1.8556 | 0.0016495 | -0.0013418 | -2.6862e-05 | 0.0016495 | 0.0019507 | -0.08326 | -0.10772 | -0.17451 | -0.08326 | -0.085146 | -0.097448 | -0.14164 | -0.21955 | -0.097448 | -0.098562
11 | 0.33 | 0.37 | South/Central | UT | Saint.George.AWOS.724754 | 3 | 142354 | 33.3403 | 17.1668 | 58.036 | 33.0768 | 24.9593 | 933.47 | 0.85033 | -21.97 | 2.1291 | -1.2788 | -23.8182 | -0.68809 | -34.55 | 0.69643 | -1.3845 | -46.5456 | -0.011837 | -68.9 | 3.1661 | -3.178 | -86.6125 | 0.85033 | -21.97 | 2.1291 | -1.2788 | -23.8182 | 1.0052 | -22.94 | 2.3785 | -1.3733 | -24.391 | 0.0019444 | 0.064827 | 0.033379 | 0.11285 | 1.815 | 0.0016534 | -0.0013379 | -2.3016e-05 | 0.0016534 | 0.0019545 | -0.042719 | -0.067179 | -0.13397 | -0.042719 | -0.044605 | -0.046312 | -0.090504 | -0.16841 | -0.046312 | -0.047426 | 0.0019444 | 0.064827 | 0.033379 | 0.11285 | 1.815 | 0.0016534 | -0.0013379 | -2.3016e-05 | 0.0016534 | 0.0019545 | -0.042719 | -0.067179 | -0.13397 | -0.042719 | -0.044605 | -0.046312 | -0.090504 | -0.16841 | -0.046312 | -0.047426
12 | 0.33 | 0.32 | South/Central | UT | Saint.George.AWOS.724754 | 3 | 142354 | 34.4415 | 16.4241 | 58.1838 | 34.1692 | 24.0146 | 914.04 | 0.70258 | -2.54 | 1.0366 | -0.33405 | -0.022675 | -0.83583 | -15.12 | -0.39603 | -0.4398 | -22.7501 | -0.15958 | -49.47 | 2.0737 | -2.2333 | -62.8169 | 0.70258 | -2.54 | 1.0366 | -0.33405 | -0.022675 | 0.85745 | -3.51 | 1.286 | -0.42855 | -0.59539 | 0.0019444 | 0.066968 | 0.031935 | 0.11313 | 1.7773 | 0.0013661 | -0.0016252 | -0.0003103 | 0.0013661 | 0.0016672 | -0.0049388 | -0.029399 | -0.09619 | -0.0049388 | -0.0068249 | -4.4089e-05 | -0.044235 | -0.12214 | -4.4089e-05 | -0.0011577 | 0.0019444 | 0.066968 | 0.031935 | 0.11313 | 1.7773 | 0.0013661 | -0.0016252 | -0.0003103 | 0.0013661 | 0.0016672 | -0.0049388 | -0.029399 | -0.09619 | -0.0049388 | -0.0068249 | -4.4089e-05 | -0.044235 | -0.12214 | -4.4089e-05 | -0.0011577
13 | 0.33 | 0.27 | South/Central | UT | Saint.George.AWOS.724754 | 3 | 142354 | 35.2129 | 15.967 | 58.3524 | 34.9346 | 23.4178 | 902.25 | 0.53398 | 9.25 | 0.27128 | 0.2627 | 14.0371 | -1.0044 | -3.33 | -1.1614 | 0.15695 | -8.6903 | -0.32819 | -37.68 | 1.3083 | -1.6365 | -48.7572 | 0.53398 | 9.25 | 0.27128 | 0.2627 | 14.0371 | 0.68885 | 8.28 | 0.52065 | 0.1682 | 13.4643 | 0.0019444 | 0.068468 | 0.031046 | 0.11346 | 1.7543 | 0.0010383 | -0.001953 | -0.00063813 | 0.0010383 | 0.0013394 | 0.017986 | -0.0064749 | -0.073265 | 0.017986 | 0.0161 | 0.027294 | -0.016898 | -0.094804 | 0.027294 | 0.02618 | 0.0019444 | 0.068468 | 0.031046 | 0.11346 | 1.7543 | 0.0010383 | -0.001953 | -0.00063813 | 0.0010383 | 0.0013394 | 0.017986 | -0.0064749 | -0.073265 | 0.017986 | 0.0161 | 0.027294 | -0.016898 | -0.094804 | 0.027294 | 0.02618
14 | 0.33 | 0.23 | South/Central | UT | Saint.George.AWOS.724754 | 3 | 142354 | 35.6792 | 15.7548 | 58.5261 | 35.3972 | 23.1289 | 897.18 | 0.3603 | 14.32 | -0.19131 | 0.55161 | 19.6561 | -1.1781 | 1.74 | -1.624 | 0.44586 | -3.0713 | -0.50187 | -32.61 | 0.84572 | -1.3476 | -43.1382 | 0.3603 | 14.32 | -0.19131 | 0.55161 | 19.6561 | 0.51517 | 13.35 | 0.058055 | 0.45711 | 19.0834 | 0.0019444 | 0.069375 | 0.030634 | 0.1138 | 1.7445 | 0.00070057 | -0.0022907 | -0.00097584 | 0.00070057 | 0.0010017 | 0.027844 | 0.0033833 | -0.063407 | 0.027844 | 0.025958 | 0.038219 | -0.0059719 | -0.083878 | 0.038219 | 0.037106 | 0.0019444 | 0.069375 | 0.030634 | 0.1138 | 1.7445 | 0.00070057 | -0.0022907 | -0.00097584 | 0.00070057 | 0.0010017 | 0.027844 | 0.0033833 | -0.063407 | 0.027844 | 0.025958 | 0.038219 | -0.0059719 | -0.083878 | 0.038219 | 0.037106
15 | 0.33 | 0.19 | South/Central | UT | Saint.George.AWOS.724754 | 3 | 142354 | 36.8102 | 15.0974 | 58.8091 | 36.5194 | 22.2897 | 880.86 | 0.077294 | 30.64 | -1.3136 | 1.3908 | 38.8366 | -1.4611 | 18.06 | -2.7462 | 1.2851 | 16.1092 | -0.78487 | -16.29 | -0.27652 | -0.50835 | -23.9576 | 0.077294 | 30.64 | -1.3136 | 1.3908 | 38.8366 | 0.23216 | 29.67 | -1.0642 | 1.2963 | 38.2639 | 0.0019444 | 0.071574 | 0.029356 | 0.11435 | 1.7128 | 0.00015029 | -0.002841 | -0.0015261 | 0.00015029 | 0.00045141 | 0.059577 | 0.035116 | -0.031674 | 0.059577 | 0.057691 | 0.075514 | 0.031323 | -0.046583 | 0.075514 | 0.074401 | 0.0019444 | 0.071574 | 0.029356 | 0.11435 | 1.7128 | 0.00015029 | -0.002841 | -0.0015261 | 0.00015029 | 0.00045141 | 0.059577 | 0.035116 | -0.031674 | 0.059577 | 0.057691 | 0.075514 | 0.031323 | -0.046583 | 0.075514 | 0.074401
16 | 0.33 | 0.17 | South/Central | UT | Saint.George.AWOS.724754 | 3 | 142354 | 37.4166 | 14.766 | 58.9891 | 37.121 | 21.8681 | 872.88 | -0.10277 | 38.62 | -1.9152 | 1.8124 | 47.9819 | -1.6412 | 26.04 | -3.3478 | 1.7066 | 25.2545 | -0.96494 | -8.31 | -0.87813 | -0.086805 | -14.8123 | -0.10277 | 38.62 | -1.9152 | 1.8124 | 47.9819 | 0.052097 | 37.65 | -1.6658 | 1.7179 | 47.4092 | 0.0019444 | 0.072753 | 0.028711 | 0.1147 | 1.6972 | -0.00019983 | -0.0031911 | -0.0018762 | -0.00019983 | 0.0001013 | 0.075093 | 0.050632 | -0.016158 | 0.075093 | 0.073207 | 0.093296 | 0.049105 | -0.028801 | 0.093296 | 0.092183 | 0.0019444 | 0.072753 | 0.028711 | 0.1147 | 1.6972 | -0.00019983 | -0.0031911 | -0.0018762 | -0.00019983 | 0.0001013 | 0.075093 | 0.050632 | -0.016158 | 0.075093 | 0.073207 | 0.093296 | 0.049105 | -0.028801 | 0.093296 | 0.092183
17 | 0.3 | 0.47 | South/Central | UT | Saint.George.AWOS.724754 | 3 | 142354 | 30.6384 | 18.813 | 57.4113 | 30.396 | 27.0153 | 973.58 | 1.4751 | -62.08 | 4.8099 | -3.3348 | -71.692 | -0.063313 | -74.66 | 3.3772 | -3.4405 | -94.4194 | 0.61294 | -109.01 | 5.8469 | -5.234 | -134.4862 | 1.4751 | -62.08 | 4.8099 | -3.3348 | -71.692 | 1.63 | -63.05 | 5.0592 | -3.4293 | -72.2647 | 0.0019444 | 0.059574 | 0.03658 | 0.11163 | 1.893 | 0.0028682 | -0.00012311 | 0.0011918 | 0.0028682 | 0.0031693 | -0.12071 | -0.14517 | -0.21196 | -0.12071 | -0.12259 | -0.1394 | -0.18359 | -0.2615 | -0.1394 | -0.14051 | 0.0019444 | 0.059574 | 0.03658 | 0.11163 | 1.893 | 0.0028682 | -0.00012311 | 0.0011918 | 0.0028682 | 0.0031693 | -0.12071 | -0.14517 | -0.21196 | -0.12071 | -0.12259 | -0.1394 | -0.18359 | -0.2615 | -0.1394 | -0.14051
18 | 0.3 | 0.42 | South/Central | UT | Saint.George.AWOS.724754 | 3 | 142354 | 31.5446 | 17.9206 | 57.1648 | 31.2951 | 25.8698 | 947.26 | 1.7215 | -35.76 | 3.9108 | -2.1892 | -37.3471 | 0.18312 | -48.34 | 2.4781 | -2.295 | -60.0745 | 0.85937 | -82.69 | 4.9478 | -4.0884 | -100.1413 | 1.7215 | -35.76 | 3.9108 | -2.1892 | -37.3471 | 1.8764 | -36.73 | 4.1601 | -2.2837 | -37.9198 | 0.0019444 | 0.061336 | 0.034845 | 0.11115 | 1.8419 | 0.0033474 | 0.00035606 | 0.001671 | 0.0033474 | 0.0036485 | -0.069532 | -0.093993 | -0.16078 | -0.069532 | -0.071418 | -0.072618 | -0.11681 | -0.19472 | -0.072618 | -0.073732 | 0.0019444 | 0.061336 | 0.034845 | 0.11115 | 1.8419 | 0.0033474 | 0.00035606 | 0.001671 | 0.0033474 | 0.0036485 | -0.069532 | -0.093993 | -0.16078 | -0.069532 | -0.071418 | -0.072618 | -0.11681 | -0.19472 | -0.072618 | -0.073732
19 | 0.3 | 0.37 | South/Central | UT | Saint.George.AWOS.724754 | 3 | 142354 | 32.4958 | 17.1675 | 57.1519 | 32.2386 | 24.9132 | 926.55 | 1.7345 | -15.05 | 2.9672 | -1.2327 | -11.1561 | 0.19611 | -27.63 | 1.5346 | -1.3385 | -33.8835 | 0.87236 | -61.98 | 4.0043 | -3.1319 | -73.9504 | 1.7345 | -15.05 | 2.9672 | -1.2327 | -11.1561 | 1.8894 | -16.02 | 3.2166 | -1.3272 | -11.7288 | 0.0019444 | 0.063185 | 0.033381 | 0.11113 | 1.8016 | 0.0033726 | 0.00038132 | 0.0016962 | 0.0033726 | 0.0036738 | -0.029263 | -0.053724 | -0.12051 | -0.029263 | -0.031149 | -0.021692 | -0.065883 | -0.14379 | -0.021692 | -0.022806 | 0.0019444 | 0.063185 | 0.033381 | 0.11113 | 1.8016 | 0.0033726 | 0.00038132 | 0.0016962 | 0.0033726 | 0.0036738 | -0.029263 | -0.053724 | -0.12051 | -0.029263 | -0.031149 | -0.021692 | -0.065883 | -0.14379 | -0.021692 | -0.022806
20 | 0.3 | 0.32 | South/Central | UT | Saint.George.AWOS.724754 | 3 | 142354 | 33.5769 | 16.4148 | 57.2691 | 33.3113 | 23.9578 | 906.68 | 1.6173 | 4.82 | 1.8946 | -0.27732 | 13.3229 | 0.078835 | -7.76 | 0.4619 | -0.38307 | -9.4045 | 0.75508 | -42.11 | 2.9316 | -2.1765 | -49.4714 | 1.6173 | 4.82 | 1.8946 | -0.27732 | 13.3229 | 1.7721 | 3.85 | 2.1439 | -0.37182 | 12.7501 | 0.0019444 | 0.065287 | 0.031917 | 0.11135 | 1.763 | 0.0031446 | 0.00015329 | 0.0014682 | 0.0031446 | 0.0034457 | 0.0093721 | -0.015089 | -0.081879 | 0.0093721 | 0.007486 | 0.025905 | -0.018286 | -0.096193 | 0.025905 | 0.024791 | 0.0019444 | 0.065287 | 0.031917 | 0.11135 | 1.763 | 0.0031446 | 0.00015329 | 0.0014682 | 0.0031446 | 0.0034457 | 0.0093721 | -0.015089 | -0.081879 | 0.0093721 | 0.007486 | 0.025905 | -0.018286 | -0.096193 | 0.025905 | 0.024791
21 | 0.3 | 0.27 | South/Central | UT | Saint.George.AWOS.724754 | 3 | 142354 | 34.3333 | 15.9523 | 57.4084 | 34.0618 | 23.3467 | 894.4 | 1.4779 | 17.1 | 1.1441 | 0.33385 | 28.1525 | -0.060487 | 4.52 | -0.28858 | 0.2281 | 5.4251 | 0.61576 | -29.83 | 2.1811 | -1.5654 | -34.6417 | 1.4779 | 17.1 | 1.1441 | 0.33385 | 28.1525 | 1.6328 | 16.13 | 1.3935 | 0.23934 | 27.5798 | 0.0019444 | 0.066758 | 0.031018 | 0.11163 | 1.7391 | 0.0028737 | -0.00011761 | 0.0011973 | 0.0028737 | 0.0031748 | 0.033249 | 0.0087887 | -0.058002 | 0.033249 | 0.031363 | 0.05474 | 0.010549 | -0.067358 | 0.05474 | 0.053626 | 0.0019444 | 0.066758 | 0.031018 | 0.11163 | 1.7391 | 0.0028737 | -0.00011761 | 0.0011973 | 0.0028737 | 0.0031748 | 0.033249 | 0.0087887 | -0.058002 | 0.033249 | 0.031363 | 0.05474 | 0.010549 | -0.067358 | 0.05474 | 0.053626
22 | 0.3 | 0.23 | South/Central | UT | Saint.George.AWOS.724754 | 3 | 142354 | 34.7996 | 15.7305 | 57.5723 | 34.5244 | 23.0479 | 889.06 | 1.3141 | 22.44 | 0.68149 | 0.63257 | 34.1653 | -0.22435 | 9.86 | -0.75118 | 0.52682 | 11.4379 | 0.4519 | -24.49 | 1.7185 | -1.2666 | -28.6289 | 1.3141 | 22.44 | 0.68149 | 0.63257 | 34.1653 | 1.4689 | 21.47 | 0.93086 | 0.53807 | 33.5926 | 0.0019444 | 0.067665 | 0.030587 | 0.11194 | 1.7287 | 0.0025551 | -0.00043623 | 0.00087867 | 0.0025551 | 0.0028562 | 0.043633 | 0.019172 | -0.047619 | 0.043633 | 0.041746 | 0.066431 | 0.02224 | -0.055666 | 0.066431 | 0.065318 | 0.0019444 | 0.067665 | 0.030587 | 0.11194 | 1.7287 | 0.0025551 | -0.00043623 | 0.00087867 | 0.0025551 | 0.0028562 | 0.043633 | 0.019172 | -0.047619 | 0.043633 | 0.041746 | 0.066431 | 0.02224 | -0.055666 | 0.066431 | 0.065318
23 | 0.3 | 0.19 | South/Central | UT | Saint.George.AWOS.724754 | 3 | 142354 | 35.9161 | 15.0681 | 57.831 | 35.6321 | 22.199 | 872.37 | 1.0553 | 39.13 | -0.42621 | 1.4815 | 53.9241 | -0.48308 | 26.55 | -1.8589 | 1.3758 | 31.1967 | 0.19317 | -7.8 | 0.61083 | -0.41765 | -8.8701 | 1.0553 | 39.13 | -0.42621 | 1.4815 | 53.9241 | 1.2102 | 38.16 | -0.17684 | 1.387 | 53.3514 | 0.0019444 | 0.069836 | 0.029299 | 0.11245 | 1.6962 | 0.002052 | -0.0009393 | 0.00037561 | 0.002052 | 0.0023531 | 0.076085 | 0.051624 | -0.015166 | 0.076085 | 0.074199 | 0.10485 | 0.060659 | -0.017247 | 0.10485 | 0.10374 | 0.0019444 | 0.069836 | 0.029299 | 0.11245 | 1.6962 | 0.002052 | -0.0009393 | 0.00037561 | 0.002052 | 0.0023531 | 0.076085 | 0.051624 | -0.015166 | 0.076085 | 0.074199 | 0.10485 | 0.060659 | -0.017247 | 0.10485 | 0.10374
24 | 0.3 | 0.17 | South/Central | UT | Saint.George.AWOS.724754 | 3 | 142354 | 36.5317 | 14.7364 | 58.0242 | 36.2429 | 21.7813 | 864.57 | 0.86217 | 46.93 | -1.037 | 1.8992 | 62.7942 | -0.67625 | 34.35 | -2.4697 | 1.7935 | 40.0668 | 0 | 0 | 0 | 0 | 0 | 0.86217 | 46.93 | -1.037 | 1.8992 | 62.7942 | 1.017 | 45.96 | -0.78767 | 1.8047 | 62.2215 | 0.0019444 | 0.071033 | 0.028654 | 0.11282 | 1.6811 | 0.0016764 | -0.0013149 | 0 | 0.0016764 | 0.0019775 | 0.091251 | 0.06679 | 0 | 0.091251 | 0.089365 | 0.1221 | 0.077906 | 0 | 0.1221 | 0.12098 | 0.0019444 | 0.071033 | 0.028654 | 0.11282 | 1.6811 | 0.0016764 | -0.0013149 | 0 | 0.0016764 | 0.0019775 | 0.091251 | 0.06679 | 0 | 0.091251 | 0.089365 | 0.1221 | 0.077906 | 0 | 0.1221 | 0.12098
25 | 0.28 | 0.47 | South/Central | UT | Saint.George.AWOS.724754 | 3 | 142354 | 30.2493 | 18.6131 | 56.7422 | 30.0098 | 26.7324 | 962.98 | 2.1442 | -51.48 | 5.196 | -3.0519 | -55.3634 | 0.60574 | -64.06 | 3.7634 | -3.1576 | -78.0908 | 1.282 | -98.41 | 6.2331 | -4.9511 | -118.1576 | 2.1442 | -51.48 | 5.196 | -3.0519 | -55.3634 | 2.299 | -52.45 | 5.4454 | -3.1464 | -55.9361 | 0.0019444 | 0.058817 | 0.036191 | 0.11033 | 1.8724 | 0.0041691 | 0.0011778 | 0.0024927 | 0.0041691 | 0.0044702 | -0.1001 | -0.12456 | -0.19135 | -0.1001 | -0.10198 | -0.10765 | -0.15184 | -0.22975 | -0.10765 | -0.10876 | 0.0019444 | 0.058817 | 0.036191 | 0.11033 | 1.8724 | 0.0041691 | 0.0011778 | 0.0024927 | 0.0041691 | 0.0044702 | -0.1001 | -0.12456 | -0.19135 | -0.1001 | -0.10198 | -0.10765 | -0.15184 | -0.22975 | -0.10765 | -0.10876
26 | 0.28 | 0.42 | South/Central | UT | Saint.George.AWOS.724754 | 3 | 142354 | 31.0147 | 17.8906 | 56.5692 | 30.7692 | 25.8 | 941.75 | 2.3172 | -30.25 | 4.4367 | -2.1195 | -27.7636 | 0.77878 | -42.83 | 3.004 | -2.2252 | -50.4911 | 1.455 | -77.18 | 5.4737 | -4.0187 | -90.5579 | 2.3172 | -30.25 | 4.4367 | -2.1195 | -27.7636 | 2.4721 | -31.22 | 4.6861 | -2.214 | -28.3364 | 0.0019444 | 0.060305 | 0.034787 | 0.10999 | 1.8311 | 0.0045056 | 0.0015143 | 0.0028292 | 0.0045056 | 0.0048067 | -0.058818 | -0.083279 | -0.15007 | -0.058818 | -0.060704 | -0.053984 | -0.098175 | -0.17608 | -0.053984 | -0.055097 | 0.0019444 | 0.060305 | 0.034787 | 0.10999 | 1.8311 | 0.0045056 | 0.0015143 | 0.0028292 | 0.0045056 | 0.0048067 | -0.058818 | -0.083279 | -0.15007 | -0.058818 | -0.060704 | -0.053984 | -0.098175 | -0.17608 | -0.053984 | -0.055097
27 | 0.28 | 0.37 | South/Central | UT | Saint.George.AWOS.724754 | 3 | 142354 | 31.816 | 17.2532 | 56.5477 | 31.5642 | 24.9836 | 923.98 | 2.3386 | -12.48 | 3.6417 | -1.3031 | -5.2749 | 0.80023 | -25.06 | 2.209 | -1.4088 | -28.0023 | 1.4765 | -59.41 | 4.6787 | -3.2023 | -68.0691 | 2.3386 | -12.48 | 3.6417 | -1.3031 | -5.2749 | 2.4935 | -13.45 | 3.8911 | -1.3976 | -5.8476 | 0.0019444 | 0.061863 | 0.033547 | 0.10995 | 1.7966 | 0.0045473 | 0.001556 | 0.0028709 | 0.0045473 | 0.0048484 | -0.024266 | -0.048727 | -0.11552 | -0.024266 | -0.026152 | -0.010256 | -0.054448 | -0.13235 | -0.010256 | -0.01137 | 0.0019444 | 0.061863 | 0.033547 | 0.10995 | 1.7966 | 0.0045473 | 0.001556 | 0.0028709 | 0.0045473 | 0.0048484 | -0.024266 | -0.048727 | -0.11552 | -0.024266 | -0.026152 | -0.010256 | -0.054448 | -0.13235 | -0.010256 | -0.01137
28 | 0.28 | 0.32 | South/Central | UT | Saint.George.AWOS.724754 | 3 | 142354 | 32.7722 | 16.575 | 56.63 | 32.5127 | 24.1173 | 905.85 | 2.2563 | 5.65 | 2.6931 | -0.43678 | 17.2309 | 0.71793 | -6.93 | 1.2605 | -0.54253 | -5.4965 | 1.3942 | -41.28 | 3.7302 | -2.336 | -45.5633 | 2.2563 | 5.65 | 2.6931 | -0.43678 | 17.2309 | 2.4112 | 4.68 | 2.9425 | -0.53128 | 16.6582 | 0.0019444 | 0.063723 | 0.032229 | 0.11011 | 1.7613 | 0.0043873 | 0.0013959 | 0.0027108 | 0.0043873 | 0.0046884 | 0.010986 | -0.013475 | -0.080265 | 0.010986 | 0.0090998 | 0.033504 | -0.010687 | -0.088594 | 0.033504 | 0.03239 | 0.0019444 | 0.063723 | 0.032229 | 0.11011 | 1.7613 | 0.0043873 | 0.0013959 | 0.0027108 | 0.0043873 | 0.0046884 | 0.010986 | -0.013475 | -0.080265 | 0.010986 | 0.0090998 | 0.033504 | -0.010687 | -0.088594 | 0.033504 | 0.03239
29 | 0.28 | 0.27 | South/Central | UT | Saint.George.AWOS.724754 | 3 | 142354 | 33.5339 | 16.0976 | 56.759 | 33.2685 | 23.4905 | 893.17 | 2.1274 | 18.33 | 1.9374 | 0.19002 | 32.6197 | 0.58897 | 5.75 | 0.5047 | 0.08427 | 9.8923 | 1.2652 | -28.6 | 2.9744 | -1.7092 | -30.1746 | 2.1274 | 18.33 | 1.9374 | 0.19002 | 32.6197 | 2.2823 | 17.36 | 2.1867 | 0.095518 | 32.0469 | 0.0019444 | 0.065204 | 0.0313 | 0.11036 | 1.7367 | 0.0041365 | 0.0011452 | 0.0024601 | 0.0041365 | 0.0044376 | 0.035641 | 0.01118 | -0.05561 | 0.035641 | 0.033755 | 0.063426 | 0.019235 | -0.058672 | 0.063426 | 0.062312 | 0.0019444 | 0.065204 | 0.0313 | 0.11036 | 1.7367 | 0.0041365 | 0.0011452 | 0.0024601 | 0.0041365 | 0.0044376 | 0.035641 | 0.01118 | -0.05561 | 0.035641 | 0.033755 | 0.063426 | 0.019235 | -0.058672 | 0.063426 | 0.062312
30 | 0.28 | 0.23 | South/Central | UT | Saint.George.AWOS.724754 | 3 | 142354 | 34.1895 | 15.7213 | 56.9179 | 33.919 | 22.9989 | 883.62 | 1.9685 | 27.88 | 1.2869 | 0.68157 | 43.9426 | 0.43007 | 15.3 | -0.14575 | 0.57583 | 21.2152 | 1.1063 | -19.05 | 2.3239 | -1.2176 | -18.8517 | 1.9685 | 27.88 | 1.2869 | 0.68157 | 43.9426 | 2.1234 | 26.91 | 1.5363 | 0.58707 | 43.3699 | 0.0019444 | 0.066478 | 0.030569 | 0.11067 | 1.7181 | 0.0038275 | 0.00083624 | 0.0021511 | 0.0038275 | 0.0041287 | 0.05421 | 0.029749 | -0.037041 | 0.05421 | 0.052324 | 0.085442 | 0.041251 | -0.036655 | 0.085442 | 0.084329 | 0.0019444 | 0.066478 | 0.030569 | 0.11067 | 1.7181 | 0.0038275 | 0.00083624 | 0.0021511 | 0.0038275 | 0.0041287 | 0.05421 | 0.029749 | -0.037041 | 0.05421 | 0.052324 | 0.085442 | 0.041251 | -0.036655 | 0.085442 | 0.084329
31 | 0.28 | 0.19 | South/Central | UT | Saint.George.AWOS.724754 | 3 | 142354 | 35.2917 | 15.0631 | 57.1763 | 35.0125 | 22.1638 | 867.24 | 1.7101 | 44.26 | 0.19337 | 1.5167 | 63.3298 | 0.17168 | 31.68 | -1.2393 | 1.411 | 40.6024 | 0.84793 | -2.67 | 1.2304 | -0.38247 | 0.53556 | 1.7101 | 44.26 | 0.19337 | 1.5167 | 63.3298 | 1.865 | 43.29 | 0.44274 | 1.4222 | 62.7571 | 0.0019444 | 0.068622 | 0.029289 | 0.11117 | 1.6863 | 0.0033251 | 0.00033382 | 0.0016487 | 0.0033251 | 0.0036263 | 0.08606 | 0.061599 | -0.0051916 | 0.08606 | 0.084173 | 0.12314 | 0.078948 | 0.0010414 | 0.12314 | 0.12203 | 0.0019444 | 0.068622 | 0.029289 | 0.11117 | 1.6863 | 0.0033251 | 0.00033382 | 0.0016487 | 0.0033251 | 0.0036263 | 0.08606 | 0.061599 | -0.0051916 | 0.08606 | 0.084173 | 0.12314 | 0.078948 | 0.0010414 | 0.12314 | 0.12203
32 | 0.28 | 0.17 | South/Central | UT | Saint.George.AWOS.724754 | 3 | 142354 | 35.892 | 14.7313 | 57.3501 | 35.6081 | 21.742 | 859.22 | 1.5363 | 52.28 | -0.4022 | 1.9385 | 72.5608 | -0.0021424 | 39.7 | -1.8349 | 1.8327 | 49.8334 | 0.67411 | 5.35 | 0.63483 | 0.039275 | 9.7666 | 1.5363 | 52.28 | -0.4022 | 1.9385 | 72.5608 | 1.6911 | 51.31 | -0.15283 | 1.844 | 71.9881 | 0.0019444 | 0.069789 | 0.028644 | 0.11151 | 1.6707 | 0.0029871 | -4.1657e-06 | 0.0013107 | 0.0029871 | 0.0032883 | 0.10165 | 0.077193 | 0.010403 | 0.10165 | 0.099768 | 0.14109 | 0.096897 | 0.01899 | 0.14109 | 0.13997 | 0.0019444 | 0.069789 | 0.028644 | 0.11151 | 1.6707 | 0.0029871 | -4.1657e-06 | 0.0013107 | 0.0029871 | 0.0032883 | 0.10165 | 0.077193 | 0.010403 | 0.10165 | 0.099768 | 0.14109 | 0.096897 | 0.01899 | 0.14109 | 0.13997
33 | 0.27 | 0.47 | South/Central | UT | Saint.George.AWOS.724754 | 3 | 142354 | 30.0141 | 18.583 | 56.4566 | 29.7764 | 26.6802 | 959.94 | 2.4298 | -48.44 | 5.4294 | -2.9997 | -50.2572 | 0.89136 | -61.02 | 3.9968 | -3.1054 | -72.9846 | 1.5676 | -95.37 | 6.4665 | -4.8989 | -113.0514 | 2.4298 | -48.44 | 5.4294 | -2.9997 | -50.2572 | 2.5846 | -49.41 | 5.6788 | -3.0942 | -50.8299 | 0.0019444 | 0.05836 | 0.036133 | 0.10977 | 1.8665 | 0.0047245 | 0.0017332 | 0.0030481 | 0.0047245 | 0.0050256 | -0.094187 | -0.11865 | -0.18544 | -0.094187 | -0.096073 | -0.097721 | -0.14191 | -0.21982 | -0.097721 | -0.098834 | 0.0019444 | 0.05836 | 0.036133 | 0.10977 | 1.8665 | 0.0047245 | 0.0017332 | 0.0030481 | 0.0047245 | 0.0050256 | -0.094187 | -0.11865 | -0.18544 | -0.094187 | -0.096073 | -0.097721 | -0.14191 | -0.21982 | -0.097721 | -0.098834
34 | 0.27 | 0.42 | South/Central | UT | Saint.George.AWOS.724754 | 3 | 142354 | 30.7502 | 17.8756 | 56.2696 | 30.5068 | 25.7629 | 938.93 | 2.6167 | -27.43 | 4.6991 | -2.0824 | -22.8888 | 1.0783 | -40.01 | 3.2664 | -2.1881 | -45.6162 | 1.7546 | -74.36 | 5.7361 | -3.9816 | -85.683 | 2.6167 | -27.43 | 4.6991 | -2.0824 | -22.8888 | 2.7716 | -28.4 | 4.9485 | -2.1769 | -23.4615 | 0.0019444 | 0.059791 | 0.034757 | 0.10941 | 1.8257 | 0.005088 | 0.0020967 | 0.0034116 | 0.005088 | 0.0053891 | -0.053335 | -0.077796 | -0.14459 | -0.053335 | -0.055221 | -0.044505 | -0.088696 | -0.1666 | -0.044505 | -0.045619 | 0.0019444 | 0.059791 | 0.034757 | 0.10941 | 1.8257 | 0.005088 | 0.0020967 | 0.0034116 | 0.005088 | 0.0053891 | -0.053335 | -0.077796 | -0.14459 | -0.053335 | -0.055221 | -0.044505 | -0.088696 | -0.1666 | -0.044505 | -0.045619
35 | 0.27 | 0.37 | South/Central | UT | Saint.George.AWOS.724754 | 3 | 142354 | 31.4308 | 17.3639 | 56.2889 | 31.1819 | 25.107 | 924.91 | 2.5975 | -13.41 | 4.0239 | -1.4264 | -5.2916 | 1.0591 | -25.99 | 2.5913 | -1.5322 | -28.019 | 1.7353 | -60.34 | 5.061 | -3.3256 | -68.0859 | 2.5975 | -13.41 | 4.0239 | -1.4264 | -5.2916 | 2.7524 | -14.38 | 4.2733 | -1.5209 | -5.8644 | 0.0019444 | 0.061114 | 0.033763 | 0.10945 | 1.7984 | 0.0050506 | 0.0020593 | 0.0033742 | 0.0050506 | 0.0053517 | -0.026075 | -0.050535 | -0.11733 | -0.026075 | -0.027961 | -0.010289 | -0.05448 | -0.13239 | -0.010289 | -0.011403 | 0.0019444 | 0.061114 | 0.033763 | 0.10945 | 1.7984 | 0.0050506 | 0.0020593 | 0.0033742 | 0.0050506 | 0.0053517 | -0.026075 | -0.050535 | -0.11733 | -0.026075 | -0.027961 | -0.010289 | -0.05448 | -0.13239 | -0.010289 | -0.011403
36 | 0.27 | 0.32 | South/Central | UT | Saint.George.AWOS.724754 | 3 | 142354 | 32.2824 | 16.7461 | 56.3371 | 32.0268 | 24.3102 | 908.05 | 2.5493 | 3.45 | 3.1791 | -0.62974 | 15.7617 | 1.0109 | -9.13 | 1.7464 | -0.73548 | -6.9657 | 1.6872 | -43.48 | 4.2161 | -2.5289 | -47.0326 | 2.5493 | 3.45 | 3.1791 | -0.62974 | 15.7617 | 2.7042 | 2.48 | 3.4284 | -0.72424 | 15.1889 | 0.0019444 | 0.06277 | 0.032561 | 0.10954 | 1.7656 | 0.0049569 | 0.0019656 | 0.0032805 | 0.0049569 | 0.005258 | 0.0067082 | -0.017752 | -0.084543 | 0.0067082 | 0.0048221 | 0.030647 | -0.013544 | -0.091451 | 0.030647 | 0.029534 | 0.0019444 | 0.06277 | 0.032561 | 0.10954 | 1.7656 | 0.0049569 | 0.0019656 | 0.0032805 | 0.0049569 | 0.005258 | 0.0067082 | -0.017752 | -0.084543 | 0.0067082 | 0.0048221 | 0.030647 | -0.013544 | -0.091451 | 0.030647 | 0.029534
37 | 0.27 | 0.27 | South/Central | UT | Saint.George.AWOS.724754 | 3 | 142354 | 33.119 | 16.1879 | 56.4445 | 32.8568 | 23.5876 | 893.17 | 2.4419 | 18.33 | 2.349 | 0.092869 | 34.0348 | 0.90348 | 5.75 | 0.91636 | -0.01288 | 11.3073 | 1.5797 | -28.6 | 3.3861 | -1.8063 | -28.7595 | 2.4419 | 18.33 | 2.349 | 0.092869 | 34.0348 | 2.5968 | 17.36 | 2.5984 | -0.001632 | 33.462 | 0.0019444 | 0.064397 | 0.031476 | 0.10975 | 1.7367 | 0.004748 | 0.0017567 | 0.0030716 | 0.004748 | 0.0050492 | 0.035641 | 0.01118 | -0.05561 | 0.035641 | 0.033755 | 0.066177 | 0.021986 | -0.05592 | 0.066177 | 0.065064 | 0.0019444 | 0.064397 | 0.031476 | 0.10975 | 1.7367 | 0.004748 | 0.0017567 | 0.0030716 | 0.004748 | 0.0050492 | 0.035641 | 0.01118 | -0.05561 | 0.035641 | 0.033755 | 0.066177 | 0.021986 | -0.05592 | 0.066177 | 0.065064
38 | 0.27 | 0.23 | South/Central | UT | Saint.George.AWOS.724754 | 3 | 142354 | 33.8801 | 15.7212 | 56.5934 | 33.612 | 22.9815 | 881.07 | 2.2929 | 30.43 | 1.5939 | 0.69905 | 48.6045 | 0.75451 | 17.85 | 0.16121 | 0.59331 | 25.8771 | 1.4308 | -16.5 | 2.6309 | -1.2001 | -14.1898 | 2.2929 | 30.43 | 1.5939 | 0.69905 | 48.6045 | 2.4478 | 29.46 | 1.8432 | 0.60455 | 48.0318 | 0.0019444 | 0.065877 | 0.030568 | 0.11004 | 1.7132 | 0.0044584 | 0.0014671 | 0.002782 | 0.0044584 | 0.0047595 | 0.059168 | 0.034708 | -0.032083 | 0.059168 | 0.057282 | 0.094507 | 0.050316 | -0.027591 | 0.094507 | 0.093393 | 0.0019444 | 0.065877 | 0.030568 | 0.11004 | 1.7132 | 0.0044584 | 0.0014671 | 0.002782 | 0.0044584 | 0.0047595 | 0.059168 | 0.034708 | -0.032083 | 0.059168 | 0.057282 | 0.094507 | 0.050316 | -0.027591 | 0.094507 | 0.093393
39 | 0.27 | 0.19 | South/Central | UT | Saint.George.AWOS.724754 | 3 | 142354 | 34.977 | 15.0581 | 56.8368 | 34.7002 | 22.1366 | 864.38 | 2.0496 | 47.12 | 0.50569 | 1.5439 | 68.4495 | 0.51117 | 34.54 | -0.92698 | 1.4382 | 45.7221 | 1.1874 | 0.19 | 1.5427 | -0.3553 | 5.6552 | 2.0496 | 47.12 | 0.50569 | 1.5439 | 68.4495 | 2.2045 | 46.15 | 0.75505 | 1.4494 | 67.8768 | 0.0019444 | 0.06801 | 0.029279 | 0.11051 | 1.6807 | 0.0039852 | 0.00099393 | 0.0023088 | 0.0039852 | 0.0042864 | 0.091621 | 0.06716 | 0.00036944 | 0.091621 | 0.089734 | 0.13309 | 0.088902 | 0.010996 | 0.13309 | 0.13198 | 0.0019444 | 0.06801 | 0.029279 | 0.11051 | 1.6807 | 0.0039852 | 0.00099393 | 0.0023088 | 0.0039852 | 0.0042864 | 0.091621 | 0.06716 | 0.00036944 | 0.091621 | 0.089734 | 0.13309 | 0.088902 | 0.010996 | 0.13309 | 0.13198
40 | 0.27 | 0.17 | South/Central | UT | Saint.George.AWOS.724754 | 3 | 142354 | 35.5727 | 14.7271 | 57.0109 | 35.2912 | 21.7197 | 856.47 | 1.8755 | 55.03 | -0.085336 | 1.9608 | 77.5466 | 0.33709 | 42.45 | -1.518 | 1.8551 | 54.8192 | 1.0133 | 8.1 | 0.9517 | 0.061643 | 14.7523 | 1.8755 | 55.03 | -0.085336 | 1.9608 | 77.5466 | 2.0304 | 54.06 | 0.16403 | 1.8663 | 76.9738 | 0.0019444 | 0.069168 | 0.028635 | 0.11085 | 1.6653 | 0.0036468 | 0.00065544 | 0.0019703 | 0.0036468 | 0.0039479 | 0.107 | 0.08254 | 0.01575 | 0.107 | 0.10511 | 0.15078 | 0.10659 | 0.028685 | 0.15078 | 0.14967 | 0.0019444 | 0.069168 | 0.028635 | 0.11085 | 1.6653 | 0.0036468 | 0.00065544 | 0.0019703 | 0.0036468 | 0.0039479 | 0.107 | 0.08254 | 0.01575 | 0.107 | 0.10511 | 0.15078 | 0.10659 | 0.028685 | 0.15078 | 0.14967
41 | 0.26 | 0.47 | South/Central | UT | Saint.George.AWOS.724754 | 3 | 142354 | 29.7739 | 18.548 | 56.1614 | 29.5381 | 26.6233 | 956.73 | 2.725 | -45.23 | 5.6678 | -2.9428 | -44.9003 | 1.1866 | -57.81 | 4.2351 | -3.0485 | -67.6277 | 1.8628 | -92.16 | 6.7048 | -4.842 | -107.6946 | 2.725 | -45.23 | 5.6678 | -2.9428 | -44.9003 | 2.8799 | -46.2 | 5.9171 | -3.0373 | -45.473 | 0.0019444 | 0.057893 | 0.036065 | 0.1092 | 1.8603 | 0.0052985 | 0.0023072 | 0.0036221 | 0.0052985 | 0.0055996 | -0.087946 | -0.11241 | -0.1792 | -0.087946 | -0.089832 | -0.087305 | -0.1315 | -0.2094 | -0.087305 | -0.088418 | 0.0019444 | 0.057893 | 0.036065 | 0.1092 | 1.8603 | 0.0052985 | 0.0023072 | 0.0036221 | 0.0052985 | 0.0055996 | -0.087946 | -0.11241 | -0.1792 | -0.087946 | -0.089832 | -0.087305 | -0.1315 | -0.2094 | -0.087305 | -0.088418
42 | 0.26 | 0.42 | South/Central | UT | Saint.George.AWOS.724754 | 3 | 142354 | 30.4797 | 17.856 | 55.9596 | 30.2383 | 25.7213 | 935.94 | 2.9268 | -24.44 | 4.9676 | -2.0407 | -17.7552 | 1.3884 | -37.02 | 3.5349 | -2.1465 | -40.4826 | 2.0647 | -71.37 | 6.0046 | -3.9399 | -80.5494 | 2.9268 | -24.44 | 4.9676 | -2.0407 | -17.7552 | 3.0817 | -25.41 | 5.2169 | -2.1352 | -18.3279 | 0.0019444 | 0.059265 | 0.034719 | 0.10881 | 1.8199 | 0.0056909 | 0.0026996 | 0.0040145 | 0.0056909 | 0.0059921 | -0.047521 | -0.071982 | -0.13877 | -0.047521 | -0.049407 | -0.034523 | -0.078715 | -0.15662 | -0.034523 | -0.035637 | 0.0019444 | 0.059265 | 0.034719 | 0.10881 | 1.8199 | 0.0056909 | 0.0026996 | 0.0040145 | 0.0056909 | 0.0059921 | -0.047521 | -0.071982 | -0.13877 | -0.047521 | -0.049407 | -0.034523 | -0.078715 | -0.15662 | -0.034523 | -0.035637
43 | 0.26 | 0.37 | South/Central | UT | Saint.George.AWOS.724754 | 3 | 142354 | 31.0359 | 17.4793 | 56.0241 | 30.7901 | 25.234 | 925.87 | 2.8623 | -14.37 | 4.4158 | -1.5535 | -5.3322 | 1.3239 | -26.95 | 2.9831 | -1.6593 | -28.0596 | 2.0001 | -61.3 | 5.4528 | -3.4527 | -68.1264 | 2.8623 | -14.37 | 4.4158 | -1.5535 | -5.3322 | 3.0172 | -15.34 | 4.6652 | -1.648 | -5.9049 | 0.0019444 | 0.060346 | 0.033987 | 0.10893 | 1.8003 | 0.0055655 | 0.0025742 | 0.0038891 | 0.0055655 | 0.0058666 | -0.027941 | -0.052402 | -0.11919 | -0.027941 | -0.029827 | -0.010368 | -0.054559 | -0.13247 | -0.010368 | -0.011482 | 0.0019444 | 0.060346 | 0.033987 | 0.10893 | 1.8003 | 0.0055655 | 0.0025742 | 0.0038891 | 0.0055655 | 0.0058666 | -0.027941 | -0.052402 | -0.11919 | -0.027941 | -0.029827 | -0.010368 | -0.054559 | -0.13247 | -0.010368 | -0.011482
44 | 0.26 | 0.32 | South/Central | UT | Saint.George.AWOS.724754 | 3 | 142354 | 31.757 | 16.966 | 56.0711 | 31.5055 | 24.5656 | 911.79 | 2.8153 | -0.29 | 3.7003 | -0.88508 | 12.2462 | 1.2768 | -12.87 | 2.2677 | -0.99083 | -10.4812 | 1.9531 | -47.22 | 4.7374 | -2.7843 | -50.548 | 2.8153 | -0.29 | 3.7003 | -0.88508 | 12.2462 | 2.9701 | -1.26 | 3.9497 | -0.97958 | 11.6735 | 0.0019444 | 0.061749 | 0.032989 | 0.10903 | 1.7729 | 0.005474 | 0.0024827 | 0.0037976 | 0.005474 | 0.0057751 | -0.00056388 | -0.025025 | -0.091815 | -0.00056388 | -0.00245 | 0.023812 | -0.02038 | -0.098286 | 0.023812 | 0.022698 | 0.0019444 | 0.061749 | 0.032989 | 0.10903 | 1.7729 | 0.005474 | 0.0024827 | 0.0037976 | 0.005474 | 0.0057751 | -0.00056388 | -0.025025 | -0.091815 | -0.00056388 | -0.00245 | 0.023812 | -0.02038 | -0.098286 | 0.023812 | 0.022698
45 | 0.26 | 0.27 | South/Central | UT | Saint.George.AWOS.724754 | 3 | 142354 | 32.7089 | 16.2829 | 56.1342 | 32.4498 | 23.6843 | 893.19 | 2.7522 | 18.31 | 2.756 | -0.0038266 | 35.4079 | 1.2138 | 5.73 | 1.3234 | -0.10958 | 12.6805 | 1.89 | -28.62 | 3.7931 | -1.903 | -27.3864 | 2.7522 | 18.31 | 2.756 | -0.0038266 | 35.4079 | 2.9071 | 17.34 | 3.0054 | -0.098327 | 34.8352 | 0.0019444 | 0.063599 | 0.031661 | 0.10915 | 1.7367 | 0.0053514 | 0.0023601 | 0.003675 | 0.0053514 | 0.0056525 | 0.035602 | 0.011141 | -0.055649 | 0.035602 | 0.033716 | 0.068847 | 0.024656 | -0.05325 | 0.068847 | 0.067734 | 0.0019444 | 0.063599 | 0.031661 | 0.10915 | 1.7367 | 0.0053514 | 0.0023601 | 0.003675 | 0.0053514 | 0.0056525 | 0.035602 | 0.011141 | -0.055649 | 0.035602 | 0.033716 | 0.068847 | 0.024656 | -0.05325 | 0.068847 | 0.067734
46 | 0.26 | 0.23 | South/Central | UT | Saint.George.AWOS.724754 | 3 | 142354 | 33.5697 | 15.7162 | 56.263 | 33.3039 | 22.9591 | 878.38 | 2.6234 | 33.12 | 1.9019 | 0.72145 | 53.4777 | 1.085 | 20.54 | 0.46927 | 0.6157 | 30.7503 | 1.7612 | -13.81 | 2.939 | -1.1778 | -9.3166 | 2.6234 | 33.12 | 1.9019 | 0.72145 | 53.4777 | 2.7783 | 32.15 | 2.1513 | 0.62695 | 52.9049 | 0.0019444 | 0.065273 | 0.030559 | 0.1094 | 1.7079 | 0.0051009 | 0.0021096 | 0.0034245 | 0.0051009 | 0.0054021 | 0.064399 | 0.039938 | -0.026852 | 0.064399 | 0.062513 | 0.10398 | 0.059791 | -0.018115 | 0.10398 | 0.10287 | 0.0019444 | 0.065273 | 0.030559 | 0.1094 | 1.7079 | 0.0051009 | 0.0021096 | 0.0034245 | 0.0051009 | 0.0054021 | 0.064399 | 0.039938 | -0.026852 | 0.064399 | 0.062513 | 0.10398 | 0.059791 | -0.018115 | 0.10398 | 0.10287
47 | 0.26 | 0.19 | South/Central | UT | Saint.George.AWOS.724754 | 3 | 142354 | 34.657 | 15.0538 | 56.498 | 34.3826 | 22.1154 | 861.65 | 2.3884 | 49.85 | 0.82326 | 1.5652 | 73.3999 | 0.85001 | 37.27 | -0.60941 | 1.4594 | 50.6725 | 1.5263 | 2.92 | 1.8603 | -0.33404 | 10.6056 | 2.3884 | 49.85 | 0.82326 | 1.5652 | 73.3999 | 2.5433 | 48.88 | 1.0726 | 1.4707 | 72.8272 | 0.0019444 | 0.067387 | 0.029271 | 0.10986 | 1.6754 | 0.0046441 | 0.0016528 | 0.0029677 | 0.0046441 | 0.0049452 | 0.096929 | 0.072468 | 0.0056777 | 0.096929 | 0.095043 | 0.14272 | 0.098528 | 0.020622 | 0.14272 | 0.14161 | 0.0019444 | 0.067387 | 0.029271 | 0.10986 | 1.6754 | 0.0046441 | 0.0016528 | 0.0029677 | 0.0046441 | 0.0049452 | 0.096929 | 0.072468 | 0.0056777 | 0.096929 | 0.095043 | 0.14272 | 0.098528 | 0.020622 | 0.14272 | 0.14161
48 | 0.26 | 0.17 | South/Central | UT | Saint.George.AWOS.724754 | 3 | 142354 | 35.248 | 14.7221 | 56.6669 | 34.969 | 21.6979 | 853.71 | 2.2195 | 57.79 | 0.23688 | 1.9826 | 82.577 | 0.68107 | 45.21 | -1.1958 | 1.8769 | 59.8496 | 1.3573 | 10.86 | 1.2739 | 0.083405 | 19.7828 | 2.2195 | 57.79 | 0.23688 | 1.9826 | 82.577 | 2.3744 | 56.82 | 0.48625 | 1.8881 | 82.0043 | 0.0019444 | 0.068537 | 0.028626 | 0.11018 | 1.66 | 0.0043156 | 0.0013243 | 0.0026392 | 0.0043156 | 0.0046167 | 0.11237 | 0.087907 | 0.021116 | 0.11237 | 0.11048 | 0.16056 | 0.11637 | 0.038466 | 0.16056 | 0.15945 | 0.0019444 | 0.068537 | 0.028626 | 0.11018 | 1.66 | 0.0043156 | 0.0013243 | 0.0026392 | 0.0043156 | 0.0046167 | 0.11237 | 0.087907 | 0.021116 | 0.11237 | 0.11048 | 0.16056 | 0.11637 | 0.038466 | 0.16056 | 0.15945
49 | 0.25 | 0.47 | South/Central | UT | Saint.George.AWOS.724754 | 3 | 142354 | 29.5295 | 18.518 | 55.8669 | 29.2955 | 26.5715 | 953.64 | 3.0194 | -42.14 | 5.9104 | -2.8909 | -39.6907 | 1.481 | -54.72 | 4.4777 | -2.9967 | -62.4181 | 2.1573 | -89.07 | 6.9474 | -4.7901 | -102.485 | 3.0194 | -42.14 | 5.9104 | -2.8909 | -39.6907 | 3.1743 | -43.11 | 6.1598 | -2.9854 | -40.2635 | 0.0019444 | 0.057417 | 0.036007 | 0.10863 | 1.8543 | 0.005871 | 0.0028797 | 0.0041946 | 0.005871 | 0.0061722 | -0.081937 | -0.1064 | -0.17319 | -0.081937 | -0.083823 | -0.077175 | -0.12137 | -0.19927 | -0.077175 | -0.078289 | 0.0019444 | 0.057417 | 0.036007 | 0.10863 | 1.8543 | 0.005871 | 0.0028797 | 0.0041946 | 0.005871 | 0.0061722 | -0.081937 | -0.1064 | -0.17319 | -0.081937 | -0.083823 | -0.077175 | -0.12137 | -0.19927 | -0.077175 | -0.078289
50 | 0.25 | 0.42 | South/Central | UT | Saint.George.AWOS.724754 | 3 | 142354 | 30.2103 | 17.8459 | 55.6608 | 29.971 | 25.6898 | 933.26 | 3.2256 | -21.76 | 5.2349 | -2.0093 | -13.045 | 1.6872 | -34.34 | 3.8022 | -2.1151 | -35.7724 | 2.3634 | -68.69 | 6.2719 | -3.9085 | -75.8392 | 3.2256 | -21.76 | 5.2349 | -2.0093 | -13.045 | 3.3805 | -22.73 | 5.4843 | -2.1038 | -13.6177 | 0.0019444 | 0.058741 | 0.0347 | 0.10823 | 1.8146 | 0.0062719 | 0.0032806 | 0.0045955 | 0.0062719 | 0.006573 | -0.04231 | -0.066771 | -0.13356 | -0.04231 | -0.044196 | -0.025365 | -0.069556 | -0.14746 | -0.025365 | -0.026478 | 0.0019444 | 0.058741 | 0.0347 | 0.10823 | 1.8146 | 0.0062719 | 0.0032806 | 0.0045955 | 0.0062719 | 0.006573 | -0.04231 | -0.066771 | -0.13356 | -0.04231 | -0.044196 | -0.025365 | -0.069556 | -0.14746 | -0.025365 | -0.026478
51 | 0.25 | 0.37 | South/Central | UT | Saint.George.AWOS.724754 | 3 | 142354 | 30.636 | 17.6096 | 55.7744 | 30.3932 | 25.3812 | 927.36 | 3.112 | -15.86 | 4.8126 | -1.7007 | -6.114 | 1.5735 | -28.44 | 3.3799 | -1.8064 | -28.8414 | 2.2498 | -62.79 | 5.8497 | -3.5999 | -68.9083 | 3.112 | -15.86 | 4.8126 | -1.7007 | -6.114 | 3.2668 | -16.83 | 5.062 | -1.7952 | -6.6867 | 0.0019444 | 0.059569 | 0.03424 | 0.10845 | 1.8032 | 0.0060509 | 0.0030596 | 0.0043745 | 0.0060509 | 0.006352 | -0.030838 | -0.055299 | -0.12209 | -0.030838 | -0.032724 | -0.011888 | -0.05608 | -0.13399 | -0.011888 | -0.013002 | 0.0019444 | 0.059569 | 0.03424 | 0.10845 | 1.8032 | 0.0060509 | 0.0030596 | 0.0043745 | 0.0060509 | 0.006352 | -0.030838 | -0.055299 | -0.12209 | -0.030838 | -0.032724 | -0.011888 | -0.05608 | -0.13399 | -0.011888 | -0.013002
52 | 0.25 | 0.32 | South/Central | UT | Saint.George.AWOS.724754 | 3 | 142354 | 31.2323 | 17.2014 | 55.8272 | 30.9849 | 24.8423 | 916.12 | 3.0592 | -4.62 | 4.221 | -1.1618 | 7.8655 | 1.5208 | -17.2 | 2.7883 | -1.2675 | -14.8619 | 2.197 | -51.55 | 5.258 | -3.061 | -54.9288 | 3.0592 | -4.62 | 4.221 | -1.1618 | 7.8655 | 3.214 | -5.59 | 4.4703 | -1.2563 | 7.2927 | 0.0019444 | 0.060728 | 0.033447 | 0.10855 | 1.7813 | 0.0059483 | 0.002957 | 0.0042719 | 0.0059483 | 0.0062494 | -0.0089832 | -0.033444 | -0.10023 | -0.0089832 | -0.010869 | 0.015294 | -0.028898 | -0.1068 | 0.015294 | 0.01418 | 0.0019444 | 0.060728 | 0.033447 | 0.10855 | 1.7813 | 0.0059483 | 0.002957 | 0.0042719 | 0.0059483 | 0.0062494 | -0.0089832 | -0.033444 | -0.10023 | -0.0089832 | -0.010869 | 0.015294 | -0.028898 | -0.1068 | 0.015294 | 0.01418
53 | 0.25 | 0.27 | South/Central | UT | Saint.George.AWOS.724754 | 3 | 142354 | 32.2936 | 16.374 | 55.82 | 32.0378 | 23.7822 | 893.21 | 3.0664 | 18.29 | 3.1681 | -0.10172 | 36.7983 | 1.5279 | 5.71 | 1.7354 | -0.20747 | 14.0709 | 2.2042 | -28.64 | 4.2051 | -2.0009 | -25.9959 | 3.0664 | 18.29 | 3.1681 | -0.10172 | 36.7983 | 3.2212 | 17.32 | 3.4174 | -0.19622 | 36.2256 | 0.0019444 | 0.062792 | 0.031838 | 0.10854 | 1.7368 | 0.0059622 | 0.0029709 | 0.0042858 | 0.0059622 | 0.0062634 | 0.035563 | 0.011103 | -0.055688 | 0.035563 | 0.033677 | 0.071551 | 0.02736 | -0.050547 | 0.071551 | 0.070437 | 0.0019444 | 0.062792 | 0.031838 | 0.10854 | 1.7368 | 0.0059622 | 0.0029709 | 0.0042858 | 0.0059622 | 0.0062634 | 0.035563 | 0.011103 | -0.055688 | 0.035563 | 0.033677 | 0.071551 | 0.02736 | -0.050547 | 0.071551 | 0.070437
54 | 0.25 | 0.23 | South/Central | UT | Saint.George.AWOS.724754 | 3 | 142354 | 33.2554 | 15.7162 | 55.9287 | 32.992 | 22.9367 | 875.66 | 2.9577 | 35.84 | 2.2139 | 0.74385 | 58.4011 | 1.4193 | 23.26 | 0.7812 | 0.6381 | 35.6737 | 2.0956 | -11.09 | 3.2509 | -1.1553 | -4.3931 | 2.9577 | 35.84 | 2.2139 | 0.74385 | 58.4011 | 3.1126 | 34.87 | 2.4632 | 0.64935 | 57.8284 | 0.0019444 | 0.064662 | 0.030559 | 0.10875 | 1.7026 | 0.005751 | 0.0027597 | 0.0040746 | 0.005751 | 0.0060521 | 0.069688 | 0.045227 | -0.021563 | 0.069688 | 0.067802 | 0.11356 | 0.069364 | -0.008542 | 0.11356 | 0.11244 | 0.0019444 | 0.064662 | 0.030559 | 0.10875 | 1.7026 | 0.005751 | 0.0027597 | 0.0040746 | 0.005751 | 0.0060521 | 0.069688 | 0.045227 | -0.021563 | 0.069688 | 0.067802 | 0.11356 | 0.069364 | -0.008542 | 0.11356 | 0.11244
55 | 0.25 | 0.19 | South/Central | UT | Saint.George.AWOS.724754 | 3 | 142354 | 34.332 | 15.0538 | 56.1575 | 34.0601 | 22.0974 | 858.99 | 2.7288 | 52.51 | 1.1458 | 1.5831 | 78.2794 | 1.1904 | 39.93 | -0.28689 | 1.4773 | 55.552 | 1.8667 | 5.58 | 2.1828 | -0.31614 | 15.4852 | 2.7288 | 52.51 | 1.1458 | 1.5831 | 78.2794 | 2.8837 | 51.54 | 1.3951 | 1.4886 | 77.7067 | 0.0019444 | 0.066755 | 0.029271 | 0.10919 | 1.6702 | 0.005306 | 0.0023147 | 0.0036296 | 0.005306 | 0.0056071 | 0.1021 | 0.07764 | 0.01085 | 0.1021 | 0.10021 | 0.15221 | 0.10802 | 0.030109 | 0.15221 | 0.15109 | 0.0019444 | 0.066755 | 0.029271 | 0.10919 | 1.6702 | 0.005306 | 0.0023147 | 0.0036296 | 0.005306 | 0.0056071 | 0.1021 | 0.07764 | 0.01085 | 0.1021 | 0.10021 | 0.15221 | 0.10802 | 0.030109 | 0.15221 | 0.15109
56 | 0.25 | 0.17 | South/Central | UT | Saint.George.AWOS.724754 | 3 | 142354 | 34.923 | 14.722 | 56.3218 | 34.6465 | 21.6754 | 850.92 | 2.5646 | 60.58 | 0.5594 | 2.0052 | 87.6431 | 1.0261 | 48 | -0.87327 | 1.8994 | 64.9157 | 1.7024 | 13.65 | 1.5964 | 0.10596 | 24.8488 | 2.5646 | 60.58 | 0.5594 | 2.0052 | 87.6431 | 2.7194 | 59.61 | 0.80876 | 1.9107 | 87.0704 | 0.0019444 | 0.067905 | 0.028626 | 0.10951 | 1.6545 | 0.0049865 | 0.0019952 | 0.0033101 | 0.0049865 | 0.0052877 | 0.11779 | 0.093332 | 0.026541 | 0.11779 | 0.11591 | 0.17041 | 0.12622 | 0.048316 | 0.17041 | 0.1693 | 0.0019444 | 0.067905 | 0.028626 | 0.10951 | 1.6545 | 0.0049865 | 0.0019952 | 0.0033101 | 0.0049865 | 0.0052877 | 0.11779 | 0.093332 | 0.026541 | 0.11779 | 0.11591 | 0.17041 | 0.12622 | 0.048316 | 0.17041 | 0.1693
57 | 0.24 | 0.47 | South/Central | UT | Saint.George.AWOS.724754 | 3 | 142354 | 29.2443 | 18.5187 | 55.563 | 29.0126 | 26.5504 | 951.14 | 3.3234 | -39.64 | 6.1933 | -2.8699 | -35.1953 | 1.785 | -52.22 | 4.7606 | -2.9756 | -57.9227 | 2.4613 | -86.57 | 7.2303 | -4.7691 | -97.9895 | 3.3234 | -39.64 | 6.1933 | -2.8699 | -35.1953 | 3.4783 | -40.61 | 6.4427 | -2.9644 | -35.768 | 0.0019444 | 0.056863 | 0.036008 | 0.10804 | 1.8494 | 0.0064621 | 0.0034708 | 0.0047857 | 0.0064621 | 0.0067632 | -0.077076 | -0.10154 | -0.16833 | -0.077076 | -0.078962 | -0.068434 | -0.11263 | -0.19053 | -0.068434 | -0.069548 | 0.0019444 | 0.056863 | 0.036008 | 0.10804 | 1.8494 | 0.0064621 | 0.0034708 | 0.0047857 | 0.0064621 | 0.0067632 | -0.077076 | -0.10154 | -0.16833 | -0.077076 | -0.078962 | -0.068434 | -0.11263 | -0.19053 | -0.068434 | -0.069548
58 | 0.24 | 0.42 | South/Central | UT | Saint.George.AWOS.724754 | 3 | 142354 | 29.9202 | 17.8467 | 55.3565 | 29.6831 | 25.6734 | 930.86 | 3.5299 | -19.36 | 5.5228 | -1.9929 | -8.6716 | 1.9915 | -31.94 | 4.0901 | -2.0986 | -31.399 | 2.6677 | -66.29 | 6.5598 | -3.8921 | -71.4659 | 3.5299 | -19.36 | 5.5228 | -1.9929 | -8.6716 | 3.6848 | -20.33 | 5.7722 | -2.0874 | -9.2443 | 0.0019444 | 0.058177 | 0.034701 | 0.10764 | 1.81 | 0.0068636 | 0.0038723 | 0.0051872 | 0.0068636 | 0.0071647 | -0.037644 | -0.062104 | -0.12889 | -0.037644 | -0.03953 | -0.016861 | -0.061053 | -0.13896 | -0.016861 | -0.017975 | 0.0019444 | 0.058177 | 0.034701 | 0.10764 | 1.81 | 0.0068636 | 0.0038723 | 0.0051872 | 0.0068636 | 0.0071647 | -0.037644 | -0.062104 | -0.12889 | -0.037644 | -0.03953 | -0.016861 | -0.061053 | -0.13896 | -0.016861 | -0.017975
59 | 0.24 | 0.37 | South/Central | UT | Saint.George.AWOS.724754 | 3 | 142354 | 30.3459 | 17.6145 | 55.4743 | 30.1054 | 25.3689 | 925.08 | 3.4121 | -13.58 | 5.1005 | -1.6884 | -1.9084 | 1.8737 | -26.16 | 3.6678 | -1.7942 | -24.6358 | 2.5499 | -60.51 | 6.1375 | -3.5876 | -64.7027 | 3.4121 | -13.58 | 5.1005 | -1.6884 | -1.9084 | 3.5669 | -14.55 | 5.3499 | -1.7829 | -2.4812 | 0.0019444 | 0.059005 | 0.03425 | 0.10786 | 1.7987 | 0.0066345 | 0.0036432 | 0.0049581 | 0.0066345 | 0.0069356 | -0.026405 | -0.050866 | -0.11766 | -0.026405 | -0.028291 | -0.0037108 | -0.047902 | -0.12581 | -0.0037108 | -0.0048244 | 0.0019444 | 0.059005 | 0.03425 | 0.10786 | 1.7987 | 0.0066345 | 0.0036432 | 0.0049581 | 0.0066345 | 0.0069356 | -0.026405 | -0.050866 | -0.11766 | -0.026405 | -0.028291 | -0.0037108 | -0.047902 | -0.12581 | -0.0037108 | -0.0048244
60 | 0.24 | 0.32 | South/Central | UT | Saint.George.AWOS.724754 | 3 | 142354 | 30.9323 | 17.2014 | 55.5118 | 30.6871 | 24.8246 | 913.62 | 3.3746 | -2.12 | 4.5187 | -1.1441 | 12.4163 | 1.8362 | -14.7 | 3.0861 | -1.2499 | -10.3111 | 2.5124 | -49.05 | 5.5558 | -3.0433 | -50.3779 | 3.3746 | -2.12 | 4.5187 | -1.1441 | 12.4163 | 3.5295 | -3.09 | 4.7681 | -1.2386 | 11.8436 | 0.0019444 | 0.060145 | 0.033447 | 0.10794 | 1.7765 | 0.0065616 | 0.0035703 | 0.0048852 | 0.0065616 | 0.0068627 | -0.0041221 | -0.028583 | -0.095373 | -0.0041221 | -0.0060082 | 0.024142 | -0.020049 | -0.097955 | 0.024142 | 0.023029 | 0.0019444 | 0.060145 | 0.033447 | 0.10794 | 1.7765 | 0.0065616 | 0.0035703 | 0.0048852 | 0.0065616 | 0.0068627 | -0.0041221 | -0.028583 | -0.095373 | -0.0041221 | -0.0060082 | 0.024142 | -0.020049 | -0.097955 | 0.024142 | 0.023029
61 | 0.24 | 0.27 | South/Central | UT | Saint.George.AWOS.724754 | 3 | 142354 | 31.9843 | 16.374 | 55.4911 | 31.7308 | 23.7603 | 890.53 | 3.3953 | 20.97 | 3.4751 | -0.079743 | 41.6407 | 1.8569 | 8.39 | 2.0424 | -0.18549 | 18.9133 | 2.5331 | -25.96 | 4.5121 | -1.9789 | -21.1535 | 3.3953 | 20.97 | 3.4751 | -0.079743 | 41.6407 | 3.5502 | 20 | 3.7244 | -0.17424 | 41.068 | 0.0019444 | 0.062191 | 0.031838 | 0.1079 | 1.7316 | 0.0066019 | 0.0036106 | 0.0049255 | 0.0066019 | 0.006903 | 0.040774 | 0.016314 | -0.050477 | 0.040774 | 0.038888 | 0.080967 | 0.036775 | -0.041131 | 0.080967 | 0.079853 | 0.0019444 | 0.062191 | 0.031838 | 0.1079 | 1.7316 | 0.0066019 | 0.0036106 | 0.0049255 | 0.0066019 | 0.006903 | 0.040774 | 0.016314 | -0.050477 | 0.040774 | 0.038888 | 0.080967 | 0.036775 | -0.041131 | 0.080967 | 0.079853
62 | 0.24 | 0.23 | South/Central | UT | Saint.George.AWOS.724754 | 3 | 142354 | 32.946 | 15.7108 | 55.5997 | 32.685 | 22.9146 | 872.98 | 3.2867 | 38.52 | 2.5208 | 0.76587 | 63.2448 | 1.7483 | 25.94 | 1.0882 | 0.66012 | 40.5174 | 2.4245 | -8.41 | 3.5579 | -1.1333 | 0.45055 | 3.2867 | 38.52 | 2.5208 | 0.76587 | 63.2448 | 3.4416 | 37.55 | 2.7702 | 0.67136 | 62.6721 | 0.0019444 | 0.064061 | 0.030548 | 0.10811 | 1.6974 | 0.0063907 | 0.0033994 | 0.0047143 | 0.0063907 | 0.0066918 | 0.074899 | 0.050438 | -0.016352 | 0.074899 | 0.073013 | 0.12297 | 0.078782 | 0.00087606 | 0.12297 | 0.12186 | 0.0019444 | 0.064061 | 0.030548 | 0.10811 | 1.6974 | 0.0063907 | 0.0033994 | 0.0047143 | 0.0063907 | 0.0066918 | 0.074899 | 0.050438 | -0.016352 | 0.074899 | 0.073013 | 0.12297 | 0.078782 | 0.00087606 | 0.12297 | 0.12186
63 | 0.24 | 0.19 | South/Central | UT | Saint.George.AWOS.724754 | 3 | 142354 | 34.0269 | 15.0484 | 55.8271 | 33.7574 | 22.0697 | 856.18 | 3.0593 | 55.32 | 1.4485 | 1.6108 | 83.2986 | 1.5209 | 42.74 | 0.015822 | 1.5051 | 60.5712 | 2.1971 | 8.39 | 2.4855 | -0.28838 | 20.5044 | 3.0593 | 55.32 | 1.4485 | 1.6108 | 83.2986 | 3.2142 | 54.35 | 1.6979 | 1.5163 | 82.7259 | 0.0019444 | 0.066162 | 0.02926 | 0.10855 | 1.6648 | 0.0059486 | 0.0029572 | 0.0042721 | 0.0059486 | 0.0062497 | 0.10756 | 0.083104 | 0.016314 | 0.10756 | 0.10568 | 0.16197 | 0.11778 | 0.039869 | 0.16197 | 0.16085 | 0.0019444 | 0.066162 | 0.02926 | 0.10855 | 1.6648 | 0.0059486 | 0.0029572 | 0.0042721 | 0.0059486 | 0.0062497 | 0.10756 | 0.083104 | 0.016314 | 0.10756 | 0.10568 | 0.16197 | 0.11778 | 0.039869 | 0.16197 | 0.16085
64 | 0.24 | 0.17 | South/Central | UT | Saint.George.AWOS.724754 | 3 | 142354 | 34.6129 | 14.7125 | 55.9865 | 34.3388 | 21.6477 | 848.08 | 2.8999 | 63.42 | 0.86707 | 2.0328 | 92.7232 | 1.3615 | 50.84 | -0.5656 | 1.9271 | 69.9958 | 2.0377 | 16.49 | 1.9041 | 0.13364 | 29.929 | 2.8999 | 63.42 | 0.86707 | 2.0328 | 92.7232 | 3.0548 | 62.45 | 1.1164 | 1.9383 | 92.1505 | 0.0019444 | 0.067302 | 0.028607 | 0.10886 | 1.649 | 0.0056386 | 0.0026473 | 0.0039622 | 0.0056386 | 0.0059397 | 0.12331 | 0.098854 | 0.032063 | 0.12331 | 0.12143 | 0.18029 | 0.1361 | 0.058194 | 0.18029 | 0.17918 | 0.0019444 | 0.067302 | 0.028607 | 0.10886 | 1.649 | 0.0056386 | 0.0026473 | 0.0039622 | 0.0056386 | 0.0059397 | 0.12331 | 0.098854 | 0.032063 | 0.12331 | 0.12143 | 0.18029 | 0.1361 | 0.058194 | 0.18029 | 0.17918
65 | 0.22 | 0.47 | South/Central | UT | Saint.George.AWOS.724754 | 3 | 142354 | 28.6602 | 18.5341 | 54.9741 | 28.4329 | 26.5412 | 946.97 | 3.9123 | -35.47 | 6.773 | -2.8607 | -27.3481 | 2.3739 | -48.05 | 5.3403 | -2.9665 | -50.0755 | 3.0501 | -82.4 | 7.81 | -4.7599 | -90.1424 | 3.9123 | -35.47 | 6.773 | -2.8607 | -27.3481 | 4.0671 | -36.44 | 7.0224 | -2.9552 | -27.9209 | 0.0019444 | 0.055727 | 0.036038 | 0.10689 | 1.8413 | 0.0076071 | 0.0046157 | 0.0059306 | 0.0076071 | 0.0079082 | -0.068968 | -0.093429 | -0.16022 | -0.068968 | -0.070854 | -0.053176 | -0.097367 | -0.17527 | -0.053176 | -0.05429 | 0.0019444 | 0.055727 | 0.036038 | 0.10689 | 1.8413 | 0.0076071 | 0.0046157 | 0.0059306 | 0.0076071 | 0.0079082 | -0.068968 | -0.093429 | -0.16022 | -0.068968 | -0.070854 | -0.053176 | -0.097367 | -0.17527 | -0.053176 | -0.05429
66 | 0.22 | 0.42 | South/Central | UT | Saint.George.AWOS.724754 | 3 | 142354 | 29.3308 | 17.8566 | 54.7519 | 29.0981 | 25.6537 | 926.36 | 4.1345 | -14.86 | 6.1077 | -1.9732 | -0.33574 | 2.5961 | -27.44 | 4.675 | -2.079 | -23.0631 | 3.2723 | -61.79 | 7.1447 | -3.8724 | -63.13 | 4.1345 | -14.86 | 6.1077 | -1.9732 | -0.33574 | 4.2894 | -15.83 | 6.3571 | -2.0677 | -0.90845 | 0.0019444 | 0.057031 | 0.034721 | 0.10646 | 1.8012 | 0.0080391 | 0.0050478 | 0.0063627 | 0.0080391 | 0.0083403 | -0.028894 | -0.053355 | -0.12015 | -0.028894 | -0.03078 | -0.00065281 | -0.044844 | -0.12275 | -0.00065281 | -0.0017664 | 0.0019444 | 0.057031 | 0.034721 | 0.10646 | 1.8012 | 0.0080391 | 0.0050478 | 0.0063627 | 0.0080391 | 0.0083403 | -0.028894 | -0.053355 | -0.12015 | -0.028894 | -0.03078 | -0.00065281 | -0.044844 | -0.12275 | -0.00065281 | -0.0017664
67 | 0.22 | 0.37 | South/Central | UT | Saint.George.AWOS.724754 | 3 | 142354 | 29.751 | 17.6199 | 54.8548 | 29.5151 | 25.3397 | 920.28 | 4.0316 | -8.78 | 5.6908 | -1.6592 | 6.8807 | 2.4932 | -21.36 | 4.2581 | -1.7649 | -15.8467 | 3.1694 | -55.71 | 6.7278 | -3.5584 | -55.9135 | 4.0316 | -8.78 | 5.6908 | -1.6592 | 6.8807 | 4.1865 | -9.75 | 5.9401 | -1.7537 | 6.308 | 0.0019444 | 0.057848 | 0.03426 | 0.10666 | 1.7894 | 0.0078391 | 0.0048478 | 0.0061627 | 0.0078391 | 0.0081402 | -0.017072 | -0.041533 | -0.10832 | -0.017072 | -0.018958 | 0.013379 | -0.030812 | -0.10872 | 0.013379 | 0.012265 | 0.0019444 | 0.057848 | 0.03426 | 0.10666 | 1.7894 | 0.0078391 | 0.0048478 | 0.0061627 | 0.0078391 | 0.0081402 | -0.017072 | -0.041533 | -0.10832 | -0.017072 | -0.018958 | 0.013379 | -0.030812 | -0.10872 | 0.013379 | 0.012265
68 | 0.22 | 0.32 | South/Central | UT | Saint.George.AWOS.724754 | 3 | 142354 | 30.3228 | 17.2025 | 54.8738 | 30.0824 | 24.7914 | 908.61 | 4.0126 | 2.89 | 5.1235 | -1.1109 | 21.5528 | 2.4742 | -9.69 | 3.6908 | -1.2166 | -1.1746 | 3.1504 | -44.04 | 6.1605 | -3.0101 | -41.2415 | 4.0126 | 2.89 | 5.1235 | -1.1109 | 21.5528 | 4.1675 | 1.92 | 5.3728 | -1.2054 | 20.9801 | 0.0019444 | 0.05896 | 0.033449 | 0.1067 | 1.7667 | 0.0078021 | 0.0048108 | 0.0061257 | 0.0078021 | 0.0081032 | 0.0056193 | -0.018841 | -0.085632 | 0.0056193 | 0.0037333 | 0.041907 | -0.0022839 | -0.08019 | 0.041907 | 0.040794 | 0.0019444 | 0.05896 | 0.033449 | 0.1067 | 1.7667 | 0.0078021 | 0.0048108 | 0.0061257 | 0.0078021 | 0.0081032 | 0.0056193 | -0.018841 | -0.085632 | 0.0056193 | 0.0037333 | 0.041907 | -0.0022839 | -0.08019 | 0.041907 | 0.040794
69 | 0.22 | 0.27 | South/Central | UT | Saint.George.AWOS.724754 | 3 | 142354 | 31.3649 | 16.3696 | 54.837 | 31.1162 | 23.7208 | 885.29 | 4.0494 | 26.21 | 4.0897 | -0.040317 | 51.1529 | 2.511 | 13.63 | 2.657 | -0.14607 | 28.4255 | 3.1872 | -20.72 | 5.1267 | -1.9395 | -11.6414 | 4.0494 | 26.21 | 4.0897 | -0.040317 | 51.1529 | 4.2042 | 25.24 | 4.3391 | -0.13482 | 50.5801 | 0.0019444 | 0.060986 | 0.031829 | 0.10663 | 1.7214 | 0.0078736 | 0.0048823 | 0.0061972 | 0.0078736 | 0.0081748 | 0.050963 | 0.026502 | -0.040288 | 0.050963 | 0.049077 | 0.099462 | 0.055271 | -0.022636 | 0.099462 | 0.098348 | 0.0019444 | 0.060986 | 0.031829 | 0.10663 | 1.7214 | 0.0078736 | 0.0048823 | 0.0061972 | 0.0078736 | 0.0081748 | 0.050963 | 0.026502 | -0.040288 | 0.050963 | 0.049077 | 0.099462 | 0.055271 | -0.022636 | 0.099462 | 0.098348
70 | 0.22 | 0.23 | South/Central | UT | Saint.George.AWOS.724754 | 3 | 142354 | 32.3213 | 15.7015 | 54.9299 | 32.065 | 22.8649 | 867.42 | 3.9564 | 44.08 | 3.1408 | 0.81561 | 73.2399 | 2.418 | 31.5 | 1.7082 | 0.70986 | 50.5125 | 3.0943 | -2.85 | 4.1779 | -1.0836 | 10.4456 | 3.9564 | 44.08 | 3.1408 | 0.81561 | 73.2399 | 4.1113 | 43.11 | 3.3902 | 0.72111 | 72.6671 | 0.0019444 | 0.062846 | 0.03053 | 0.10681 | 1.6866 | 0.0076929 | 0.0047016 | 0.0060165 | 0.0076929 | 0.007994 | 0.08571 | 0.061249 | -0.0055416 | 0.08571 | 0.083823 | 0.14241 | 0.098217 | 0.020311 | 0.14241 | 0.14129 | 0.0019444 | 0.062846 | 0.03053 | 0.10681 | 1.6866 | 0.0076929 | 0.0047016 | 0.0060165 | 0.0076929 | 0.007994 | 0.08571 | 0.061249 | -0.0055416 | 0.08571 | 0.083823 | 0.14241 | 0.098217 | 0.020311 | 0.14241 | 0.14129
71 | 0.22 | 0.19 | South/Central | UT | Saint.George.AWOS.724754 | 3 | 142354 | 33.3971 | 15.0292 | 55.148 | 33.1324 | 22.0156 | 850.47 | 3.7383 | 61.03 | 2.0734 | 1.6649 | 93.5317 | 2.1999 | 48.45 | 0.64075 | 1.5592 | 70.8043 | 2.8762 | 14.1 | 3.1105 | -0.23429 | 30.7374 | 3.7383 | 61.03 | 2.0734 | 1.6649 | 93.5317 | 3.8932 | 60.06 | 2.3228 | 1.5704 | 92.9589 | 0.0019444 | 0.064938 | 0.029223 | 0.10723 | 1.6537 | 0.0072688 | 0.0042775 | 0.0055924 | 0.0072688 | 0.00757 | 0.11867 | 0.094207 | 0.027416 | 0.11867 | 0.11678 | 0.18186 | 0.13767 | 0.059766 | 0.18186 | 0.18075 | 0.0019444 | 0.064938 | 0.029223 | 0.10723 | 1.6537 | 0.0072688 | 0.0042775 | 0.0055924 | 0.0072688 | 0.00757 | 0.11867 | 0.094207 | 0.027416 | 0.11867 | 0.11678 | 0.18186 | 0.13767 | 0.059766 | 0.18186 | 0.18075
72 | 0.22 | 0.17 | South/Central | UT | Saint.George.AWOS.724754 | 3 | 142354 | 33.9786 | 14.6974 | 55.2978 | 33.7093 | 21.5885 | 842.2 | 3.5886 | 69.3 | 1.4966 | 2.092 | 103.219 | 2.0501 | 56.72 | 0.063883 | 1.9863 | 80.4916 | 2.7264 | 22.37 | 2.5336 | 0.19281 | 40.4247 | 3.5886 | 69.3 | 1.4966 | 2.092 | 103.219 | 3.7434 | 68.33 | 1.7459 | 1.9975 | 102.6462 | 0.0019444 | 0.066068 | 0.028578 | 0.10752 | 1.6376 | 0.0069776 | 0.0039863 | 0.0053012 | 0.0069776 | 0.0072788 | 0.13475 | 0.11029 | 0.043496 | 0.13475 | 0.13286 | 0.2007 | 0.15651 | 0.078602 | 0.2007 | 0.19959 | 0.0019444 | 0.066068 | 0.028578 | 0.10752 | 1.6376 | 0.0069776 | 0.0039863 | 0.0053012 | 0.0069776 | 0.0072788 | 0.13475 | 0.11029 | 0.043496 | 0.13475 | 0.13286 | 0.2007 | 0.15651 | 0.078602 | 0.2007 | 0.19959
73 | 0.2 | 0.47 | South/Central | UT | Saint.George.AWOS.724754 | 3 | 142354 | 28.0753 | 18.549 | 54.3746 | 27.8526 | 26.522 | 942.52 | 4.5118 | -31.02 | 7.3533 | -2.8415 | -19.0889 | 2.9734 | -43.6 | 5.9206 | -2.9472 | -41.8163 | 3.6496 | -77.95 | 8.3903 | -4.7407 | -81.8831 | 4.5118 | -31.02 | 7.3533 | -2.8415 | -19.0889 | 4.6667 | -31.99 | 7.6026 | -2.936 | -19.6616 | 0.0019444 | 0.05459 | 0.036067 | 0.10573 | 1.8326 | 0.0087728 | 0.0057815 | 0.0070964 | 0.0087728 | 0.0090739 | -0.060316 | -0.084776 | -0.15157 | -0.060316 | -0.062202 | -0.037117 | -0.081308 | -0.15921 | -0.037117 | -0.03823 | 0.0019444 | 0.05459 | 0.036067 | 0.10573 | 1.8326 | 0.0087728 | 0.0057815 | 0.0070964 | 0.0087728 | 0.0090739 | -0.060316 | -0.084776 | -0.15157 | -0.060316 | -0.062202 | -0.037117 | -0.081308 | -0.15921 | -0.037117 | -0.03823
74 | 0.2 | 0.42 | South/Central | UT | Saint.George.AWOS.724754 | 3 | 142354 | 28.7313 | 17.8673 | 54.1331 | 28.5033 | 25.6299 | 921.68 | 4.7532 | -10.18 | 6.7026 | -1.9493 | 8.2979 | 3.2148 | -22.76 | 5.2699 | -2.0551 | -14.4295 | 3.8911 | -57.11 | 7.7396 | -3.8485 | -54.4963 | 4.7532 | -10.18 | 6.7026 | -1.9493 | 8.2979 | 4.9081 | -11.15 | 6.9519 | -2.0438 | 7.7252 | 0.0019444 | 0.055865 | 0.034741 | 0.10526 | 1.7921 | 0.0092422 | 0.0062509 | 0.0075658 | 0.0092422 | 0.0095434 | -0.019794 | -0.044255 | -0.11105 | -0.019794 | -0.02168 | 0.016135 | -0.028057 | -0.10596 | 0.016135 | 0.015021 | 0.0019444 | 0.055865 | 0.034741 | 0.10526 | 1.7921 | 0.0092422 | 0.0062509 | 0.0075658 | 0.0092422 | 0.0095434 | -0.019794 | -0.044255 | -0.11105 | -0.019794 | -0.02168 | 0.016135 | -0.028057 | -0.10596 | 0.016135 | 0.015021
75 | 0.2 | 0.37 | South/Central | UT | Saint.George.AWOS.724754 | 3 | 142354 | 29.142 | 17.6306 | 54.2268 | 28.9107 | 25.3161 | 915.55 | 4.6595 | -4.05 | 6.2951 | -1.6356 | 15.6251 | 3.1211 | -16.63 | 4.8624 | -1.7413 | -7.1023 | 3.7974 | -50.98 | 7.3321 | -3.5348 | -47.1691 | 4.6595 | -4.05 | 6.2951 | -1.6356 | 15.6251 | 4.8144 | -5.02 | 6.5445 | -1.7301 | 15.0524 | 0.0019444 | 0.056664 | 0.034281 | 0.10544 | 1.7802 | 0.00906 | 0.0060687 | 0.0073836 | 0.00906 | 0.0093612 | -0.0078749 | -0.032336 | -0.099126 | -0.0078749 | -0.0097609 | 0.030382 | -0.01381 | -0.091716 | 0.030382 | 0.029268 | 0.0019444 | 0.056664 | 0.034281 | 0.10544 | 1.7802 | 0.00906 | 0.0060687 | 0.0073836 | 0.00906 | 0.0093612 | -0.0078749 | -0.032336 | -0.099126 | -0.0078749 | -0.0097609 | 0.030382 | -0.01381 | -0.091716 | 0.030382 | 0.029268
76 | 0.2 | 0.32 | South/Central | UT | Saint.George.AWOS.724754 | 3 | 142354 | 29.7077 | 17.2131 | 54.2393 | 29.472 | 24.7673 | 903.83 | 4.6471 | 7.67 | 5.7338 | -1.0868 | 30.3947 | 3.1086 | -4.91 | 4.3012 | -1.1925 | 7.6673 | 3.7849 | -39.26 | 6.7709 | -2.986 | -32.3995 | 4.6471 | 7.67 | 5.7338 | -1.0868 | 30.3947 | 4.8019 | 6.7 | 5.9832 | -1.1813 | 29.822 | 0.0019444 | 0.057764 | 0.033469 | 0.10546 | 1.7574 | 0.0090358 | 0.0060445 | 0.0073594 | 0.0090358 | 0.0093369 | 0.014914 | -0.009547 | -0.076338 | 0.014914 | 0.013028 | 0.0591 | 0.014908 | -0.062998 | 0.0591 | 0.057986 | 0.0019444 | 0.057764 | 0.033469 | 0.10546 | 1.7574 | 0.0090358 | 0.0060445 | 0.0073594 | 0.0090358 | 0.0093369 | 0.014914 | -0.009547 | -0.076338 | 0.014914 | 0.013028 | 0.0591 | 0.014908 | -0.062998 | 0.0591 | 0.057986
77 | 0.2 | 0.27 | South/Central | UT | Saint.George.AWOS.724754 | 3 | 142354 | 30.7398 | 16.3696 | 54.1818 | 30.4959 | 23.6859 | 880.13 | 4.7046 | 31.37 | 4.71 | -0.0054065 | 60.5568 | 3.1662 | 18.79 | 3.2773 | -0.11115 | 37.8294 | 3.8424 | -15.56 | 5.747 | -1.9046 | -2.2375 | 4.7046 | 31.37 | 4.71 | -0.0054065 | 60.5568 | 4.8594 | 30.4 | 4.9594 | -0.099907 | 59.984 | 0.0019444 | 0.059771 | 0.031829 | 0.10535 | 1.7113 | 0.0091476 | 0.0061563 | 0.0074712 | 0.0091476 | 0.0094487 | 0.060996 | 0.036535 | -0.030255 | 0.060996 | 0.05911 | 0.11775 | 0.073556 | -0.0043506 | 0.11775 | 0.11663 | 0.0019444 | 0.059771 | 0.031829 | 0.10535 | 1.7113 | 0.0091476 | 0.0061563 | 0.0074712 | 0.0091476 | 0.0094487 | 0.060996 | 0.036535 | -0.030255 | 0.060996 | 0.05911 | 0.11775 | 0.073556 | -0.0043506 | 0.11775 | 0.11663
78 | 0.2 | 0.23 | South/Central | UT | Saint.George.AWOS.724754 | 3 | 142354 | 31.6862 | 15.6922 | 54.2556 | 31.4349 | 22.8207 | 861.94 | 4.6308 | 49.56 | 3.771 | 0.85978 | 83.1429 | 3.0924 | 36.98 | 2.3383 | 0.75403 | 60.4155 | 3.7686 | 2.63 | 4.808 | -1.0394 | 20.3486 | 4.6308 | 49.56 | 3.771 | 0.85978 | 83.1429 | 4.7857 | 48.59 | 4.0204 | 0.76528 | 82.5702 | 0.0019444 | 0.061611 | 0.030512 | 0.1055 | 1.676 | 0.0090042 | 0.0060128 | 0.0073277 | 0.0090042 | 0.0093053 | 0.096365 | 0.071904 | 0.0051138 | 0.096365 | 0.094479 | 0.16166 | 0.11747 | 0.039566 | 0.16166 | 0.16055 | 0.0019444 | 0.061611 | 0.030512 | 0.1055 | 1.676 | 0.0090042 | 0.0060128 | 0.0073277 | 0.0090042 | 0.0093053 | 0.096365 | 0.071904 | 0.0051138 | 0.096365 | 0.094479 | 0.16166 | 0.11747 | 0.039566 | 0.16166 | 0.16055
79 | 0.2 | 0.19 | South/Central | UT | Saint.George.AWOS.724754 | 3 | 142354 | 32.7528 | 15.0195 | 54.4545 | 32.493 | 21.9614 | 844.66 | 4.4319 | 66.84 | 2.7128 | 1.7191 | 103.955 | 2.8935 | 54.26 | 1.2802 | 1.6133 | 81.2276 | 3.5697 | 19.91 | 3.7499 | -0.18011 | 41.1608 | 4.4319 | 66.84 | 2.7128 | 1.7191 | 103.955 | 4.5868 | 65.87 | 2.9622 | 1.6246 | 103.3823 | 0.0019444 | 0.063685 | 0.029204 | 0.10588 | 1.6424 | 0.0086174 | 0.0056261 | 0.006941 | 0.0086174 | 0.0089186 | 0.12996 | 0.1055 | 0.038713 | 0.12996 | 0.12808 | 0.20213 | 0.15794 | 0.080033 | 0.20213 | 0.20102 | 0.0019444 | 0.063685 | 0.029204 | 0.10588 | 1.6424 | 0.0086174 | 0.0056261 | 0.006941 | 0.0086174 | 0.0089186 | 0.12996 | 0.1055 | 0.038713 | 0.12996 | 0.12808 | 0.20213 | 0.15794 | 0.080033 | 0.20213 | 0.20102
80 | 0.2 | 0.17 | South/Central | UT | Saint.George.AWOS.724754 | 3 | 142354 | 33.3339 | 14.6781 | 54.6031 | 33.0695 | 21.5335 | 836.36 | 4.2833 | 75.14 | 2.1363 | 2.147 | 113.6791 | 2.7449 | 62.56 | 0.70368 | 2.0412 | 90.9517 | 3.4212 | 28.21 | 3.1734 | 0.24778 | 50.8849 | 4.2833 | 75.14 | 2.1363 | 2.147 | 113.6791 | 4.4382 | 74.17 | 2.3857 | 2.0525 | 113.1064 | 0.0019444 | 0.064815 | 0.02854 | 0.10617 | 1.6262 | 0.0083285 | 0.0053372 | 0.0066521 | 0.0083285 | 0.0086297 | 0.1461 | 0.12164 | 0.054852 | 0.1461 | 0.14422 | 0.22104 | 0.17685 | 0.098941 | 0.22104 | 0.21993 | 0.0019444 | 0.064815 | 0.02854 | 0.10617 | 1.6262 | 0.0083285 | 0.0053372 | 0.0066521 | 0.0083285 | 0.0086297 | 0.1461 | 0.12164 | 0.054852 | 0.1461 | 0.14422 | 0.22104 | 0.17685 | 0.098941 | 0.22104 | 0.21993
81 | 0.35 | 0.2 | South/Central | UT | Saint.George.AWOS.724754 | 3 | 142354 | 37.09 | 15.2778 | 59.345 | 36.797 | 22.5479 | 890.04 | -0.45861 | 21.46 | -1.5912 | 1.1326 | 24.895 | -1.997 | 8.88 | -3.0238 | 1.0268 | 2.1676 | -1.3208 | -25.47 | -0.55414 | -0.76664 | -37.8993 | -0.45861 | 21.46 | -1.5912 | 1.1326 | 24.895 | -0.30374 | 20.49 | -1.3418 | 1.0381 | 24.3223 | 0.0019444 | 0.072118 | 0.029706 | 0.11539 | 1.7306 | -0.00089173 | -0.003883 | -0.0025681 | -0.00089173 | -0.0005906 | 0.041727 | 0.017266 | -0.049524 | 0.041727 | 0.039841 | 0.048406 | 0.0042147 | -0.073692 | 0.048406 | 0.047292 | 0.0019444 | 0.072118 | 0.029706 | 0.11539 | 1.7306 | -0.00089173 | -0.003883 | -0.0025681 | -0.00089173 | -0.0005906 | 0.041727 | 0.017266 | -0.049524 | 0.041727 | 0.039841 | 0.048406 | 0.0042147 | -0.073692 | 0.048406 | 0.047292
82 | 0.35 | 0.25 | South/Central | UT | Saint.George.AWOS.724754 | 3 | 142354 | 35.7375 | 16.0909 | 59.0412 | 35.4552 | 23.586 | 910.53 | -0.15487 | 0.97 | -0.24937 | 0.094501 | 0.57272 | -1.6933 | -11.61 | -1.682 | -0.011248 | -22.1547 | -1.017 | -45.96 | 0.78767 | -1.8047 | -62.2215 | -0.15487 | 0.97 | -0.24937 | 0.094501 | 0.57272 | 0 | 0 | 0 | 0 | 0 | 0.0019444 | 0.069488 | 0.031287 | 0.1148 | 1.7704 | -0.00030112 | -0.0032924 | -0.0019775 | -0.00030112 | 0 | 0.0018861 | -0.022575 | -0.089365 | 0.0018861 | 0 | 0.0011136 | -0.043078 | -0.12098 | 0.0011136 | 0 | 0.0019444 | 0.069488 | 0.031287 | 0.1148 | 1.7704 | -0.00030112 | -0.0032924 | -0.0019775 | -0.00030112 | 0 | 0.0018861 | -0.022575 | -0.089365 | 0.0018861 | 0 | 0.0011136 | -0.043078 | -0.12098 | 0.0011136 | 0
83 | 0.35 | 0.3 | South/Central | UT | Saint.George.AWOS.724754 | 3 | 142354 | 35.4862 | 16.1369 | 58.8864 | 35.2059 | 23.6805 | 911.5 | 0 | 0 | 0 | 0 | 0 | -1.5384 | -12.58 | -1.4327 | -0.10575 | -22.7274 | -0.86217 | -46.93 | 1.037 | -1.8992 | -62.7942 | 0 | 0 | 0 | 0 | 0 | 0.15487 | -0.97 | 0.24937 | -0.094501 | -0.57272 | 0.0019444 | 0.069 | 0.031377 | 0.1145 | 1.7723 | 0 | -0.0029913 | -0.0016764 | 0 | 0.00030112 | 0 | -0.024461 | -0.091251 | 0 | -0.0018861 | 0 | -0.044191 | -0.1221 | 0 | -0.0011136 | 0.0019444 | 0.069 | 0.031377 | 0.1145 | 1.7723 | 0 | -0.0029913 | -0.0016764 | 0 | 0.00030112 | 0 | -0.024461 | -0.091251 | 0 | -0.0018861 | 0 | -0.044191 | -0.1221 | 0 | -0.0011136
84 | 0.35 | 0.35 | South/Central | UT | Saint.George.AWOS.724754 | 3 | 142354 | 34.3298 | 16.8754 | 58.6791 | 34.0585 | 24.6205 | 930.46 | 0.2073 | -18.96 | 1.1473 | -0.94003 | -22.8996 | -1.3311 | -31.54 | -0.28534 | -1.0458 | -45.627 | -0.65487 | -65.89 | 2.1844 | -2.8392 | -85.6939 | 0.2073 | -18.96 | 1.1473 | -0.94003 | -22.8996 | 0.36217 | -19.93 | 1.3967 | -1.0345 | -23.4723 | 0.0019444 | 0.066751 | 0.032813 | 0.1141 | 1.8092 | 0.00040307 | -0.0025882 | -0.0012733 | 0.00040307 | 0.0007042 | -0.036866 | -0.061327 | -0.12812 | -0.036866 | -0.038752 | -0.044526 | -0.088718 | -0.16662 | -0.044526 | -0.04564 | 0.0019444 | 0.066751 | 0.032813 | 0.1141 | 1.8092 | 0.00040307 | -0.0025882 | -0.0012733 | 0.00040307 | 0.0007042 | -0.036866 | -0.061327 | -0.12812 | -0.036866 | -0.038752 | -0.044526 | -0.088718 | -0.16662 | -0.044526 | -0.04564
85 | 0.35 | 0.4 | South/Central | UT | Saint.George.AWOS.724754 | 3 | 142354 | 33.2985 | 17.6086 | 58.591 | 33.0354 | 25.5556 | 950.07 | 0.2954 | -38.57 | 2.1705 | -1.8751 | -47.2019 | -1.243 | -51.15 | 0.73781 | -1.9808 | -69.9293 | -0.56677 | -85.5 | 3.2075 | -3.7743 | -109.9962 | 0.2954 | -38.57 | 2.1705 | -1.8751 | -47.2019 | 0.45026 | -39.54 | 2.4198 | -1.9696 | -47.7746 | 0.0019444 | 0.064746 | 0.034238 | 0.11392 | 1.8473 | 0.00057437 | -0.0024169 | -0.001102 | 0.00057437 | 0.00087549 | -0.074996 | -0.099457 | -0.16625 | -0.074996 | -0.076882 | -0.09178 | -0.13597 | -0.21388 | -0.09178 | -0.092893 | 0.0019444 | 0.064746 | 0.034238 | 0.11392 | 1.8473 | 0.00057437 | -0.0024169 | -0.001102 | 0.00057437 | 0.00087549 | -0.074996 | -0.099457 | -0.16625 | -0.074996 | -0.076882 | -0.09178 | -0.13597 | -0.21388 | -0.09178 | -0.092893
86 | 0.33 | 0.2 | South/Central | UT | Saint.George.AWOS.724754 | 3 | 142354 | 36.5101 | 15.2585 | 58.7158 | 36.2216 | 22.4942 | 884.69 | 0.1706 | 26.81 | -1.0158 | 1.1864 | 34.4771 | -1.3678 | 14.23 | -2.4484 | 1.0806 | 11.7497 | -0.69157 | -20.12 | 0.021277 | -0.71285 | -28.3172 | 0.1706 | 26.81 | -1.0158 | 1.1864 | 34.4771 | 0.32546 | 25.84 | -0.76639 | 1.0919 | 33.9043 | 0.0019444 | 0.070991 | 0.029669 | 0.11417 | 1.7202 | 0.00033171 | -0.0026596 | -0.0013447 | 0.00033171 | 0.00063283 | 0.05213 | 0.027669 | -0.039122 | 0.05213 | 0.050244 | 0.067038 | 0.022846 | -0.05506 | 0.067038 | 0.065924 | 0.0019444 | 0.070991 | 0.029669 | 0.11417 | 1.7202 | 0.00033171 | -0.0026596 | -0.0013447 | 0.00033171 | 0.00063283 | 0.05213 | 0.027669 | -0.039122 | 0.05213 | 0.050244 | 0.067038 | 0.022846 | -0.05506 | 0.067038 | 0.065924
87 | 0.33 | 0.25 | South/Central | UT | Saint.George.AWOS.724754 | 3 | 142354 | 35.1634 | 16.0808 | 58.4267 | 34.8855 | 23.5413 | 905.45 | 0.45964 | 6.05 | 0.3204 | 0.13923 | 9.7188 | -1.0788 | -6.53 | -1.1123 | 0.033486 | -13.0086 | -0.40253 | -40.88 | 1.3574 | -1.76 | -53.0755 | 0.45964 | 6.05 | 0.3204 | 0.13923 | 9.7188 | 0.6145 | 5.08 | 0.56977 | 0.044734 | 9.146 | 0.0019444 | 0.068372 | 0.031268 | 0.11361 | 1.7606 | 0.00089372 | -0.0020976 | -0.00078269 | 0.00089372 | 0.0011948 | 0.011764 | -0.012697 | -0.079487 | 0.011764 | 0.0098776 | 0.018897 | -0.025294 | -0.1032 | 0.018897 | 0.017784 | 0.0019444 | 0.068372 | 0.031268 | 0.11361 | 1.7606 | 0.00089372 | -0.0020976 | -0.00078269 | 0.00089372 | 0.0011948 | 0.011764 | -0.012697 | -0.079487 | 0.011764 | 0.0098776 | 0.018897 | -0.025294 | -0.1032 | 0.018897 | 0.017784
88 | 0.33 | 0.3 | South/Central | UT | Saint.George.AWOS.724754 | 3 | 142354 | 34.9124 | 16.1276 | 58.2733 | 34.6365 | 23.6368 | 906.45 | 0.61312 | 5.05 | 0.56938 | 0.043739 | 9.1011 | -0.9253 | -7.53 | -0.86329 | -0.06201 | -13.6263 | -0.24905 | -41.88 | 1.6064 | -1.8555 | -53.6932 | 0.61312 | 5.05 | 0.56938 | 0.043739 | 9.1011 | 0.76798 | 4.08 | 0.81874 | -0.050762 | 8.5284 | 0.0019444 | 0.067884 | 0.031359 | 0.11331 | 1.7625 | 0.0011921 | -0.0017992 | -0.00048426 | 0.0011921 | 0.0014933 | 0.0098193 | -0.014641 | -0.081432 | 0.0098193 | 0.0079332 | 0.017696 | -0.026495 | -0.1044 | 0.017696 | 0.016583 | 0.0019444 | 0.067884 | 0.031359 | 0.11331 | 1.7625 | 0.0011921 | -0.0017992 | -0.00048426 | 0.0011921 | 0.0014933 | 0.0098193 | -0.014641 | -0.081432 | 0.0098193 | 0.0079332 | 0.017696 | -0.026495 | -0.1044 | 0.017696 | 0.016583
89 | 0.33 | 0.35 | South/Central | UT | Saint.George.AWOS.724754 | 3 | 142354 | 33.766 | 16.8704 | 58.0846 | 33.4991 | 24.5855 | 925.72 | 0.80182 | -14.22 | 1.7068 | -0.90498 | -14.2749 | -0.73659 | -26.8 | 0.27414 | -1.0107 | -37.0023 | -0.060345 | -61.15 | 2.7438 | -2.8042 | -77.0691 | 0.80182 | -14.22 | 1.7068 | -0.90498 | -14.2749 | 0.95669 | -15.19 | 1.9562 | -0.99948 | -14.8476 | 0.0019444 | 0.065655 | 0.032803 | 0.11294 | 1.8 | 0.0015591 | -0.0014322 | -0.00011734 | 0.0015591 | 0.0018602 | -0.027649 | -0.05211 | -0.1189 | -0.027649 | -0.029536 | -0.027756 | -0.071948 | -0.14985 | -0.027756 | -0.02887 | 0.0019444 | 0.065655 | 0.032803 | 0.11294 | 1.8 | 0.0015591 | -0.0014322 | -0.00011734 | 0.0015591 | 0.0018602 | -0.027649 | -0.05211 | -0.1189 | -0.027649 | -0.029536 | -0.027756 | -0.071948 | -0.14985 | -0.027756 | -0.02887
90 | 0.33 | 0.4 | South/Central | UT | Saint.George.AWOS.724754 | 3 | 142354 | 32.7447 | 17.6135 | 58.0125 | 32.4858 | 25.5267 | 945.56 | 0.87391 | -34.06 | 2.7201 | -1.8461 | -38.9498 | -0.6645 | -46.64 | 1.2874 | -1.9519 | -61.6772 | 0.011744 | -80.99 | 3.7571 | -3.7453 | -101.7441 | 0.87391 | -34.06 | 2.7201 | -1.8461 | -38.9498 | 1.0288 | -35.03 | 2.9694 | -1.9406 | -39.5226 | 0.0019444 | 0.063669 | 0.034248 | 0.1128 | 1.8386 | 0.0016992 | -0.0012921 | 2.2836e-05 | 0.0016992 | 0.0020004 | -0.066227 | -0.090687 | -0.15748 | -0.066227 | -0.068113 | -0.075734 | -0.11993 | -0.19783 | -0.075734 | -0.076848 | 0.0019444 | 0.063669 | 0.034248 | 0.1128 | 1.8386 | 0.0016992 | -0.0012921 | 2.2836e-05 | 0.0016992 | 0.0020004 | -0.066227 | -0.090687 | -0.15748 | -0.066227 | -0.068113 | -0.075734 | -0.11993 | -0.19783 | -0.075734 | -0.076848
91 | 0.3 | 0.2 | South/Central | UT | Saint.George.AWOS.724754 | 3 | 142354 | 35.6256 | 15.2335 | 57.7562 | 35.3439 | 22.4124 | 876.51 | 1.1301 | 34.99 | -0.13801 | 1.2681 | 49.0835 | -0.40828 | 22.41 | -1.5707 | 1.1624 | 26.3561 | 0.26797 | -11.94 | 0.89902 | -0.63105 | -13.7108 | 1.1301 | 34.99 | -0.13801 | 1.2681 | 49.0835 | 1.285 | 34.02 | 0.11135 | 1.1736 | 48.5107 | 0.0019444 | 0.069271 | 0.02962 | 0.1123 | 1.7043 | 0.0021974 | -0.00079387 | 0.00052104 | 0.0021974 | 0.0024986 | 0.068035 | 0.043574 | -0.023216 | 0.068035 | 0.066149 | 0.095438 | 0.051247 | -0.026659 | 0.095438 | 0.094325 | 0.0019444 | 0.069271 | 0.02962 | 0.1123 | 1.7043 | 0.0021974 | -0.00079387 | 0.00052104 | 0.0021974 | 0.0024986 | 0.068035 | 0.043574 | -0.023216 | 0.068035 | 0.066149 | 0.095438 | 0.051247 | -0.026659 | 0.095438 | 0.094325
92 | 0.3 | 0.25 | South/Central | UT | Saint.George.AWOS.724754 | 3 | 142354 | 34.2891 | 16.0619 | 57.4839 | 34.0179 | 23.466 | 897.51 | 1.4025 | 13.99 | 1.1879 | 0.21454 | 23.9333 | -0.13593 | 1.41 | -0.24473 | 0.10879 | 1.2059 | 0.54032 | -32.94 | 2.225 | -1.6847 | -38.8609 | 1.4025 | 13.99 | 1.1879 | 0.21454 | 23.9333 | 1.5574 | 13.02 | 1.4373 | 0.12004 | 23.3606 | 0.0019444 | 0.066672 | 0.031231 | 0.11177 | 1.7451 | 0.002727 | -0.00026431 | 0.0010506 | 0.002727 | 0.0030281 | 0.027202 | 0.0027416 | -0.064049 | 0.027202 | 0.025316 | 0.046536 | 0.0023448 | -0.075562 | 0.046536 | 0.045423 | 0.0019444 | 0.066672 | 0.031231 | 0.11177 | 1.7451 | 0.002727 | -0.00026431 | 0.0010506 | 0.002727 | 0.0030281 | 0.027202 | 0.0027416 | -0.064049 | 0.027202 | 0.025316 | 0.046536 | 0.0023448 | -0.075562 | 0.046536 | 0.045423
93 | 0.3 | 0.3 | South/Central | UT | Saint.George.AWOS.724754 | 3 | 142354 | 34.0424 | 16.113 | 57.348 | 33.7732 | 23.5748 | 898.92 | 1.5384 | 12.58 | 1.4327 | 0.10575 | 22.7274 | 0 | 0 | 0 | 0 | 0 | 0.67625 | -34.35 | 2.4697 | -1.7935 | -40.0668 | 1.5384 | 12.58 | 1.4327 | 0.10575 | 22.7274 | 1.6933 | 11.61 | 1.682 | 0.011248 | 22.1547 | 0.0019444 | 0.066192 | 0.03133 | 0.11151 | 1.7479 | 0.0029913 | 0 | 0.0013149 | 0.0029913 | 0.0032924 | 0.024461 | 0 | -0.06679 | 0.024461 | 0.022575 | 0.044191 | 0 | -0.077906 | 0.044191 | 0.043078 | 0.0019444 | 0.066192 | 0.03133 | 0.11151 | 1.7479 | 0.0029913 | 0 | 0.0013149 | 0.0029913 | 0.0032924 | 0.024461 | 0 | -0.06679 | 0.024461 | 0.022575 | 0.044191 | 0 | -0.077906 | 0.044191 | 0.043078
94 | 0.3 | 0.35 | South/Central | UT | Saint.George.AWOS.724754 | 3 | 142354 | 32.916 | 16.8661 | 57.1852 | 32.6556 | 24.5297 | 918.48 | 1.7011 | -6.98 | 2.5503 | -0.84914 | -1.1516 | 0.16273 | -19.56 | 1.1176 | -0.95489 | -23.879 | 0.83898 | -53.91 | 3.5873 | -2.7483 | -63.9458 | 1.7011 | -6.98 | 2.5503 | -0.84914 | -1.1516 | 1.856 | -7.95 | 2.7997 | -0.94364 | -1.7243 | 0.0019444 | 0.064002 | 0.032795 | 0.11119 | 1.7859 | 0.0033077 | 0.00031642 | 0.0016313 | 0.0033077 | 0.0036089 | -0.013572 | -0.038033 | -0.10482 | -0.013572 | -0.015458 | -0.0022391 | -0.04643 | -0.12434 | -0.0022391 | -0.0033527 | 0.0019444 | 0.064002 | 0.032795 | 0.11119 | 1.7859 | 0.0033077 | 0.00031642 | 0.0016313 | 0.0033077 | 0.0036089 | -0.013572 | -0.038033 | -0.10482 | -0.013572 | -0.015458 | -0.0022391 | -0.04643 | -0.12434 | -0.0022391 | -0.0033527
95 | 0.3 | 0.4 | South/Central | UT | Saint.George.AWOS.724754 | 3 | 142354 | 31.9051 | 17.6239 | 57.1432 | 31.6526 | 25.4906 | 938.94 | 1.7432 | -27.44 | 3.5532 | -1.8101 | -26.7522 | 0.20476 | -40.02 | 2.1206 | -1.9158 | -49.4796 | 0.88101 | -74.37 | 4.5903 | -3.7093 | -89.5465 | 1.7432 | -27.44 | 3.5532 | -1.8101 | -26.7522 | 1.898 | -28.41 | 3.8026 | -1.9046 | -27.3249 | 0.0019444 | 0.062037 | 0.034268 | 0.11111 | 1.8257 | 0.0033894 | 0.00039814 | 0.001713 | 0.0033894 | 0.0036906 | -0.053355 | -0.077815 | -0.14461 | -0.053355 | -0.055241 | -0.052017 | -0.096209 | -0.17411 | -0.052017 | -0.053131 | 0.0019444 | 0.062037 | 0.034268 | 0.11111 | 1.8257 | 0.0033894 | 0.00039814 | 0.001713 | 0.0033894 | 0.0036906 | -0.053355 | -0.077815 | -0.14461 | -0.053355 | -0.055241 | -0.052017 | -0.096209 | -0.17411 | -0.052017 | -0.053131
96 | 0.28 | 0.2 | South/Central | UT | Saint.George.AWOS.724754 | 3 | 142354 | 35.0016 | 15.2241 | 57.0929 | 34.7246 | 22.3683 | 871.12 | 1.7935 | 40.38 | 0.48126 | 1.3122 | 58.8421 | 0.25507 | 27.8 | -0.9514 | 1.2065 | 36.1147 | 0.93132 | -6.55 | 1.5183 | -0.58697 | -3.9522 | 1.7935 | 40.38 | 0.48126 | 1.3122 | 58.8421 | 1.9484 | 39.41 | 0.73063 | 1.2177 | 58.2693 | 0.0019444 | 0.068057 | 0.029602 | 0.11101 | 1.6938 | 0.0034873 | 0.00049597 | 0.0018109 | 0.0034873 | 0.0037884 | 0.078515 | 0.054055 | -0.012736 | 0.078515 | 0.076629 | 0.11441 | 0.070222 | -0.0076847 | 0.11441 | 0.1133 | 0.0019444 | 0.068057 | 0.029602 | 0.11101 | 1.6938 | 0.0034873 | 0.00049597 | 0.0018109 | 0.0034873 | 0.0037884 | 0.078515 | 0.054055 | -0.012736 | 0.078515 | 0.076629 | 0.11441 | 0.070222 | -0.0076847 | 0.11441 | 0.1133
97 | 0.28 | 0.25 | South/Central | UT | Saint.George.AWOS.724754 | 3 | 142354 | 33.684 | 16.0569 | 56.848 | 33.4174 | 23.4305 | 892.49 | 2.0384 | 19.01 | 1.7884 | 0.24999 | 33.103 | 0.5 | 6.43 | 0.35576 | 0.14424 | 10.3756 | 1.1762 | -27.92 | 2.8255 | -1.6492 | -29.6912 | 2.0384 | 19.01 | 1.7884 | 0.24999 | 33.103 | 2.1933 | 18.04 | 2.0378 | 0.15548 | 32.5303 | 0.0019444 | 0.065495 | 0.031221 | 0.11054 | 1.7354 | 0.0039635 | 0.0009722 | 0.0022871 | 0.0039635 | 0.0042646 | 0.036963 | 0.012503 | -0.054288 | 0.036963 | 0.035077 | 0.064366 | 0.020174 | -0.057732 | 0.064366 | 0.063252 | 0.0019444 | 0.065495 | 0.031221 | 0.11054 | 1.7354 | 0.0039635 | 0.0009722 | 0.0022871 | 0.0039635 | 0.0042646 | 0.036963 | 0.012503 | -0.054288 | 0.036963 | 0.035077 | 0.064366 | 0.020174 | -0.057732 | 0.064366 | 0.063252
98 | 0.28 | 0.3 | South/Central | UT | Saint.George.AWOS.724754 | 3 | 142354 | 33.2024 | 16.2786 | 56.6785 | 32.9396 | 23.7389 | 897.99 | 2.2079 | 13.51 | 2.2663 | -0.058397 | 26.8998 | 0.66946 | 0.93 | 0.83361 | -0.16415 | 4.1724 | 1.3457 | -33.42 | 3.3033 | -1.9576 | -35.8944 | 2.2079 | 13.51 | 2.2663 | -0.058397 | 26.8998 | 2.3627 | 12.54 | 2.5156 | -0.1529 | 26.3271 | 0.0019444 | 0.064559 | 0.031652 | 0.11021 | 1.7461 | 0.004293 | 0.0013017 | 0.0026166 | 0.004293 | 0.0045941 | 0.026269 | 0.0018083 | -0.064982 | 0.026269 | 0.024383 | 0.052304 | 0.0081129 | -0.069793 | 0.052304 | 0.051191 | 0.0019444 | 0.064559 | 0.031652 | 0.11021 | 1.7461 | 0.004293 | 0.0013017 | 0.0026166 | 0.004293 | 0.0045941 | 0.026269 | 0.0018083 | -0.064982 | 0.026269 | 0.024383 | 0.052304 | 0.0081129 | -0.069793 | 0.052304 | 0.051191
99 | 0.28 | 0.35 | South/Central | UT | Saint.George.AWOS.724754 | 3 | 142354 | 32.1215 | 17.0521 | 56.5967 | 31.8672 | 24.7295 | 918.84 | 2.2897 | -7.34 | 3.3386 | -1.049 | 1.0056 | 0.75125 | -19.92 | 1.906 | -1.1547 | -21.7218 | 1.4275 | -54.27 | 4.3757 | -2.9482 | -61.7887 | 2.2897 | -7.34 | 3.3386 | -1.049 | 1.0056 | 2.4445 | -8.31 | 3.588 | -1.1435 | 0.43285 | 0.0019444 | 0.062457 | 0.033156 | 0.11005 | 1.7866 | 0.004452 | 0.0014607 | 0.0027756 | 0.004452 | 0.0047532 | -0.014272 | -0.038733 | -0.10552 | -0.014272 | -0.016158 | 0.0019552 | -0.042236 | -0.12014 | 0.0019552 | 0.00084163 | 0.0019444 | 0.062457 | 0.033156 | 0.11005 | 1.7866 | 0.004452 | 0.0014607 | 0.0027756 | 0.004452 | 0.0047532 | -0.014272 | -0.038733 | -0.10552 | -0.014272 | -0.016158 | 0.0019552 | -0.042236 | -0.12014 | 0.0019552 | 0.00084163
100 | 0.28 | 0.4 | South/Central | UT | Saint.George.AWOS.724754 | 3 | 142354 | 31.3202 | 17.6296 | 56.5386 | 31.0722 | 25.4664 | 934.35 | 2.3478 | -22.85 | 4.1336 | -1.7859 | -18.2925 | 0.80935 | -35.43 | 2.701 | -1.8916 | -41.0199 | 1.4856 | -69.78 | 5.1707 | -3.6851 | -81.0868 | 2.3478 | -22.85 | 4.1336 | -1.7859 | -18.2925 | 2.5026 | -23.82 | 4.383 | -1.8804 | -18.8652 | 0.0019444 | 0.060899 | 0.034279 | 0.10993 | 1.8168 | 0.004565 | 0.0015737 | 0.0028886 | 0.004565 | 0.0048661 | -0.04443 | -0.06889 | -0.13568 | -0.04443 | -0.046316 | -0.035568 | -0.07976 | -0.15767 | -0.035568 | -0.036682 | 0.0019444 | 0.060899 | 0.034279 | 0.10993 | 1.8168 | 0.004565 | 0.0015737 | 0.0028886 | 0.004565 | 0.0048661 | -0.04443 | -0.06889 | -0.13568 | -0.04443 | -0.046316 | -0.035568 | -0.07976 | -0.15767 | -0.035568 | -0.036682
101 | 0.27 | 0.2 | South/Central | UT | Saint.George.AWOS.724754 | 3 | 142354 | 34.6868 | 15.2241 | 56.7628 | 34.4123 | 22.3505 | 868.53 | 2.1236 | 42.97 | 0.79358 | 1.33 | 63.5865 | 0.58521 | 30.39 | -0.63909 | 1.2243 | 40.8591 | 1.2615 | -3.96 | 1.8306 | -0.56916 | 0.7923 | 2.1236 | 42.97 | 0.79358 | 1.33 | 63.5865 | 2.2785 | 42 | 1.0429 | 1.2355 | 63.0138 | 0.0019444 | 0.067445 | 0.029602 | 0.11037 | 1.6888 | 0.0041292 | 0.0011379 | 0.0024528 | 0.0041292 | 0.0044303 | 0.083551 | 0.059091 | -0.0076999 | 0.083551 | 0.081665 | 0.12364 | 0.079447 | 0.0015406 | 0.12364 | 0.12252 | 0.0019444 | 0.067445 | 0.029602 | 0.11037 | 1.6888 | 0.0041292 | 0.0011379 | 0.0024528 | 0.0041292 | 0.0044303 | 0.083551 | 0.059091 | -0.0076999 | 0.083551 | 0.081665 | 0.12364 | 0.079447 | 0.0015406 | 0.12364 | 0.12252
102 | 0.27 | 0.25 | South/Central | UT | Saint.George.AWOS.724754 | 3 | 142354 | 33.379 | 16.0476 | 56.5141 | 33.1147 | 23.3993 | 889.58 | 2.3723 | 21.92 | 2.0911 | 0.28116 | 38.2594 | 0.83388 | 9.34 | 0.65847 | 0.17541 | 15.532 | 1.5101 | -25.01 | 3.1282 | -1.618 | -24.5348 | 2.3723 | 21.92 | 2.0911 | 0.28116 | 38.2594 | 2.5272 | 20.95 | 2.3405 | 0.18666 | 37.6867 | 0.0019444 | 0.064902 | 0.031203 | 0.10989 | 1.7297 | 0.0046127 | 0.0016214 | 0.0029363 | 0.0046127 | 0.0049138 | 0.042621 | 0.018161 | -0.04863 | 0.042621 | 0.040735 | 0.074392 | 0.030201 | -0.047706 | 0.074392 | 0.073278 | 0.0019444 | 0.064902 | 0.031203 | 0.10989 | 1.7297 | 0.0046127 | 0.0016214 | 0.0029363 | 0.0046127 | 0.0049138 | 0.042621 | 0.018161 | -0.04863 | 0.042621 | 0.040735 | 0.074392 | 0.030201 | -0.047706 | 0.074392 | 0.073278
103 | 0.27 | 0.3 | South/Central | UT | Saint.George.AWOS.724754 | 3 | 142354 | 32.7326 | 16.4097 | 56.3548 | 32.4735 | 23.8813 | 898.9 | 2.5316 | 12.6 | 2.7324 | -0.20079 | 27.2031 | 0.9932 | 0.02 | 1.2997 | -0.30654 | 4.4757 | 1.6694 | -34.33 | 3.7694 | -2.1 | -35.5911 | 2.5316 | 12.6 | 2.7324 | -0.20079 | 27.2031 | 2.6865 | 11.63 | 2.9818 | -0.29529 | 26.6304 | 0.0019444 | 0.063646 | 0.031907 | 0.10958 | 1.7478 | 0.0049225 | 0.0019312 | 0.0032461 | 0.0049225 | 0.0052236 | 0.0245 | 3.8888e-05 | -0.066752 | 0.0245 | 0.022613 | 0.052894 | 0.0087026 | -0.069204 | 0.052894 | 0.05178 | 0.0019444 | 0.063646 | 0.031907 | 0.10958 | 1.7478 | 0.0049225 | 0.0019312 | 0.0032461 | 0.0049225 | 0.0052236 | 0.0245 | 3.8888e-05 | -0.066752 | 0.0245 | 0.022613 | 0.052894 | 0.0087026 | -0.069204 | 0.052894 | 0.05178
104 | 0.27 | 0.35 | South/Central | UT | Saint.George.AWOS.724754 | 3 | 142354 | 31.6461 | 17.2524 | 56.3521 | 31.3955 | 24.9565 | 922.09 | 2.5343 | -10.59 | 3.8103 | -1.276 | -2.0148 | 0.99589 | -23.17 | 2.3777 | -1.3818 | -24.7422 | 1.6721 | -57.52 | 4.8474 | -3.1752 | -64.8091 | 2.5343 | -10.59 | 3.8103 | -1.276 | -2.0148 | 2.6892 | -11.56 | 4.0597 | -1.3705 | -2.5875 | 0.0019444 | 0.061533 | 0.033546 | 0.10957 | 1.7929 | 0.0049277 | 0.0019364 | 0.0032513 | 0.0049277 | 0.0052289 | -0.020591 | -0.045052 | -0.11184 | -0.020591 | -0.022477 | -0.0039176 | -0.048109 | -0.12602 | -0.0039176 | -0.0050312 | 0.0019444 | 0.061533 | 0.033546 | 0.10957 | 1.7929 | 0.0049277 | 0.0019364 | 0.0032513 | 0.0049277 | 0.0052289 | -0.020591 | -0.045052 | -0.11184 | -0.020591 | -0.022477 | -0.0039176 | -0.048109 | -0.12602 | -0.0039176 | -0.0050312
105 | 0.27 | 0.4 | South/Central | UT | Saint.George.AWOS.724754 | 3 | 142354 | 31.0258 | 17.6303 | 56.2257 | 30.7801 | 25.4456 | 931.79 | 2.6607 | -20.29 | 4.4258 | -1.7651 | -13.6896 | 1.1223 | -32.87 | 2.9931 | -1.8708 | -36.417 | 1.7985 | -67.22 | 5.4628 | -3.6643 | -76.4838 | 2.6607 | -20.29 | 4.4258 | -1.7651 | -13.6896 | 2.8155 | -21.26 | 4.6751 | -1.8596 | -14.2623 | 0.0019444 | 0.060327 | 0.034281 | 0.10933 | 1.8118 | 0.0051734 | 0.0021821 | 0.003497 | 0.0051734 | 0.0054746 | -0.039452 | -0.063913 | -0.1307 | -0.039452 | -0.041338 | -0.026618 | -0.070809 | -0.14872 | -0.026618 | -0.027732 | 0.0019444 | 0.060327 | 0.034281 | 0.10933 | 1.8118 | 0.0051734 | 0.0021821 | 0.003497 | 0.0051734 | 0.0054746 | -0.039452 | -0.063913 | -0.1307 | -0.039452 | -0.041338 | -0.026618 | -0.070809 | -0.14872 | -0.026618 | -0.027732
106 | 0.26 | 0.2 | South/Central | UT | Saint.George.AWOS.724754 | 3 | 142354 | 34.3718 | 15.2191 | 56.4231 | 34.0997 | 22.3234 | 865.67 | 2.4633 | 45.83 | 1.1062 | 1.3571 | 68.7062 | 0.9249 | 33.25 | -0.32647 | 1.2514 | 45.9788 | 1.6011 | -1.1 | 2.1432 | -0.54208 | 5.9119 | 2.4633 | 45.83 | 1.1062 | 1.3571 | 68.7062 | 2.6182 | 44.86 | 1.3556 | 1.2626 | 68.1335 | 0.0019444 | 0.066833 | 0.029592 | 0.10971 | 1.6832 | 0.0047897 | 0.0017984 | 0.0031133 | 0.0047897 | 0.0050908 | 0.089112 | 0.064652 | -0.0021388 | 0.089112 | 0.087226 | 0.13359 | 0.089402 | 0.011495 | 0.13359 | 0.13248 | 0.0019444 | 0.066833 | 0.029592 | 0.10971 | 1.6832 | 0.0047897 | 0.0017984 | 0.0031133 | 0.0047897 | 0.0050908 | 0.089112 | 0.064652 | -0.0021388 | 0.089112 | 0.087226 | 0.13359 | 0.089402 | 0.011495 | 0.13359 | 0.13248
107 | 0.26 | 0.25 | South/Central | UT | Saint.George.AWOS.724754 | 3 | 142354 | 33.0699 | 16.0476 | 56.1853 | 32.8081 | 23.3773 | 886.91 | 2.701 | 24.59 | 2.3978 | 0.30323 | 43.1013 | 1.1626 | 12.01 | 0.96514 | 0.19748 | 20.3739 | 1.8389 | -22.34 | 3.4348 | -1.596 | -19.693 | 2.701 | 24.59 | 2.3978 | 0.30323 | 43.1013 | 2.8559 | 23.62 | 2.6472 | 0.20872 | 42.5286 | 0.0019444 | 0.064301 | 0.031203 | 0.10925 | 1.7245 | 0.0052519 | 0.0022606 | 0.0035755 | 0.0052519 | 0.005553 | 0.047813 | 0.023352 | -0.043438 | 0.047813 | 0.045927 | 0.083807 | 0.039615 | -0.038291 | 0.083807 | 0.082693 | 0.0019444 | 0.064301 | 0.031203 | 0.10925 | 1.7245 | 0.0052519 | 0.0022606 | 0.0035755 | 0.0052519 | 0.005553 | 0.047813 | 0.023352 | -0.043438 | 0.047813 | 0.045927 | 0.083807 | 0.039615 | -0.038291 | 0.083807 | 0.082693
108 | 0.26 | 0.3 | South/Central | UT | Saint.George.AWOS.724754 | 3 | 142354 | 32.183 | 16.635 | 56.0708 | 31.9281 | 24.1427 | 902.66 | 2.8156 | 8.84 | 3.2778 | -0.4622 | 23.7548 | 1.2771 | -3.74 | 1.8451 | -0.56795 | 1.0274 | 1.9534 | -38.09 | 4.3148 | -2.3614 | -39.0395 | 2.8156 | 8.84 | 3.2778 | -0.4622 | 23.7548 | 2.9704 | 7.87 | 3.5271 | -0.5567 | 23.182 | 0.0019444 | 0.062577 | 0.032345 | 0.10902 | 1.7551 | 0.0054746 | 0.0024833 | 0.0037982 | 0.0054746 | 0.0057757 | 0.017189 | -0.0072721 | -0.074063 | 0.017189 | 0.015302 | 0.046189 | 0.0019976 | -0.075909 | 0.046189 | 0.045075 | 0.0019444 | 0.062577 | 0.032345 | 0.10902 | 1.7551 | 0.0054746 | 0.0024833 | 0.0037982 | 0.0054746 | 0.0057757 | 0.017189 | -0.0072721 | -0.074063 | 0.017189 | 0.015302 | 0.046189 | 0.0019976 | -0.075909 | 0.046189 | 0.045075
109 | 0.26 | 0.35 | South/Central | UT | Saint.George.AWOS.724754 | 3 | 142354 | 31.1609 | 17.4678 | 56.1271 | 30.9141 | 25.213 | 926.12 | 2.7593 | -14.62 | 4.2917 | -1.5325 | -6.0891 | 1.2208 | -27.2 | 2.859 | -1.6382 | -28.8165 | 1.8971 | -61.55 | 5.3287 | -3.4317 | -68.8834 | 2.7593 | -14.62 | 4.2917 | -1.5325 | -6.0891 | 2.9141 | -15.59 | 4.5411 | -1.627 | -6.6619 | 0.0019444 | 0.06059 | 0.033965 | 0.10913 | 1.8008 | 0.0053651 | 0.0023738 | 0.0036887 | 0.0053651 | 0.0056662 | -0.028427 | -0.052888 | -0.11968 | -0.028427 | -0.030313 | -0.01184 | -0.056031 | -0.13394 | -0.01184 | -0.012953 | 0.0019444 | 0.06059 | 0.033965 | 0.10913 | 1.8008 | 0.0053651 | 0.0023738 | 0.0036887 | 0.0053651 | 0.0056662 | -0.028427 | -0.052888 | -0.11968 | -0.028427 | -0.030313 | -0.01184 | -0.056031 | -0.13394 | -0.01184 | -0.012953
110 | 0.26 | 0.4 | South/Central | UT | Saint.George.AWOS.724754 | 3 | 142354 | 30.7307 | 17.6403 | 55.9302 | 30.4873 | 25.4429 | 929.74 | 2.9562 | -18.24 | 4.7186 | -1.7624 | -9.8028 | 1.4178 | -30.82 | 3.2859 | -1.8681 | -32.5302 | 2.094 | -65.17 | 5.7556 | -3.6616 | -72.597 | 2.9562 | -18.24 | 4.7186 | -1.7624 | -9.8028 | 3.1111 | -19.21 | 4.9679 | -1.8569 | -10.3755 | 0.0019444 | 0.059753 | 0.0343 | 0.10875 | 1.8078 | 0.005748 | 0.0027567 | 0.0040716 | 0.005748 | 0.0060492 | -0.035466 | -0.059927 | -0.12672 | -0.035466 | -0.037352 | -0.019061 | -0.063252 | -0.14116 | -0.019061 | -0.020174 | 0.0019444 | 0.059753 | 0.0343 | 0.10875 | 1.8078 | 0.005748 | 0.0027567 | 0.0040716 | 0.005748 | 0.0060492 | -0.035466 | -0.059927 | -0.12672 | -0.035466 | -0.037352 | -0.019061 | -0.063252 | -0.14116 | -0.019061 | -0.020174
111 | 0.25 | 0.2 | South/Central | UT | Saint.George.AWOS.724754 | 3 | 142354 | 34.0517 | 15.2191 | 56.0926 | 33.7821 | 22.3105 | 863.18 | 2.7937 | 48.32 | 1.4238 | 1.37 | 73.3194 | 1.2553 | 35.74 | -0.008897 | 1.2642 | 50.592 | 1.9316 | 1.39 | 2.4608 | -0.52923 | 10.5251 | 2.7937 | 48.32 | 1.4238 | 1.37 | 73.3194 | 2.9486 | 47.35 | 1.6731 | 1.2755 | 72.7467 | 0.0019444 | 0.066211 | 0.029592 | 0.10907 | 1.6784 | 0.0054322 | 0.0024409 | 0.0037558 | 0.0054322 | 0.0057333 | 0.093954 | 0.069493 | 0.0027027 | 0.093954 | 0.092068 | 0.14256 | 0.098371 | 0.020465 | 0.14256 | 0.14145 | 0.0019444 | 0.066211 | 0.029592 | 0.10907 | 1.6784 | 0.0054322 | 0.0024409 | 0.0037558 | 0.0054322 | 0.0057333 | 0.093954 | 0.069493 | 0.0027027 | 0.093954 | 0.092068 | 0.14256 | 0.098371 | 0.020465 | 0.14256 | 0.14145
112 | 0.25 | 0.25 | South/Central | UT | Saint.George.AWOS.724754 | 3 | 142354 | 32.7599 | 16.0426 | 55.86 | 32.5004 | 23.3596 | 884.34 | 3.0264 | 27.16 | 2.7055 | 0.3209 | 47.7803 | 1.488 | 14.58 | 1.2728 | 0.21515 | 25.0529 | 2.1642 | -19.77 | 3.7425 | -1.5783 | -15.014 | 3.0264 | 27.16 | 2.7055 | 0.3209 | 47.7803 | 3.1812 | 26.19 | 2.9548 | 0.2264 | 47.2075 | 0.0019444 | 0.063699 | 0.031193 | 0.10861 | 1.7195 | 0.0058845 | 0.0028932 | 0.0042081 | 0.0058845 | 0.0061856 | 0.05281 | 0.028349 | -0.038441 | 0.05281 | 0.050924 | 0.092904 | 0.048713 | -0.029193 | 0.092904 | 0.091791 | 0.0019444 | 0.063699 | 0.031193 | 0.10861 | 1.7195 | 0.0058845 | 0.0028932 | 0.0042081 | 0.0058845 | 0.0061856 | 0.05281 | 0.028349 | -0.038441 | 0.05281 | 0.050924 | 0.092904 | 0.048713 | -0.029193 | 0.092904 | 0.091791
113 | 0.25 | 0.3 | South/Central | UT | Saint.George.AWOS.724754 | 3 | 142354 | 31.638 | 16.8707 | 55.8019 | 31.3874 | 24.4145 | 906.73 | 3.0845 | 4.77 | 3.8185 | -0.73395 | 19.832 | 1.5461 | -7.81 | 2.3858 | -0.8397 | -2.8954 | 2.2223 | -42.16 | 4.8555 | -2.6332 | -42.9623 | 3.0845 | 4.77 | 3.8185 | -0.73395 | 19.832 | 3.2394 | 3.8 | 4.0678 | -0.82845 | 19.2593 | 0.0019444 | 0.061517 | 0.032804 | 0.1085 | 1.7631 | 0.0059975 | 0.0030062 | 0.0043211 | 0.0059975 | 0.0062987 | 0.0092748 | -0.015186 | -0.081976 | 0.0092748 | 0.0073888 | 0.038561 | -0.0056299 | -0.083536 | 0.038561 | 0.037448 | 0.0019444 | 0.061517 | 0.032804 | 0.1085 | 1.7631 | 0.0059975 | 0.0030062 | 0.0043211 | 0.0059975 | 0.0062987 | 0.0092748 | -0.015186 | -0.081976 | 0.0092748 | 0.0073888 | 0.038561 | -0.0056299 | -0.083536 | 0.038561 | 0.037448
114 | 0.25 | 0.35 | South/Central | UT | Saint.George.AWOS.724754 | 3 | 142354 | 30.6459 | 17.7341 | 55.9335 | 30.4032 | 25.5304 | 931.66 | 2.9528 | -20.16 | 4.8027 | -1.8499 | -12.2269 | 1.4144 | -32.74 | 3.37 | -1.9556 | -34.9543 | 2.0907 | -67.09 | 5.8397 | -3.7491 | -75.0212 | 2.9528 | -20.16 | 4.8027 | -1.8499 | -12.2269 | 3.1077 | -21.13 | 5.0521 | -1.9444 | -12.7996 | 0.0019444 | 0.059588 | 0.034482 | 0.10876 | 1.8115 | 0.0057415 | 0.0027502 | 0.0040651 | 0.0057415 | 0.0060426 | -0.039199 | -0.06366 | -0.13045 | -0.039199 | -0.041085 | -0.023774 | -0.067965 | -0.14587 | -0.023774 | -0.024888 | 0.0019444 | 0.059588 | 0.034482 | 0.10876 | 1.8115 | 0.0057415 | 0.0027502 | 0.0040651 | 0.0057415 | 0.0060426 | -0.039199 | -0.06366 | -0.13045 | -0.039199 | -0.041085 | -0.023774 | -0.067965 | -0.14587 | -0.023774 | -0.024888
115 | 0.25 | 0.4 | South/Central | UT | Saint.George.AWOS.724754 | 3 | 142354 | 30.4363 | 17.6449 | 55.6251 | 30.1952 | 25.4299 | 927.41 | 3.2613 | -15.91 | 5.0107 | -1.7494 | -5.5132 | 1.7229 | -28.49 | 3.578 | -1.8551 | -28.2406 | 2.3991 | -62.84 | 6.0477 | -3.6486 | -68.3075 | 3.2613 | -15.91 | 5.0107 | -1.7494 | -5.5132 | 3.4162 | -16.88 | 5.26 | -1.8439 | -6.0859 | 0.0019444 | 0.059181 | 0.034309 | 0.10816 | 1.8033 | 0.0063413 | 0.00335 | 0.0046649 | 0.0063413 | 0.0066424 | -0.030936 | -0.055396 | -0.12219 | -0.030936 | -0.032822 | -0.01072 | -0.054911 | -0.13282 | -0.01072 | -0.011834 | 0.0019444 | 0.059181 | 0.034309 | 0.10816 | 1.8033 | 0.0063413 | 0.00335 | 0.0046649 | 0.0063413 | 0.0066424 | -0.030936 | -0.055396 | -0.12219 | -0.030936 | -0.032822 | -0.01072 | -0.054911 | -0.13282 | -0.01072 | -0.011834
116 | 0.24 | 0.2 | South/Central | UT | Saint.George.AWOS.724754 | 3 | 142354 | 33.742 | 15.2095 | 55.7533 | 33.4747 | 22.2786 | 860.22 | 3.1331 | 51.28 | 1.7311 | 1.4019 | 78.5674 | 1.5946 | 38.7 | 0.29846 | 1.2962 | 55.84 | 2.2709 | 4.35 | 2.7682 | -0.49726 | 15.7732 | 3.1331 | 51.28 | 1.7311 | 1.4019 | 78.5674 | 3.2879 | 50.31 | 1.9805 | 1.3074 | 77.9947 | 0.0019444 | 0.065608 | 0.029574 | 0.10841 | 1.6726 | 0.006092 | 0.0031006 | 0.0044155 | 0.006092 | 0.0063931 | 0.099709 | 0.075249 | 0.0084582 | 0.099709 | 0.097823 | 0.15277 | 0.10858 | 0.03067 | 0.15277 | 0.15165 | 0.0019444 | 0.065608 | 0.029574 | 0.10841 | 1.6726 | 0.006092 | 0.0031006 | 0.0044155 | 0.006092 | 0.0063931 | 0.099709 | 0.075249 | 0.0084582 | 0.099709 | 0.097823 | 0.15277 | 0.10858 | 0.03067 | 0.15277 | 0.15165
117 | 0.24 | 0.25 | South/Central | UT | Saint.George.AWOS.724754 | 3 | 142354 | 32.4548 | 16.0426 | 55.5352 | 32.1977 | 23.3375 | 881.69 | 3.3512 | 29.81 | 3.0082 | 0.34297 | 52.5713 | 1.8127 | 17.23 | 1.5755 | 0.23722 | 29.8439 | 2.489 | -17.12 | 4.0452 | -1.5562 | -10.2229 | 3.3512 | 29.81 | 3.0082 | 0.34297 | 52.5713 | 3.506 | 28.84 | 3.2576 | 0.24847 | 51.9986 | 0.0019444 | 0.063105 | 0.031193 | 0.10798 | 1.7144 | 0.006516 | 0.0035247 | 0.0048396 | 0.006516 | 0.0068171 | 0.057963 | 0.033502 | -0.033288 | 0.057963 | 0.056077 | 0.10222 | 0.058029 | -0.019878 | 0.10222 | 0.10111 | 0.0019444 | 0.063105 | 0.031193 | 0.10798 | 1.7144 | 0.006516 | 0.0035247 | 0.0048396 | 0.006516 | 0.0068171 | 0.057963 | 0.033502 | -0.033288 | 0.057963 | 0.056077 | 0.10222 | 0.058029 | -0.019878 | 0.10222 | 0.10111
118 | 0.24 | 0.3 | South/Central | UT | Saint.George.AWOS.724754 | 3 | 142354 | 31.3333 | 16.871 | 55.4825 | 31.085 | 24.3975 | 904.22 | 3.4039 | 7.28 | 4.1209 | -0.71696 | 24.4155 | 1.8655 | -5.3 | 2.6882 | -0.82271 | 1.6881 | 2.5417 | -39.65 | 5.1579 | -2.6162 | -38.3787 | 3.4039 | 7.28 | 4.1209 | -0.71696 | 24.4155 | 3.5588 | 6.31 | 4.3702 | -0.81146 | 23.8428 | 0.0019444 | 0.060925 | 0.032804 | 0.10788 | 1.7582 | 0.0066186 | 0.0036273 | 0.0049422 | 0.0066186 | 0.0069197 | 0.014155 | -0.010305 | -0.077096 | 0.014155 | 0.012269 | 0.047474 | 0.0032824 | -0.074624 | 0.047474 | 0.04636 | 0.0019444 | 0.060925 | 0.032804 | 0.10788 | 1.7582 | 0.0066186 | 0.0036273 | 0.0049422 | 0.0066186 | 0.0069197 | 0.014155 | -0.010305 | -0.077096 | 0.014155 | 0.012269 | 0.047474 | 0.0032824 | -0.074624 | 0.047474 | 0.04636
119 | 0.24 | 0.35 | South/Central | UT | Saint.George.AWOS.724754 | 3 | 142354 | 30.3458 | 17.7388 | 55.6238 | 30.1054 | 25.5184 | 929.32 | 3.2626 | -17.82 | 5.1005 | -1.8379 | -7.9045 | 1.7242 | -30.4 | 3.6678 | -1.9437 | -30.6319 | 2.4004 | -64.75 | 6.1375 | -3.7371 | -70.6988 | 3.2626 | -17.82 | 5.1005 | -1.8379 | -7.9045 | 3.4174 | -18.79 | 5.3499 | -1.9324 | -8.4772 | 0.0019444 | 0.059005 | 0.034492 | 0.10816 | 1.807 | 0.0063438 | 0.0033525 | 0.0046674 | 0.0063438 | 0.0066449 | -0.034649 | -0.05911 | -0.1259 | -0.034649 | -0.036535 | -0.01537 | -0.059561 | -0.13747 | -0.01537 | -0.016483 | 0.0019444 | 0.059005 | 0.034492 | 0.10816 | 1.807 | 0.0063438 | 0.0033525 | 0.0046674 | 0.0063438 | 0.0066449 | -0.034649 | -0.05911 | -0.1259 | -0.034649 | -0.036535 | -0.01537 | -0.059561 | -0.13747 | -0.01537 | -0.016483
120 | 0.24 | 0.4 | South/Central | UT | Saint.George.AWOS.724754 | 3 | 142354 | 30.1458 | 17.6456 | 55.321 | 29.9069 | 25.4141 | 925.02 | 3.5653 | -13.52 | 5.2989 | -1.7336 | -1.1606 | 2.0269 | -26.1 | 3.8663 | -1.8394 | -23.888 | 2.7032 | -60.45 | 6.336 | -3.6328 | -63.9548 | 3.5653 | -13.52 | 5.2989 | -1.7336 | -1.1606 | 3.7202 | -14.49 | 5.5483 | -1.8281 | -1.7333 | 0.0019444 | 0.058616 | 0.03431 | 0.10757 | 1.7986 | 0.0069325 | 0.0039412 | 0.0052561 | 0.0069325 | 0.0072336 | -0.026288 | -0.050749 | -0.11754 | -0.026288 | -0.028174 | -0.0022566 | -0.046448 | -0.12435 | -0.0022566 | -0.0033702 | 0.0019444 | 0.058616 | 0.03431 | 0.10757 | 1.7986 | 0.0069325 | 0.0039412 | 0.0052561 | 0.0069325 | 0.0072336 | -0.026288 | -0.050749 | -0.11754 | -0.026288 | -0.028174 | -0.0022566 | -0.046448 | -0.12435 | -0.0022566 | -0.0033702
121 | 0.22 | 0.2 | South/Central | UT | Saint.George.AWOS.724754 | 3 | 142354 | 33.1169 | 15.1998 | 55.0834 | 32.8545 | 22.229 | 854.67 | 3.8029 | 56.83 | 2.3514 | 1.4515 | 88.5599 | 2.2645 | 44.25 | 0.91875 | 1.3458 | 65.8325 | 2.9408 | 9.9 | 3.3884 | -0.44768 | 25.7656 | 3.8029 | 56.83 | 2.3514 | 1.4515 | 88.5599 | 3.9578 | 55.86 | 2.6008 | 1.357 | 87.9872 | 0.0019444 | 0.064393 | 0.029555 | 0.1071 | 1.6618 | 0.0073945 | 0.0044032 | 0.0057181 | 0.0073945 | 0.0076956 | 0.1105 | 0.08604 | 0.01925 | 0.1105 | 0.10861 | 0.1722 | 0.12801 | 0.050099 | 0.1722 | 0.17108 | 0.0019444 | 0.064393 | 0.029555 | 0.1071 | 1.6618 | 0.0073945 | 0.0044032 | 0.0057181 | 0.0073945 | 0.0076956 | 0.1105 | 0.08604 | 0.01925 | 0.1105 | 0.10861 | 0.1722 | 0.12801 | 0.050099 | 0.1722 | 0.17108
122 | 0.22 | 0.25 | South/Central | UT | Saint.George.AWOS.724754 | 3 | 142354 | 31.83 | 16.0375 | 54.8701 | 31.5777 | 23.2924 | 876.26 | 4.0163 | 35.24 | 3.6282 | 0.3881 | 62.3812 | 2.4779 | 22.66 | 2.1955 | 0.28235 | 39.6538 | 3.1541 | -11.69 | 4.6652 | -1.5111 | -0.41307 | 4.0163 | 35.24 | 3.6282 | 0.3881 | 62.3812 | 4.1711 | 34.27 | 3.8775 | 0.2936 | 61.8085 | 0.0019444 | 0.061891 | 0.031184 | 0.10669 | 1.7038 | 0.0078093 | 0.004818 | 0.0061329 | 0.0078093 | 0.0081104 | 0.068521 | 0.04406 | -0.02273 | 0.068521 | 0.066635 | 0.12129 | 0.077103 | -0.00080319 | 0.12129 | 0.12018 | 0.0019444 | 0.061891 | 0.031184 | 0.10669 | 1.7038 | 0.0078093 | 0.004818 | 0.0061329 | 0.0078093 | 0.0081104 | 0.068521 | 0.04406 | -0.02273 | 0.068521 | 0.066635 | 0.12129 | 0.077103 | -0.00080319 | 0.12129 | 0.12018
123 | 0.22 | 0.3 | South/Central | UT | Saint.George.AWOS.724754 | 3 | 142354 | 30.7189 | 16.871 | 54.838 | 30.4753 | 24.3627 | 899.14 | 4.0483 | 12.36 | 4.7306 | -0.68223 | 33.6756 | 2.5099 | -0.22 | 3.2979 | -0.78798 | 10.9482 | 3.1862 | -34.57 | 5.7676 | -2.5814 | -29.1187 | 4.0483 | 12.36 | 4.7306 | -0.68223 | 33.6756 | 4.2032 | 11.39 | 4.9799 | -0.77673 | 33.1028 | 0.0019444 | 0.05973 | 0.032804 | 0.10663 | 1.7483 | 0.0078716 | 0.0048803 | 0.0061952 | 0.0078716 | 0.0081728 | 0.024033 | -0.00042777 | -0.067218 | 0.024033 | 0.022147 | 0.065479 | 0.021288 | -0.056619 | 0.065479 | 0.064365 | 0.0019444 | 0.05973 | 0.032804 | 0.10663 | 1.7483 | 0.0078716 | 0.0048803 | 0.0061952 | 0.0078716 | 0.0081728 | 0.024033 | -0.00042777 | -0.067218 | 0.024033 | 0.022147 | 0.065479 | 0.021288 | -0.056619 | 0.065479 | 0.064365
124 | 0.22 | 0.35 | South/Central | UT | Saint.George.AWOS.724754 | 3 | 142354 | 29.7464 | 17.7491 | 55.004 | 29.5105 | 25.4934 | 924.62 | 3.8824 | -13.12 | 5.6953 | -1.8129 | 0.77314 | 2.344 | -25.7 | 4.2627 | -1.9187 | -21.9543 | 3.0202 | -60.05 | 6.7324 | -3.7121 | -62.0211 | 3.8824 | -13.12 | 5.6953 | -1.8129 | 0.77314 | 4.0373 | -14.09 | 5.9447 | -1.9074 | 0.20042 | 0.0019444 | 0.057839 | 0.034511 | 0.10695 | 1.7978 | 0.007549 | 0.0045577 | 0.0058726 | 0.007549 | 0.0078501 | -0.025511 | -0.049971 | -0.11676 | -0.025511 | -0.027397 | 0.0015033 | -0.042688 | -0.12059 | 0.0015033 | 0.0003897 | 0.0019444 | 0.057839 | 0.034511 | 0.10695 | 1.7978 | 0.007549 | 0.0045577 | 0.0058726 | 0.007549 | 0.0078501 | -0.025511 | -0.049971 | -0.11676 | -0.025511 | -0.027397 | 0.0015033 | -0.042688 | -0.12059 | 0.0015033 | 0.0003897
125 | 0.22 | 0.4 | South/Central | UT | Saint.George.AWOS.724754 | 3 | 142354 | 29.5514 | 17.6606 | 54.7161 | 29.317 | 25.3991 | 920.62 | 4.1703 | -9.12 | 5.8888 | -1.7186 | 7.054 | 2.6318 | -21.7 | 4.4562 | -1.8243 | -15.6734 | 3.3081 | -56.05 | 6.9259 | -3.6178 | -55.7403 | 4.1703 | -9.12 | 5.8888 | -1.7186 | 7.054 | 4.3251 | -10.09 | 6.1382 | -1.8131 | 6.4813 | 0.0019444 | 0.05746 | 0.034339 | 0.10639 | 1.7901 | 0.0081087 | 0.0051174 | 0.0064323 | 0.0081087 | 0.0084098 | -0.017733 | -0.042194 | -0.10898 | -0.017733 | -0.019619 | 0.013716 | -0.030476 | -0.10838 | 0.013716 | 0.012602 | 0.0019444 | 0.05746 | 0.034339 | 0.10639 | 1.7901 | 0.0081087 | 0.0051174 | 0.0064323 | 0.0081087 | 0.0084098 | -0.017733 | -0.042194 | -0.10898 | -0.017733 | -0.019619 | 0.013716 | -0.030476 | -0.10838 | 0.013716 | 0.012602
126 | 0.2 | 0.2 | South/Central | UT | Saint.George.AWOS.724754 | 3 | 142354 | 32.4776 | 15.1852 | 54.395 | 32.22 | 22.175 | 848.89 | 4.4914 | 62.61 | 2.9859 | 1.5056 | 98.9133 | 2.953 | 50.03 | 1.5532 | 1.3998 | 76.1859 | 3.6292 | 15.68 | 4.0229 | -0.39365 | 36.1191 | 4.4914 | 62.61 | 2.9859 | 1.5056 | 98.9133 | 4.6463 | 61.64 | 3.2352 | 1.4111 | 98.3406 | 0.0019444 | 0.06315 | 0.029526 | 0.10577 | 1.6506 | 0.0087331 | 0.0057418 | 0.0070567 | 0.0087331 | 0.0090343 | 0.12174 | 0.097279 | 0.030488 | 0.12174 | 0.11985 | 0.19233 | 0.14814 | 0.07023 | 0.19233 | 0.19121 | 0.0019444 | 0.06315 | 0.029526 | 0.10577 | 1.6506 | 0.0087331 | 0.0057418 | 0.0070567 | 0.0087331 | 0.0090343 | 0.12174 | 0.097279 | 0.030488 | 0.12174 | 0.11985 | 0.19233 | 0.14814 | 0.07023 | 0.19233 | 0.19121
127 | 0.2 | 0.25 | South/Central | UT | Saint.George.AWOS.724754 | 3 | 142354 | 31.2006 | 16.0287 | 54.2018 | 30.9531 | 23.2487 | 870.83 | 4.6846 | 40.67 | 4.2527 | 0.43184 | 72.1942 | 3.1461 | 28.09 | 2.8201 | 0.32609 | 49.4668 | 3.8224 | -6.26 | 5.2898 | -1.4674 | 9.3999 | 4.6846 | 40.67 | 4.2527 | 0.43184 | 72.1942 | 4.8394 | 39.7 | 4.5021 | 0.33734 | 71.6215 | 0.0019444 | 0.060667 | 0.031166 | 0.10539 | 1.6932 | 0.0091087 | 0.0061174 | 0.0074323 | 0.0091087 | 0.0094098 | 0.079079 | 0.054618 | -0.012172 | 0.079079 | 0.077193 | 0.14038 | 0.096184 | 0.018277 | 0.14038 | 0.13926 | 0.0019444 | 0.060667 | 0.031166 | 0.10539 | 1.6932 | 0.0091087 | 0.0061174 | 0.0074323 | 0.0091087 | 0.0094098 | 0.079079 | 0.054618 | -0.012172 | 0.079079 | 0.077193 | 0.14038 | 0.096184 | 0.018277 | 0.14038 | 0.13926
128 | 0.2 | 0.3 | South/Central | UT | Saint.George.AWOS.724754 | 3 | 142354 | 30.1037 | 16.8717 | 54.1936 | 29.8649 | 24.3287 | 894.07 | 4.6928 | 17.43 | 5.341 | -0.64814 | 42.9187 | 3.1544 | 4.85 | 3.9083 | -0.75389 | 20.1913 | 3.8306 | -29.5 | 6.378 | -2.5473 | -19.8756 | 4.6928 | 17.43 | 5.341 | -0.64814 | 42.9187 | 4.8477 | 16.46 | 5.5903 | -0.74264 | 42.346 | 0.0019444 | 0.058534 | 0.032806 | 0.10537 | 1.7384 | 0.0091248 | 0.0061334 | 0.0074483 | 0.0091248 | 0.0094259 | 0.033891 | 0.0094304 | -0.05736 | 0.033891 | 0.032005 | 0.083451 | 0.03926 | -0.038646 | 0.083451 | 0.082338 | 0.0019444 | 0.058534 | 0.032806 | 0.10537 | 1.7384 | 0.0091248 | 0.0061334 | 0.0074483 | 0.0091248 | 0.0094259 | 0.033891 | 0.0094304 | -0.05736 | 0.033891 | 0.032005 | 0.083451 | 0.03926 | -0.038646 | 0.083451 | 0.082338
129 | 0.2 | 0.35 | South/Central | UT | Saint.George.AWOS.724754 | 3 | 142354 | 29.1323 | 17.7545 | 54.3652 | 28.9011 | 25.4641 | 919.68 | 4.5211 | -8.18 | 6.3047 | -1.7836 | 9.8129 | 2.9827 | -20.76 | 4.8721 | -1.8893 | -12.9145 | 3.659 | -55.11 | 7.3418 | -3.6828 | -52.9814 | 4.5211 | -8.18 | 6.3047 | -1.7836 | 9.8129 | 4.676 | -9.15 | 6.5541 | -1.8781 | 9.2402 | 0.0019444 | 0.056645 | 0.034522 | 0.10571 | 1.7882 | 0.0087909 | 0.0057996 | 0.0071145 | 0.0087909 | 0.0090921 | -0.015905 | -0.040366 | -0.10716 | -0.015905 | -0.017791 | 0.01908 | -0.025111 | -0.10302 | 0.01908 | 0.017967 | 0.0019444 | 0.056645 | 0.034522 | 0.10571 | 1.7882 | 0.0087909 | 0.0057996 | 0.0071145 | 0.0087909 | 0.0090921 | -0.015905 | -0.040366 | -0.10716 | -0.015905 | -0.017791 | 0.01908 | -0.025111 | -0.10302 | 0.01908 | 0.017967
130 | 0.2 | 0.4 | South/Central | UT | Saint.George.AWOS.724754 | 3 | 142354 | 28.9566 | 17.6717 | 54.1029 | 28.7268 | 25.3761 | 916 | 4.7835 | -4.5 | 6.479 | -1.6956 | 15.5925 | 3.2451 | -17.08 | 5.0464 | -1.8013 | -7.1349 | 3.9213 | -51.43 | 7.5161 | -3.5948 | -47.2018 | 4.7835 | -4.5 | 6.479 | -1.6956 | 15.5925 | 4.9383 | -5.47 | 6.7284 | -1.7901 | 15.0197 | 0.0019444 | 0.056303 | 0.034361 | 0.1052 | 1.7811 | 0.009301 | 0.0063097 | 0.0076246 | 0.009301 | 0.0096021 | -0.0087498 | -0.033211 | -0.1 | -0.0087498 | -0.010636 | 0.030318 | -0.013873 | -0.09178 | 0.030318 | 0.029205 | 0.0019444 | 0.056303 | 0.034361 | 0.1052 | 1.7811 | 0.009301 | 0.0063097 | 0.0076246 | 0.009301 | 0.0096021 | -0.0087498 | -0.033211 | -0.1 | -0.0087498 | -0.010636 | 0.030318 | -0.013873 | -0.09178 | 0.030318 | 0.029205
Double | Double | Double | South/Central | UT | Saint.George.AWOS.724754 | 3 | 142354 | 34.8916 | 20.129 | 63.7008 | 34.6169 | 29.0839 | 1060.43 | -4.8144 | -148.93 | 0.58899 | -5.4034 | -209.1265 | -6.3528 | -161.51 | -0.84367 | -5.5092 | -231.8539 | -5.6766 | -195.86 | 1.626 | -7.3026 | -271.9208 | -4.8144 | -148.93 | 0.58899 | -5.4034 | -209.1265 | -4.6596 | -149.9 | 0.83836 | -5.4979 | -209.6992 | 0.0019444 | 0.067843 | 0.039139 | 0.12386 | 2.0619 | -0.0093612 | -0.012353 | -0.011038 | -0.0093612 | -0.0090601 | -0.28958 | -0.31404 | -0.38083 | -0.28958 | -0.29147 | -0.40663 | -0.45082 | -0.52873 | -0.40663 | -0.40774 | 0.0019444 | 0.067843 | 0.039139 | 0.12386 | 2.0619 | -0.0093612 | -0.012353 | -0.011038 | -0.0093612 | -0.0090601 | -0.28958 | -0.31404 | -0.38083 | -0.28958 | -0.29147 | -0.40663 | -0.45082 | -0.52873 | -0.40663 | -0.40774
Single | Single | Single | South/Central | UT | Saint.George.AWOS.724754 | 3 | 142354 | 42.7081 | 23.5872 | 76.6022 | 42.3743 | 34.2279 | 1258 | -17.7158 | -346.5 | -7.1684 | -10.5474 | -515.5408 | -19.2542 | -359.08 | -8.6011 | -10.6531 | -538.2682 | -18.578 | -393.43 | -6.1314 | -12.4466 | -578.335 | -17.7158 | -346.5 | -7.1684 | -10.5474 | -515.5408 | -17.5609 | -347.47 | -6.9191 | -10.6419 | -516.1135 | 0.0019444 | 0.083042 | 0.045863 | 0.14895 | 2.4461 | -0.034447 | -0.037438 | -0.036123 | -0.034447 | -0.034146 | -0.67374 | -0.6982 | -0.76499 | -0.67374 | -0.67562 | -1.0024 | -1.0466 | -1.1245 | -1.0024 | -1.0035 | 0.0019444 | 0.083042 | 0.045863 | 0.14895 | 2.4461 | -0.034447 | -0.037438 | -0.036123 | -0.034447 | -0.034146 | -0.67374 | -0.6982 | -0.76499 | -0.67374 | -0.67562 | -1.0024 | -1.0466 | -1.1245 | -1.0024 | -1.0035
1 | 0.35 | 0.47 | Southern | TX | San.Antonio.Intl.AP.722530 | 2 | 432881 | 22.1107 | 19.0189 | 47.6093 | 22.0735 | 25.5357 | 1025.09 | -1.5108 | -84.33 | 1.7663 | -3.2771 | -79.0422 | -2.5003 | -94.98 | 0.81828 | -3.3186 | -97.1221 | -3.1308 | -139.47 | 1.9958 | -5.1266 | -137.1585 | -1.5108 | -84.33 | 1.7663 | -3.2771 | -79.0422 | -1.5508 | -87.25 | 1.8461 | -3.3969 | -81.665 | 0.013694 | 0.30278 | 0.26044 | 0.65195 | 14.0374 | -0.020689 | -0.034239 | -0.042873 | -0.020689 | -0.021237 | -1.1548 | -1.3006 | -1.9099 | -1.1548 | -1.1948 | -1.0824 | -1.33 | -1.8782 | -1.0824 | -1.1183 | 0.011203 | 0.24771 | 0.21307 | 0.53338 | 11.4844 | -0.016926 | -0.028012 | -0.035076 | -0.016926 | -0.017374 | -0.94478 | -1.0641 | -1.5625 | -0.94478 | -0.97749 | -0.88553 | -1.0881 | -1.5366 | -0.88553 | -0.91492
2 | 0.35 | 0.42 | Southern | TX | San.Antonio.Intl.AP.722530 | 2 | 432881 | 22.6004 | 18.2388 | 47.069 | 22.5625 | 24.5065 | 997.97 | -0.97054 | -57.21 | 1.2773 | -2.2479 | -53.0599 | -1.96 | -67.86 | 0.32931 | -2.2894 | -71.1399 | -2.5906 | -112.35 | 1.5068 | -4.0974 | -111.1762 | -0.97054 | -57.21 | 1.2773 | -2.2479 | -53.0599 | -1.0106 | -60.13 | 1.3572 | -2.3677 | -55.6827 | 0.013694 | 0.30949 | 0.24976 | 0.64455 | 13.666 | -0.01329 | -0.02684 | -0.035475 | -0.01329 | -0.013838 | -0.78342 | -0.92926 | -1.5385 | -0.78342 | -0.82341 | -0.72659 | -0.97417 | -1.5224 | -0.72659 | -0.76251 | 0.011203 | 0.2532 | 0.20434 | 0.52733 | 11.1806 | -0.010873 | -0.021959 | -0.029023 | -0.010873 | -0.011322 | -0.64094 | -0.76026 | -1.2587 | -0.64094 | -0.67366 | -0.59445 | -0.797 | -1.2455 | -0.59445 | -0.62383
3 | 0.35 | 0.37 | Southern | TX | San.Antonio.Intl.AP.722530 | 2 | 432881 | 23.0902 | 17.5188 | 46.6188 | 23.0515 | 23.5673 | 973.63 | -0.52032 | -32.87 | 0.78834 | -1.3087 | -30.1037 | -1.5098 | -43.52 | -0.15966 | -1.3502 | -48.1837 | -2.1404 | -88.01 | 1.0179 | -3.1582 | -88.22 | -0.52032 | -32.87 | 0.78834 | -1.3087 | -30.1037 | -0.56034 | -35.79 | 0.86818 | -1.4285 | -32.7265 | 0.013694 | 0.31619 | 0.2399 | 0.63839 | 13.3327 | -0.0071252 | -0.020675 | -0.02931 | -0.0071252 | -0.0076732 | -0.45011 | -0.59595 | -1.2052 | -0.45011 | -0.4901 | -0.41223 | -0.65982 | -1.2081 | -0.41223 | -0.44815 | 0.011203 | 0.25869 | 0.19627 | 0.52228 | 10.9079 | -0.0058293 | -0.016915 | -0.023979 | -0.0058293 | -0.0062777 | -0.36825 | -0.48757 | -0.986 | -0.36825 | -0.40097 | -0.33726 | -0.53982 | -0.98836 | -0.33726 | -0.36665
4 | 0.35 | 0.32 | Southern | TX | San.Antonio.Intl.AP.722530 | 2 | 432881 | 23.64 | 16.8088 | 46.2286 | 23.6003 | 22.6283 | 949.88 | -0.13014 | -9.12 | 0.2395 | -0.36964 | -8.2067 | -1.1197 | -19.77 | -0.70851 | -0.41114 | -26.2867 | -1.7502 | -64.26 | 0.46902 | -2.2192 | -66.323 | -0.13014 | -9.12 | 0.2395 | -0.36964 | -8.2067 | -0.17016 | -12.04 | 0.31933 | -0.48949 | -10.8296 | 0.013694 | 0.32372 | 0.23018 | 0.63304 | 13.0075 | -0.0017821 | -0.015332 | -0.023967 | -0.0017821 | -0.0023302 | -0.12489 | -0.27073 | -0.87996 | -0.12489 | -0.16487 | -0.11238 | -0.35996 | -0.90821 | -0.11238 | -0.1483 | 0.011203 | 0.26485 | 0.18831 | 0.51791 | 10.6418 | -0.001458 | -0.012544 | -0.019608 | -0.001458 | -0.0019064 | -0.10217 | -0.22149 | -0.71992 | -0.10217 | -0.13489 | -0.091943 | -0.2945 | -0.74304 | -0.091943 | -0.12133
5 | 0.35 | 0.27 | Southern | TX | San.Antonio.Intl.AP.722530 | 2 | 432881 | 23.9999 | 16.3788 | 45.9985 | 23.9596 | 22.0389 | 935.13 | 0.10001 | 5.63 | -0.11975 | 0.21975 | 5.2774 | -0.88951 | -5.02 | -1.0678 | 0.17825 | -12.8026 | -1.52 | -49.51 | 0.10977 | -1.6298 | -52.8389 | 0.10001 | 5.63 | -0.11975 | 0.21975 | 5.2774 | 0.059981 | 2.71 | -0.039916 | 0.099897 | 2.6546 | 0.013694 | 0.32865 | 0.22429 | 0.62989 | 12.8055 | 0.0013694 | -0.012181 | -0.020815 | 0.0013694 | 0.00082137 | 0.077096 | -0.068743 | -0.67798 | 0.077096 | 0.03711 | 0.072268 | -0.17532 | -0.72356 | 0.072268 | 0.036351 | 0.011203 | 0.26888 | 0.1835 | 0.51534 | 10.4766 | 0.0011204 | -0.0099654 | -0.017029 | 0.0011204 | 0.00067199 | 0.063075 | -0.056241 | -0.55468 | 0.063075 | 0.030361 | 0.059124 | -0.14343 | -0.59197 | 0.059124 | 0.02974
6 | 0.35 | 0.23 | Southern | TX | San.Antonio.Intl.AP.722530 | 2 | 432881 | 24.2198 | 16.1588 | 45.8983 | 24.1791 | 21.7192 | 927.37 | 0.20012 | 13.39 | -0.33929 | 0.53941 | 12.1557 | -0.78939 | 2.74 | -1.2873 | 0.49791 | -5.9243 | -1.4199 | -41.75 | -0.10977 | -1.3101 | -45.9606 | 0.20012 | 13.39 | -0.33929 | 0.53941 | 12.1557 | 0.1601 | 10.47 | -0.25946 | 0.41955 | 9.5329 | 0.013694 | 0.33166 | 0.22128 | 0.62852 | 12.6992 | 0.0027404 | -0.01081 | -0.019444 | 0.0027404 | 0.0021923 | 0.18336 | 0.037521 | -0.57172 | 0.18336 | 0.14337 | 0.16646 | -0.081126 | -0.62937 | 0.16646 | 0.13054 | 0.011203 | 0.27134 | 0.18103 | 0.51421 | 10.3896 | 0.002242 | -0.0088438 | -0.015908 | 0.002242 | 0.0017936 | 0.15001 | 0.030697 | -0.46774 | 0.15001 | 0.1173 | 0.13618 | -0.066371 | -0.51491 | 0.13618 | 0.1068
7 | 0.35 | 0.19 | Southern | TX | San.Antonio.Intl.AP.722530 | 2 | 432881 | 24.7695 | 15.5189 | 45.6082 | 24.728 | 20.8802 | 906.74 | 0.4903 | 34.02 | -0.88814 | 1.3784 | 30.692 | -0.49921 | 23.37 | -1.8361 | 1.3369 | 12.612 | -1.1297 | -21.12 | -0.65861 | -0.47112 | -27.4243 | 0.4903 | 34.02 | -0.88814 | 1.3784 | 30.692 | 0.45027 | 31.1 | -0.8083 | 1.2586 | 28.0692 | 0.013694 | 0.33919 | 0.21251 | 0.62455 | 12.4167 | 0.006714 | -0.0068361 | -0.01547 | 0.006714 | 0.006166 | 0.46586 | 0.32002 | -0.28921 | 0.46586 | 0.42588 | 0.42029 | 0.17271 | -0.37554 | 0.42029 | 0.38437 | 0.011203 | 0.2775 | 0.17386 | 0.51096 | 10.1585 | 0.005493 | -0.0055928 | -0.012657 | 0.005493 | 0.0050446 | 0.38114 | 0.26182 | -0.23661 | 0.38114 | 0.34842 | 0.34385 | 0.1413 | -0.30724 | 0.34385 | 0.31447
8 | 0.35 | 0.17 | Southern | TX | San.Antonio.Intl.AP.722530 | 2 | 432881 | 25.0694 | 15.2088 | 45.498 | 25.0273 | 20.4706 | 896.95 | 0.60048 | 43.81 | -1.1875 | 1.788 | 39.1864 | -0.38903 | 33.16 | -2.1355 | 1.7465 | 21.1064 | -1.0196 | -11.33 | -0.95799 | -0.061568 | -18.9299 | 0.60048 | 43.81 | -1.1875 | 1.788 | 39.1864 | 0.56046 | 40.89 | -1.1077 | 1.6681 | 36.5636 | 0.013694 | 0.34329 | 0.20827 | 0.62304 | 12.2826 | 0.0082229 | -0.0053273 | -0.013962 | 0.0082229 | 0.0076748 | 0.59992 | 0.45409 | -0.15515 | 0.59992 | 0.55994 | 0.53661 | 0.28903 | -0.25922 | 0.53661 | 0.50069 | 0.011203 | 0.28086 | 0.17039 | 0.50973 | 10.0488 | 0.0067274 | -0.0043584 | -0.011422 | 0.0067274 | 0.006279 | 0.49082 | 0.3715 | -0.12693 | 0.49082 | 0.4581 | 0.43902 | 0.23646 | -0.21208 | 0.43902 | 0.40963
9 | 0.33 | 0.47 | Southern | TX | San.Antonio.Intl.AP.722530 | 2 | 432881 | 21.7508 | 19.0388 | 47.2594 | 21.7143 | 25.5451 | 1021.83 | -1.1609 | -81.07 | 2.1255 | -3.2865 | -73.0342 | -2.1504 | -91.72 | 1.1775 | -3.328 | -91.1142 | -2.781 | -136.21 | 2.3551 | -5.136 | -131.1505 | -1.1609 | -81.07 | 2.1255 | -3.2865 | -73.0342 | -1.2009 | -83.99 | 2.2054 | -3.4063 | -75.657 | 0.013694 | 0.29785 | 0.26071 | 0.64716 | 13.9927 | -0.015897 | -0.029448 | -0.038082 | -0.015897 | -0.016446 | -1.1102 | -1.256 | -1.8652 | -1.1102 | -1.1501 | -1.0001 | -1.2477 | -1.7959 | -1.0001 | -1.036 | 0.011203 | 0.24368 | 0.2133 | 0.52946 | 11.4479 | -0.013006 | -0.024092 | -0.031156 | -0.013006 | -0.013455 | -0.90825 | -1.0276 | -1.526 | -0.90825 | -0.94097 | -0.81823 | -1.0208 | -1.4693 | -0.81823 | -0.84761
10 | 0.33 | 0.42 | Southern | TX | San.Antonio.Intl.AP.722530 | 2 | 432881 | 22.2306 | 18.2388 | 46.6892 | 22.1933 | 24.4959 | 993.99 | -0.59074 | -53.23 | 1.6465 | -2.2373 | -46.2063 | -1.5803 | -63.88 | 0.69854 | -2.2788 | -64.2863 | -2.2108 | -108.37 | 1.8761 | -4.0868 | -104.3226 | -0.59074 | -53.23 | 1.6465 | -2.2373 | -46.2063 | -0.63077 | -56.15 | 1.7264 | -2.3571 | -48.8291 | 0.013694 | 0.30442 | 0.24976 | 0.63935 | 13.6115 | -0.0080895 | -0.02164 | -0.030274 | -0.0080895 | -0.0086376 | -0.72892 | -0.87476 | -1.484 | -0.72892 | -0.76891 | -0.63274 | -0.88032 | -1.4286 | -0.63274 | -0.66866 | 0.011203 | 0.24906 | 0.20434 | 0.52307 | 11.136 | -0.0066183 | -0.017704 | -0.024768 | -0.0066183 | -0.0070667 | -0.59635 | -0.71567 | -1.2141 | -0.59635 | -0.62907 | -0.51766 | -0.72022 | -1.1688 | -0.51766 | -0.54705
11 | 0.33 | 0.37 | Southern | TX | San.Antonio.Intl.AP.722530 | 2 | 432881 | 22.7204 | 17.5189 | 46.229 | 22.6823 | 23.5467 | 969.34 | -0.13055 | -28.58 | 1.1576 | -1.2881 | -22.9147 | -1.1201 | -39.23 | 0.20956 | -1.3296 | -40.9947 | -1.7506 | -83.72 | 1.3871 | -3.1377 | -81.031 | -0.13055 | -28.58 | 1.1576 | -1.2881 | -22.9147 | -0.17057 | -31.5 | 1.2374 | -1.408 | -25.5376 | 0.013694 | 0.31113 | 0.2399 | 0.63305 | 13.2739 | -0.0017877 | -0.015338 | -0.023972 | -0.0017877 | -0.0023358 | -0.39137 | -0.53721 | -1.1464 | -0.39137 | -0.43135 | -0.31379 | -0.56137 | -1.1096 | -0.31379 | -0.34971 | 0.011203 | 0.25454 | 0.19627 | 0.51792 | 10.8598 | -0.0014626 | -0.012548 | -0.019612 | -0.0014626 | -0.001911 | -0.32019 | -0.43951 | -0.93794 | -0.32019 | -0.3529 | -0.25672 | -0.45928 | -0.90782 | -0.25672 | -0.28611
12 | 0.33 | 0.32 | Southern | TX | San.Antonio.Intl.AP.722530 | 2 | 432881 | 23.2702 | 16.8088 | 45.8388 | 23.2311 | 22.6077 | 945.6 | 0.25969 | -4.84 | 0.60872 | -0.34903 | -1.0157 | -0.72982 | -15.49 | -0.33929 | -0.39053 | -19.0957 | -1.3603 | -59.98 | 0.83824 | -2.1986 | -59.132 | 0.25969 | -4.84 | 0.60872 | -0.34903 | -1.0157 | 0.21967 | -7.76 | 0.68855 | -0.46889 | -3.6385 | 0.013694 | 0.31866 | 0.23018 | 0.62771 | 12.9488 | 0.0035562 | -0.009994 | -0.018628 | 0.0035562 | 0.0030081 | -0.066278 | -0.21212 | -0.82135 | -0.066278 | -0.10626 | -0.013909 | -0.26149 | -0.80974 | -0.013909 | -0.049825 | 0.011203 | 0.2607 | 0.18831 | 0.51355 | 10.5939 | 0.0029094 | -0.0081764 | -0.01524 | 0.0029094 | 0.002461 | -0.054224 | -0.17354 | -0.67197 | -0.054224 | -0.086938 | -0.011379 | -0.21394 | -0.66247 | -0.011379 | -0.040763
13 | 0.33 | 0.27 | Southern | TX | San.Antonio.Intl.AP.722530 | 2 | 432881 | 23.63 | 16.3788 | 45.6186 | 23.5904 | 22.0282 | 931.16 | 0.47988 | 9.6 | 0.24948 | 0.2304 | 12.1338 | -0.50963 | -1.05 | -0.69853 | 0.1889 | -5.9462 | -1.1402 | -45.54 | 0.479 | -1.6192 | -45.9825 | 0.47988 | 9.6 | 0.24948 | 0.2304 | 12.1338 | 0.43986 | 6.68 | 0.32931 | 0.11055 | 9.511 | 0.013694 | 0.32358 | 0.22429 | 0.62469 | 12.7511 | 0.0065714 | -0.0069788 | -0.015613 | 0.0065714 | 0.0060233 | 0.13146 | -0.014378 | -0.62362 | 0.13146 | 0.091474 | 0.16616 | -0.081426 | -0.62967 | 0.16616 | 0.13024 | 0.011203 | 0.26473 | 0.1835 | 0.51108 | 10.4321 | 0.0053763 | -0.0057095 | -0.012774 | 0.0053763 | 0.0049279 | 0.10755 | -0.011763 | -0.5102 | 0.10755 | 0.074838 | 0.13594 | -0.066617 | -0.51516 | 0.13594 | 0.10655
14 | 0.33 | 0.23 | Southern | TX | San.Antonio.Intl.AP.722530 | 2 | 432881 | 23.8399 | 16.1588 | 45.5085 | 23.7999 | 21.7086 | 923.3 | 0.58996 | 17.46 | 0.039915 | 0.55004 | 19.1871 | -0.39955 | 6.81 | -0.90809 | 0.50854 | 1.1071 | -1.0301 | -37.68 | 0.26944 | -1.2995 | -38.9292 | 0.58996 | 17.46 | 0.039915 | 0.55004 | 19.1871 | 0.54993 | 14.54 | 0.11975 | 0.43018 | 16.5643 | 0.013694 | 0.32646 | 0.22128 | 0.62318 | 12.6435 | 0.0080787 | -0.0054714 | -0.014106 | 0.0080787 | 0.0075307 | 0.23909 | 0.093255 | -0.51598 | 0.23909 | 0.19911 | 0.26274 | 0.015161 | -0.53309 | 0.26274 | 0.22683 | 0.011203 | 0.26709 | 0.18103 | 0.50985 | 10.344 | 0.0066095 | -0.0044763 | -0.01154 | 0.0066095 | 0.0061611 | 0.19561 | 0.076295 | -0.42214 | 0.19561 | 0.1629 | 0.21496 | 0.012404 | -0.43614 | 0.21496 | 0.18558
15 | 0.33 | 0.19 | Southern | TX | San.Antonio.Intl.AP.722530 | 2 | 432881 | 24.3897 | 15.5188 | 45.2083 | 24.3488 | 20.8595 | 902.36 | 0.89017 | 38.4 | -0.50893 | 1.3991 | 38.0608 | -0.099337 | 27.75 | -1.4569 | 1.3576 | 19.9808 | -0.72986 | -16.74 | -0.27941 | -0.45045 | -20.0555 | 0.89017 | 38.4 | -0.50893 | 1.3991 | 38.0608 | 0.85015 | 35.48 | -0.4291 | 1.2792 | 35.438 | 0.013694 | 0.33399 | 0.21251 | 0.61907 | 12.3567 | 0.01219 | -0.0013603 | -0.0099946 | 0.01219 | 0.011642 | 0.52584 | 0.38 | -0.22923 | 0.52584 | 0.48586 | 0.5212 | 0.27361 | -0.27464 | 0.5212 | 0.48528 | 0.011203 | 0.27325 | 0.17386 | 0.50648 | 10.1094 | 0.0099729 | -0.0011129 | -0.0081769 | 0.0099729 | 0.0095245 | 0.43021 | 0.31089 | -0.18754 | 0.43021 | 0.39749 | 0.42641 | 0.22385 | -0.22469 | 0.42641 | 0.39702
16 | 0.33 | 0.17 | Southern | TX | San.Antonio.Intl.AP.722530 | 2 | 432881 | 24.6896 | 15.1988 | 45.0882 | 24.6481 | 20.44 | 892.28 | 1.0103 | 48.48 | -0.8083 | 1.8186 | 46.8891 | 0.020782 | 37.83 | -1.7563 | 1.7771 | 28.8091 | -0.60974 | -6.66 | -0.57878 | -0.03096 | -11.2272 | 1.0103 | 48.48 | -0.8083 | 1.8186 | 46.8891 | 0.97027 | 45.56 | -0.72847 | 1.6987 | 44.2663 | 0.013694 | 0.33809 | 0.20813 | 0.61743 | 12.2187 | 0.013835 | 0.00028458 | -0.0083497 | 0.013835 | 0.013287 | 0.66387 | 0.51804 | -0.091201 | 0.66387 | 0.62389 | 0.64209 | 0.39451 | -0.15374 | 0.64209 | 0.60617 | 0.011203 | 0.27661 | 0.17028 | 0.50514 | 9.9965 | 0.011319 | 0.00023283 | -0.0068312 | 0.011319 | 0.01087 | 0.54314 | 0.42382 | -0.074614 | 0.54314 | 0.51042 | 0.52531 | 0.32276 | -0.12578 | 0.52531 | 0.49593
17 | 0.3 | 0.47 | Southern | TX | San.Antonio.Intl.AP.722530 | 2 | 432881 | 21.2011 | 19.0588 | 46.7196 | 21.1655 | 25.5542 | 1016.66 | -0.62116 | -75.9 | 2.6744 | -3.2955 | -63.6796 | -1.6107 | -86.55 | 1.7264 | -3.337 | -81.7596 | -2.2412 | -131.04 | 2.9039 | -5.1451 | -121.7959 | -0.62116 | -75.9 | 2.6744 | -3.2955 | -63.6796 | -0.66119 | -78.82 | 2.7542 | -3.4154 | -66.3024 | 0.013694 | 0.29032 | 0.26099 | 0.63977 | 13.9219 | -0.0085061 | -0.022056 | -0.03069 | -0.0085061 | -0.0090541 | -1.0394 | -1.1852 | -1.7944 | -1.0394 | -1.0793 | -0.87201 | -1.1196 | -1.6678 | -0.87201 | -0.90793 | 0.011203 | 0.23752 | 0.21352 | 0.52341 | 11.39 | -0.0069591 | -0.018045 | -0.025109 | -0.0069591 | -0.0074075 | -0.85033 | -0.96965 | -1.4681 | -0.85033 | -0.88305 | -0.71342 | -0.91598 | -1.3645 | -0.71342 | -0.74281
18 | 0.3 | 0.42 | Southern | TX | San.Antonio.Intl.AP.722530 | 2 | 432881 | 21.6709 | 18.2588 | 46.1394 | 21.6345 | 24.505 | 988.73 | -0.040964 | -47.97 | 2.2054 | -2.2463 | -36.6747 | -1.0305 | -58.62 | 1.2574 | -2.2878 | -54.7547 | -1.661 | -103.11 | 2.4349 | -4.0959 | -94.791 | -0.040964 | -47.97 | 2.2054 | -2.2463 | -36.6747 | -0.080988 | -50.89 | 2.2852 | -2.3662 | -39.2975 | 0.013694 | 0.29676 | 0.25003 | 0.63182 | 13.5395 | -0.00056095 | -0.014111 | -0.022745 | -0.00056095 | -0.001109 | -0.65689 | -0.80273 | -1.412 | -0.65689 | -0.69688 | -0.50222 | -0.7498 | -1.298 | -0.50222 | -0.53813 | 0.011203 | 0.24279 | 0.20456 | 0.51691 | 11.0771 | -0.00045893 | -0.011545 | -0.018609 | -0.00045893 | -0.00090733 | -0.53742 | -0.65674 | -1.1552 | -0.53742 | -0.57014 | -0.41088 | -0.61343 | -1.062 | -0.41088 | -0.44026
19 | 0.3 | 0.37 | Southern | TX | San.Antonio.Intl.AP.722530 | 2 | 432881 | 22.1507 | 17.5389 | 45.6693 | 22.1135 | 23.5558 | 963.98 | 0.42917 | -23.22 | 1.7264 | -1.2972 | -13.2088 | -0.56034 | -33.87 | 0.77837 | -1.3387 | -31.2888 | -1.1909 | -78.36 | 1.9559 | -3.1468 | -71.3251 | 0.42917 | -23.22 | 1.7264 | -1.2972 | -13.2088 | 0.38915 | -26.14 | 1.8062 | -1.4171 | -15.8316 | 0.013694 | 0.30333 | 0.24017 | 0.62539 | 13.2005 | 0.005877 | -0.0076731 | -0.016307 | 0.005877 | 0.0053289 | -0.31797 | -0.46381 | -1.073 | -0.31797 | -0.35796 | -0.18088 | -0.42846 | -0.97671 | -0.18088 | -0.21679 | 0.011203 | 0.24816 | 0.19649 | 0.51165 | 10.7998 | 0.0048081 | -0.0062776 | -0.013342 | 0.0048081 | 0.0043597 | -0.26014 | -0.37946 | -0.87789 | -0.26014 | -0.29285 | -0.14798 | -0.35054 | -0.79908 | -0.14798 | -0.17737
20 | 0.3 | 0.32 | Southern | TX | San.Antonio.Intl.AP.722530 | 2 | 432881 | 22.7005 | 16.8188 | 45.269 | 22.6623 | 22.6067 | 939.92 | 0.82945 | 0.84 | 1.1775 | -0.34807 | 9.0276 | -0.16006 | -9.81 | 0.22952 | -0.38958 | -9.0524 | -0.79058 | -54.3 | 1.407 | -2.1976 | -49.0887 | 0.82945 | 0.84 | 1.1775 | -0.34807 | 9.0276 | 0.78943 | -2.08 | 1.2574 | -0.46793 | 6.4047 | 0.013694 | 0.31086 | 0.23031 | 0.6199 | 12.8711 | 0.011358 | -0.0021918 | -0.010826 | 0.011358 | 0.01081 | 0.011503 | -0.13434 | -0.74357 | 0.011503 | -0.028483 | 0.12362 | -0.12396 | -0.67221 | 0.12362 | 0.087705 | 0.011203 | 0.25432 | 0.18843 | 0.50716 | 10.5302 | 0.0092926 | -0.0017932 | -0.0088571 | 0.0092926 | 0.0088442 | 0.0094108 | -0.1099 | -0.60834 | 0.0094108 | -0.023303 | 0.10114 | -0.10142 | -0.54996 | 0.10114 | 0.071754
21 | 0.3 | 0.27 | Southern | TX | San.Antonio.Intl.AP.722530 | 2 | 432881 | 23.0503 | 16.3888 | 45.0289 | 23.0116 | 22.0173 | 925.1 | 1.0696 | 15.66 | 0.82826 | 0.24134 | 22.6881 | 0.08009 | 5.01 | -0.11975 | 0.19984 | 4.6081 | -0.55044 | -39.48 | 1.0578 | -1.6082 | -35.4282 | 1.0696 | 15.66 | 0.82826 | 0.24134 | 22.6881 | 1.0296 | 12.74 | 0.90809 | 0.12148 | 20.0653 | 0.013694 | 0.31565 | 0.22443 | 0.61662 | 12.6681 | 0.014647 | 0.0010967 | -0.0075376 | 0.014647 | 0.014099 | 0.21444 | 0.068606 | -0.54063 | 0.21444 | 0.17446 | 0.31069 | 0.063103 | -0.48515 | 0.31069 | 0.27477 | 0.011203 | 0.25824 | 0.18361 | 0.50447 | 10.3642 | 0.011983 | 0.00089727 | -0.0061667 | 0.011983 | 0.011535 | 0.17544 | 0.056129 | -0.44231 | 0.17544 | 0.14273 | 0.25418 | 0.051626 | -0.39691 | 0.25418 | 0.2248
22 | 0.3 | 0.23 | Southern | TX | San.Antonio.Intl.AP.722530 | 2 | 432881 | 23.2602 | 16.1488 | 44.8988 | 23.2211 | 21.6777 | 916.62 | 1.1997 | 24.14 | 0.6187 | 0.58096 | 30.4128 | 0.21014 | 13.49 | -0.32931 | 0.53945 | 12.3329 | -0.42038 | -31 | 0.84822 | -1.2686 | -27.7035 | 1.1997 | 24.14 | 0.6187 | 0.58096 | 30.4128 | 1.1596 | 21.22 | 0.69853 | 0.4611 | 27.79 | 0.013694 | 0.31852 | 0.22114 | 0.61483 | 12.552 | 0.016428 | 0.0028777 | -0.0057566 | 0.016428 | 0.01588 | 0.33057 | 0.18473 | -0.42451 | 0.33057 | 0.29058 | 0.41647 | 0.16888 | -0.37937 | 0.41647 | 0.38055 | 0.011203 | 0.26059 | 0.18092 | 0.50302 | 10.2692 | 0.01344 | 0.0023543 | -0.0047097 | 0.01344 | 0.012992 | 0.27045 | 0.15113 | -0.3473 | 0.27045 | 0.23773 | 0.34072 | 0.13817 | -0.31037 | 0.34072 | 0.31134
23 | 0.3 | 0.19 | Southern | TX | San.Antonio.Intl.AP.722530 | 2 | 432881 | 23.81 | 15.4989 | 44.5886 | 23.77 | 20.8186 | 895.36 | 1.5099 | 45.4 | 0.06985 | 1.44 | 49.6225 | 0.52036 | 34.75 | -0.87816 | 1.3985 | 31.5425 | -0.11017 | -9.74 | 0.29937 | -0.40954 | -8.4938 | 1.5099 | 45.4 | 0.06985 | 1.44 | 49.6225 | 1.4698 | 42.48 | 0.14968 | 1.3202 | 46.9997 | 0.013694 | 0.32605 | 0.21224 | 0.61059 | 12.2609 | 0.020676 | 0.0071257 | -0.0015086 | 0.020676 | 0.020128 | 0.6217 | 0.47586 | -0.13338 | 0.6217 | 0.58171 | 0.67952 | 0.43194 | -0.11631 | 0.67952 | 0.6436 | 0.011203 | 0.26675 | 0.17364 | 0.49954 | 10.031 | 0.016916 | 0.0058298 | -0.0012342 | 0.016916 | 0.016467 | 0.50863 | 0.38932 | -0.10912 | 0.50863 | 0.47592 | 0.55594 | 0.35338 | -0.095159 | 0.55594 | 0.52655
24 | 0.3 | 0.17 | Southern | TX | San.Antonio.Intl.AP.722530 | 2 | 432881 | 24.1098 | 15.1888 | 44.4784 | 24.0694 | 20.4091 | 885.62 | 1.62 | 55.14 | -0.22952 | 1.8496 | 58.1163 | 0.63053 | 44.49 | -1.1775 | 1.8081 | 40.0363 | 0 | 0 | 0 | 0 | 0 | 1.62 | 55.14 | -0.22952 | 1.8496 | 58.1163 | 1.58 | 52.22 | -0.14969 | 1.7297 | 55.4935 | 0.013694 | 0.33015 | 0.20799 | 0.60908 | 12.1275 | 0.022184 | 0.0086343 | 0 | 0.022184 | 0.021636 | 0.75508 | 0.60924 | 0 | 0.75508 | 0.71509 | 0.79583 | 0.54825 | 0 | 0.79583 | 0.75992 | 0.011203 | 0.27011 | 0.17017 | 0.49831 | 9.9219 | 0.01815 | 0.007064 | 0 | 0.01815 | 0.017701 | 0.61775 | 0.49844 | 0 | 0.61775 | 0.58504 | 0.6511 | 0.44854 | 0 | 0.6511 | 0.62171
25 | 0.28 | 0.47 | Southern | TX | San.Antonio.Intl.AP.722530 | 2 | 432881 | 20.9312 | 18.9088 | 46.2398 | 20.896 | 25.3438 | 1007.45 | -0.14132 | -66.69 | 2.9438 | -3.0851 | -51.8665 | -1.1308 | -77.34 | 1.9958 | -3.1266 | -69.9465 | -1.7614 | -121.83 | 3.1733 | -4.9347 | -109.9828 | -0.14132 | -66.69 | 2.9438 | -3.0851 | -51.8665 | -0.18134 | -69.61 | 3.0236 | -3.205 | -54.4893 | 0.013694 | 0.28663 | 0.25893 | 0.6332 | 13.7958 | -0.0019352 | -0.015485 | -0.02412 | -0.0019352 | -0.0024833 | -0.91324 | -1.0591 | -1.6683 | -0.91324 | -0.95322 | -0.71025 | -0.95783 | -1.5061 | -0.71025 | -0.74616 | 0.011203 | 0.2345 | 0.21184 | 0.51804 | 11.2868 | -0.0015832 | -0.012669 | -0.019733 | -0.0015832 | -0.0020316 | -0.74715 | -0.86646 | -1.3649 | -0.74715 | -0.77986 | -0.58108 | -0.78363 | -1.2322 | -0.58108 | -0.61046
26 | 0.28 | 0.42 | Southern | TX | San.Antonio.Intl.AP.722530 | 2 | 432881 | 21.3211 | 18.2288 | 45.7296 | 21.2852 | 24.4444 | 983.39 | 0.36883 | -42.63 | 2.5546 | -2.1858 | -28.4934 | -0.62068 | -53.28 | 1.6066 | -2.2273 | -46.5734 | -1.2512 | -97.77 | 2.7842 | -4.0354 | -86.6097 | 0.36883 | -42.63 | 2.5546 | -2.1858 | -28.4934 | 0.3288 | -45.55 | 2.6345 | -2.3057 | -31.1162 | 0.013694 | 0.29197 | 0.24962 | 0.62621 | 13.4663 | 0.0050507 | -0.0084995 | -0.017134 | 0.0050507 | 0.0045026 | -0.58377 | -0.7296 | -1.3388 | -0.58377 | -0.62375 | -0.39018 | -0.63777 | -1.186 | -0.39018 | -0.4261 | 0.011203 | 0.23887 | 0.20422 | 0.51232 | 11.0172 | 0.0041321 | -0.0069537 | -0.014018 | 0.0041321 | 0.0036837 | -0.4776 | -0.59691 | -1.0953 | -0.4776 | -0.51031 | -0.31922 | -0.52178 | -0.97032 | -0.31922 | -0.34861
27 | 0.28 | 0.37 | Southern | TX | San.Antonio.Intl.AP.722530 | 2 | 432881 | 21.7109 | 17.6289 | 45.3295 | 21.6744 | 23.6551 | 962.73 | 0.76898 | -21.97 | 2.1655 | -1.3965 | -8.8169 | -0.22053 | -32.62 | 1.2174 | -1.438 | -26.8969 | -0.85106 | -77.11 | 2.395 | -3.246 | -66.9332 | 0.76898 | -21.97 | 2.1655 | -1.3965 | -8.8169 | 0.72896 | -24.89 | 2.2453 | -1.5163 | -11.4398 | 0.013694 | 0.2973 | 0.24141 | 0.62073 | 13.1834 | 0.01053 | -0.0030199 | -0.011654 | 0.01053 | 0.0099822 | -0.30085 | -0.44669 | -1.0559 | -0.30085 | -0.34084 | -0.12074 | -0.36832 | -0.91657 | -0.12074 | -0.15665 | 0.011203 | 0.24323 | 0.1975 | 0.50784 | 10.7858 | 0.0086151 | -0.0024707 | -0.0095346 | 0.0086151 | 0.0081667 | -0.24614 | -0.36545 | -0.86389 | -0.24614 | -0.27885 | -0.098779 | -0.30133 | -0.74987 | -0.098779 | -0.12816
28 | 0.28 | 0.32 | Southern | TX | San.Antonio.Intl.AP.722530 | 2 | 432881 | 22.1907 | 16.9888 | 44.9593 | 22.1534 | 22.8059 | 941.1 | 1.1392 | -0.34 | 1.6865 | -0.54724 | 11.2918 | 0.14971 | -10.99 | 0.73845 | -0.58874 | -6.7882 | -0.48082 | -55.48 | 1.916 | -2.3968 | -46.8245 | 1.1392 | -0.34 | 1.6865 | -0.54724 | 11.2918 | 1.0992 | -3.26 | 1.7663 | -0.66709 | 8.669 | 0.013694 | 0.30387 | 0.23264 | 0.61566 | 12.8872 | 0.0156 | 0.0020501 | -0.0065842 | 0.0156 | 0.015052 | -0.0046559 | -0.15049 | -0.75973 | -0.0046559 | -0.044642 | 0.15463 | -0.092956 | -0.6412 | 0.15463 | 0.11871 | 0.011203 | 0.24861 | 0.19033 | 0.50369 | 10.5434 | 0.012763 | 0.0016772 | -0.0053867 | 0.012763 | 0.012315 | -0.0038091 | -0.12312 | -0.62156 | -0.0038091 | -0.036523 | 0.12651 | -0.07605 | -0.52459 | 0.12651 | 0.097121
29 | 0.28 | 0.27 | Southern | TX | San.Antonio.Intl.AP.722530 | 2 | 432881 | 22.5605 | 16.5288 | 44.6991 | 22.5226 | 22.1765 | 925.21 | 1.3994 | 15.55 | 1.3172 | 0.082136 | 25.944 | 0.40986 | 4.9 | 0.36922 | 0.040633 | 7.864 | -0.22067 | -39.59 | 1.5468 | -1.7674 | -32.1723 | 1.3994 | 15.55 | 1.3172 | 0.082136 | 25.944 | 1.3593 | 12.63 | 1.3971 | -0.037721 | 23.3212 | 0.013694 | 0.30894 | 0.22634 | 0.6121 | 12.6696 | 0.019163 | 0.0056125 | -0.0030218 | 0.019163 | 0.018615 | 0.21294 | 0.0671 | -0.54214 | 0.21294 | 0.17295 | 0.35527 | 0.10769 | -0.44056 | 0.35527 | 0.31936 | 0.011203 | 0.25275 | 0.18518 | 0.50078 | 10.3654 | 0.015678 | 0.0045918 | -0.0024722 | 0.015678 | 0.015229 | 0.17421 | 0.054896 | -0.44354 | 0.17421 | 0.1415 | 0.29066 | 0.088103 | -0.36044 | 0.29066 | 0.26127
30 | 0.28 | 0.23 | Southern | TX | San.Antonio.Intl.AP.722530 | 2 | 432881 | 22.8704 | 16.1489 | 44.499 | 22.832 | 21.667 | 912.44 | 1.5995 | 28.32 | 1.0079 | 0.59161 | 37.6205 | 0.60998 | 17.67 | 0.059874 | 0.5501 | 19.5405 | -0.020548 | -26.82 | 1.2374 | -1.2579 | -20.4958 | 1.5995 | 28.32 | 1.0079 | 0.59161 | 37.6205 | 1.5595 | 25.4 | 1.0877 | 0.47175 | 34.9977 | 0.013694 | 0.31318 | 0.22114 | 0.60936 | 12.4948 | 0.021903 | 0.0083529 | -0.00028138 | 0.021903 | 0.021355 | 0.38781 | 0.24197 | -0.36727 | 0.38781 | 0.34782 | 0.51517 | 0.26758 | -0.28067 | 0.51517 | 0.47925 | 0.011203 | 0.25622 | 0.18092 | 0.49854 | 10.2224 | 0.01792 | 0.0068338 | -0.00023021 | 0.01792 | 0.017471 | 0.31728 | 0.19796 | -0.30047 | 0.31728 | 0.28456 | 0.42147 | 0.21892 | -0.22962 | 0.42147 | 0.39209
31 | 0.28 | 0.19 | Southern | TX | San.Antonio.Intl.AP.722530 | 2 | 432881 | 23.4102 | 15.5089 | 44.1888 | 23.3708 | 20.818 | 891.41 | 1.9097 | 49.35 | 0.46901 | 1.4407 | 56.6698 | 0.92017 | 38.7 | -0.47899 | 1.3992 | 38.5898 | 0.28965 | -5.79 | 0.69853 | -0.40888 | -1.4465 | 1.9097 | 49.35 | 0.46901 | 1.4407 | 56.6698 | 1.8697 | 46.43 | 0.54884 | 1.3208 | 54.047 | 0.013694 | 0.32057 | 0.21238 | 0.60511 | 12.2068 | 0.026151 | 0.012601 | 0.0039664 | 0.026151 | 0.025603 | 0.67579 | 0.52995 | -0.079287 | 0.67579 | 0.6358 | 0.77602 | 0.52844 | -0.019808 | 0.77602 | 0.74011 | 0.011203 | 0.26227 | 0.17375 | 0.49506 | 9.9867 | 0.021395 | 0.010309 | 0.003245 | 0.021395 | 0.020946 | 0.55288 | 0.43357 | -0.064867 | 0.55288 | 0.52017 | 0.63489 | 0.43233 | -0.016205 | 0.63489 | 0.60551
32 | 0.28 | 0.17 | Southern | TX | San.Antonio.Intl.AP.722530 | 2 | 432881 | 23.7 | 15.1889 | 44.0587 | 23.6602 | 20.3984 | 881.24 | 2.0398 | 59.52 | 0.17962 | 1.8602 | 65.6746 | 1.0503 | 48.87 | -0.76839 | 1.8187 | 47.5946 | 0.41977 | 4.38 | 0.40914 | 0.010631 | 7.5583 | 2.0398 | 59.52 | 0.17962 | 1.8602 | 65.6746 | 1.9998 | 56.6 | 0.25945 | 1.7403 | 63.0518 | 0.013694 | 0.32454 | 0.20799 | 0.60333 | 12.0675 | 0.027933 | 0.014383 | 0.0057483 | 0.027933 | 0.027385 | 0.81505 | 0.66922 | 0.059979 | 0.81505 | 0.77507 | 0.89933 | 0.65175 | 0.1035 | 0.89933 | 0.86342 | 0.011203 | 0.26552 | 0.17017 | 0.4936 | 9.8728 | 0.022853 | 0.011767 | 0.0047028 | 0.022853 | 0.022404 | 0.66682 | 0.54751 | 0.049071 | 0.66682 | 0.63411 | 0.73577 | 0.53322 | 0.084678 | 0.73577 | 0.70639
33 | 0.27 | 0.47 | Southern | TX | San.Antonio.Intl.AP.722530 | 2 | 432881 | 20.7713 | 18.8788 | 46.0299 | 20.7364 | 25.2935 | 1004.31 | 0.06859 | -63.55 | 3.1035 | -3.0349 | -47.3678 | -0.92092 | -74.2 | 2.1555 | -3.0764 | -65.4478 | -1.5514 | -118.69 | 3.333 | -4.8844 | -105.4841 | 0.06859 | -63.55 | 3.1035 | -3.0349 | -47.3678 | 0.028566 | -66.47 | 3.1833 | -3.1547 | -49.9906 | 0.013694 | 0.28444 | 0.25852 | 0.63032 | 13.7528 | 0.00093926 | -0.012611 | -0.021245 | 0.00093926 | 0.00039118 | -0.87024 | -1.0161 | -1.6253 | -0.87024 | -0.91023 | -0.64864 | -0.89623 | -1.4445 | -0.64864 | -0.68456 | 0.011203 | 0.23271 | 0.21151 | 0.51569 | 11.2516 | 0.00076844 | -0.010317 | -0.017381 | 0.00076844 | 0.00032003 | -0.71197 | -0.83129 | -1.3297 | -0.71197 | -0.74468 | -0.53068 | -0.73323 | -1.1818 | -0.53068 | -0.56006
34 | 0.27 | 0.42 | Southern | TX | San.Antonio.Intl.AP.722530 | 2 | 432881 | 21.1412 | 18.2188 | 45.5297 | 21.1056 | 24.4241 | 980.97 | 0.56874 | -40.21 | 2.7343 | -2.1655 | -24.6503 | -0.42077 | -50.86 | 1.7862 | -2.207 | -42.7303 | -1.0513 | -95.35 | 2.9638 | -4.0151 | -82.7666 | 0.56874 | -40.21 | 2.7343 | -2.1655 | -24.6503 | 0.52871 | -43.13 | 2.8141 | -2.2854 | -27.2731 | 0.013694 | 0.2895 | 0.24948 | 0.62347 | 13.4332 | 0.0077881 | -0.005762 | -0.014396 | 0.0077881 | 0.0072401 | -0.55063 | -0.69647 | -1.3057 | -0.55063 | -0.59061 | -0.33756 | -0.58514 | -1.1334 | -0.33756 | -0.37347 | 0.011203 | 0.23685 | 0.20411 | 0.51008 | 10.9901 | 0.0063717 | -0.0047141 | -0.011778 | 0.0063717 | 0.0059233 | -0.45049 | -0.5698 | -1.0682 | -0.45049 | -0.4832 | -0.27617 | -0.47872 | -0.92726 | -0.27617 | -0.30555
35 | 0.27 | 0.37 | Southern | TX | San.Antonio.Intl.AP.722530 | 2 | 432881 | 21.461 | 17.7388 | 45.2096 | 21.4249 | 23.7847 | 964.28 | 0.88888 | -23.52 | 2.4149 | -1.526 | -8.7805 | -0.10063 | -34.17 | 1.4669 | -1.5675 | -26.8605 | -0.73116 | -78.66 | 2.6444 | -3.3756 | -66.8968 | 0.88888 | -23.52 | 2.4149 | -1.526 | -8.7805 | 0.84886 | -26.44 | 2.4948 | -1.6459 | -11.4034 | 0.013694 | 0.29388 | 0.24291 | 0.61909 | 13.2046 | 0.012172 | -0.001378 | -0.010012 | 0.012172 | 0.011624 | -0.32208 | -0.46792 | -1.0772 | -0.32208 | -0.36206 | -0.12024 | -0.36782 | -0.91607 | -0.12024 | -0.15616 | 0.011203 | 0.24043 | 0.19873 | 0.5065 | 10.8031 | 0.0099584 | -0.0011274 | -0.0081914 | 0.0099584 | 0.00951 | -0.2635 | -0.38282 | -0.88125 | -0.2635 | -0.29622 | -0.098371 | -0.30093 | -0.74947 | -0.098371 | -0.12776
36 | 0.27 | 0.32 | Southern | TX | San.Antonio.Intl.AP.722530 | 2 | 432881 | 21.8908 | 17.1488 | 44.8594 | 21.854 | 23.0054 | 944.32 | 1.2391 | -3.56 | 1.9858 | -0.74673 | 9.8566 | 0.24958 | -14.21 | 1.0378 | -0.78824 | -8.2233 | -0.38094 | -58.7 | 2.2153 | -2.5963 | -48.2597 | 1.2391 | -3.56 | 1.9858 | -0.74673 | 9.8566 | 1.1991 | -6.48 | 2.0657 | -0.86659 | 7.2338 | 0.013694 | 0.29977 | 0.23483 | 0.61429 | 12.9313 | 0.016968 | 0.0034178 | -0.0052165 | 0.016968 | 0.01642 | -0.04875 | -0.19459 | -0.80383 | -0.04875 | -0.088736 | 0.13497 | -0.11261 | -0.66086 | 0.13497 | 0.099059 | 0.011203 | 0.24525 | 0.19212 | 0.50257 | 10.5795 | 0.013882 | 0.0027962 | -0.0042678 | 0.013882 | 0.013434 | -0.039884 | -0.1592 | -0.65763 | -0.039884 | -0.072597 | 0.11043 | -0.092129 | -0.54067 | 0.11043 | 0.081043
37 | 0.27 | 0.27 | Southern | TX | San.Antonio.Intl.AP.722530 | 2 | 432881 | 22.3006 | 16.6188 | 44.5492 | 22.2632 | 22.286 | 926.03 | 1.5493 | 14.73 | 1.5767 | -0.027417 | 26.8288 | 0.55976 | 4.08 | 0.62868 | -0.06892 | 8.7488 | -0.070767 | -40.41 | 1.8062 | -1.877 | -31.2875 | 1.5493 | 14.73 | 1.5767 | -0.027417 | 26.8288 | 1.5092 | 11.81 | 1.6565 | -0.14727 | 24.206 | 0.013694 | 0.30538 | 0.22757 | 0.61005 | 12.6809 | 0.021215 | 0.0076652 | -0.00096907 | 0.021215 | 0.020667 | 0.20171 | 0.055871 | -0.55337 | 0.20171 | 0.16172 | 0.36739 | 0.1198 | -0.42844 | 0.36739 | 0.33147 | 0.011203 | 0.24984 | 0.18619 | 0.4991 | 10.3746 | 0.017357 | 0.0062712 | -0.00079282 | 0.017357 | 0.016909 | 0.16502 | 0.04571 | -0.45273 | 0.16502 | 0.13231 | 0.30057 | 0.098016 | -0.35052 | 0.30057 | 0.27119
38 | 0.27 | 0.23 | Southern | TX | San.Antonio.Intl.AP.722530 | 2 | 432881 | 22.6705 | 16.1489 | 44.2891 | 22.6324 | 21.6567 | 910.15 | 1.8094 | 30.61 | 1.2075 | 0.60189 | 41.4788 | 0.81984 | 19.96 | 0.25945 | 0.56039 | 23.3988 | 0.18932 | -24.53 | 1.437 | -1.2477 | -16.6375 | 1.8094 | 30.61 | 1.2075 | 0.60189 | 41.4788 | 1.7693 | 27.69 | 1.2873 | 0.48203 | 38.856 | 0.013694 | 0.31044 | 0.22114 | 0.60649 | 12.4634 | 0.024777 | 0.011227 | 0.0025925 | 0.024777 | 0.024229 | 0.41917 | 0.27333 | -0.33591 | 0.41917 | 0.37918 | 0.568 | 0.32042 | -0.22783 | 0.568 | 0.53209 | 0.011203 | 0.25398 | 0.18092 | 0.49618 | 10.1967 | 0.020271 | 0.0091849 | 0.002121 | 0.020271 | 0.019822 | 0.34293 | 0.22362 | -0.27482 | 0.34293 | 0.31022 | 0.4647 | 0.26214 | -0.1864 | 0.4647 | 0.43532
39 | 0.27 | 0.19 | Southern | TX | San.Antonio.Intl.AP.722530 | 2 | 432881 | 23.2103 | 15.5089 | 43.9889 | 23.1712 | 20.8176 | 889.43 | 2.1096 | 51.33 | 0.66859 | 1.441 | 60.1934 | 1.1201 | 40.68 | -0.27941 | 1.3995 | 42.1135 | 0.48956 | -3.81 | 0.89811 | -0.40856 | 2.0771 | 2.1096 | 51.33 | 0.66859 | 1.441 | 60.1934 | 2.0696 | 48.41 | 0.74842 | 1.3211 | 57.5706 | 0.013694 | 0.31784 | 0.21238 | 0.60237 | 12.1797 | 0.028888 | 0.015338 | 0.0067039 | 0.028888 | 0.02834 | 0.7029 | 0.55706 | -0.052173 | 0.7029 | 0.66292 | 0.82428 | 0.57669 | 0.028444 | 0.82428 | 0.78836 | 0.011203 | 0.26003 | 0.17375 | 0.49282 | 9.9646 | 0.023634 | 0.012549 | 0.0054846 | 0.023634 | 0.023186 | 0.57507 | 0.45575 | -0.042685 | 0.57507 | 0.54235 | 0.67437 | 0.47181 | 0.023271 | 0.67437 | 0.64498
40 | 0.27 | 0.17 | Southern | TX | San.Antonio.Intl.AP.722530 | 2 | 432881 | 23.5001 | 15.1889 | 43.8488 | 23.4606 | 20.3881 | 878.94 | 2.2497 | 61.82 | 0.3792 | 1.8705 | 69.5342 | 1.2602 | 51.17 | -0.56881 | 1.829 | 51.4543 | 0.62968 | 6.68 | 0.60872 | 0.020956 | 11.4179 | 2.2497 | 61.82 | 0.3792 | 1.8705 | 69.5342 | 2.2097 | 58.9 | 0.45903 | 1.7507 | 66.9114 | 0.013694 | 0.32181 | 0.20799 | 0.60046 | 12.036 | 0.030807 | 0.017257 | 0.0086227 | 0.030807 | 0.030259 | 0.84655 | 0.70071 | 0.091474 | 0.84655 | 0.80656 | 0.95219 | 0.7046 | 0.15635 | 0.95219 | 0.91627 | 0.011203 | 0.26328 | 0.17017 | 0.49125 | 9.847 | 0.025204 | 0.014118 | 0.0070545 | 0.025204 | 0.024756 | 0.69259 | 0.57327 | 0.074838 | 0.69259 | 0.65988 | 0.77901 | 0.57646 | 0.12792 | 0.77901 | 0.74963
41 | 0.26 | 0.47 | Southern | TX | San.Antonio.Intl.AP.722530 | 2 | 432881 | 20.6014 | 18.8488 | 45.82 | 20.5667 | 25.2533 | 1001.37 | 0.27849 | -60.61 | 3.2731 | -2.9946 | -43.029 | -0.71102 | -71.26 | 2.3251 | -3.0361 | -61.109 | -1.3415 | -115.75 | 3.5026 | -4.8442 | -101.1453 | 0.27849 | -60.61 | 3.2731 | -2.9946 | -43.029 | 0.23847 | -63.53 | 3.353 | -3.1145 | -45.6518 | 0.013694 | 0.28211 | 0.25811 | 0.62745 | 13.7125 | 0.0038136 | -0.0097365 | -0.018371 | 0.0038136 | 0.0032656 | -0.82998 | -0.97582 | -1.5851 | -0.82998 | -0.86997 | -0.58923 | -0.83681 | -1.3851 | -0.58923 | -0.62515 | 0.011203 | 0.2308 | 0.21117 | 0.51334 | 11.2187 | 0.0031201 | -0.0079657 | -0.01503 | 0.0031201 | 0.0026717 | -0.67903 | -0.79835 | -1.2968 | -0.67903 | -0.71175 | -0.48207 | -0.68462 | -1.1332 | -0.48207 | -0.51145
42 | 0.26 | 0.42 | Southern | TX | San.Antonio.Intl.AP.722530 | 2 | 432881 | 20.9612 | 18.2088 | 45.3298 | 20.926 | 24.4038 | 978.56 | 0.76866 | -37.8 | 2.9139 | -2.1452 | -20.8065 | -0.22085 | -48.45 | 1.9659 | -2.1867 | -38.8865 | -0.85137 | -92.94 | 3.1434 | -3.9948 | -78.9228 | 0.76866 | -37.8 | 2.9139 | -2.1452 | -20.8065 | 0.72864 | -40.72 | 2.9937 | -2.2651 | -23.4293 | 0.013694 | 0.28704 | 0.24935 | 0.62074 | 13.4002 | 0.010526 | -0.0030242 | -0.011658 | 0.010526 | 0.0099779 | -0.51763 | -0.66346 | -1.2727 | -0.51763 | -0.55761 | -0.28492 | -0.5325 | -1.0808 | -0.28492 | -0.32084 | 0.011203 | 0.23484 | 0.204 | 0.50784 | 10.9631 | 0.0086116 | -0.0024742 | -0.0095382 | 0.0086116 | 0.0081632 | -0.42349 | -0.5428 | -1.0412 | -0.42349 | -0.4562 | -0.2331 | -0.43566 | -0.8842 | -0.2331 | -0.26249
43 | 0.26 | 0.37 | Southern | TX | San.Antonio.Intl.AP.722530 | 2 | 432881 | 21.2111 | 17.8488 | 45.0897 | 21.1754 | 23.9143 | 965.83 | 1.0088 | -25.07 | 2.6644 | -1.6556 | -8.7448 | 0.019254 | -35.72 | 1.7164 | -1.6971 | -26.8248 | -0.61127 | -80.21 | 2.8939 | -3.5052 | -66.8611 | 1.0088 | -25.07 | 2.6644 | -1.6556 | -8.7448 | 0.96874 | -27.99 | 2.7442 | -1.7755 | -11.3676 | 0.013694 | 0.29046 | 0.24442 | 0.61745 | 13.2259 | 0.013814 | 0.00026366 | -0.0083706 | 0.013814 | 0.013266 | -0.3433 | -0.48914 | -1.0984 | -0.3433 | -0.38329 | -0.11975 | -0.36733 | -0.91558 | -0.11975 | -0.15567 | 0.011203 | 0.23763 | 0.19997 | 0.50515 | 10.8205 | 0.011301 | 0.00021571 | -0.0068483 | 0.011301 | 0.010853 | -0.28087 | -0.40018 | -0.89862 | -0.28087 | -0.31358 | -0.09797 | -0.30053 | -0.74907 | -0.09797 | -0.12735
44 | 0.26 | 0.32 | Southern | TX | San.Antonio.Intl.AP.722530 | 2 | 432881 | 21.571 | 17.3588 | 44.7896 | 21.5347 | 23.2549 | 948.9 | 1.3089 | -8.14 | 2.3052 | -0.99624 | 7.0919 | 0.3194 | -18.79 | 1.3571 | -1.0377 | -10.9881 | -0.31112 | -63.28 | 2.5347 | -2.8458 | -51.0244 | 1.3089 | -8.14 | 2.3052 | -0.99624 | 7.0919 | 1.2689 | -11.06 | 2.385 | -1.1161 | 4.4691 | 0.013694 | 0.29539 | 0.23771 | 0.61334 | 12.994 | 0.017924 | 0.0043738 | -0.0042605 | 0.017924 | 0.017376 | -0.11147 | -0.25731 | -0.86654 | -0.11147 | -0.15145 | 0.097115 | -0.15047 | -0.69872 | 0.097115 | 0.061199 | 0.011203 | 0.24167 | 0.19448 | 0.50179 | 10.6308 | 0.014664 | 0.0035784 | -0.0034856 | 0.014664 | 0.014216 | -0.091195 | -0.21051 | -0.70895 | -0.091195 | -0.12391 | 0.079453 | -0.1231 | -0.57164 | 0.079453 | 0.050068
45 | 0.26 | 0.27 | Southern | TX | San.Antonio.Intl.AP.722530 | 2 | 432881 | 22.0508 | 16.7088 | 44.4093 | 22.0137 | 22.3956 | 926.97 | 1.6892 | 13.79 | 1.8262 | -0.13701 | 27.5367 | 0.69964 | 3.14 | 0.87815 | -0.17851 | 9.4567 | 0.069115 | -41.35 | 2.0557 | -1.9866 | -30.5796 | 1.6892 | 13.79 | 1.8262 | -0.13701 | 27.5367 | 1.6491 | 10.87 | 1.906 | -0.25687 | 24.9139 | 0.013694 | 0.30196 | 0.22881 | 0.60813 | 12.6937 | 0.023131 | 0.0095807 | 0.00094645 | 0.023131 | 0.022583 | 0.18884 | 0.042998 | -0.56624 | 0.18884 | 0.14885 | 0.37708 | 0.1295 | -0.41875 | 0.37708 | 0.34117 | 0.011203 | 0.24704 | 0.18719 | 0.49753 | 10.3851 | 0.018924 | 0.0078383 | 0.00077432 | 0.018924 | 0.018476 | 0.15449 | 0.035178 | -0.46326 | 0.15449 | 0.12178 | 0.3085 | 0.10595 | -0.34259 | 0.3085 | 0.27912
46 | 0.26 | 0.23 | Southern | TX | San.Antonio.Intl.AP.722530 | 2 | 432881 | 22.4706 | 16.1588 | 44.0892 | 22.4328 | 21.6564 | 908.17 | 2.0093 | 32.59 | 1.407 | 0.60224 | 45.0032 | 1.0198 | 21.94 | 0.45903 | 0.56074 | 26.9232 | 0.38924 | -22.55 | 1.6366 | -1.2473 | -13.1131 | 2.0093 | 32.59 | 1.407 | 0.60224 | 45.0032 | 1.9693 | 29.67 | 1.4869 | 0.48238 | 42.3804 | 0.013694 | 0.30771 | 0.22128 | 0.60375 | 12.4363 | 0.027515 | 0.013965 | 0.0053302 | 0.027515 | 0.026967 | 0.44628 | 0.30044 | -0.30879 | 0.44628 | 0.40629 | 0.61626 | 0.36868 | -0.17957 | 0.61626 | 0.58035 | 0.011203 | 0.25175 | 0.18103 | 0.49395 | 10.1745 | 0.022511 | 0.011425 | 0.0043608 | 0.022511 | 0.022062 | 0.36512 | 0.2458 | -0.25263 | 0.36512 | 0.3324 | 0.50418 | 0.30163 | -0.14691 | 0.50418 | 0.4748
47 | 0.26 | 0.19 | Southern | TX | San.Antonio.Intl.AP.722530 | 2 | 432881 | 23.0004 | 15.5188 | 43.779 | 22.9617 | 20.8173 | 887.34 | 2.3195 | 53.42 | 0.87815 | 1.4413 | 63.8934 | 1.33 | 42.77 | -0.069856 | 1.3998 | 45.8135 | 0.69946 | -1.72 | 1.1077 | -0.40821 | 5.7771 | 2.3195 | 53.42 | 0.87815 | 1.4413 | 63.8934 | 2.2795 | 50.5 | 0.95798 | 1.3215 | 61.2706 | 0.013694 | 0.31496 | 0.21251 | 0.5995 | 12.151 | 0.031763 | 0.018213 | 0.0095783 | 0.031763 | 0.031215 | 0.73152 | 0.58568 | -0.023553 | 0.73152 | 0.69154 | 0.87494 | 0.62736 | 0.079111 | 0.87494 | 0.83903 | 0.011203 | 0.25768 | 0.17386 | 0.49047 | 9.9411 | 0.025986 | 0.0149 | 0.0078363 | 0.025986 | 0.025538 | 0.59848 | 0.47917 | -0.01927 | 0.59848 | 0.56577 | 0.71582 | 0.51326 | 0.064723 | 0.71582 | 0.68643
48 | 0.26 | 0.17 | Southern | TX | San.Antonio.Intl.AP.722530 | 2 | 432881 | 23.2902 | 15.1988 | 43.6488 | 23.2511 | 20.3977 | 877.18 | 2.4496 | 63.58 | 0.58876 | 1.8609 | 72.8989 | 1.4601 | 52.93 | -0.35925 | 1.8194 | 54.8189 | 0.8296 | 8.44 | 0.81828 | 0.011325 | 14.7826 | 2.4496 | 63.58 | 0.58876 | 1.8609 | 72.8989 | 2.4096 | 60.66 | 0.66859 | 1.741 | 70.2761 | 0.013694 | 0.31893 | 0.20813 | 0.59772 | 12.0119 | 0.033545 | 0.019995 | 0.01136 | 0.033545 | 0.032997 | 0.87065 | 0.72481 | 0.11558 | 0.87065 | 0.83067 | 0.99826 | 0.75068 | 0.20243 | 0.99826 | 0.96235 | 0.011203 | 0.26093 | 0.17028 | 0.48901 | 9.8273 | 0.027444 | 0.016358 | 0.0092943 | 0.027444 | 0.026996 | 0.71231 | 0.59299 | 0.094556 | 0.71231 | 0.67959 | 0.81671 | 0.61415 | 0.16561 | 0.81671 | 0.78732
49 | 0.25 | 0.47 | Southern | TX | San.Antonio.Intl.AP.722530 | 2 | 432881 | 20.4415 | 18.8288 | 45.63 | 20.4071 | 25.223 | 998.84 | 0.46845 | -58.08 | 3.4328 | -2.9643 | -39.2011 | -0.52106 | -68.73 | 2.4848 | -3.0058 | -57.281 | -1.1516 | -113.22 | 3.6623 | -4.8139 | -97.3174 | 0.46845 | -58.08 | 3.4328 | -2.9643 | -39.2011 | 0.42842 | -61 | 3.5126 | -3.0842 | -41.8239 | 0.013694 | 0.27992 | 0.25784 | 0.62485 | 13.6779 | 0.0064148 | -0.0071353 | -0.01577 | 0.0064148 | 0.0058667 | -0.79534 | -0.94117 | -1.5504 | -0.79534 | -0.83532 | -0.53681 | -0.78439 | -1.3326 | -0.53681 | -0.57273 | 0.011203 | 0.22901 | 0.21095 | 0.51121 | 11.1903 | 0.0052481 | -0.0058376 | -0.012902 | 0.0052481 | 0.0047997 | -0.65069 | -0.77 | -1.2684 | -0.65069 | -0.6834 | -0.43918 | -0.64174 | -1.0903 | -0.43918 | -0.46857
50 | 0.25 | 0.42 | Southern | TX | San.Antonio.Intl.AP.722530 | 2 | 432881 | 20.7813 | 18.1988 | 45.1299 | 20.7463 | 24.3836 | 976.14 | 0.96857 | -35.38 | 3.0935 | -2.1249 | -16.9634 | -0.020938 | -46.03 | 2.1455 | -2.1664 | -35.0434 | -0.65146 | -90.52 | 3.323 | -3.9745 | -75.0797 | 0.96857 | -35.38 | 3.0935 | -2.1249 | -16.9634 | 0.92855 | -38.3 | 3.1733 | -2.2448 | -19.5862 | 0.013694 | 0.28458 | 0.24921 | 0.618 | 13.3671 | 0.013263 | -0.00028672 | -0.008921 | 0.013263 | 0.012715 | -0.48449 | -0.63032 | -1.2396 | -0.48449 | -0.52447 | -0.23229 | -0.47988 | -1.0281 | -0.23229 | -0.26821 | 0.011203 | 0.23282 | 0.20389 | 0.5056 | 10.936 | 0.010851 | -0.00023458 | -0.0072986 | 0.010851 | 0.010403 | -0.39637 | -0.51569 | -1.0141 | -0.39637 | -0.42909 | -0.19005 | -0.3926 | -0.84114 | -0.19005 | -0.21943
51 | 0.25 | 0.37 | Southern | TX | San.Antonio.Intl.AP.722530 | 2 | 432881 | 20.9612 | 17.9688 | 44.9898 | 20.926 | 24.0638 | 968 | 1.1087 | -27.24 | 2.9139 | -1.8052 | -9.3805 | 0.11916 | -37.89 | 1.9659 | -1.8467 | -27.4605 | -0.51137 | -82.38 | 3.1434 | -3.6548 | -67.4968 | 1.1087 | -27.24 | 2.9139 | -1.8052 | -9.3805 | 1.0686 | -30.16 | 2.9937 | -1.9251 | -12.0033 | 0.013694 | 0.28704 | 0.24606 | 0.61608 | 13.2556 | 0.015182 | 0.0016317 | -0.0070026 | 0.015182 | 0.014634 | -0.37302 | -0.51886 | -1.1281 | -0.37302 | -0.413 | -0.12845 | -0.37604 | -0.92429 | -0.12845 | -0.16437 | 0.011203 | 0.23484 | 0.20131 | 0.50403 | 10.8448 | 0.012421 | 0.0013349 | -0.005729 | 0.012421 | 0.011972 | -0.30518 | -0.42449 | -0.92293 | -0.30518 | -0.33789 | -0.10509 | -0.30765 | -0.75619 | -0.10509 | -0.13448
52 | 0.25 | 0.32 | Southern | TX | San.Antonio.Intl.AP.722530 | 2 | 432881 | 21.2611 | 17.5688 | 44.7397 | 21.2253 | 23.5143 | 953.91 | 1.3588 | -13.15 | 2.6145 | -1.2557 | 3.8168 | 0.36928 | -23.8 | 1.6665 | -1.2972 | -14.2632 | -0.26125 | -68.29 | 2.844 | -3.1053 | -54.2995 | 1.3588 | -13.15 | 2.6145 | -1.2557 | 3.8168 | 1.3188 | -16.07 | 2.6943 | -1.3756 | 1.194 | 0.013694 | 0.29114 | 0.24058 | 0.61266 | 13.0626 | 0.018607 | 0.0050569 | -0.0035774 | 0.018607 | 0.018059 | -0.18007 | -0.32591 | -0.93515 | -0.18007 | -0.22006 | 0.052266 | -0.19532 | -0.74357 | 0.052266 | 0.01635 | 0.011203 | 0.23819 | 0.19683 | 0.50123 | 10.687 | 0.015223 | 0.0041372 | -0.0029268 | 0.015223 | 0.014775 | -0.14732 | -0.26664 | -0.76507 | -0.14732 | -0.18004 | 0.042761 | -0.1598 | -0.60833 | 0.042761 | 0.013376
53 | 0.25 | 0.27 | Southern | TX | San.Antonio.Intl.AP.722530 | 2 | 432881 | 21.7909 | 16.7988 | 44.2495 | 21.7542 | 22.4952 | 927.48 | 1.849 | 13.28 | 2.0856 | -0.23661 | 28.7562 | 0.8595 | 2.63 | 1.1376 | -0.27811 | 10.6762 | 0.22897 | -41.86 | 2.3151 | -2.0862 | -29.3601 | 1.849 | 13.28 | 2.0856 | -0.23661 | 28.7562 | 1.809 | 10.36 | 2.1654 | -0.35646 | 26.1334 | 0.013694 | 0.2984 | 0.23004 | 0.60594 | 12.7007 | 0.02532 | 0.01177 | 0.0031355 | 0.02532 | 0.024772 | 0.18185 | 0.036015 | -0.57322 | 0.18185 | 0.14187 | 0.39378 | 0.1462 | -0.40205 | 0.39378 | 0.35786 | 0.011203 | 0.24413 | 0.1882 | 0.49574 | 10.3908 | 0.020715 | 0.0096292 | 0.0025653 | 0.020715 | 0.020267 | 0.14878 | 0.029465 | -0.46897 | 0.14878 | 0.11607 | 0.32216 | 0.11961 | -0.32893 | 0.32216 | 0.29278
54 | 0.25 | 0.23 | Southern | TX | San.Antonio.Intl.AP.722530 | 2 | 432881 | 22.2607 | 16.1588 | 43.8793 | 22.2232 | 21.656 | 906.08 | 2.2192 | 34.68 | 1.6166 | 0.60258 | 48.703 | 1.2297 | 24.03 | 0.66859 | 0.56108 | 30.623 | 0.59915 | -20.46 | 1.8461 | -1.247 | -9.4133 | 2.2192 | 34.68 | 1.6166 | 0.60258 | 48.703 | 2.1792 | 31.76 | 1.6964 | 0.48273 | 46.0802 | 0.013694 | 0.30483 | 0.22128 | 0.60087 | 12.4077 | 0.030389 | 0.016839 | 0.0082046 | 0.030389 | 0.029841 | 0.4749 | 0.32906 | -0.28017 | 0.4749 | 0.43491 | 0.66693 | 0.41935 | -0.1289 | 0.66693 | 0.63101 | 0.011203 | 0.24939 | 0.18103 | 0.49159 | 10.1511 | 0.024862 | 0.013776 | 0.0067124 | 0.024862 | 0.024414 | 0.38853 | 0.26922 | -0.22922 | 0.38853 | 0.35582 | 0.54564 | 0.34308 | -0.10546 | 0.54564 | 0.51625
55 | 0.25 | 0.19 | Southern | TX | San.Antonio.Intl.AP.722530 | 2 | 432881 | 22.8005 | 15.5188 | 43.579 | 22.7621 | 20.8169 | 885.36 | 2.5194 | 55.4 | 1.0777 | 1.4417 | 67.4184 | 1.5299 | 44.75 | 0.12973 | 1.4002 | 49.3384 | 0.89941 | 0.26 | 1.3073 | -0.40784 | 9.3021 | 2.5194 | 55.4 | 1.0777 | 1.4417 | 67.4184 | 2.4794 | 52.48 | 1.1576 | 1.3219 | 64.7956 | 0.013694 | 0.31222 | 0.21251 | 0.59676 | 12.1239 | 0.034501 | 0.020951 | 0.012316 | 0.034501 | 0.033953 | 0.75864 | 0.6128 | 0.0035604 | 0.75864 | 0.71865 | 0.92321 | 0.67563 | 0.12738 | 0.92321 | 0.8873 | 0.011203 | 0.25544 | 0.17386 | 0.48823 | 9.919 | 0.028226 | 0.01714 | 0.010076 | 0.028226 | 0.027778 | 0.62066 | 0.50135 | 0.0029129 | 0.62066 | 0.58795 | 0.75531 | 0.55275 | 0.10421 | 0.75531 | 0.72593
56 | 0.25 | 0.17 | Southern | TX | San.Antonio.Intl.AP.722530 | 2 | 432881 | 23.0804 | 15.1989 | 43.429 | 23.0415 | 20.3874 | 874.79 | 2.6695 | 65.97 | 0.79832 | 1.8712 | 76.9334 | 1.68 | 55.32 | -0.14969 | 1.8297 | 58.8534 | 1.0495 | 10.83 | 1.0278 | 0.021627 | 18.8171 | 2.6695 | 65.97 | 0.79832 | 1.8712 | 76.9334 | 2.6295 | 63.05 | 0.87815 | 1.7513 | 74.3106 | 0.013694 | 0.31606 | 0.20813 | 0.59471 | 11.9792 | 0.036556 | 0.023005 | 0.014371 | 0.036556 | 0.036008 | 0.90338 | 0.75754 | 0.1483 | 0.90338 | 0.86339 | 1.0535 | 0.80593 | 0.25768 | 1.0535 | 1.0176 | 0.011203 | 0.25858 | 0.17028 | 0.48655 | 9.8005 | 0.029907 | 0.018821 | 0.011757 | 0.029907 | 0.029459 | 0.73908 | 0.61977 | 0.12133 | 0.73908 | 0.70637 | 0.86191 | 0.65935 | 0.21081 | 0.86191 | 0.83252
57 | 0.24 | 0.47 | Southern | TX | San.Antonio.Intl.AP.722530 | 2 | 432881 | 20.2516 | 18.8388 | 45.4501 | 20.2175 | 25.2326 | 997.25 | 0.64837 | -56.49 | 3.6224 | -2.974 | -36.1891 | -0.34114 | -67.14 | 2.6744 | -3.0155 | -54.269 | -0.97166 | -111.63 | 3.8519 | -4.8236 | -94.3054 | 0.64837 | -56.49 | 3.6224 | -2.974 | -36.1891 | 0.60835 | -59.41 | 3.7022 | -3.0939 | -38.8119 | 0.013694 | 0.27732 | 0.25797 | 0.62238 | 13.6561 | 0.0088787 | -0.0046714 | -0.013306 | 0.0088787 | 0.0083306 | -0.77356 | -0.9194 | -1.5286 | -0.77356 | -0.81355 | -0.49557 | -0.74315 | -1.2914 | -0.49557 | -0.53148 | 0.011203 | 0.22688 | 0.21106 | 0.50919 | 11.1725 | 0.0072639 | -0.0038218 | -0.010886 | 0.0072639 | 0.0068155 | -0.63288 | -0.75219 | -1.2506 | -0.63288 | -0.66559 | -0.40544 | -0.60799 | -1.0565 | -0.40544 | -0.43482
58 | 0.24 | 0.42 | Southern | TX | San.Antonio.Intl.AP.722530 | 2 | 432881 | 20.5914 | 18.2088 | 44.94 | 20.5567 | 24.3833 | 974.25 | 1.1585 | -33.49 | 3.2831 | -2.1246 | -13.6161 | 0.16897 | -44.14 | 2.3351 | -2.1661 | -31.6961 | -0.46156 | -88.63 | 3.5126 | -3.9742 | -71.7324 | 1.1585 | -33.49 | 3.2831 | -2.1246 | -13.6161 | 1.1185 | -36.41 | 3.3629 | -2.2445 | -16.2389 | 0.013694 | 0.28197 | 0.24935 | 0.6154 | 13.3412 | 0.015864 | 0.0023138 | -0.0063205 | 0.015864 | 0.015316 | -0.4586 | -0.60444 | -1.2137 | -0.4586 | -0.49859 | -0.18646 | -0.43404 | -0.98229 | -0.18646 | -0.22237 | 0.011203 | 0.23069 | 0.204 | 0.50348 | 10.9148 | 0.012979 | 0.001893 | -0.005171 | 0.012979 | 0.01253 | -0.3752 | -0.49451 | -0.99295 | -0.3752 | -0.40791 | -0.15255 | -0.3551 | -0.80364 | -0.15255 | -0.18193
59 | 0.24 | 0.37 | Southern | TX | San.Antonio.Intl.AP.722530 | 2 | 432881 | 20.7713 | 17.9688 | 44.7899 | 20.7364 | 24.0536 | 965.8 | 1.3086 | -25.04 | 3.1035 | -1.7949 | -5.6978 | 0.31904 | -35.69 | 2.1555 | -1.8364 | -23.7778 | -0.31148 | -80.18 | 3.333 | -3.6445 | -63.8141 | 1.3086 | -25.04 | 3.1035 | -1.7949 | -5.6978 | 1.2685 | -27.96 | 3.1833 | -1.9148 | -8.3206 | 0.013694 | 0.28444 | 0.24606 | 0.61334 | 13.2255 | 0.017919 | 0.0043689 | -0.0042654 | 0.017919 | 0.017371 | -0.34289 | -0.48873 | -1.098 | -0.34289 | -0.38288 | -0.078025 | -0.32561 | -0.87386 | -0.078025 | -0.11394 | 0.011203 | 0.23271 | 0.20131 | 0.5018 | 10.8202 | 0.01466 | 0.0035743 | -0.0034897 | 0.01466 | 0.014212 | -0.28053 | -0.39985 | -0.89828 | -0.28053 | -0.31324 | -0.063834 | -0.26639 | -0.71493 | -0.063834 | -0.093219
60 | 0.24 | 0.32 | Southern | TX | San.Antonio.Intl.AP.722530 | 2 | 432881 | 21.0612 | 17.5688 | 44.5398 | 21.0258 | 23.514 | 951.91 | 1.5587 | -11.15 | 2.8141 | -1.2554 | 7.3404 | 0.56919 | -21.8 | 1.8661 | -1.2969 | -10.7396 | -0.061339 | -66.29 | 3.0436 | -3.1049 | -50.7759 | 1.5587 | -11.15 | 2.8141 | -1.2554 | 7.3404 | 1.5187 | -14.07 | 2.8939 | -1.3752 | 4.7176 | 0.013694 | 0.28841 | 0.24058 | 0.60992 | 13.0353 | 0.021344 | 0.0077943 | -0.00083996 | 0.021344 | 0.020796 | -0.15269 | -0.29852 | -0.90776 | -0.15269 | -0.19267 | 0.10052 | -0.14707 | -0.69531 | 0.10052 | 0.064602 | 0.011203 | 0.23596 | 0.19683 | 0.49899 | 10.6645 | 0.017463 | 0.0063768 | -0.0006872 | 0.017463 | 0.017014 | -0.12492 | -0.24423 | -0.74267 | -0.12492 | -0.15763 | 0.082237 | -0.12032 | -0.56886 | 0.082237 | 0.052853
61 | 0.24 | 0.27 | Southern | TX | San.Antonio.Intl.AP.722530 | 2 | 432881 | 21.591 | 16.7988 | 44.0495 | 21.5546 | 22.4949 | 925.49 | 2.0489 | 15.27 | 2.2852 | -0.23626 | 32.2806 | 1.0594 | 4.62 | 1.3372 | -0.27776 | 14.2006 | 0.4289 | -39.87 | 2.5147 | -2.0858 | -25.8357 | 2.0489 | 15.27 | 2.2852 | -0.23626 | 32.2806 | 2.0089 | 12.35 | 2.365 | -0.35611 | 29.6578 | 0.013694 | 0.29566 | 0.23004 | 0.6032 | 12.6735 | 0.028058 | 0.014508 | 0.0058733 | 0.028058 | 0.02751 | 0.2091 | 0.063265 | -0.54597 | 0.2091 | 0.16912 | 0.44204 | 0.19446 | -0.35379 | 0.44204 | 0.40613 | 0.011203 | 0.24189 | 0.1882 | 0.4935 | 10.3686 | 0.022955 | 0.011869 | 0.0048051 | 0.022955 | 0.022507 | 0.17107 | 0.051759 | -0.44668 | 0.17107 | 0.13836 | 0.36165 | 0.15909 | -0.28945 | 0.36165 | 0.33227
62 | 0.24 | 0.23 | Southern | TX | San.Antonio.Intl.AP.722530 | 2 | 432881 | 22.0608 | 16.1588 | 43.6694 | 22.0237 | 21.6457 | 903.78 | 2.4291 | 36.98 | 1.8162 | 0.61293 | 52.5634 | 1.4396 | 26.33 | 0.86817 | 0.57143 | 34.4834 | 0.80907 | -18.16 | 2.0457 | -1.2366 | -5.5529 | 2.4291 | 36.98 | 1.8162 | 0.61293 | 52.5634 | 2.3891 | 34.06 | 1.896 | 0.49307 | 49.9406 | 0.013694 | 0.3021 | 0.22128 | 0.598 | 12.3762 | 0.033264 | 0.019714 | 0.011079 | 0.033264 | 0.032716 | 0.5064 | 0.36056 | -0.24868 | 0.5064 | 0.46641 | 0.71979 | 0.47221 | -0.07604 | 0.71979 | 0.68388 | 0.011203 | 0.24715 | 0.18103 | 0.48924 | 10.1253 | 0.027214 | 0.016128 | 0.0090643 | 0.027214 | 0.026766 | 0.4143 | 0.29498 | -0.20345 | 0.4143 | 0.38158 | 0.58888 | 0.38633 | -0.062211 | 0.58888 | 0.5595
63 | 0.24 | 0.19 | Southern | TX | San.Antonio.Intl.AP.722530 | 2 | 432881 | 22.5906 | 15.5188 | 43.3591 | 22.5526 | 20.8066 | 882.96 | 2.7393 | 57.8 | 1.2873 | 1.452 | 71.4537 | 1.7498 | 47.15 | 0.33928 | 1.4105 | 53.3737 | 1.1193 | 2.66 | 1.5168 | -0.39752 | 13.3374 | 2.7393 | 57.8 | 1.2873 | 1.452 | 71.4537 | 2.6993 | 54.88 | 1.3671 | 1.3322 | 68.8309 | 0.013694 | 0.30935 | 0.21251 | 0.59375 | 12.0911 | 0.037512 | 0.023962 | 0.015327 | 0.037512 | 0.036964 | 0.7915 | 0.64566 | 0.036425 | 0.7915 | 0.75151 | 0.97847 | 0.73089 | 0.18264 | 0.97847 | 0.94256 | 0.011203 | 0.25309 | 0.17386 | 0.48577 | 9.8921 | 0.03069 | 0.019604 | 0.01254 | 0.03069 | 0.030241 | 0.64755 | 0.52824 | 0.029801 | 0.64755 | 0.61484 | 0.80052 | 0.59796 | 0.14942 | 0.80052 | 0.77113
64 | 0.24 | 0.17 | Southern | TX | San.Antonio.Intl.AP.722530 | 2 | 432881 | 22.8804 | 15.1989 | 43.2191 | 22.8419 | 20.3771 | 872.49 | 2.8794 | 68.27 | 0.9979 | 1.8815 | 80.7931 | 1.8899 | 57.62 | 0.049892 | 1.84 | 62.7132 | 1.2594 | 13.13 | 1.2274 | 0.031954 | 22.6768 | 2.8794 | 68.27 | 0.9979 | 1.8815 | 80.7931 | 2.8394 | 65.35 | 1.0777 | 1.7617 | 78.1703 | 0.013694 | 0.31332 | 0.20813 | 0.59183 | 11.9477 | 0.03943 | 0.02588 | 0.017246 | 0.03943 | 0.038882 | 0.93487 | 0.78904 | 0.1798 | 0.93487 | 0.89489 | 1.1064 | 0.85878 | 0.31053 | 1.1064 | 1.0704 | 0.011203 | 0.25634 | 0.17028 | 0.4842 | 9.7748 | 0.032259 | 0.021173 | 0.014109 | 0.032259 | 0.031811 | 0.76485 | 0.64553 | 0.1471 | 0.76485 | 0.73214 | 0.90515 | 0.7026 | 0.25406 | 0.90515 | 0.87577
65 | 0.22 | 0.47 | Southern | TX | San.Antonio.Intl.AP.722530 | 2 | 432881 | 19.8617 | 18.8588 | 45.0703 | 19.8283 | 25.242 | 993.67 | 1.0282 | -52.91 | 4.0116 | -2.9834 | -29.6543 | 0.038675 | -63.56 | 3.0636 | -3.0249 | -47.7343 | -0.59185 | -108.05 | 4.2411 | -4.8329 | -87.7706 | 1.0282 | -52.91 | 4.0116 | -2.9834 | -29.6543 | 0.98816 | -55.83 | 4.0914 | -3.1032 | -32.2771 | 0.013694 | 0.27198 | 0.25825 | 0.61718 | 13.6071 | 0.01408 | 0.00052961 | -0.0081047 | 0.01408 | 0.013532 | -0.72454 | -0.87038 | -1.4796 | -0.72454 | -0.76452 | -0.40608 | -0.65366 | -1.2019 | -0.40608 | -0.442 | 0.011203 | 0.22252 | 0.21128 | 0.50494 | 11.1324 | 0.011519 | 0.00043329 | -0.0066307 | 0.011519 | 0.011071 | -0.59277 | -0.71208 | -1.2105 | -0.59277 | -0.62548 | -0.33223 | -0.53478 | -0.98332 | -0.33223 | -0.36161
66 | 0.22 | 0.42 | Southern | TX | San.Antonio.Intl.AP.722530 | 2 | 432881 | 20.2016 | 18.2288 | 44.5602 | 20.1676 | 24.3926 | 970.65 | 1.5383 | -29.89 | 3.6723 | -2.134 | -7.0806 | 0.5488 | -40.54 | 2.7243 | -2.1755 | -25.1606 | -0.081725 | -85.03 | 3.9018 | -3.9835 | -65.1969 | 1.5383 | -29.89 | 3.6723 | -2.134 | -7.0806 | 1.4983 | -32.81 | 3.7521 | -2.2538 | -9.7034 | 0.013694 | 0.27664 | 0.24962 | 0.6102 | 13.2919 | 0.021065 | 0.0075152 | -0.0011191 | 0.021065 | 0.020517 | -0.40931 | -0.55515 | -1.1644 | -0.40931 | -0.44929 | -0.09696 | -0.34454 | -0.89279 | -0.09696 | -0.13288 | 0.011203 | 0.22632 | 0.20422 | 0.49922 | 10.8745 | 0.017234 | 0.0061484 | -0.00091559 | 0.017234 | 0.016786 | -0.33487 | -0.45418 | -0.95262 | -0.33487 | -0.36758 | -0.079326 | -0.28188 | -0.73042 | -0.079326 | -0.10871
67 | 0.22 | 0.37 | Southern | TX | San.Antonio.Intl.AP.722530 | 2 | 432881 | 20.3815 | 17.9888 | 44.4101 | 20.3472 | 24.0629 | 962.22 | 1.6884 | -21.46 | 3.4927 | -1.8043 | 0.83774 | 0.69887 | -32.11 | 2.5447 | -1.8458 | -17.2422 | 0.068349 | -76.6 | 3.7222 | -3.6538 | -57.2786 | 1.6884 | -21.46 | 3.4927 | -1.8043 | 0.83774 | 1.6484 | -24.38 | 3.5725 | -1.9241 | -1.7851 | 0.013694 | 0.2791 | 0.24634 | 0.60814 | 13.1764 | 0.02312 | 0.0095702 | 0.00093596 | 0.02312 | 0.022572 | -0.29387 | -0.43971 | -1.0489 | -0.29387 | -0.33385 | 0.011472 | -0.23611 | -0.78436 | 0.011472 | -0.024444 | 0.011203 | 0.22834 | 0.20153 | 0.49754 | 10.7801 | 0.018916 | 0.0078297 | 0.00076574 | 0.018916 | 0.018467 | -0.24042 | -0.35974 | -0.85817 | -0.24042 | -0.27314 | 0.0093855 | -0.19317 | -0.64171 | 0.0093855 | -0.019999
68 | 0.22 | 0.32 | Southern | TX | San.Antonio.Intl.AP.722530 | 2 | 432881 | 20.6614 | 17.5888 | 44.1499 | 20.6266 | 23.5233 | 948.23 | 1.9485 | -7.47 | 3.2132 | -1.2647 | 14.0523 | 0.95902 | -18.12 | 2.2652 | -1.3062 | -4.0277 | 0.32849 | -62.61 | 3.4428 | -3.1143 | -44.064 | 1.9485 | -7.47 | 3.2132 | -1.2647 | 14.0523 | 1.9085 | -10.39 | 3.2931 | -1.3846 | 11.4295 | 0.013694 | 0.28293 | 0.24086 | 0.60458 | 12.9849 | 0.026683 | 0.013133 | 0.0044983 | 0.026683 | 0.026135 | -0.10229 | -0.24813 | -0.85737 | -0.10229 | -0.14228 | 0.19243 | -0.055155 | -0.6034 | 0.19243 | 0.15651 | 0.011203 | 0.23148 | 0.19705 | 0.49463 | 10.6233 | 0.02183 | 0.010744 | 0.0036802 | 0.02183 | 0.021382 | -0.083689 | -0.203 | -0.70144 | -0.083689 | -0.1164 | 0.15743 | -0.045124 | -0.49366 | 0.15743 | 0.12805
69 | 0.22 | 0.27 | Southern | TX | San.Antonio.Intl.AP.722530 | 2 | 432881 | 21.1912 | 16.7989 | 43.6298 | 21.1555 | 22.4743 | 920.9 | 2.4687 | 19.86 | 2.6844 | -0.21565 | 39.9985 | 1.4792 | 9.21 | 1.7364 | -0.25715 | 21.9185 | 0.84867 | -35.28 | 2.9139 | -2.0652 | -18.1178 | 2.4687 | 19.86 | 2.6844 | -0.21565 | 39.9985 | 2.4287 | 16.94 | 2.7642 | -0.33551 | 37.3756 | 0.013694 | 0.29019 | 0.23004 | 0.59746 | 12.6106 | 0.033806 | 0.020256 | 0.011622 | 0.033806 | 0.033258 | 0.27196 | 0.12612 | -0.48312 | 0.27196 | 0.23197 | 0.54773 | 0.30015 | -0.2481 | 0.54773 | 0.51181 | 0.011203 | 0.23741 | 0.1882 | 0.4888 | 10.3171 | 0.027658 | 0.016572 | 0.0095079 | 0.027658 | 0.027209 | 0.2225 | 0.10318 | -0.39525 | 0.2225 | 0.18978 | 0.44812 | 0.24556 | -0.20298 | 0.44812 | 0.41873
70 | 0.22 | 0.23 | Southern | TX | San.Antonio.Intl.AP.722530 | 2 | 432881 | 21.661 | 16.1688 | 43.2695 | 21.6245 | 21.645 | 899.8 | 2.8289 | 40.96 | 2.2153 | 0.6136 | 59.6114 | 1.8394 | 30.31 | 1.2673 | 0.5721 | 41.5314 | 1.2089 | -14.18 | 2.4449 | -1.236 | 1.4951 | 2.8289 | 40.96 | 2.2153 | 0.6136 | 59.6114 | 2.7889 | 38.04 | 2.2952 | 0.49375 | 56.9886 | 0.013694 | 0.29662 | 0.22141 | 0.59252 | 12.3217 | 0.038739 | 0.025189 | 0.016555 | 0.038739 | 0.038191 | 0.5609 | 0.41506 | -0.19418 | 0.5609 | 0.52091 | 0.81631 | 0.56872 | 0.020473 | 0.81631 | 0.78039 | 0.011203 | 0.24267 | 0.18114 | 0.48476 | 10.0807 | 0.031694 | 0.020608 | 0.013544 | 0.031694 | 0.031245 | 0.45889 | 0.33957 | -0.15886 | 0.45889 | 0.42617 | 0.66784 | 0.46529 | 0.01675 | 0.66784 | 0.63846
71 | 0.22 | 0.19 | Southern | TX | San.Antonio.Intl.AP.722530 | 2 | 432881 | 22.1908 | 15.5188 | 42.9394 | 22.1534 | 20.786 | 878.37 | 3.1591 | 62.39 | 1.6865 | 1.4727 | 79.1724 | 2.1696 | 51.74 | 0.73845 | 1.4312 | 61.0924 | 1.5391 | 7.25 | 1.916 | -0.37689 | 21.0561 | 3.1591 | 62.39 | 1.6865 | 1.4727 | 79.1724 | 3.1191 | 59.47 | 1.7663 | 1.3528 | 76.5496 | 0.013694 | 0.30388 | 0.21251 | 0.588 | 12.0282 | 0.04326 | 0.02971 | 0.021076 | 0.04326 | 0.042712 | 0.85436 | 0.70852 | 0.09928 | 0.85436 | 0.81437 | 1.0842 | 0.83659 | 0.28834 | 1.0842 | 1.0483 | 0.011203 | 0.24861 | 0.17386 | 0.48106 | 9.8407 | 0.035393 | 0.024307 | 0.017243 | 0.035393 | 0.034944 | 0.69897 | 0.57966 | 0.081224 | 0.69897 | 0.66626 | 0.88699 | 0.68444 | 0.2359 | 0.88699 | 0.85761
72 | 0.22 | 0.17 | Southern | TX | San.Antonio.Intl.AP.722530 | 2 | 432881 | 22.4706 | 15.1888 | 42.7892 | 22.4328 | 20.3564 | 867.8 | 3.3093 | 72.96 | 1.407 | 1.9022 | 88.6901 | 2.3197 | 62.31 | 0.45903 | 1.8607 | 70.6101 | 1.6892 | 17.82 | 1.6366 | 0.052664 | 30.5738 | 3.3093 | 72.96 | 1.407 | 1.9022 | 88.6901 | 3.2692 | 70.04 | 1.4869 | 1.7824 | 86.0673 | 0.013694 | 0.30771 | 0.20799 | 0.58595 | 11.8835 | 0.045316 | 0.031766 | 0.023132 | 0.045316 | 0.044768 | 0.9991 | 0.85326 | 0.24402 | 0.9991 | 0.95911 | 1.2145 | 0.96692 | 0.41867 | 1.2145 | 1.1786 | 0.011203 | 0.25175 | 0.17017 | 0.47938 | 9.7222 | 0.037075 | 0.025989 | 0.018925 | 0.037075 | 0.036626 | 0.81739 | 0.69808 | 0.19964 | 0.81739 | 0.78468 | 0.99362 | 0.79107 | 0.34253 | 0.99362 | 0.96424
73 | 0.2 | 0.47 | Southern | TX | San.Antonio.Intl.AP.722530 | 2 | 432881 | 19.4719 | 18.8788 | 44.6905 | 19.4391 | 25.2514 | 990.07 | 1.408 | -49.31 | 4.4008 | -2.9927 | -23.1187 | 0.41851 | -59.96 | 3.4527 | -3.0342 | -41.1987 | -0.21202 | -104.45 | 4.6303 | -4.8423 | -81.235 | 1.408 | -49.31 | 4.4008 | -2.9927 | -23.1187 | 1.368 | -52.23 | 4.4806 | -3.1126 | -25.7415 | 0.013694 | 0.26664 | 0.25852 | 0.61198 | 13.5578 | 0.019281 | 0.005731 | -0.0029033 | 0.019281 | 0.018733 | -0.67524 | -0.82108 | -1.4303 | -0.67524 | -0.71523 | -0.31658 | -0.56417 | -1.1124 | -0.31658 | -0.3525 | 0.011203 | 0.21815 | 0.21151 | 0.50068 | 11.0921 | 0.015774 | 0.0046887 | -0.0023753 | 0.015774 | 0.015326 | -0.55244 | -0.67175 | -1.1702 | -0.55244 | -0.58515 | -0.25901 | -0.46156 | -0.9101 | -0.25901 | -0.28839
74 | 0.2 | 0.42 | Southern | TX | San.Antonio.Intl.AP.722530 | 2 | 432881 | 19.8018 | 18.2488 | 44.1703 | 19.7684 | 24.4019 | 966.98 | 1.9281 | -26.22 | 4.0714 | -2.1433 | -0.36874 | 0.93863 | -36.87 | 3.1234 | -2.1848 | -18.4487 | 0.30811 | -81.36 | 4.301 | -3.9929 | -58.485 | 1.9281 | -26.22 | 4.0714 | -2.1433 | -0.36874 | 1.8881 | -29.14 | 4.1513 | -2.2632 | -2.9916 | 0.013694 | 0.27116 | 0.2499 | 0.60486 | 13.2416 | 0.026404 | 0.012853 | 0.0042191 | 0.026404 | 0.025855 | -0.35905 | -0.50489 | -1.1141 | -0.35905 | -0.39904 | -0.0050495 | -0.25263 | -0.80088 | -0.0050495 | -0.040966 | 0.011203 | 0.22185 | 0.20445 | 0.49485 | 10.8334 | 0.021602 | 0.010516 | 0.0034518 | 0.021602 | 0.021153 | -0.29375 | -0.41307 | -0.9115 | -0.29375 | -0.32646 | -0.0041312 | -0.20669 | -0.65523 | -0.0041312 | -0.033515
75 | 0.2 | 0.37 | Southern | TX | San.Antonio.Intl.AP.722530 | 2 | 432881 | 19.9817 | 18.0088 | 44.0203 | 19.948 | 24.0723 | 958.52 | 2.0782 | -17.76 | 3.8918 | -1.8136 | 7.5482 | 1.0887 | -28.41 | 2.9438 | -1.8551 | -10.5318 | 0.45814 | -72.9 | 4.1213 | -3.6632 | -50.5681 | 2.0782 | -17.76 | 3.8918 | -1.8136 | 7.5482 | 2.0382 | -20.68 | 3.9717 | -1.9335 | 4.9254 | 0.013694 | 0.27363 | 0.24661 | 0.6028 | 13.1258 | 0.028458 | 0.014908 | 0.0062737 | 0.028458 | 0.02791 | -0.2432 | -0.38904 | -0.99828 | -0.2432 | -0.28319 | 0.10336 | -0.14422 | -0.69247 | 0.10336 | 0.067448 | 0.011203 | 0.22386 | 0.20176 | 0.49317 | 10.7386 | 0.023282 | 0.012197 | 0.0051327 | 0.023282 | 0.022834 | -0.19897 | -0.31829 | -0.81672 | -0.19897 | -0.23168 | 0.084565 | -0.11799 | -0.56653 | 0.084565 | 0.055181
76 | 0.2 | 0.32 | Southern | TX | San.Antonio.Intl.AP.722530 | 2 | 432881 | 20.2616 | 17.5988 | 43.7402 | 20.2274 | 23.5127 | 943.94 | 2.3583 | -3.18 | 3.6124 | -1.2541 | 21.4348 | 1.3688 | -13.83 | 2.6644 | -1.2956 | 3.3548 | 0.73828 | -58.32 | 3.8419 | -3.1036 | -36.6815 | 2.3583 | -3.18 | 3.6124 | -1.2541 | 21.4348 | 2.3183 | -6.1 | 3.6922 | -1.3739 | 18.812 | 0.013694 | 0.27746 | 0.24099 | 0.59897 | 12.9261 | 0.032294 | 0.018744 | 0.01011 | 0.032294 | 0.031746 | -0.043546 | -0.18939 | -0.79862 | -0.043546 | -0.083532 | 0.29352 | 0.04594 | -0.50231 | 0.29352 | 0.25761 | 0.011203 | 0.227 | 0.19717 | 0.49003 | 10.5753 | 0.026421 | 0.015335 | 0.0082712 | 0.026421 | 0.025973 | -0.035627 | -0.15494 | -0.65338 | -0.035627 | -0.06834 | 0.24014 | 0.037585 | -0.41095 | 0.24014 | 0.21076
77 | 0.2 | 0.27 | Southern | TX | San.Antonio.Intl.AP.722530 | 2 | 432881 | 20.7814 | 16.8089 | 43.22 | 20.7463 | 22.4736 | 916.82 | 2.8785 | 23.94 | 3.0935 | -0.215 | 47.2214 | 1.889 | 13.29 | 2.1455 | -0.2565 | 29.1414 | 1.2585 | -31.2 | 3.323 | -2.0646 | -10.8949 | 2.8785 | 23.94 | 3.0935 | -0.215 | 47.2214 | 2.8385 | 21.02 | 3.1733 | -0.33485 | 44.5986 | 0.013694 | 0.28458 | 0.23018 | 0.59185 | 12.5547 | 0.039418 | 0.025867 | 0.017233 | 0.039418 | 0.038869 | 0.32783 | 0.18199 | -0.42725 | 0.32783 | 0.28784 | 0.64664 | 0.39906 | -0.14919 | 0.64664 | 0.61072 | 0.011203 | 0.23282 | 0.18831 | 0.48421 | 10.2714 | 0.032249 | 0.021163 | 0.014099 | 0.032249 | 0.0318 | 0.26821 | 0.14889 | -0.34954 | 0.26821 | 0.23549 | 0.52904 | 0.32648 | -0.12206 | 0.52904 | 0.49965
78 | 0.2 | 0.23 | Southern | TX | San.Antonio.Intl.AP.722530 | 2 | 432881 | 21.2512 | 16.1688 | 42.8397 | 21.2154 | 21.6244 | 895.1 | 3.2587 | 45.66 | 2.6245 | 0.63425 | 67.5063 | 2.2692 | 35.01 | 1.6765 | 0.59275 | 49.4264 | 1.6387 | -9.48 | 2.854 | -1.2153 | 9.39 | 3.2587 | 45.66 | 2.6245 | 0.63425 | 67.5063 | 3.2187 | 42.74 | 2.7043 | 0.5144 | 64.8835 | 0.013694 | 0.29101 | 0.22141 | 0.58664 | 12.2573 | 0.044624 | 0.031074 | 0.02244 | 0.044624 | 0.044076 | 0.62526 | 0.47942 | -0.12982 | 0.62526 | 0.58527 | 0.92442 | 0.67683 | 0.12859 | 0.92442 | 0.8885 | 0.011203 | 0.23808 | 0.18114 | 0.47995 | 10.0281 | 0.036509 | 0.025423 | 0.018359 | 0.036509 | 0.03606 | 0.51154 | 0.39223 | -0.10621 | 0.51154 | 0.47883 | 0.75629 | 0.55374 | 0.1052 | 0.75629 | 0.72691
79 | 0.2 | 0.19 | Southern | TX | San.Antonio.Intl.AP.722530 | 2 | 432881 | 21.7809 | 15.5188 | 42.5195 | 21.7442 | 20.7752 | 873.99 | 3.579 | 66.77 | 2.0956 | 1.4834 | 86.7335 | 2.5895 | 56.12 | 1.1476 | 1.4419 | 68.6535 | 1.9589 | 11.63 | 2.3251 | -0.36617 | 28.6172 | 3.579 | 66.77 | 2.0956 | 1.4834 | 86.7335 | 3.539 | 63.85 | 2.1754 | 1.3635 | 84.1106 | 0.013694 | 0.29826 | 0.21251 | 0.58225 | 11.9682 | 0.04901 | 0.03546 | 0.026825 | 0.04901 | 0.048462 | 0.91433 | 0.7685 | 0.15926 | 0.91433 | 0.87435 | 1.1877 | 0.94013 | 0.39188 | 1.1877 | 1.1518 | 0.011203 | 0.24402 | 0.17386 | 0.47636 | 9.7916 | 0.040096 | 0.029011 | 0.021947 | 0.040096 | 0.039648 | 0.74805 | 0.62873 | 0.13029 | 0.74805 | 0.71533 | 0.9717 | 0.76915 | 0.32061 | 0.9717 | 0.94232
80 | 0.2 | 0.17 | Southern | TX | San.Antonio.Intl.AP.722530 | 2 | 432881 | 22.0608 | 15.1888 | 42.3594 | 22.0237 | 20.3358 | 863.1 | 3.7391 | 77.66 | 1.8162 | 1.9229 | 96.5851 | 2.7495 | 67.01 | 0.86817 | 1.8814 | 78.5052 | 2.119 | 22.52 | 2.0457 | 0.073316 | 38.4688 | 3.7391 | 77.66 | 1.8162 | 1.9229 | 96.5851 | 3.699 | 74.74 | 1.896 | 1.803 | 93.9623 | 0.013694 | 0.3021 | 0.20799 | 0.58006 | 11.8191 | 0.051202 | 0.037652 | 0.029017 | 0.051202 | 0.050654 | 1.0635 | 0.91762 | 0.30838 | 1.0635 | 1.0235 | 1.3226 | 1.075 | 0.52678 | 1.3226 | 1.2867 | 0.011203 | 0.24715 | 0.17017 | 0.47457 | 9.6696 | 0.04189 | 0.030804 | 0.02374 | 0.04189 | 0.041441 | 0.87005 | 0.75073 | 0.2523 | 0.87005 | 0.83734 | 1.0821 | 0.87952 | 0.43098 | 1.0821 | 1.0527
81 | 0.35 | 0.2 | Southern | TX | San.Antonio.Intl.AP.722530 | 2 | 432881 | 24.6296 | 15.6888 | 45.6882 | 24.5883 | 21.0999 | 912.18 | 0.41029 | 28.58 | -0.74843 | 1.1587 | 25.7672 | -0.57922 | 17.93 | -1.6964 | 1.1172 | 7.6872 | -1.2097 | -26.56 | -0.51891 | -0.69084 | -32.3491 | 0.41029 | 28.58 | -0.74843 | 1.1587 | 25.7672 | 0.37027 | 25.66 | -0.6686 | 1.0389 | 23.1444 | 0.013694 | 0.33727 | 0.21484 | 0.62564 | 12.4912 | 0.0056184 | -0.0079317 | -0.016566 | 0.0056184 | 0.0050704 | 0.39137 | 0.24553 | -0.36371 | 0.39137 | 0.35138 | 0.35285 | 0.10527 | -0.44298 | 0.35285 | 0.31693 | 0.011203 | 0.27593 | 0.17577 | 0.51186 | 10.2194 | 0.0045966 | -0.0064892 | -0.013553 | 0.0045966 | 0.0041482 | 0.32019 | 0.20088 | -0.29756 | 0.32019 | 0.28748 | 0.28868 | 0.086122 | -0.36242 | 0.28868 | 0.25929
82 | 0.35 | 0.25 | Southern | TX | San.Antonio.Intl.AP.722530 | 2 | 432881 | 23.9599 | 16.4688 | 46.0584 | 23.9197 | 22.1388 | 937.84 | 0.040024 | 2.92 | -0.079833 | 0.11986 | 2.6228 | -0.94949 | -7.73 | -1.0278 | 0.078354 | -15.4572 | -1.58 | -52.22 | 0.14969 | -1.7297 | -55.4935 | 0.040024 | 2.92 | -0.079833 | 0.11986 | 2.6228 | 0 | 0 | 0 | 0 | 0 | 0.013694 | 0.3281 | 0.22552 | 0.63071 | 12.8426 | 0.00054808 | -0.013002 | -0.021636 | 0.00054808 | 0 | 0.039986 | -0.10585 | -0.71509 | 0.039986 | 0 | 0.035916 | -0.21167 | -0.75992 | 0.035916 | 0 | 0.011203 | 0.26843 | 0.18451 | 0.51601 | 10.5069 | 0.0004484 | -0.010637 | -0.017701 | 0.0004484 | 0 | 0.032714 | -0.086602 | -0.58504 | 0.032714 | 0 | 0.029384 | -0.17317 | -0.62171 | 0.029384 | 0
83 | 0.35 | 0.3 | Southern | TX | San.Antonio.Intl.AP.722530 | 2 | 432881 | 23.8799 | 16.5288 | 46.0985 | 23.8398 | 22.2586 | 940.76 | 0 | 0 | 0 | 0 | 0 | -0.98951 | -10.65 | -0.94801 | -0.041503 | -18.08 | -1.62 | -55.14 | 0.22952 | -1.8496 | -58.1163 | 0 | 0 | 0 | 0 | 0 | -0.040024 | -2.92 | 0.079833 | -0.11986 | -2.6228 | 0.013694 | 0.32701 | 0.22634 | 0.63126 | 12.8826 | 0 | -0.01355 | -0.022184 | 0 | -0.00054808 | 0 | -0.14584 | -0.75508 | 0 | -0.039986 | 0 | -0.24758 | -0.79583 | 0 | -0.035916 | 0.011203 | 0.26753 | 0.18518 | 0.51646 | 10.5396 | 0 | -0.011086 | -0.01815 | 0 | -0.0004484 | 0 | -0.11932 | -0.61775 | 0 | -0.032714 | 0 | -0.20256 | -0.6511 | 0 | -0.029384
84 | 0.35 | 0.35 | Southern | TX | San.Antonio.Intl.AP.722530 | 2 | 432881 | 23.3002 | 17.2388 | 46.4487 | 23.2611 | 23.1877 | 963.89 | -0.35027 | -23.13 | 0.57878 | -0.92905 | -21.0348 | -1.3398 | -33.78 | -0.36922 | -0.97056 | -39.1148 | -1.9703 | -78.27 | 0.80831 | -2.7786 | -79.1511 | -0.35027 | -23.13 | 0.57878 | -0.92905 | -21.0348 | -0.39029 | -26.05 | 0.65862 | -1.0489 | -23.6576 | 0.013694 | 0.31907 | 0.23606 | 0.63606 | 13.1993 | -0.0047965 | -0.018347 | -0.026981 | -0.0047965 | -0.0053446 | -0.31674 | -0.46258 | -1.0718 | -0.31674 | -0.35672 | -0.28805 | -0.53563 | -1.0839 | -0.28805 | -0.32396 | 0.011203 | 0.26104 | 0.19313 | 0.52038 | 10.7988 | -0.0039242 | -0.01501 | -0.022074 | -0.0039242 | -0.0043726 | -0.25913 | -0.37845 | -0.87688 | -0.25913 | -0.29185 | -0.23566 | -0.43822 | -0.88675 | -0.23566 | -0.26504
85 | 0.35 | 0.4 | Southern | TX | San.Antonio.Intl.AP.722530 | 2 | 432881 | 22.7904 | 17.9389 | 46.869 | 22.7521 | 24.1169 | 987.73 | -0.7705 | -46.97 | 1.0877 | -1.8582 | -43.303 | -1.76 | -57.62 | 0.13971 | -1.8997 | -61.3829 | -2.3905 | -102.11 | 1.3172 | -3.7078 | -101.4193 | -0.7705 | -46.97 | 1.0877 | -1.8582 | -43.303 | -0.81053 | -49.89 | 1.1675 | -1.9781 | -45.9258 | 0.013694 | 0.31209 | 0.24565 | 0.64181 | 13.5258 | -0.010551 | -0.024101 | -0.032736 | -0.010551 | -0.011099 | -0.6432 | -0.78904 | -1.3983 | -0.6432 | -0.68318 | -0.59298 | -0.84056 | -1.3888 | -0.59298 | -0.6289 | 0.011203 | 0.25533 | 0.20097 | 0.52509 | 11.0658 | -0.0086322 | -0.019718 | -0.026782 | -0.0086322 | -0.0090806 | -0.52622 | -0.64553 | -1.144 | -0.52622 | -0.55893 | -0.48514 | -0.68769 | -1.1362 | -0.48514 | -0.51452
86 | 0.33 | 0.2 | Southern | TX | San.Antonio.Intl.AP.722530 | 2 | 432881 | 24.2498 | 15.6788 | 45.2883 | 24.2091 | 21.0793 | 907.78 | 0.81013 | 32.98 | -0.36923 | 1.1794 | 33.1346 | -0.17938 | 22.33 | -1.3172 | 1.1378 | 15.0546 | -0.80991 | -22.16 | -0.13971 | -0.6702 | -24.9817 | 0.81013 | 32.98 | -0.36923 | 1.1794 | 33.1346 | 0.7701 | 30.06 | -0.28939 | 1.0595 | 30.5118 | 0.013694 | 0.33207 | 0.2147 | 0.62017 | 12.4309 | 0.011094 | -0.0024564 | -0.011091 | 0.011094 | 0.010546 | 0.45162 | 0.30578 | -0.30345 | 0.45162 | 0.41164 | 0.45374 | 0.20616 | -0.34209 | 0.45374 | 0.41782 | 0.011203 | 0.27168 | 0.17565 | 0.50738 | 10.1701 | 0.0090761 | -0.0020097 | -0.0090737 | 0.0090761 | 0.0086277 | 0.36949 | 0.25017 | -0.24827 | 0.36949 | 0.33677 | 0.37122 | 0.16866 | -0.27988 | 0.37122 | 0.34183
87 | 0.33 | 0.25 | Southern | TX | San.Antonio.Intl.AP.722530 | 2 | 432881 | 23.5801 | 16.4589 | 45.6487 | 23.5405 | 22.1082 | 933.14 | 0.44979 | 7.62 | 0.29937 | 0.15042 | 10.3241 | -0.53972 | -3.03 | -0.64864 | 0.10892 | -7.7558 | -1.1702 | -47.52 | 0.52889 | -1.6991 | -47.7922 | 0.44979 | 7.62 | 0.29937 | 0.15042 | 10.3241 | 0.40977 | 4.7 | 0.3792 | 0.030567 | 7.7013 | 0.013694 | 0.3229 | 0.22538 | 0.6251 | 12.7782 | 0.0061594 | -0.0073908 | -0.016025 | 0.0061594 | 0.0056113 | 0.10435 | -0.041492 | -0.65073 | 0.10435 | 0.064361 | 0.14138 | -0.10621 | -0.65446 | 0.14138 | 0.10546 | 0.011203 | 0.26417 | 0.18439 | 0.51142 | 10.4543 | 0.0050392 | -0.0060466 | -0.013111 | 0.0050392 | 0.0045908 | 0.085369 | -0.033946 | -0.53238 | 0.085369 | 0.052656 | 0.11566 | -0.086891 | -0.53543 | 0.11566 | 0.08628
88 | 0.33 | 0.3 | Southern | TX | San.Antonio.Intl.AP.722530 | 2 | 432881 | 23.5101 | 16.5188 | 45.6987 | 23.4706 | 22.2281 | 936.17 | 0.39979 | 4.59 | 0.36923 | 0.030567 | 7.5257 | -0.58972 | -6.06 | -0.57878 | -0.010936 | -10.5543 | -1.2202 | -50.55 | 0.59875 | -1.819 | -50.5906 | 0.39979 | 4.59 | 0.36923 | 0.030567 | 7.5257 | 0.35977 | 1.67 | 0.44906 | -0.08929 | 4.9029 | 0.013694 | 0.32194 | 0.22621 | 0.62579 | 12.8197 | 0.0054747 | -0.0080755 | -0.01671 | 0.0054747 | 0.0049266 | 0.062854 | -0.082984 | -0.69222 | 0.062854 | 0.022869 | 0.10306 | -0.14453 | -0.69278 | 0.10306 | 0.067139 | 0.011203 | 0.26339 | 0.18507 | 0.51198 | 10.4882 | 0.004479 | -0.0066068 | -0.013671 | 0.004479 | 0.0040306 | 0.051423 | -0.067892 | -0.56633 | 0.051423 | 0.01871 | 0.084313 | -0.11824 | -0.56678 | 0.084313 | 0.054929